3RK1902-0CL00 |  | 3RK1902-0CL00 | 1 | UN | 1 | 5 | B | D | N | N | 85444290 | 1 |  | 0.218 | KG | 66.6 | 66.6 | CP01 | CP01 | MOTOR SUPPLY CABLE JZHF 1.5M, 4X1.5 MM2, PLUG 9-POLE | - | 0 | 7
3RK1902-0CM00 |  | 3RK1902-0CM00 | 1 | UN | 1 | 5 | B | D | N | N | 85444290 | 1 |  | 0.432 | KG | 86.64 | 86.64 | CP01 | CP01 | MOTOR SUPPLY CABLE JZHF 3M, 4X1.5 MM2, PLUG 9-POLE | - | 0 | 7
3RK1902-0CN00 |  | 3RK1902-0CN00 | 1 | UN | 1 | 5 | B | D | N | N | 85444290 | 1 |  | 0.696 | KG | 103.8 | 103.8 | CP01 | CP01 | MOTOR SUPPLY CABLE JZHF 3M, 6X1.5 MM2, PLUG 9-POLE | - | 0 | 7
3RK1902-0CP00 |  | 3RK1902-0CP00 | 1 | UN | 1 | 5 | B | D | N | N | 85444290 | 1 |  | 0.626 | KG | 86.64 | 86.64 | CP01 | CP01 | MOTOR SUPPLY CABLE JZHF 5M, 4X1.5 MM2, PLUG 9-POLE | - | 0 | 7
3RK1902-0CQ00 |  | 3RK1902-0CQ00 | 1 | UN | 1 | 5 | B | D | N | N | 85444290 | 1 | 4011209376717 | 1.11 | KG | 72.12 | 72.12 | CP01 | CP01 | Motor connection cable JZ-HF 10 m, 4x1.5 mm2 Connector 9-pole Special PVC hose line highly flexible, self-extinguishing and flame-retardant | - | 0 | 0
3RK1902-0CR00 |  | 3RK1902-0CR00 | 1 | UN | 1 | 0 | A | D | N | N | 85444290 | 1 | 4011209376724 | 1.11 | KG | 78.12 | 78.12 | CP01 | CP01 | Motor connection cable JZ-HF 5 m, 6 x 1.5 mm2, Connector 9-pole Special PVC hose line highly flexible, self-extinguishing and flame-retardant | - | 0 | 0
3RK1902-0CS00 |  | 3RK1902-0CS00 | 1 | UN | 1 | 5 | B | D | N | N | 85444290 | 1 |  | 1.567 | KG | 157.2 | 157.2 | CP01 | CP01 | MOTOR SUPPLY CABLE JZHF 10M, 6X1.5 MM2, 9-POLE | - | 0 | 7
3RK1902-0CT00 |  | 3RK1902-0CT00 | 1 | UN | 1 | 5 | B | D | EAR99 | N | 82032000 | 1 |  | 0.644 | KG | 1728 | 1728 | CP01 | CP01 | CRIMPING TOOL FOR MALE AND FEMALE CONTACTS 1.5 MM2, 2.5 MM2 AND 4MM2 | - | 0 | 7
3RK1902-0CW00 |  | 3RK1902-0CW00 | 1 | UN | 1 | 15 | C | D | N | N | 82032000 | 1 | 4011209650862 | 0.835 | KG | 577.2 | 577.2 | CP01 | CP01 | Crimping tool for pin/socket 4 to 6 mm2 only contact HAN C for HAN Q4 2 | - | 0 | 0
3RK1902-0DA00 |  | 3RK1902-0DA00 | 1 | UN | 1 | 7 | C | D | EAR99 | N | 85389099 | 1 | 4011209544352 | 0.121 | KG | 210 | 210 | CP01 | CP01 | ASI-MODULE FOR MICROSTARTER AS-INTERFACE DIGITAL INPUT DI 2X DC 24V CONNECTION ASI/24V AUX. POWER VIA PIERCING TECHNOLOGY STATUS DISPLAY VIA LEDS | - | 0 | 7
3RK1902-0DB00 |  | 3RK1902-0DB00 | 1 | UN | 1 | 7 | C | D | EAR99 | N | 85389091 | 1 | 4011209551961 | 0.47 | KG | 147.6 | 147.6 | CP01 | CP01 | PLUG IN CONNECTION 3RK19020DA00 WITH THERMISTOR MOTOR PROT. AND INTEGRATED ERROR EVALUATION FOR CONTACTORS 3TG10 | - | 0 | 7
3RK1902-0DC00 |  | 3RK1902-0DC00 | 1 | UN | 1 | 60 | X | D | EAR99 | N | 85389091 | 1 | 4011209562264 | 0.492 | KG | 158.4 | 158.4 | CP01 | CP01 | FOR 24V DIRECT CONNECTION WITH THERMISTOR MOTOR PROT. AND INTEGRATED ERROR EVALUATION FOR CONTACTORS 3TG10 | - | 0 | 7
3RK1902-1BA00 |  | 3RK1902-1BA00 | 1 | UN | 1 | 5 | B | D | EAR99 | N | 85366990 | 1 | 4011209853010 | 0.069 | KG | 35.4 | 35.4 | CP01 | CP01 | M12 connector, PROFIBUS angled, 5-pole, B-coded screw terminal No terminating resistor integrated | - | 0 | 0
3RK1902-1DA00 |  | 3RK1902-1DA00 | 1 | UN | 1 | 5 | B | D | EAR99 | N | 85366990 | 1 | 4011209853003 | 0.072 | KG | 35.4 | 35.4 | CP01 | CP01 | M12 socket for PROFIBUS angled, 5-pole, B-coded screw terminal No terminating resistor | - | 0 | 0
3RK1902-1GB30 |  | 3RK1902-1GB30 | 1 | UN | 1 | 15 | C | D | EAR99 | N | 85444290 | 1 | 4011209854352 | 0.268 | KG | 31.44 | 31.44 | CP01 | CP01 | Bus cable for PROFIBUS Pre-assembled at one end 1xM12 angled, pin 2-core, shielded Length 3 m | - | 0 | 0
3RK1902-1GB50 |  | 3RK1902-1GB50 | 1 | UN | 1 | 15 | C | D | EAR99 | N | 85444290 | 1 | 4011209854369 | 0.368 | KG | 38.76 | 38.76 | CP01 | CP01 | Bus cable for PROFIBUS Pre-assembled at one end 1 x M12 angled, Socket 2-core, shielded Length 5.0 m | - | 0 | 0
3RK1902-1GC10 |  | 3RK1902-1GC10 | 1 | UN | 1 | 15 | C | D | EAR99 | N | 85444290 | 1 | 4011209854376 | 0.726 | KG | 55.8 | 55.8 | CP01 | CP01 | Bus cable for PROFIBUS Pre-assembled at one end 1 x M12 angled, pin 2-core, shielded Length 10 m | - | 0 | 0
3RK1902-1NB30 |  | 3RK1902-1NB30 | 1 | UN | 1 | 15 | C | D | EAR99 | N | 85444290 | 1 | 4011209858817 | 0.245 | KG | 41.88 | 41.88 | CP01 | CP01 | Bus cable for PROFIBUS assembled on both ends 2 x M12 angled 2-core, shielded Length 3.0 m angled | - | 0 | 0
3RK1902-1NB50 |  | 3RK1902-1NB50 | 1 | UN | 1 | 15 | C | D | EAR99 | N | 85444290 | 1 | 4011209855335 | 0.436 | KG | 51.72 | 51.72 | CP01 | CP01 | Bus cable for PROFIBUS assembled on both ends 2 x M12 angled 2-core, shielded Length 5.0 m angled | - | 0 | 0
3RK1902-1NC10 |  | 3RK1902-1NC10 | 1 | UN | 1 | 15 | C | D | EAR99 | N | 85444290 | 1 | 4011209858824 | 0.83 | KG | 74.16 | 74.16 | CP01 | CP01 | Bus cable for PROFIBUS assembled on both ends 2 x M12 angled 2-core, shielded Length 10 m angled | - | 0 | 0
3RK1902-2DA00 |  | 3RK1902-2DA00 | 1 | UN | 1 | 5 | B | D | N | N | 85366990 | 1 | 4011209853027 | 0.068 | KG | 35.4 | 35.4 | CP01 | CP01 | Connector for PROFINET 4-core, shielded | - | 0 | 0
3RK1902-2HB30 |  | 3RK1902-2HB30 | 1 | UN | 1 | 15 | C | D | EAR99 | N | 85444290 | 1 | 4011209854628 | 0.23 | KG | 36.36 | 36.36 | CP01 | CP01 | Bus cable for PROFINET Pre-assembled at one end 4-core, shielded assembled with 1 x M12 D-coded Length 3.0 m | - | 0 | 0
3RK1902-2HB50 |  | 3RK1902-2HB50 | 1 | UN | 1 | 15 | C | D | EAR99 | N | 85444290 | 1 | 4011209854635 | 0.35 | KG | 46.08 | 46.08 | CP01 | CP01 | Bus cable for PROFINET Pre-assembled at one end 4-core, shielded assembled with 1 x M12 D-coded Length 5.0 m | - | 0 | 0
3RK1902-2HC10 |  | 3RK1902-2HC10 | 1 | UN | 1 | 15 | C | D | EAR99 | N | 85444290 | 1 | 4011209854642 | 0.691 | KG | 61.56 | 61.56 | CP01 | CP01 | Bus cable for PROFINET Pre-assembled at one end 4-core, shielded assembled with 1 x M12 D-coded Length 10 m | - | 0 | 0
3RK1902-2NB30 |  | 3RK1902-2NB30 | 1 | UN | 1 | 15 | C | D | EAR99 | N | 85444290 | 1 | 4011209858787 | 0.235 | KG | 36.36 | 36.36 | CP01 | CP01 | Bus cable for PROFINET assembled on both ends 4-core, shielded assembled with 2 x M12 D-coded, angled Length 3.0 m | - | 0 | 0
3RK1902-2NB50 |  | 3RK1902-2NB50 | 1 | UN | 1 | 15 | C | D | EAR99 | N | 85444290 | 1 | 4011209855342 | 0.36 | KG | 61.2 | 61.2 | CP01 | CP01 | Bus cable for PROFINET assembled on both ends 4-core, shielded assembled with 2 x M12 D-coded, angled Length 5.0 m | - | 0 | 0
3RK1902-2NC10 |  | 3RK1902-2NC10 | 1 | UN | 1 | 15 | C | D | EAR99 | N | 85444290 | 1 | 4011209858794 | 0.68 | KG | 82.32 | 82.32 | CP01 | CP01 | Bus cable for PROFINET assembled on both ends 4-core, shielded assembled with 2 x M12 D-coded, angled Length 10 m | - | 0 | 0
3RK1902-3BA00 |  | 3RK1902-3BA00 | 1 | UN | 1 | 5 | B | D | EAR99 | N | 85366990 | 1 | 4011209855601 | 0.063 | KG | 24.24 | 24.24 | CP01 | CP01 | Plug-in connector 7/8" for 24 V connected and unconnected with screw terminal, 1.5 mm2 angled pin Cable diameter 6...8.7 mm Operational current max. 9 A IP67 in inserted and screwed condition | - | 0 | 0
3RK1902-3DA00 |  | 3RK1902-3DA00 | 1 | UN | 1 | 5 | B | D | EAR99 | N | 85366990 | 1 | 4011209855595 | 0.056 | KG | 30.48 | 30.48 | CP01 | CP01 | 24 V socket - 7/8" Angled 5-pole max. 1.5 mm2 with screw terminals Cable diameter 6...8.7 mm Operational current max. 9 A IP67 in inserted and screwed condition | - | 0 | 0
3RK1902-3GB30 |  | 3RK1902-3GB30 | 1 | UN | 1 | 15 | C | D | EAR99 | N | 85444290 | 1 | 4011209855649 | 0.426 | KG | 58.08 | 58.08 | CP01 | CP01 | Power line 7/8" for 24 V connected and unconnected assembled with 1 x 7/8" angled on one side, 1.5 mm2 Socket, 5-pole, Length 3.0 m | - | 0 | 0
3RK1902-3GB50 |  | 3RK1902-3GB50 | 1 | UN | 1 | 15 | C | D | EAR99 | N | 85444290 | 1 | 4011209855656 | 0.652 | KG | 69.24 | 69.24 | CP01 | CP01 | Power line 7/8" for 24 V connected and unconnected assembled with 1 x 7/8" angled on one side, 1.5 mm2 Socket, 5-pole, Length 5.0 m | - | 0 | 0
3RK1902-3GC10 |  | 3RK1902-3GC10 | 1 | UN | 1 | 15 | C | D | EAR99 | N | 85444290 | 1 | 4011209855663 | 1.345 | KG | 101.64 | 101.64 | CP01 | CP01 | Power line 7/8" for 24 V connected and unconnected assembled with 1 x 7/8" one side angled, 1.5 mm2 Socket, 5-pole, Length 10 m | - | 0 | 0
3RK1902-3NB30 |  | 3RK1902-3NB30 | 1 | UN | 1 | 15 | C | D | EAR99 | N | 85444290 | 1 | 4011209855618 | 0.44 | KG | 77.28 | 77.28 | CP01 | CP01 | Power line 7/8" for 24 V connected and unconnected assembled with 2 x 7/8" angled on both ends 1.5 mm2 pin - socket 5-pole, Length 3.0 m | - | 0 | 0
3RK1902-3NB50 |  | 3RK1902-3NB50 | 1 | UN | 1 | 15 | C | D | EAR99 | N | 85444290 | 1 | 4011209855625 | 0.706 | KG | 92.04 | 92.04 | CP01 | CP01 | Power line 7/8" for 24 V connected and unconnected assembled with 2 x 7/8" angled on both ends 1.5 mm2 pin - socket 5-pole, Length 5.0 m | - | 0 | 0
3RK1902-3NC10 |  | 3RK1902-3NC10 | 1 | UN | 1 | 15 | C | D | EAR99 | N | 85444290 | 1 | 4011209855632 | 1.34 | KG | 134.4 | 134.4 | CP01 | CP01 | Power line 7/8" for 24 V connected and unconnected assembled with 2 x 7/8" angled on both ends 1.5 mm2 pin - socket 5-pole, Length 10 m Clamping range (cable diameter) | - | 0 | 0
3RK1902-4BA00-5AA0 |  | 3RK1902-4BA00-5AA0 | 1 | UN | 1 | 5 | B | D | N | N | 85369095 | 1 | 4011209947894 | 0.025 | KG | 15.24 | 15.24 | CP01 | CP01 | M12 connector straight screw terminal max. 0.75 mm2, 5-pole A-coded max. 4 A | - | 0 | 0
3RK1902-4CA00-4AA0 |  | 3RK1902-4CA00-4AA0 | 1 | UN | 1 | 5 | B | D | N | N | 85369095 | 1 | 4011209891739 | 0.026 | KG | 11.77 | 11.77 | CP01 | CP01 | M12 socket angled 4-pole screw terminal max. 0.75 mm2 A-coded max. 4 A | - | 0 | 0
3RK1902-4DA00-5AA0 |  | 3RK1902-4DA00-5AA0 | 1 | UN | 1 | 5 | B | D | N | N | 85369095 | 1 |  | 0.025 | KG | 15.24 | 15.24 | CP01 | CP01 | M12 connector angled 5-pole screw terminal max. 0.75 mm2 A-coded max. 4 A | - | 0 | 0
3RK1902-4GB50-4AA0 |  | 3RK1902-4GB50-4AA0 | 1 | UN | 1 | 5 | B | D | N | N | 85444290 | 1 |  | 0.16 | KG | 19.44 | 19.44 | CP01 | CP01 | Control cable Pre-assembled at one end M12 socket angled 4-pole with 5 m cable 4 x 0.34 mm2 A-coded max. 4 A PUR sheath black | - | 0 | 0
3RK1902-4HB15-5AA0 |  | 3RK1902-4HB15-5AA0 | 1 | UN | 1 | 5 | B | D | N | N | 85444290 | 1 | 4011209891784 | 0.071 | KG | 25.08 | 25.08 | CP01 | CP01 | Control cable Pre-assembled at one end M12 connector angled, 5-pole with 1.5 m cable 5 x 0.34 mm2 A-coded max. 4 A PUR sheath black | - | 0 | 0
3RK1902-4HB50-5AA0 |  | 3RK1902-4HB50-5AA0 | 1 | UN | 1 | 5 | B | D | N | N | 85444290 | 1 |  | 0.19 | KG | 32.52 | 32.52 | CP01 | CP01 | Control cable Pre-assembled at one end M12 connector angled, 5-pole with 5 m cable 5 x 0.34 mm2 A-coded max. 4 A PUR sheath black | - | 0 | 0
3RK1902-4HC01-5AA0 |  | 3RK1902-4HC01-5AA0 | 1 | UN | 1 | 5 | B | D | N | N | 85444290 | 1 |  | 0.348 | KG | 38.76 | 38.76 | CP01 | CP01 | Control cable Pre-assembled at one end M12 connector angled, 5-pole with 10 m cable 5 x 0.34 mm2 A-coded max. 4 A PUR sheath black | - | 0 | 0
3RK1902-4PB15-3AA0 |  | 3RK1902-4PB15-3AA0 | 1 | UN | 1 | 5 | B | D | N | N | 85444290 | 1 | 4011209891777 | 0.059 | KG | 26.76 | 26.76 | CP01 | CP01 | Control cable, pre-assembled M12 straight cable socket M12 straight connector 1.5 m cable 3 x 0.34 mm2 A-coded max. 4 A PUR sheath black | - | 0 | 0
3RK1903-0AA00 |  | 3RK1903-0AA00 | 1 | UN | 1 | 2 | A | D | N | N | 85369095 | 1 | 4011209385962 | 0.22 | KG | 37.8 | 37.8 | CP01 | CP01 | Terminal module for power module PM-D, for potential group Infeed U1/U2 | novo jan 2019 | 0 | 0
3RK1903-0AB00 |  | 3RK1903-0AB00 | 1 | UN | 1 | 2 | A | D | N | N | 85369095 | 1 | 4011209398283 | 0.352 | KG | 101.16 | 101.16 | CP01 | CP01 | Terminal module for ET 200S DS for DOL starter with supply line connection | novo jan 2019 | 0 | 0
3RK1903-0AB10 |  | 3RK1903-0AB10 | 1 | UN | 1 | 2 | A | D | N | N | 85369095 | 1 | 4011209398290 | 0.349 | KG | 95.76 | 95.76 | CP01 | CP01 | Terminal module for ET 200S DS for DOL starter without supply line connection | novo jan 2019 | 0 | 0
3RK1903-0AC00 |  | 3RK1903-0AC00 | 1 | UN | 1 | 2 | A | D | N | N | 85369095 | 1 | 4011209398306 | 0.49 | KG | 128.4 | 128.4 | CP01 | CP01 | Terminal module for ET 200S RS for reversing starter with supply line connection | novo jan 2019 | 0 | 0
3RK1903-0AC10 |  | 3RK1903-0AC10 | 1 | UN | 1 | 2 | A | D | N | N | 85369095 | 1 | 4011209398313 | 0.605 | KG | 132 | 132 | CP01 | CP01 | Terminal module for ET 200S RS for reversing starter without supply line connection | novo jan 2019 | 0 | 0
3RK1903-0AE00 |  | 3RK1903-0AE00 | 1 | UN | 1 | 2 | A | D | N | N | 85389099 | 1 | 4011209383722 | 0.026 | KG | 16.92 | 16.92 | CP01 | CP01 | 15 mm power bus jumper L123 for ET 200S | novo jan 2019 | 0 | 0
3RK1903-0AF00 |  | 3RK1903-0AF00 | 1 | UN | 1 | 5 | B | D | N | N | 85389099 | 1 | 4011209383739 | 0.046 | KG | 27.96 | 27.96 | CP01 | CP01 | 30 mm power bus jumper L123 for ET 200S | novo jan 2019 | 0 | 0
3RK1903-0AF20 |  | 3RK1903-0AF20 | 1 | UN | 1 | 2 | A | D | N | N | 85389099 | 1 | 4011209864528 | 0.011 | KG | 21.12 | 21.12 | CP01 | CP01 | Caps for power bus for ET 200S motor starter Price refers to a bag containing 20 units | novo jan 2019 | 0 | 0
3RK1903-0AG00 |  | 3RK1903-0AG00 | 1 | UN | 1 | 2 | A | D | N | N | 85369095 | 1 | 4011209407619 | 0.157 | KG | 37.8 | 37.8 | CP01 | CP01 | TM-XB15 S24-01 for ET 200S XB1/XB2/XB5 Terminal module for mounting for brake control module on the right next to DS1-X,RS1-X,DS1E-X RS1E-X, DSS1E-X without XB2 F-DS1E-X,F-RS1E-X | novo jan 2019 | 0 | 0
3RK1903-0AG01 |  | 3RK1903-0AG01 | 1 | UN | 1 | 2 | A | D | EAR99 | N | 85369095 | 1 | 4011209498594 | 0.173 | KG | 41.88 | 41.88 | CP01 | CP01 | TM-XB215 S24-01 for ET200S motor starter for brake modules XB3/XB4/XB6 Terminal module for mounting for brake control module on the right next to RS1-X, DS1-X RS1E-X, DS1E-X F-DS1E-X,F-RS1E-X DSS1E-X without XB4/6 | novo jan 2019 | 0 | 0
3RK1903-0AH00 |  | 3RK1903-0AH00 | 1 | UN | 1 | 2 | A | D | N | N | 85389099 | 1 | 4011209383746 | 0.019 | KG | 11.3 | 11.3 | CP01 | CP01 | 15 mm power bus jumper PE/N for ET 200S | novo jan 2019 | 0 | 0
3RK1903-0AJ00 |  | 3RK1903-0AJ00 | 1 | UN | 1 | 5 | B | D | N | N | 85389099 | 1 | 4011209383753 | 0.031 | KG | 19.92 | 19.92 | CP01 | CP01 | 30 mm power bus jumper PE/N for ET 200S | novo jan 2019 | 0 | 0
3RK1903-0AK00 |  | 3RK1903-0AK00 | 1 | UN | 1 | 2 | A | D | N | N | 85369095 | 1 | 4011209536586 | 0.474 | KG | 115.68 | 115.68 | CP01 | CP01 | 65 mm terminal module for ET200S High Feature DOL starter Direct soft starter with supply line connection | novo jan 2019 | 0 | 0
3RK1903-0AK10 |  | 3RK1903-0AK10 | 1 | UN | 1 | 2 | A | D | N | N | 85369095 | 1 | 4011209536579 | 0.499 | KG | 109.2 | 109.2 | CP01 | CP01 | 65 mm terminal module for ET200S High Feature DOL starter Direct soft starter without supply line connection | novo jan 2019 | 0 | 0
3RK1903-0AL00 |  | 3RK1903-0AL00 | 1 | UN | 1 | 2 | A | D | N | N | 85369095 | 1 | 4011209536593 | 0.78 | KG | 144 | 144 | CP01 | CP01 | 130 mm terminal module for ET200S High Feature Reversing starter with supply line connection | novo jan 2019 | 0 | 0
3RK1903-0AL10 |  | 3RK1903-0AL10 | 1 | UN | 1 | 2 | A | D | N | N | 85369095 | 1 | 4011209536609 | 0.843 | KG | 144 | 144 | CP01 | CP01 | 130 mm terminal module for ET200S High Feature Reversing starter without supply line connection | novo jan 2019 | 0 | 0
3RK1903-0BA00 |  | 3RK1903-0BA00 | 1 | UN | 1 | 2 | A | D | N | N | 85389091 | 1 | 4011209405776 | 0.071 | KG | 63.72 | 63.72 | CP01 | CP01 | PM-D for ET 200S Power module for starter 24 V DC | novo jan 2019 | 0 | 0
3RK1903-0CA00 |  | 3RK1903-0CA00 | 1 | UN | 1 | 2 | A | D | N | N | 85389099 | 1 | 4011209420670 | 0.017 | KG | 10.18 | 10.18 | CP01 | CP01 | Control kit for 200S starter | novo jan 2019 | 0 | 0
3RK1903-0CB00 |  | 3RK1903-0CB00 | 1 | UN | 1 | 2 | A | D | EAR99 | N | 85371098 | 1 | 4011209437883 | 0.103 | KG | 87.84 | 87.84 | CP01 | CP01 | XB1 for ET 200S/DS-X/RS-X brake control module 24 V DC 4 A for motors with mechanical brakes | novo jan 2019 | 0 | 0
3RK1903-0CC00 |  | 3RK1903-0CC00 | 1 | UN | 1 | 2 | A | D | N | N | 85371098 | 1 | 4011209437890 | 0.11 | KG | 87.84 | 87.84 | CP01 | CP01 | XB2 for ET 200S/DS-X/RS-X brake control module 500 V DC, 0.7 A for motors with mechanical brakes | novo jan 2019 | 0 | 0
3RK1903-0CD00 |  | 3RK1903-0CD00 | 1 | UN | 1 | 2 | A | D | EAR99 | N | 85371098 | 1 | 4011209407602 | 0.124 | KG | 27.96 | 27.96 | CP01 | CP01 | Spacer module for ET 200S Recommended for ambient temperature of 40 Â°C or higher or from 6.3 A Starter rated current | novo jan 2019 | 0 | 0
3RK1903-0CE00 |  | 3RK1903-0CE00 | 1 | UN | 1 | 2 | A | D | EAR99 | N | 85371098 | 1 | 4011209510319 | 0.109 | KG | 258 | 258 | CP01 | CP01 | XB3 for ET 200S for DS1-X / RS1-X Brake control module 24 V DC 4 A for motors with mechanical brakes DI 2 x 24 V DC local control | novo jan 2019 | 0 | 0
3RK1903-0CF00 |  | 3RK1903-0CF00 | 1 | UN | 1 | 10 | C | D | N | N | 85371098 | 1 | 4011209501041 | 0.116 | KG | 258 | 258 | CP01 | CP01 | XB4 for ET 200S for DS1-X / RS1-X brake control module 500 V AC 0.7 A for motors with mechanical brakes DI 2 x 24 V DC local control | novo jan 2019 | 0 | 0
3RK1903-0CG00 |  | 3RK1903-0CG00 | 1 | UN | 1 | 5 | B | D | N | N | 85363010 | 1 | 4011209515468 | 0.037 | KG | 10.33 | 10.33 | CP01 | CP01 | Control unit for ET 200S | novo jan 2019 | 0 | 0
3RK1903-0CH10 |  | 3RK1903-0CH10 | 1 | UN | 1 | 2 | A | D | N | N | 85364190 | 1 | 4011209575578 | 0.026 | KG | 114.36 | 114.36 | CP01 | CP01 | 2 DI 24 V DC COM Control Module for ET200S High Feature Starter for ET 200S Failsafe Starter for local input functions with COM interface for PC cable 6ED1057-1 AA00-0BA0 | novo jan 2019 | 0 | 0
3RK1903-0CH20 |  | 3RK1903-0CH20 | 1 | UN | 1 | 2 | A | D | N | N | 85364190 | 1 | 4011209591837 | 0.026 | KG | 129.6 | 129.6 | CP01 | CP01 | 2 DI 24 V DC LC COM Control module for ET200S High Feature Starter for ET 200S Failsafe Starter for local input functions or for manual operation with COM interface for PC cable 6ED1057-1 AA00-0BA0 | novo jan 2019 | 0 | 0
3RK1903-0CJ00 |  | 3RK1903-0CJ00 | 1 | UN | 1 | 10 | C | D | N | N | 85371098 | 1 | 4011209897199 | 0.111 | KG | 87.84 | 87.84 | CP01 | CP01 | XB5 for ET 200S motor starter for types DS1E-X, RS1E-X for F-DS1E-X, F-RS1E-X for DS1-X, RS1-X brake control module 400 V AC / 0.5 A for motors with mechanical brakes without digital inputs | novo jan 2019 | 0 | 0
3RK1903-0CK00 |  | 3RK1903-0CK00 | 1 | UN | 1 | 10 | C | D | EAR99 | N | 85371098 | 1 | 4011209897205 | 0.12 | KG | 258 | 258 | CP01 | CP01 | XB6 for ET 200S motor starter for DS1-X, RS1-X for DS1E-X, RS1E-X brake control module for F-DS1E-X, F-RS1E-X 400 V AC 0.5 A for motors with mechanical brakes with 2 digital inputs | novo jan 2019 | 0 | 0
3RK1903-1AA00 |  | 3RK1903-1AA00 | 1 | UN | 1 | 2 | A | D | N | N | 85369095 | 1 | 4011209385979 | 0.403 | KG | 78.48 | 78.48 | CP01 | CP01 | TM-PF30 S47-B1 Terminal module for power module PM-DF 1/2 for potential group Infeed U1/U2 with sensor connection | novo jan 2019 | 0 | 0
3RK1903-1AA10 |  | 3RK1903-1AA10 | 1 | UN | 1 | 5 | B | D | EAR99 | N | 85369095 | 1 | 4011209405677 | 0.393 | KG | 78.48 | 78.48 | CP01 | CP01 | TM-PF30 S47-B0 Terminal module for power module PM-DF 1/2 for partial potential group with sensor connection | novo jan 2019 | 0 | 0
3RK1903-1AB00 |  | 3RK1903-1AB00 | 1 | UN | 1 | 2 | A | D | N | N | 85369095 | 1 | 4011209394087 | 0.197 | KG | 33.36 | 33.36 | CP01 | CP01 | TM-X15 S27-01 Terminal module for connection module PM-X | novo jan 2019 | 0 | 0
3RK1903-1AC00 |  | 3RK1903-1AC00 | 1 | UN | 1 | 5 | B | D | EAR99 | N | 85369095 | 1 | 4011209440104 | 0.39 | KG | 78.48 | 78.48 | CP01 | CP01 | TM-PF 30 S47-C1 Terminal module for power module PM-DF 3/4 for potential group Infeed U1/U2 | novo jan 2019 | 0 | 0
3RK1903-1AC10 |  | 3RK1903-1AC10 | 1 | UN | 1 | 5 | B | D | N | N | 85369095 | 1 | 4011209440111 | 0.379 | KG | 78.48 | 78.48 | CP01 | CP01 | TM-PF 30 S47-C0 Terminal module for power module PM-DF 3/4 for partial potential group Infeed U2 | novo jan 2019 | 0 | 0
3RK1903-1AD10 |  | 3RK1903-1AD10 | 1 | UN | 1 | 5 | B | D | N | N | 85369095 | 1 | 4011209503298 | 0.385 | KG | 78.48 | 78.48 | CP01 | CP01 | TM-PF30 S47-D0 Terminal module for Contact multiplier PM-D F5 for actuator connection for max. 4 single-channel actuators for max. 2 2-channel actuators | novo jan 2019 | 0 | 0
3RK1903-1BA00 |  | 3RK1903-1BA00 | 1 | UN | 1 | 2 | A | D | N | N | 85389091 | 1 | 4011209405899 | 0.244 | KG | 223.2 | 223.2 | CP01 | CP01 | PM-D F1 for motor starter power module, Fail-safe up to safety category 4 EN954-1 for monitored start emergency stop can be plugged onto TM-PF30 S47-B0 -B1 30 mm | novo jan 2019 | 0 | 0
3RK1903-1BB00 |  | 3RK1903-1BB00 | 1 | UN | 1 | 2 | A | D | N | N | 85389091 | 1 | 4011209449701 | 0.248 | KG | 223.2 | 223.2 | CP01 | CP01 | PM-D F2 for motor starter power module, Fail-safe up to safety category 4 EN 954-1 for auto start protection door can be plugged onto TM-PF30 S47-B0 -B1 30 mm | novo jan 2019 | 0 | 0
3RK1903-1BC00 |  | 3RK1903-1BC00 | 1 | UN | 1 | 10 | C | D | N | N | 85389091 | 1 | 4011209449718 | 0.275 | KG | 196.8 | 196.8 | CP01 | CP01 | PM-D F4 for motor starter power module, Fail-safe Extension for PM-D F 1/2 for further ET200S busbar can be plugged onto TM-PF30 S47-C0 -C1 30 mm | novo jan 2019 | 0 | 0
3RK1903-1BD00 |  | 3RK1903-1BD00 | 1 | UN | 1 | 10 | C | D | N | N | 85389091 | 1 | 4011209449725 | 0.233 | KG | 259.2 | 259.2 | CP01 | CP01 | PM-D F3 for motor starter power module, Fail-safe Extension for PM-D F 1/2 for further potential group with delay 0.5 to 30 can be plugged onto TM-PF30 S47-C0 -C1 30 mm up to safety category 3 EN 954-1 | novo jan 2019 | 0 | 0
3RK1903-1BE00 |  | 3RK1903-1BE00 | 1 | UN | 1 | 10 | C | D | N | N | 85389091 | 1 | 4011209544925 | 0.231 | KG | 196.8 | 196.8 | CP01 | CP01 | PM-D F5 for motor starter Power module, Fail-safe Extension to PM-D F1 up to F4 Contact multiplier with 4 floating relay contacts 24 V DC max. 3 A per contact can be plugged onto TM-PF30 S47-D0 30 mm | novo jan 2019 | 0 | 0
3RK1903-1CA00 |  | 3RK1903-1CA00 | 1 | UN | 1 | 2 | A | D | N | N | 85365080 | 1 | 4011209407015 | 0.032 | KG | 23.52 | 23.52 | CP01 | CP01 | F-kit for DOL starter DS1-X for ET200S solution local up to Category 4/ PL E according to ISO13849-1 up to SIL 3 IEC 62061 for DOL starter consists of: 1 auxiliary switch block 1 contact holder with Connecting cable 2 contact carriers for TM | novo jan 2019 | 0 | 0
3RK1903-1CA01 |  | 3RK1903-1CA01 | 1 | UN | 1 | 2 | A | D | N | N | 85365080 | 1 | 4011209407022 | 0.059 | KG | 41.04 | 41.04 | CP01 | CP01 | F-kit RS1-X for ET200S solution local up to Category 4/ PL E according to ISO13849-1 up to SIL 3 IEC 62061 for reversing starter consists of: 2 auxiliary switch blocks 1 contact holder with Connecting cable 1 connecting cable (jumper) 4 contact carriers for TM | novo jan 2019 | 0 | 0
3RK1903-1CA02 |  | 3RK1903-1CA02 | 1 | UN | 1 | 0 | A | D | EAR99 | N | 85365080 | 1 |  | 0.03 | KG | 54.24 | 54.24 | CP01 | CP01 | F-kit DS with gold contacts for ET200S MS SOL local up to SIL 3 according to IEC 62061 for DOL starter | novo jan 2019 | 0 | 9
3RK1903-1CA03 |  | 3RK1903-1CA03 | 1 | UN | 1 | 0 | A | D | EAR99 | N | 85365080 | 1 |  | 0.03 | KG | 97.44 | 97.44 | CP01 | CP01 | F-kit RS with gold contacts for ET200S MS SOL local up to SIL 3 according to IEC 62061 for reversing starter | novo jan 2019 | 0 | 9
3RK1903-1CB00 |  | 3RK1903-1CB00 | 1 | UN | 1 | 2 | A | D | N | N | 85365080 | 1 | 4011209391895 | 0.068 | KG | 45.24 | 45.24 | CP01 | CP01 | PM-X for motor starter connection module up to safety category 4 EN 954-1 for feedback circuit and infeed protection 15 mm can be plugged onto TM-X15 S27-01 | novo jan 2019 | 0 | 0
3RK1903-2AA00 |  | 3RK1903-2AA00 | 1 | UN | 1 | 2 | A | D | N | N | 85369095 | 1 | 4011209383708 | 0.078 | KG | 37.08 | 37.08 | CP01 | CP01 | TB PEN for ET 200S Terminal block PEN for starter with connection for supply line and load for mounting on the left | novo jan 2019 | 0 | 0
3RK1903-2AA10 |  | 3RK1903-2AA10 | 1 | UN | 1 | 2 | A | D | N | N | 85369095 | 1 | 4011209383715 | 0.081 | KG | 37.08 | 37.08 | CP01 | CP01 | TB PEN for ET 200S Terminal block PEN for starter with connection for loads for mounting in the center | novo jan 2019 | 0 | 0
3RK1903-2AC00 |  | 3RK1903-2AC00 | 1 | UN | 1 | 2 | A | D | N | N | 85369095 | 1 | 4011209533721 | 0.095 | KG | 47.04 | 47.04 | CP01 | CP01 | 65 mm terminal block PEN for ET200S High Feature starter with connection for supply line and load | novo jan 2019 | 0 | 0
3RK1903-2AC10 |  | 3RK1903-2AC10 | 1 | UN | 1 | 2 | A | D | N | N | 85369095 | 1 | 4011209533738 | 0.099 | KG | 47.04 | 47.04 | CP01 | CP01 | 65 mm terminal block PEN for ET200S High Feature starter with connection for loads | novo jan 2019 | 0 | 0
3RK1903-3AA00 |  | 3RK1903-3AA00 | 1 | UN | 1 | 2 | A | D | N | N | 85369095 | 1 | 4011209536920 | 0.354 | KG | 99.48 | 99.48 | CP01 | CP01 | for PM-D F PROFISAFE with PROFIBUS or PROFINET for potential group for infeed | novo jan 2019 | 0 | 0
3RK1903-3AB10 |  | 3RK1903-3AB10 | 1 | UN | 1 | 5 | B | D | N | N | 85369095 | 1 | 4011209536937 | 0.41 | KG | 117.96 | 117.96 | CP01 | CP01 | for F-CM contact multiplier codeable for shutdown group SG1 to SG6 30 mm | novo jan 2019 | 0 | 0
3RK1903-3AC00 |  | 3RK1903-3AC00 | 1 | UN | 1 | 2 | A | D | N | N | 85369095 | 1 | 4011209547117 | 0.475 | KG | 127.2 | 127.2 | CP01 | CP01 | 65 mm terminal module for F-DS1E-X with supply line connection with coding for shutdown groups | novo jan 2019 | 0 | 0
3RK1903-3AC10 |  | 3RK1903-3AC10 | 1 | UN | 1 | 2 | A | D | N | N | 85369095 | 1 | 4011209547124 | 0.48 | KG | 120 | 120 | CP01 | CP01 | 65 mm terminal module for F-DS1E-X without supply line connection with Coding for shutdown groups | novo jan 2019 | 0 | 0
3RK1903-3AD00 |  | 3RK1903-3AD00 | 1 | UN | 1 | 2 | A | D | N | N | 85369095 | 1 | 4011209547131 | 0.78 | KG | 160.8 | 160.8 | CP01 | CP01 | 130 mm terminal module for F-RS1E-X with supply line connection with coding for shutdown groups | novo jan 2019 | 0 | 0
3RK1903-3AD10 |  | 3RK1903-3AD10 | 1 | UN | 1 | 2 | A | D | N | N | 85369095 | 1 | 4011209547148 | 0.875 | KG | 160.8 | 160.8 | CP01 | CP01 | 130 mm terminal module for F-RS1E-X without supply line connection with coding for shutdown groups | novo jan 2019 | 0 | 0
3RK1903-3AE00 |  | 3RK1903-3AE00 | 1 | UN | 1 | 5 | B | D | EAR99 | N | 85369095 | 1 | 4011209556997 | 0.398 | KG | 117.96 | 117.96 | CP01 | CP01 | TM-PFX30 S47-G1 for potential group without infeed from the left for the beginning of a new group 30 mm | novo jan 2019 | 0 | 0
3RK1903-3AE10 |  | 3RK1903-3AE10 | 1 | UN | 1 | 5 | B | D | EAR99 | N | 85369095 | 1 | 4011209557000 | 0.402 | KG | 117.96 | 117.96 | CP01 | CP01 | TM-PFX30 S47-G0 for potential group with infeed from the left for forwarding U1 m SG1 to 6 for external ET200S station 30 mm | novo jan 2019 | 0 | 0
3RK1903-3BA01 |  | 3RK1903-3BA01 | 1 | UN | 1 | 2 | A | D | EAR99 | N | 85389091 | 1 | 4011209659650 | 0.139 | KG | 1011.6 | 1011.6 | CP01 | CP01 | PM-D F PROFISAFE power module for fail-safe motor starter, for fail-safe contact multiplier with 6 shutdown groups for PROFIBUS or PROFINET can be plugged onto TM-PF30 S47-F1 for F-frequency converter 30 mm | novo jan 2019 | 0 | 7
3RK1903-3BA02 |  | 3RK1903-3BA02 | 1 | UN | 1 | 2 | A | D | EAR99 | N | 85389091 | 1 | 4011209858909 | 0.144 | KG | 802.8 | 802.8 | CP01 | CP01 | PM-D F PROFISAFE power module for fail-safe motor starter, for fail-safe contact multiplier with 6 shutdown groups for PROFIBUS or PROFINET can be plugged onto TM-PF30 S47-F1 for F-frequency converter 30 mm | novo jan 2019 | 0 | 0
3RK1903-3CA00 |  | 3RK1903-3CA00 | 1 | UN | 1 | 2 | A | D | N | N | 85389091 | 1 | 4011209547735 | 0.22 | KG | 280.8 | 280.8 | CP01 | CP01 | ET200S Solution PROFISAFE F-CM fail-safe contact multiplier with 4 floating contacts 2 A DC-13 to 24 V for coupling with separate safety circuits can be plugged onto TM-FCM30 S47-E0 Extension for PM-DFX1 or PM-DF PROFISAFE 30 mm | novo jan 2019 | 0 | 0
3RK1903-3DA00 |  | 3RK1903-3DA00 | 1 | UN | 1 | 10 | C | D | N | N | 85389091 | 1 | 4011209558359 | 0.126 | KG | 140.4 | 140.4 | CP01 | CP01 | PM-D FX1 Failsafe power module for MS Failsafe F-RS F-DS for 6 shutdown groups with overvoltage protection 30 mm can be plugged onto TM-PFX30S47-G1 -G0 | novo jan 2019 | 0 | 0
3RK1903-3EA10 |  | 3RK1903-3EA10 | 1 | UN | 1 | 5 | B | D | N | N | 85369095 | 1 | 4011209584839 | 0.098 | KG | 48.84 | 48.84 | CP01 | CP01 | 15 mm terminal module for ET 200S inverter control module ICU | novo jan 2019 | 0 | 7
3RK1903-3EC00 |  | 3RK1903-3EC00 | 1 | UN | 1 | 5 | B | D | N | N | 85369095 | 1 | 4011209591776 | 0.55 | KG | 171.6 | 171.6 | CP01 | CP01 | 65 mm terminal module for ET 200S inverter power module IPM25 FS A with supply line connection | novo jan 2019 | 0 | 7
3RK1903-3EC10 |  | 3RK1903-3EC10 | 1 | UN | 1 | 5 | B | D | N | N | 85369095 | 1 | 4011209591783 | 0.557 | KG | 157.2 | 157.2 | CP01 | CP01 | 65 mm terminal module for ET 200S inverter power module IPM25 FS A without supply line connection | novo jan 2019 | 0 | 7
3RK1903-3ED00 |  | 3RK1903-3ED00 | 1 | UN | 1 | 5 | B | D | N | N | 85369095 | 1 | 4011209591790 | 0.897 | KG | 214.8 | 214.8 | CP01 | CP01 | 130 mm terminal module for ET 200S inverter power module IPM25 FS B with supply line connection | novo jan 2019 | 0 | 7
3RK1903-3ED10 |  | 3RK1903-3ED10 | 1 | UN | 1 | 5 | B | D | N | N | 85369095 | 1 | 4011209591806 | 0.93 | KG | 226.8 | 226.8 | CP01 | CP01 | 130 mm terminal module for ET 200S inverter power module IPM25 FS B without supply line connection | novo jan 2019 | 0 | 7
3RK1904-2AB01 |  | 3RK1904-2AB01 | 1 | UN | 1 | 0 | A | D | N | N | 85371098 | 1 | 4011209569409 | 0.54 | KG | 745.2 | 745.2 | CP01 | CP01 | AS-Interface Addressing and diagnostic unit for active AS-i modules Intelligent sensors and actuators with functionality according to V2.1 with M12 socket Addressing of user modules via 3RK1901-1MA00 | - | 0 | 7
3RK1904-2AB02 |  | 3RK1904-2AB02 | 1 | UN | 1 | 2 | A | D | EAR99 | N | 85371098 | 1 | 4011209878198 | 0.565 | KG | 471.6 | 471.6 | CP01 | CP01 | AS-Interface Addressing unit V3.0 for setting the addresses of AS-i slave modules Input/output test and further functions AS-i specification V3.0 M12 connection socket with addressing cable 1.5 m (M12 connector/hollow plug) with batteries (4 x 1.5 V LR6) Addressing of user modules via accessory 3RK1901-1MA00 | - | 0 | 0
3RK1904-3AB01 |  | 3RK1904-3AB01 | 1 | UN | 1 | 2 | A | D | EAR99S | N | 85371098 | 1 | 4011209648319 | 0.825 | KG | 2640 | 2640 | CP01 | CP01 | AS-Interface Analyzer V2 Diagnostic unit with functionality according to V2.1 Extended version with ASIsafe evaluation and measurement wizard | - | 0 | 0
3RK1908-0AP00-0AP0 |  | 3RK1908-0AP00-0AP0 | 1 | UN | 1 | 2 | A | D | N | N | 85371098 | 1 | 4047621021300 | 170 | G | 114.96 | 114.96 | CP01 | CP01 | Base unit (BU30-MS1) For ET 200SP motor starter With infeed 24 V and 500 V Incl. infeed bus cover | - | 0 | 0
3RK1908-0AP00-0BP0 |  | 3RK1908-0AP00-0BP0 | 1 | UN | 1 | 2 | A | D | N | N | 85371098 | 1 | 4047621021324 | 170 | G | 101.04 | 101.04 | CP01 | CP01 | Base unit (BU30-MS3) For ET 200SP motor starter With infeed 24 V | - | 0 | 0
3RK1908-0AP00-0CP0 |  | 3RK1908-0AP00-0CP0 | 1 | UN | 1 | 2 | A | D | N | N | 85371098 | 1 | 4047621021331 | 170 | G | 108.72 | 108.72 | CP01 | CP01 | Base unit (BU30-MS2) For ET 200SP motor starter With infeed 500 V Incl. infeed bus cover | - | 0 | 0
3RK1908-0AP00-0DP0 |  | 3RK1908-0AP00-0DP0 | 1 | UN | 1 | 2 | A | D | N | N | 85371098 | 1 | 4047621021348 | 170 | G | 86.88 | 86.88 | CP01 | CP01 | Base unit (BU30-MS4) For ET 200SP motor starter Without infeed | - | 0 | 0
3RK1908-0AP00-0EP0 |  | 3RK1908-0AP00-0EP0 | 1 | UN | 1 | 2 | A | D | N | N | 85371098 | 1 | 4047621021355 | 170 | G | 130.8 | 130.8 | CP01 | CP01 | Base unit (BU30-MS5) with F-DI For ET 200SP motor starter With infeed 500 V Incl. infeed bus cover | - | 0 | 0
3RK1908-0AP00-0FP0 |  | 3RK1908-0AP00-0FP0 | 1 | UN | 1 | 2 | A | D | N | N | 85371098 | 1 | 4047621021362 | 170 | G | 122.4 | 122.4 | CP01 | CP01 | Base unit (BU30-MS6) with F-DI For ET 200SP motor starter Without infeed | - | 0 | 0
3RK1908-0AP00-0GP0 |  | 3RK1908-0AP00-0GP0 | 1 | UN | 1 | 2 | A | D | N | N | 85371098 | 1 | 4047621066202 | 170 | G | 130.8 | 130.8 | CP01 | CP01 | Base unit (BU30-MS7) With F-DI infeed For ET 200SP motor starter With infeed 500 V Incl. infeed bus cover |  | 0 | 0
3RK1908-0AP00-0HP0 |  | 3RK1908-0AP00-0HP0 | 1 | UN | 1 | 2 | A | D | N | N | 85371098 | 1 | 4047621066219 | 170 | G | 126 | 126 | CP01 | CP01 | Base unit (BU30-MS8) with F-DI forwarding For ET 200SP motor starter With infeed 500 V Incl. infeed bus cover |  | 0 | 0
3RK1908-0AP00-0JP0 |  | 3RK1908-0AP00-0JP0 | 1 | UN | 1 | 2 | A | D | N | N | 85371098 | 1 | 4047621066226 | 170 | G | 122.4 | 122.4 | CP01 | CP01 | Base unit (BU30-MS9) with F-DI forwarding For ET 200SP motor starter Without infeed |  | 0 | 0
3RK1908-0AP00-0KP0 |  | 3RK1908-0AP00-0KP0 | 1 | UN | 1 | 2 | A | D | N | N | 85371098 | 1 | 4047621067759 | 170 | G | 126 | 126 | CP01 | CP01 | Base unit (BU30-MS10) With F-DI infeed For ET 200SP motor starter Without infeed Incl. infeed bus cover |  | 0 | 0
3RK1908-1AA00-0BP0 |  | 3RK1908-1AA00-0BP0 | 1 | UN | 1 | 2 | A | D | N | N | 85371098 | 1 | 4047621012209 | 0.048 | KG | 57.6 | 57.6 | CP01 | CP01 | 3DI/LC module (connection terminals) for ET 200SP motor starter | - | 0 | 0
3RK1908-1CA00-0BP0 |  | 3RK1908-1CA00-0BP0 | 1 | UN | 1 | 2 | A | D | N | N | 85389099 | 1 | 4047621021102 | 70 | G | 17.88 | 17.88 | CP01 | CP01 | BU cover 30 mm for ET 200SP motor starter for protection of empty slots | - | 0 | 0
3RK1908-1DA00-2BP0 |  | 3RK1908-1DA00-2BP0 | 1 | UN | 1 | 2 | A | D | N | N | 85389099 | 1 | 4047621021119 | 31 | G | 32.04 | 32.04 | CP01 | CP01 | Touch protection for power bus for ET 200SP motor starter Bag containing 10 units | - | 0 | 0
3RK1908-1EA00-1BP0 |  | 3RK1908-1EA00-1BP0 | 1 | UN | 1 | 2 | A | D | N | N | 85389099 | 1 | 4047621021126 | 16 | G | 19.08 | 19.08 | CP01 | CP01 | Additional mounting base unit for ET 200SP motor starter Bag containing 5 units | - | 0 | 0
3RK1908-1SK00 |  | 3RK1908-1SK00 | 1 | UN | 1 | 5 | B | D | EAR99 | N | 85371098 | 1 | 4047621068312 | 0.81 | KG | 300 | 300 | CP01 | CP01 | ET 200SP MS starter kit including 3RK 1308 motor starter 0.9 - 3 A, reversing starter, BaseUnit with infeed 24 V and 500 V, EMC distance module (blank module 15 mm) |  | 0 | 0
3RK1911-0AG60 |  | 3RK1911-0AG60 | 1 | UN | 1 | 15 | C | D | N | N | 85444995 | 1 | 4011209625013 | 7.985 | KG | 337.96 | 337.96 | CP01 | CP01 | ECOFAST Power bus cable 5 x 4 mm2 20 m Sold by the meter | - | 0 | 9
3RK1911-0AG70 |  | 3RK1911-0AG70 | 1 | UN | 1 | 15 | C | D | N | N | 85444995 | 1 | 4011209625020 | 13.085 | KG | 811.58 | 811.58 | CP01 | CP01 | ECOFAST Power bus cable 5 x 4 mm2 50 m Sold by the meter | - | 0 | 9
3RK1911-0AG80 |  | 3RK1911-0AG80 | 1 | UN | 1 | 15 | C | D | N | N | 85444995 | 1 | 4011209625037 | 13 | KG | 1558.9 | 1558.9 | CP01 | CP01 | ECOFAST Power bus cable 5 x 4 mm2 100 m Sold by the meter | - | 0 | 9
3RK1911-0AH60 |  | 3RK1911-0AH60 | 1 | UN | 1 | 15 | C | D | N | N | 85444995 | 1 | 4011209625044 | 25 | KG | 366.52 | 366.52 | CP01 | CP01 | ECOFAST Power bus cable 5 x 6 mm2 20 m Sold by the meter | - | 0 | 9
3RK1911-0AH70 |  | 3RK1911-0AH70 | 1 | UN | 1 | 15 | C | D | N | N | 85444995 | 1 | 4011209625051 | 50 | KG | 897.26 | 897.26 | CP01 | CP01 | ECOFAST Power bus cable 5 x 6 mm2 50 m Sold by the meter | - | 0 | 9
3RK1911-0AH80 |  | 3RK1911-0AH80 | 1 | UN | 1 | 15 | C | D | N | N | 85444995 | 1 | 4011209625068 | 100 | KG | 1725.5 | 1725.5 | CP01 | CP01 | ECOFAST Power bus cable 5 x 6 mm2 100 m Sold by the meter | - | 0 | 9
3RK1911-0BA10 |  | 3RK1911-0BA10 | 1 | UN | 1 | 20 | D | D | N | N | 85444290 | 1 | 4011209527997 | 0.7 | KG | 89.37 | 89.37 | CP01 | CP01 | ECOFAST Power connection cable 5 x 4 mm2, Length 1.5 m Pre-assembled single-sided Han Q8/0 | - | 0 | 9
3RK1911-0BA20 |  | 3RK1911-0BA20 | 1 | UN | 1 | 20 | D | D | N | N | 85444290 | 1 | 4011209528000 | 1.28 | KG | 103.65 | 103.65 | CP01 | CP01 | ECOFAST Power connection cable 5 x 4 mm2, Length 3 m pre-assembled single-sided Han Q8/0 | - | 0 | 9
3RK1911-0BA30 |  | 3RK1911-0BA30 | 1 | UN | 1 | 20 | D | D | N | N | 85444290 | 1 | 4011209528017 | 1.705 | KG | 129.71 | 129.71 | CP01 | CP01 | ECOFAST Power connection cable 5 x 4 mm2, Length 5 m pre-assembled single-sided Han Q8/0 | - | 0 | 9
3RK1911-0BA40 |  | 3RK1911-0BA40 | 1 | UN | 1 | 20 | D | D | N | N | 85444290 | 1 | 4011209528024 | 3.583 | KG | 197.54 | 197.54 | CP01 | CP01 | ECOFAST Power connection cable 5 x 4 mm2, Length 10 m pre-assembled single-sided Han Q8/0 | - | 0 | 9
3RK1911-0BB10 |  | 3RK1911-0BB10 | 1 | UN | 1 | 20 | D | D | N | N | 85444290 | 1 | 4011209527911 | 0.86 | KG | 224.91 | 224.91 | CP01 | CP01 | ECOFAST Power connection cable 5 x 4 mm2, Length 1.5 m pre-assembled Han Q8/0 + Energy T | - | 0 | 9
3RK1911-0BB20 |  | 3RK1911-0BB20 | 1 | UN | 1 | 20 | D | D | N | N | 85444290 | 1 | 4011209527928 | 1.282 | KG | 274.89 | 274.89 | CP01 | CP01 | ECOFAST Power connection cable 5 x 4 mm2, Length 3 m pre-assembled Han Q8/0 + Energy T | - | 0 | 9
3RK1911-0BB30 |  | 3RK1911-0BB30 | 1 | UN | 1 | 20 | D | D | N | N | 85444290 | 1 | 4011209527935 | 1.955 | KG | 315.35 | 315.35 | CP01 | CP01 | ECOFAST Power connection cable 5 x 4 mm2, Length 5 m pre-assembled Han Q8/0 + Energy T | - | 0 | 9
3RK1911-0BB40 |  | 3RK1911-0BB40 | 1 | UN | 1 | 20 | D | D | N | N | 85444290 | 1 | 4011209527942 | 0.013 | KG | 412.93 | 412.93 | CP01 | CP01 | ECOFAST Power connection cable 5 x 4 mm2, Length 10 m pre-assembled Han Q8/0 + Energy T | - | 0 | 9
3RK1911-0BB60 |  | 3RK1911-0BB60 | 1 | UN | 1 | 20 | D | D | N | N | 85444290 | 1 | 4011209538443 | 3.8 | KG | 381.99 | 381.99 | CP01 | CP01 | ECOFAST POWER CONNECTION LINE 5 X 4 SQMM; LENGTH 16 M READY MADE-UP HAN Q8/0 + POWER T | - | 0 | 7
3RK1911-0BC10 |  | 3RK1911-0BC10 | 1 | UN | 1 | 20 | D | D | N | N | 85444290 | 1 | 4011209528079 | 0.645 | KG | 157.08 | 157.08 | CP01 | CP01 | ISO 23570 Power connection cable 5 x 4 mm2, Length 1.5 m pre-assembled Han Q8/0 both sides | - | 0 | 9
3RK1911-0BC20 |  | 3RK1911-0BC20 | 1 | UN | 1 | 20 | D | D | N | N | 85444290 | 1 | 4011209528086 | 1.22 | KG | 172.55 | 172.55 | CP01 | CP01 | ECOFAST Power connection cable 5 x 4 mm2, Length 3 m pre-assembled Han Q8/0 both sides | - | 0 | 9
3RK1911-0BC30 |  | 3RK1911-0BC30 | 1 | UN | 1 | 20 | D | D | N | N | 85444290 | 1 | 4011209528093 | 1.91 | KG | 201.11 | 201.11 | CP01 | CP01 | ECOFAST Power connection cable 5 x 4 mm2, Length 5 m pre-assembled Han Q8/0 both sides | - | 0 | 9
3RK1911-0BC40 |  | 3RK1911-0BC40 | 1 | UN | 1 | 20 | D | D | N | N | 85444290 | 1 | 4011209528109 | 3.81 | KG | 274.89 | 274.89 | CP01 | CP01 | ECOFAST Power connection cable 5 x 4 mm2, Length 10 m pre-assembled Han Q8/0 both sides | - | 0 | 9
3RK1911-0BC60 |  | 3RK1911-0BC60 | 1 | UN | 1 | 20 | D | D | N | N | 85444290 | 1 | 4011209538450 | 1.2 | KG | 321.3 | 321.3 | CP01 | CP01 | ECOFAST POWER CONNECTION LINE 5X4SQMM; LENGTH 16M READY MADE-UP DOUBLE-SIDED HAN Q8/0 (ST/BU) | - | 0 | 7
3RK1911-0BD10 |  | 3RK1911-0BD10 | 1 | UN | 1 | 20 | D | D | N | N | 85444290 | 1 | 4011209528031 | 0.8 | KG | 80.56 | 80.56 | CP01 | CP01 | ECOFAST Power connection cable 7 x 2.5 mm2, Length 1.5 m Pre-assembled single-sided Han Q8/0 | - | 0 | 9
3RK1911-0BD20 |  | 3RK1911-0BD20 | 1 | UN | 1 | 20 | D | D | N | N | 85444290 | 1 | 4011209528048 | 0.93 | KG | 102.94 | 102.94 | CP01 | CP01 | ECOFAST Power connection cable 7 x 2.5 mm2, Length 3 m pre-assembled single-sided Han Q8/0 | - | 0 | 9
3RK1911-0BD30 |  | 3RK1911-0BD30 | 1 | UN | 1 | 20 | D | D | N | N | 85444290 | 1 | 4011209528055 | 1.705 | KG | 124.95 | 124.95 | CP01 | CP01 | ECOFAST Power connection cable 7 x 2.5 mm2, Length 5 m pre-assembled single-sided Han Q8/0 | - | 0 | 9
3RK1911-0BD40 |  | 3RK1911-0BD40 | 1 | UN | 1 | 20 | D | D | N | N | 85444290 | 1 | 4011209528062 | 4.09 | KG | 180.88 | 180.88 | CP01 | CP01 | ECOFAST Power connection cable 7 x 2.5 mm2, Length 10 m pre-assembled single-sided Han Q8/0 | - | 0 | 9
3RK1911-0BE10 |  | 3RK1911-0BE10 | 1 | UN | 1 | 20 | D | D | N | N | 85444290 | 1 | 4011209527959 | 0.897 | KG | 270.13 | 270.13 | CP01 | CP01 | ECOFAST POWER CONNECTION LINE 7 X 2.5SQMM, LENGTH 1ST5M READY MADE-UP HAN Q8/0 + POWER T | - | 0 | 7
3RK1911-0BE20 |  | 3RK1911-0BE20 | 1 | UN | 1 | 20 | D | D | N | N | 85444290 | 1 | 4011209527966 | 1.42 | KG | 282.03 | 282.03 | CP01 | CP01 | ECOFAST Power connection cable 7 x 2.5 mm2, Length 3 m pre-assembled Han Q8/0 + Energy T | - | 0 | 9
3RK1911-0BE30 |  | 3RK1911-0BE30 | 1 | UN | 1 | 20 | D | D | N | N | 85444290 | 1 | 4011209527973 | 2.12 | KG | 316.54 | 316.54 | CP01 | CP01 | ECOFAST Power connection cable 7 x 2.5 mm2, Length 5 m pre-assembled Han Q8/0 + Energy T | - | 0 | 9
3RK1911-0BE40 |  | 3RK1911-0BE40 | 1 | UN | 1 | 20 | D | D | N | N | 85444290 | 1 | 4011209527980 | 3.8 | KG | 399.84 | 399.84 | CP01 | CP01 | ECOFAST Power connection cable 7 x 2.5 mm2, Length 10 m pre-assembled Han Q8/0 + Energy T | - | 0 | 9
3RK1911-0BF10 |  | 3RK1911-0BF10 | 1 | UN | 1 | 20 | D | D | N | N | 85444290 | 1 | 4011209528116 | 0.645 | KG | 166.6 | 166.6 | CP01 | CP01 | ECOFAST Power connection cable 7 x 2.5 mm2, Length 1.5 m pre-assembled Han Q8/0 both sides | - | 0 | 9
3RK1911-0BF20 |  | 3RK1911-0BF20 | 1 | UN | 1 | 20 | D | D | N | N | 85444290 | 1 | 4011209528123 | 1.36 | KG | 178.5 | 178.5 | CP01 | CP01 | ECOFAST Power connection cable 7 x 2.5 mm2, Length 3 m pre-assembled Han Q8/0 both sides | - | 0 | 9
3RK1911-0BF30 |  | 3RK1911-0BF30 | 1 | UN | 1 | 20 | D | D | N | N | 85444290 | 1 | 4011209528130 | 1.92 | KG | 202.3 | 202.3 | CP01 | CP01 | ECOFAST Power connection cable 7 x 2.5 mm2, Length 5 m pre-assembled Han Q8/0 both sides | - | 0 | 9
3RK1911-0BF40 |  | 3RK1911-0BF40 | 1 | UN | 1 | 20 | D | D | N | N | 85444290 | 1 | 4011209528147 | 3.65 | KG | 266.56 | 266.56 | CP01 | CP01 | ECOFAST Power connection cable 7 x 2.5 mm2, Length 10 m pre-assembled Han Q8/0 both sides | - | 0 | 9
3RK1911-0BF50 |  | 3RK1911-0BF50 | 1 | UN | 1 | 20 | D | D | N | N | 85444290 | 1 | 4011209538436 | 1.2 | KG | 270.13 | 270.13 | CP01 | CP01 | ECOFAST POWER CONNECTION LINE 7 X 2.5 SQMM; LENGTH 13 M READY MADE-UP DOUBLE-SIDED HAN Q8/0 (ST/BU) | - | 0 | 7
3RK1911-0BG10 |  | 3RK1911-0BG10 | 1 | UN | 1 | 15 | C | D | N | N | 85444290 | 1 | 4011209528154 | 0.718 | KG | 103.89 | 103.89 | CP01 | CP01 | ECOFAST Motor connection cables 7 x 1.5 mm2, Length 1.5 m pre-assembled single-sided Han 10E | - | 0 | 9
3RK1911-0BG20 |  | 3RK1911-0BG20 | 1 | UN | 1 | 15 | C | D | N | N | 85444290 | 1 | 4011209528161 | 1.097 | KG | 115.07 | 115.07 | CP01 | CP01 | ECOFAST Motor connection cables 7 x 1.5 mm2, Length 3 m pre-assembled single-sided Han 10E | - | 0 | 9
3RK1911-0BG30 |  | 3RK1911-0BG30 | 1 | UN | 1 | 0 | A | D | N | N | 85444290 | 1 | 4011209528178 | 1.434 | KG | 118.64 | 118.64 | CP01 | CP01 | ECOFAST Motor connection cables 7 x 1.5 mm2, Length 5 m pre-assembled single-sided Han 10E | - | 0 | 7
3RK1911-0BH10 |  | 3RK1911-0BH10 | 1 | UN | 1 | 15 | C | D | N | N | 85444290 | 1 | 4011209528215 | 0.886 | KG | 178.5 | 178.5 | CP01 | CP01 | ECOFAST Motor connection cables 7 x 1.5 mm2, Length 1.5 m pre-assembled Han 10E both sides | - | 0 | 9
3RK1911-0BH20 |  | 3RK1911-0BH20 | 1 | UN | 1 | 15 | C | D | N | N | 85444290 | 1 | 4011209528222 | 1.26 | KG | 190.4 | 190.4 | CP01 | CP01 | ECOFAST Motor connection cables 7 x 1.5 mm2, Length 3 m pre-assembled Han 10E both sides | - | 0 | 9
3RK1911-0BH30 |  | 3RK1911-0BH30 | 1 | UN | 1 | 20 | D | D | N | N | 85444290 | 1 | 4011209528239 | 1.667 | KG | 202.3 | 202.3 | CP01 | CP01 | ECOFAST Motor connection cables 7 x 1.5 mm2, Length 5 m pre-assembled Han 10E both sides | - | 0 | 9
3RK1911-0BJ10 |  | 3RK1911-0BJ10 | 1 | UN | 1 | 0 | A | D | N | N | 85444290 | 1 | 4011209528185 | 0.76 | KG | 145.18 | 145.18 | CP01 | CP01 | ECOFAST Motor connection cables 11 x 1.5 mm2, Length 1.5 m pre-assembled single-sided Han 10E | - | 0 | 7
3RK1911-0BJ20 |  | 3RK1911-0BJ20 | 1 | UN | 1 | 15 | C | D | N | N | 85444290 | 1 | 4011209528192 | 1.308 | KG | 167.79 | 167.79 | CP01 | CP01 | ECOFAST Motor connection cables 11 x 1.5 mm2, Length 3 m pre-assembled single-sided Han 10E | - | 0 | 9
3RK1911-0BJ30 |  | 3RK1911-0BJ30 | 1 | UN | 1 | 0 | A | D | N | N | 85444290 | 1 | 4011209528208 | 2.07 | KG | 182.07 | 182.07 | CP01 | CP01 | ECOFAST Motor connection cables 11 x 1.5 mm2, Length 5 m pre-assembled single-sided Han 10E | - | 0 | 7
3RK1911-0BK10 |  | 3RK1911-0BK10 | 1 | UN | 1 | 30 | D | D | N | N | 85444290 | 1 | 4011209528246 | 1.036 | KG | 213.01 | 213.01 | CP01 | CP01 | ECOFAST Motor connection cables 11 x 1.5 mm2, Length 1.5 m pre-assembled Han 10E both sides | - | 0 | 7
3RK1911-0BK20 |  | 3RK1911-0BK20 | 1 | UN | 1 | 15 | C | D | N | N | 85444290 | 1 | 4011209528253 | 1.68 | KG | 248.71 | 248.71 | CP01 | CP01 | ECOFAST Motor connection cables 11 x 1.5 mm2, Length 3 m pre-assembled Han 10E both sides | - | 0 | 9
3RK1911-0BK30 |  | 3RK1911-0BK30 | 1 | UN | 1 | 20 | D | D | N | N | 85444290 | 1 | 4011209528260 | 2.242 | KG | 280.84 | 280.84 | CP01 | CP01 | ECOFAST Motor connection cables 11 x 1.5 mm2, Length 5 m pre-assembled Han 10E both sides | - | 0 | 9
3RK1911-0BN20 |  | 3RK1911-0BN20 | 1 | UN | 1 | 0 | A | D | N | N | 85444290 | 1 | 4011209562332 | 0.16 | KG | 279.65 | 279.65 | CP01 | CP01 | PC cable | - | 0 | 7
3RK1911-0BU10 |  | 3RK1911-0BU10 | 1 | UN | 1 | 5 | B | D | N | N | 85444290 | 1 | 4011209570719 | 1.181 | KG | 534.31 | 534.31 | CP01 | CP01 | ECOFAST Motor connection cable shielded 4 x 2.5 mm2, 4 x 0.75 mm2 pre-assembled Han 10E both sides (ST/BU) Fixed length, 1.5 m | - | 0 | 9
3RK1911-0BU20 |  | 3RK1911-0BU20 | 1 | UN | 1 | 5 | B | D | N | N | 85444290 | 1 | 4011209570726 | 1.493 | KG | 600.95 | 600.95 | CP01 | CP01 | ECOFAST Motor connection cable shielded 4 x 2.5 mm2, 4 x 0.75 mm2 pre-assembled Han 10E both sides (ST/BU) Fixed length, 3.0 m | - | 0 | 9
3RK1911-0BU30 |  | 3RK1911-0BU30 | 1 | UN | 1 | 5 | B | D | N | N | 85444290 | 1 | 4011209570733 | 2.068 | KG | 685.44 | 685.44 | CP01 | CP01 | ECOFAST Motor connection cable shielded 4 x 2.5 mm2, 4 x 0.75 mm2 pre-assembled Han 10E both sides (ST/BU) Fixed length, 5.0 m | - | 0 | 9
3RK1911-0BV10 |  | 3RK1911-0BV10 | 1 | UN | 1 | 15 | C | D | N | N | 85444290 | 1 | 4011209570740 | 0.771 | KG | 339.15 | 339.15 | CP01 | CP01 | ECOFAST Motor connection cable shielded 4 x 2.5 mm2, 4 x 0.75 mm2 pre-assembled single-sided Han 10E (pin) Fixed length, 1.5 m | - | 0 | 9
3RK1911-0BV20 |  | 3RK1911-0BV20 | 1 | UN | 1 | 5 | B | D | N | N | 85444290 | 1 | 4011209570757 | 1.32 | KG | 401.03 | 401.03 | CP01 | CP01 | ECOFAST Motor connection cable shielded 4 x 2.5 mm2, 4 x 0.75 mm2 pre-assembled single-sided Han 10E (pin) Fixed length, 3.0 m | - | 0 | 9
3RK1911-0BV30 |  | 3RK1911-0BV30 | 1 | UN | 1 | 5 | B | D | N | N | 85444290 | 1 | 4011209570764 | 1.923 | KG | 492.66 | 492.66 | CP01 | CP01 | ECOFAST Motor connection cable shielded 4 x 2.5 mm2, 4 x 0.75 mm2 pre-assembled single-sided Han 10E (pin) Fixed length, 5.0 m | - | 0 | 9
3RK1911-0BW60 |  | 3RK1911-0BW60 | 1 | UN | 1 | 5 | B | D | N | N | 85444290 | 1 | 4011209570771 | 6.25 | KG | 1026.97 | 1026.97 | CP01 | CP01 | ECOFAST Motor connection cable shielded 4 x 2.5 mm2, 4 x 0.75 mm2 Sold by the meter, non-assembled Length 20 m | - | 0 | 9
3RK1911-0BW70 |  | 3RK1911-0BW70 | 1 | UN | 1 | 5 | B | D | N | N | 85444290 | 1 | 4011209570788 | 15.5 | KG | 2522.8 | 2522.8 | CP01 | CP01 | ECOFAST Motor connection cable shielded 4 x 2.5 mm2, 4 x 0.75 mm2 Sold by the meter, non-assembled Length 50 m | - | 0 | 9
3RK1911-0BW80 |  | 3RK1911-0BW80 | 1 | UN | 1 | 5 | B | D | N | N | 85444290 | 1 | 4011209570795 | 42 | KG | 4914.7 | 4914.7 | CP01 | CP01 | ECOFAST Motor connection cable shielded 4 x 2.5 mm2, 4 x 0.75 mm2 Sold by the meter, non-assembled Length 100 m | - | 0 | 9
3RK1911-0BX10 |  | 3RK1911-0BX10 | 1 | UN | 1 | 5 | B | D | N | N | 85444290 | 1 | 4011209591424 | 1.181 | KG | 534.31 | 534.31 | CP01 | CP01 | ECOFAST motor connection cable shielded 4 x 2.5 mm2, 4 x 0.75 mm2 pre-assembled Han 10E both sides (ST/BU) Fixed length, 1.5 m Delta connection | - | 0 | 9
3RK1911-0BX20 |  | 3RK1911-0BX20 | 1 | UN | 1 | 5 | B | D | N | N | 85444290 | 1 | 4011209591431 | 1.638 | KG | 600.95 | 600.95 | CP01 | CP01 | ECOFAST motor connection cable shielded 4 x 2.5 mm2, 4 x 0.75 mm2 pre-assembled Han 10E both sides (ST/BU) Fixed length, 3 m Delta connection | - | 0 | 9
3RK1911-0BX30 |  | 3RK1911-0BX30 | 1 | UN | 1 | 5 | B | D | N | N | 85444290 | 1 | 4011209591448 | 2.266 | KG | 685.44 | 685.44 | CP01 | CP01 | ECOFAST motor connection cable shielded 4 x 2.5 mm2, 4 x 0.75 mm2 pre-assembled Han 10E both sides (ST/BU) Fixed length, 5 m Delta connection | - | 0 | 9
3RK1911-0CA20 |  | 3RK1911-0CA20 | 1 | UN | 1 | 20 | D | D | N | N | 85444290 | 1 | 4011209548824 | 1.2 | KG | 103.65 | 103.65 | CP01 | CP01 | ECOFAST Power connection cable 5 x 4 mm2 pre-assembled single-sided Han Q8/0 Any length, < 3 m Length specification when ordering Grid at least 10 cm | - | 0 | 9
3RK1911-0CA30 |  | 3RK1911-0CA30 | 1 | UN | 1 | 20 | D | D | N | N | 85444290 | 1 | 4011209548831 | 1.2 | KG | 129.71 | 129.71 | CP01 | CP01 | ECOFAST Power connection cable 5 x 4 mm2 pre-assembled single-sided Han Q8/0 Any length,> 3 m to < 5 m Length specification when ordering Grid at least 10 cm | - | 0 | 9
3RK1911-0CA40 |  | 3RK1911-0CA40 | 1 | UN | 1 | 20 | D | D | N | N | 85444290 | 1 | 4011209548848 | 1.2 | KG | 197.54 | 197.54 | CP01 | CP01 | ECOFAST Power connection cable 5 x 4 mm2 pre-assembled single-sided Han Q8/0 Any length, >5 m to <10 m Length specification when ordering Grid at least 10 cm | - | 0 | 9
3RK1911-0CA50 |  | 3RK1911-0CA50 | 1 | UN | 1 | 20 | D | D | N | N | 85444290 | 1 | 4011209548855 | 1.2 | KG | 266.56 | 266.56 | CP01 | CP01 | ECOFAST Power connection cable 5 x 4 mm2 pre-assembled single-sided Han Q8/0 Any length,>10 m to <15 m Length specification when ordering Grid at least 10 cm | - | 0 | 9
3RK1911-0CB20 |  | 3RK1911-0CB20 | 1 | UN | 1 | 20 | D | D | N | N | 85444290 | 1 | 4011209548749 | 1.142 | KG | 274.89 | 274.89 | CP01 | CP01 | ECOFAST Power connection cable 5 x 4 mm2 pre-assembled Han Q8/0 + Energy T Any length, < 3 m Length specification when ordering Grid at least 10 cm | - | 0 | 9
3RK1911-0CB30 |  | 3RK1911-0CB30 | 1 | UN | 1 | 20 | D | D | N | N | 85444290 | 1 | 4011209548756 | 10 | KG | 315.35 | 315.35 | CP01 | CP01 | ECOFAST Power connection cable 5 x 4 mm2 pre-assembled Han Q8/0 + Energy T Any length,> 3 m to < 5 m Length specification when ordering Grid at least 10 cm | - | 0 | 9
3RK1911-0CB40 |  | 3RK1911-0CB40 | 1 | UN | 1 | 20 | D | D | N | N | 85444290 | 1 | 4011209548763 | 2.16 | KG | 412.93 | 412.93 | CP01 | CP01 | ECOFAST Power connection cable 5 x 4 mm2 pre-assembled Han Q8/0 + Energy T Any length, >5 m to <10 m Length specification when ordering Grid at least 10 cm | - | 0 | 9
3RK1911-0CB50 |  | 3RK1911-0CB50 | 1 | UN | 1 | 20 | D | D | N | N | 85444290 | 1 | 4011209548770 | 1.2 | KG | 510.51 | 510.51 | CP01 | CP01 | ECOFAST Power connection cable 5 x 4 mm2 pre-assembled Han Q8/0 + Energy T Any length,>10 m to <15 m Length specification when ordering Grid at least 10 cm | - | 0 | 9
3RK1911-0CC20 |  | 3RK1911-0CC20 | 1 | UN | 1 | 20 | D | D | N | N | 85444290 | 1 | 4011209548664 | 1.168 | KG | 172.55 | 172.55 | CP01 | CP01 | ECOFAST Power connection cable 5 x 4 mm2 pre-assembled Han Q8/0 both sides (ST/BU) Any length, < 3 m Length specification when ordering Grid at least 10 cm | - | 0 | 9
3RK1911-0CC30 |  | 3RK1911-0CC30 | 1 | UN | 1 | 20 | D | D | N | N | 85444290 | 1 | 4011209548671 | 1.2 | KG | 201.11 | 201.11 | CP01 | CP01 | ECOFAST Power connection cable 5 x 4 mm2 pre-assembled Han Q8/0 both sides (ST/BU) Any length,> 3 m to < 5 m Length specification when ordering Grid at least 10 cm | - | 0 | 9
3RK1911-0CC40 |  | 3RK1911-0CC40 | 1 | UN | 1 | 20 | D | D | N | N | 85444290 | 1 | 4011209548688 | 1.2 | KG | 274.89 | 274.89 | CP01 | CP01 | ECOFAST Power connection cable 5 x 4 mm2 pre-assembled Han Q8/0 both sides (ST/BU) Any length, >5 m to <10 m Length specification when ordering Grid at least 10 cm | - | 0 | 9
3RK1911-0CC50 |  | 3RK1911-0CC50 | 1 | UN | 1 | 20 | D | D | N | N | 85444290 | 1 | 4011209548695 | 4.973 | KG | 353.43 | 353.43 | CP01 | CP01 | ECOFAST Power connection cable 5 x 4 mm2 pre-assembled Han Q8/0 both sides (ST/BU) Any length,>10 m to <15 m Length specification when ordering Grid at least 10 cm | - | 0 | 9
3RK1911-0CD20 |  | 3RK1911-0CD20 | 1 | UN | 1 | 20 | D | D | N | N | 85444290 | 1 | 4011209548862 | 1.2 | KG | 102.94 | 102.94 | CP01 | CP01 | ECOFAST Power connection cable 7 x 2.5 mm2 pre-assembled single-sided Han Q8/0 Any length, < 3 m Length specification when ordering Grid at least 10 cm | - | 0 | 9
3RK1911-0CD30 |  | 3RK1911-0CD30 | 1 | UN | 1 | 20 | D | D | N | N | 85444290 | 1 | 4011209548879 | 1.2 | KG | 124.95 | 124.95 | CP01 | CP01 | ECOFAST Power connection cable 7 x 2.5 mm2 pre-assembled single-sided Han Q8/0 Any length,> 3 m to < 5 m Length specification when ordering Grid at least 10 cm | - | 0 | 9
3RK1911-0CD40 |  | 3RK1911-0CD40 | 1 | UN | 1 | 20 | D | D | N | N | 85444290 | 1 | 4011209548886 | 1.2 | KG | 180.88 | 180.88 | CP01 | CP01 | ECOFAST Power connection cable 7 x 2.5 mm2 pre-assembled single-sided Han Q8/0 Any length, >5 m to <10 m Length specification when ordering Grid at least 10 cm | - | 0 | 9
3RK1911-0CD50 |  | 3RK1911-0CD50 | 1 | UN | 1 | 20 | D | D | N | N | 85444290 | 1 | 4011209548893 | 1.2 | KG | 239.19 | 239.19 | CP01 | CP01 | ECOFAST Power connection cable 7 x 2.5 mm2 pre-assembled single-sided Han Q8/0 Any length,>10 m to <15 m Length specification when ordering Grid at least 10 cm | - | 0 | 9
3RK1911-0CE20 |  | 3RK1911-0CE20 | 1 | UN | 1 | 20 | D | D | N | N | 85444290 | 1 | 4011209548787 | 0.719 | KG | 282.03 | 282.03 | CP01 | CP01 | ECOFAST Power connection cable 7 x 2.5 mm2 pre-assembled Han Q8/0 + Energy T Any length, < 3 m Length specification when ordering Grid at least 10 cm | - | 0 | 9
3RK1911-0CE30 |  | 3RK1911-0CE30 | 1 | UN | 1 | 20 | D | D | N | N | 85444290 | 1 | 4011209548794 | 1.2 | KG | 316.54 | 316.54 | CP01 | CP01 | ECOFAST Power connection cable 7 x 2.5 mm2 pre-assembled Han Q8/0 + Energy T Any length,> 3 m to < 5 m Length specification when ordering Grid at least 10 cm | - | 0 | 9
3RK1911-0CE40 |  | 3RK1911-0CE40 | 1 | UN | 1 | 20 | D | D | N | N | 85444290 | 1 | 4011209548800 | 2.095 | KG | 399.84 | 399.84 | CP01 | CP01 | ECOFAST Power connection cable 7 x 2.5 mm2 pre-assembled Han Q8/0 + Energy T Any length, >5 m to <10 m Length specification when ordering Grid at least 10 cm | - | 0 | 9
3RK1911-0CE50 |  | 3RK1911-0CE50 | 1 | UN | 1 | 20 | D | D | N | N | 85444290 | 1 | 4011209548817 | 4.668 | KG | 491.47 | 491.47 | CP01 | CP01 | ECOFAST Power connection cable 7 x 2.5 mm2 pre-assembled Han Q8/0 + Energy T Any length,>10 m to <15 m Length specification when ordering Grid at least 10 cm | - | 0 | 9
3RK1911-0CF20 |  | 3RK1911-0CF20 | 1 | UN | 1 | 20 | D | D | N | N | 85444290 | 1 | 4011209548701 | 1.4 | KG | 178.5 | 178.5 | CP01 | CP01 | ECOFAST Power connection cable 7 x 2.5 mm2 pre-assembled Han Q8/0 both sides (ST/BU) Any length, < 3 m Length specification when ordering Grid at least 10 cm | - | 0 | 9
3RK1911-0CF30 |  | 3RK1911-0CF30 | 1 | UN | 1 | 20 | D | D | N | N | 85444290 | 1 | 4011209548718 | 1.39 | KG | 202.3 | 202.3 | CP01 | CP01 | ECOFAST Power connection cable 7 x 2.5 mm2 pre-assembled Han Q8/0 both sides (ST/BU) Any length,> 3 m to < 5 m Length specification when ordering Grid at least 10 cm | - | 0 | 9
3RK1911-0CF40 |  | 3RK1911-0CF40 | 1 | UN | 1 | 20 | D | D | N | N | 85444290 | 1 | 4011209548725 | 1.4 | KG | 266.56 | 266.56 | CP01 | CP01 | ECOFAST Power connection cable 7 x 2.5 mm2 pre-assembled Han Q8/0 both sides (ST/BU) Any length, >5 m to <10 m Length specification when ordering Grid at least 10 cm | - | 0 | 9
3RK1911-0CF50 |  | 3RK1911-0CF50 | 1 | UN | 1 | 20 | D | D | N | N | 85444290 | 1 | 4011209548732 | 1.4 | KG | 335.58 | 335.58 | CP01 | CP01 | ECOFAST Power connection cable 7 x 2.5 mm2 pre-assembled Han Q8/0 both sides (ST/BU) Any length,>10 m to <15 m Length specification when ordering Grid at least 10 cm | - | 0 | 9
3RK1911-0CG20 |  | 3RK1911-0CG20 | 1 | UN | 1 | 15 | C | D | N | N | 85444290 | 1 | 4011209548954 | 1.04 | KG | 139.23 | 139.23 | CP01 | CP01 | ECOFAST motor connection cables 7 x 1.5 mm2 pre-assembled single-sided Han 10E Any length, <3 m Length specification when ordering Grid at least 10 cm | - | 0 | 9
3RK1911-0CG30 |  | 3RK1911-0CG30 | 1 | UN | 1 | 15 | C | D | N | N | 85444290 | 1 | 4011209548961 | 1.2 | KG | 157.08 | 157.08 | CP01 | CP01 | ECOFAST motor connection cables 7 x 1.5 mm2 pre-assembled single-sided Han 10E Any length, >3 m to <5 m Length specification when ordering Grid at least 10 cm | - | 0 | 9
3RK1911-0CH20 |  | 3RK1911-0CH20 | 1 | UN | 1 | 15 | C | D | N | N | 85444290 | 1 | 4011209548923 | 0.88 | KG | 228.48 | 228.48 | CP01 | CP01 | ECOFAST motor connection cables 7 x 1.5 mm2 pre-assembled Han 10E both sides (ST/BU) Any length, <3 m Length specification when ordering Grid at least 10 cm | - | 0 | 9
3RK1911-0CH30 |  | 3RK1911-0CH30 | 1 | UN | 1 | 15 | C | D | N | N | 85444290 | 1 | 4011209548930 | 1.2 | KG | 245.14 | 245.14 | CP01 | CP01 | ECOFAST motor connection cables 7 x 1.5 mm2 pre-assembled Han 10E both sides (ST/BU) Any length, >3 m to <5 m Length specification when ordering Grid at least 10 cm | - | 0 | 9
3RK1911-0CJ20 |  | 3RK1911-0CJ20 | 1 | UN | 1 | 15 | C | D | N | N | 85444290 | 1 | 4011209548978 | 1.226 | KG | 205.87 | 205.87 | CP01 | CP01 | ECOFAST motor connection cables 11 x 1.5 mm2 pre-assembled single-sided Han 10E Any length, <3 m Length specification when ordering Grid at least 10 cm | - | 0 | 9
3RK1911-0CJ30 |  | 3RK1911-0CJ30 | 1 | UN | 1 | 15 | C | D | N | N | 85444290 | 1 | 4011209548947 | 1.2 | KG | 240.38 | 240.38 | CP01 | CP01 | ECOFAST motor connection cables 11 x 1.5 mm2 pre-assembled single-sided Han 10E Any length, >3 m to <5 m Length specification when ordering Grid at least 10 cm | - | 0 | 9
3RK1911-0CK20 |  | 3RK1911-0CK20 | 1 | UN | 1 | 15 | C | D | N | N | 85444290 | 1 | 4011209548909 | 1.2 | KG | 298.69 | 298.69 | CP01 | CP01 | ECOFAST motor connection cables 11 x 1.5 mm2 pre-assembled Han 10E both sides (ST/BU) Any length, <3 m Length specification when ordering Grid at least 10 cm | - | 0 | 9
3RK1911-0CK30 |  | 3RK1911-0CK30 | 1 | UN | 1 | 15 | C | D | N | N | 85444290 | 1 | 4011209548916 | 1.2 | KG | 342.72 | 342.72 | CP01 | CP01 | ECOFAST motor connection cables 11 x 1.5 mm2 pre-assembled Han 10E both sides (ST/BU) Any length, >3 m to <5 m Length specification when ordering Grid at least 10 cm | - | 0 | 9
3RK1911-0CP20 |  | 3RK1911-0CP20 | 1 | UN | 1 | 20 | D | D | N | N | 85444290 | 1 | 4011209567351 | 1.15 | KG | 408.17 | 408.17 | CP01 | CP01 | ECOFAST Power line Connection subsegment 5 x 4 mm2 pre-assembled Han Q8 both sides (ST/BU) Any length <3 m Length specification when ordering Grid at least 10 cm | - | 0 | 9
3RK1911-0CP21 |  | 3RK1911-0CP21 | 1 | UN | 1 | 30 | D | D | N | N | 85444290 | 1 | 4011209609150 | 1.305 | KG | 226.1 | 226.1 | CP01 | CP01 | ECOFAST Spur line 5 x 4 mm2 up to 3 m Han Q4/2 pre-assembled on both ends | - | 0 | 0
3RK1911-0CP22 |  | 3RK1911-0CP22 | 1 | UN | 1 | 15 | C | D | N | N | 85444290 | 1 | 4011209625075 | 1.15 | KG | 511.7 | 511.7 | CP01 | CP01 | ECOFAST Spur line 5 x 6 mm2 up to 3 m Han Q4/2 pre-assembled on both ends | - | 0 | 9
3RK1911-0CP30 |  | 3RK1911-0CP30 | 1 | UN | 1 | 20 | D | D | N | N | 85444290 | 1 | 4011209567368 | 1.505 | KG | 439.11 | 439.11 | CP01 | CP01 | ECOFAST Power line Connection subsegment 5 x 4 mm2 pre-assembled Han Q8 both sides (ST/BU) Any length >3 m to <5 m Length specification when ordering Grid at least 10 cm | - | 0 | 9
3RK1911-0CP31 |  | 3RK1911-0CP31 | 1 | UN | 1 | 15 | C | D | N | N | 85444290 | 1 | 4011209609167 | 1.885 | KG | 447.44 | 447.44 | CP01 | CP01 | ECOFAST Spur line 5 x 4 mm2 3 m to 5 m Han Q4/2 pre-assembled on both ends | - | 0 | 9
3RK1911-0CP32 |  | 3RK1911-0CP32 | 1 | UN | 1 | 15 | C | D | N | N | 85444290 | 1 | 4011209625082 | 2.451 | KG | 511.7 | 511.7 | CP01 | CP01 | ECOFAST Spur line 5 x 6 mm2 3 m to 5 m Han Q4/2 pre-assembled on both ends | - | 0 | 9
3RK1911-0CP40 |  | 3RK1911-0CP40 | 1 | UN | 1 | 20 | D | D | N | N | 85444290 | 1 | 4011209567375 | 2.081 | KG | 531.93 | 531.93 | CP01 | CP01 | ECOFAST Power line Connection subsegment 5 x 4 mm2 pre-assembled Han Q8 both sides (ST/BU) Any length >5 m to <10 m Length specification when ordering Grid at least 10 cm | - | 0 | 9
3RK1911-0CP41 |  | 3RK1911-0CP41 | 1 | UN | 1 | 15 | C | D | N | N | 85444290 | 1 | 4011209609174 | 2.081 | KG | 539.07 | 539.07 | CP01 | CP01 | ECOFAST Spur line 5 x 4 mm2 5 m to 10 m Han Q4/2 pre-assembled on both ends | - | 0 | 9
3RK1911-0CP42 |  | 3RK1911-0CP42 | 1 | UN | 1 | 15 | C | D | N | N | 85444290 | 1 | 4011209625099 | 2.081 | KG | 618.8 | 618.8 | CP01 | CP01 | ECOFAST Spur line 5 x 6 mm2 5 m to 10 m Han Q4/2 pre-assembled on both ends | - | 0 | 9
3RK1911-0CP50 |  | 3RK1911-0CP50 | 1 | UN | 1 | 20 | D | D | N | N | 85444290 | 1 | 4011209567382 | 2 | KG | 639.03 | 639.03 | CP01 | CP01 | ECOFAST Power line Connection subsegment 5 x 4 mm2 pre-assembled Han Q8 both sides (ST/BU) Any length, 10 m to 15 m Length specification when ordering Grid at least 10 cm | - | 0 | 9
3RK1911-0CP51 |  | 3RK1911-0CP51 | 1 | UN | 1 | 15 | C | D | N | N | 85444290 | 1 | 4011209609181 | 0.3 | KG | 649.74 | 649.74 | CP01 | CP01 | ECOFAST Spur line 5 x 4 mm2 10 m to 15 m Han Q4/2 pre-assembled on both ends | - | 0 | 9
3RK1911-0CP52 |  | 3RK1911-0CP52 | 1 | UN | 1 | 15 | C | D | N | N | 85444290 | 1 | 4011209625105 | 2 | KG | 741.37 | 741.37 | CP01 | CP01 | ECOFAST Spur line 5 x 6 mm2 10 m to 15 m Han Q4/2 pre-assembled on both ends | - | 0 | 9
3RK1911-0CQ20 |  | 3RK1911-0CQ20 | 1 | UN | 1 | 20 | D | D | N | N | 85444290 | 1 | 4011209567399 | 2 | KG | 393.89 | 393.89 | CP01 | CP01 | ECOFAST Power line Connection subsegment 5 x 2.5 mm2 pre-assembled Han Q8 both sides (ST/BU) Any length, less than 3 m Length specification when ordering Grid at least 10 cm | - | 0 | 9
3RK1911-0CQ30 |  | 3RK1911-0CQ30 | 1 | UN | 1 | 20 | D | D | N | N | 85444290 | 1 | 4011209567405 | 2 | KG | 422.45 | 422.45 | CP01 | CP01 | ECOFAST Power line Connection subsegment 5 x 2.5 mm2 pre-assembled Han Q8 both sides (ST/BU) Any length, 3 m to 5 m Length specification when ordering Grid at least 10 cm | - | 0 | 9
3RK1911-0CQ40 |  | 3RK1911-0CQ40 | 1 | UN | 1 | 20 | D | D | N | N | 85444290 | 1 | 4011209567412 | 2 | KG | 511.7 | 511.7 | CP01 | CP01 | ECOFAST Power line Connection subsegment 5 x 2.5 mm2 pre-assembled Han Q8 both sides (ST/BU) Any length, 5 m to 10 m Length specification when ordering Grid at least 10 cm | - | 0 | 9
3RK1911-0CQ50 |  | 3RK1911-0CQ50 | 1 | UN | 1 | 20 | D | D | N | N | 85444290 | 1 | 4011209567429 | 2 | KG | 602.14 | 602.14 | CP01 | CP01 | ECOFAST Power line Connection subsegment 5 x 2.5 mm2 pre-assembled Han Q8 both sides (ST/BU) Any length, 10 m to 15 m Length specification when ordering Grid at least 10 cm | - | 0 | 9
3RK1911-0CR20 |  | 3RK1911-0CR20 | 1 | UN | 1 | 20 | D | D | N | N | 85444290 | 1 | 4011209567436 | 1.201 | KG | 408.17 | 408.17 | CP01 | CP01 | ECOFAST Power line Connection ET 200X 5 x 4 mm2 pre-assembled Han Q8 both sides (ST/BU) Any length <3 m Length specification when ordering Grid at least 10 cm | - | 0 | 9
3RK1911-0CR21 |  | 3RK1911-0CR21 | 1 | UN | 1 | 15 | C | D | N | N | 85444290 | 1 | 4011209625150 | 1.243 | KG | 342.72 | 342.72 | CP01 | CP01 | ECOFAST Subsegment cable 5 x 4 mm2 up to 3 m Han Q4/2 infeed side Han Q8 pre-assembled on both ends | - | 0 | 9
3RK1911-0CR30 |  | 3RK1911-0CR30 | 1 | UN | 1 | 20 | D | D | N | N | 85444290 | 1 | 4011209567443 | 1.2 | KG | 439.11 | 439.11 | CP01 | CP01 | ECOFAST Power line Connection ET 200X 5 x 4 mm2 pre-assembled Han Q8 both sides (ST/BU) Any length, 3 m to 5 m Length specification when ordering Grid at least 10 cm | - | 0 | 9
3RK1911-0CR31 |  | 3RK1911-0CR31 | 1 | UN | 1 | 15 | C | D | N | N | 85444290 | 1 | 4011209625167 | 1.505 | KG | 365.33 | 365.33 | CP01 | CP01 | ECOFAST Subsegment cable 5 x 4 mm2 3 m to 5 m Han Q4/2 infeed side Han Q8 pre-assembled on both ends | - | 0 | 9
3RK1911-0CR40 |  | 3RK1911-0CR40 | 1 | UN | 1 | 20 | D | D | N | N | 85444290 | 1 | 4011209567450 | 1.2 | KG | 531.93 | 531.93 | CP01 | CP01 | ECOFAST Power line Connection ET 200X 5 x 4 mm2 pre-assembled Han Q8 both sides (ST/BU) Any length, 5 m to 10 m Length specification when ordering Grid at least 10 cm | - | 0 | 9
3RK1911-0CR41 |  | 3RK1911-0CR41 | 1 | UN | 1 | 15 | C | D | N | N | 85444290 | 1 | 4011209625174 | 2.081 | KG | 531.93 | 531.93 | CP01 | CP01 | ECOFAST Subsegment cable 5 x 4 mm2 5 m to 10 m Han Q4/2 infeed side Han Q8 pre-assembled on both ends | - | 0 | 9
3RK1911-0CR50 |  | 3RK1911-0CR50 | 1 | UN | 1 | 20 | D | D | N | N | 85444290 | 1 | 4011209567467 | 1.2 | KG | 639.03 | 639.03 | CP01 | CP01 | ECOFAST Power line Connection ET 200X 5 x 4 mm2 pre-assembled Han Q8 both sides (ST/BU) Any length, 10 m to 15 m Length specification when ordering Grid at least 10 cm | - | 0 | 9
3RK1911-0CR51 |  | 3RK1911-0CR51 | 1 | UN | 1 | 15 | C | D | N | N | 85444290 | 1 | 4011209625181 | 3.4 | KG | 473.62 | 473.62 | CP01 | CP01 | ECOFAST Subsegment cable 5 x 4 mm2 10 m to 15 m Han Q4/2 infeed side Han Q8 pre-assembled on both ends | - | 0 | 9
3RK1911-0CU20 |  | 3RK1911-0CU20 | 1 | UN | 1 | 15 | C | D | N | N | 85444290 | 1 | 4011209570818 | 1.2 | KG | 787.78 | 787.78 | CP01 | CP01 | ECOFAST Motor connection cable shielded 4 x 2.5 mm2, 4 x 0.75 mm2 pre-assembled Han 10E both sides (ST/BU) Any length <3 m Length specification when ordering Grid at least 10 cm | - | 0 | 9
3RK1911-0CU30 |  | 3RK1911-0CU30 | 1 | UN | 1 | 15 | C | D | N | N | 85444290 | 1 | 4011209570825 | 1.2 | KG | 897.26 | 897.26 | CP01 | CP01 | ECOFAST Motor connection cable shielded 4 x 2.5 mm2, 4 x 0.75 mm2 pre-assembled Han 10E both sides (ST/BU) Any length >3 m to <5 m Length specification when ordering Grid at least 10 cm | - | 0 | 9
3RK1911-0CV20 |  | 3RK1911-0CV20 | 1 | UN | 1 | 15 | C | D | N | N | 85444290 | 1 | 4011209570849 | 1.2 | KG | 528.36 | 528.36 | CP01 | CP01 | ECOFAST Motor connection cable shielded 4 x 2.5 mm2, 4 x 0.75 mm2 pre-assembled single-sided Han 10E (pin) Any length <3 m Length specification when ordering Grid at least 10 cm | - | 0 | 9
3RK1911-0CV30 |  | 3RK1911-0CV30 | 1 | UN | 1 | 15 | C | D | N | N | 85444290 | 1 | 4011209570856 | 1.766 | KG | 599.76 | 599.76 | CP01 | CP01 | ECOFAST Motor connection cable shielded 4 x 2.5 mm2, 4 x 0.75 mm2 pre-assembled single-sided Han 10E (pin) Any length >3 m to <5 m Length specification when ordering Grid at least 10 cm | - | 0 | 9
3RK1911-0CX20 |  | 3RK1911-0CX20 | 1 | UN | 1 | 15 | C | D | N | N | 85444290 | 1 | 4011209591455 | 2.2 | KG | 649.74 | 649.74 | CP01 | CP01 | ECOFAST motor connection cable shielded 4 x 2.5 mm2, 4 x 0.75 mm2 pre-assembled Han 10E both sides (ST/BU) Any length <3 m Length specification when ordering Grid at least 10 cm Delta connection | - | 0 | 9
3RK1911-0CX30 |  | 3RK1911-0CX30 | 1 | UN | 1 | 15 | C | D | N | N | 85444290 | 1 | 4011209591462 | 2.912 | KG | 738.99 | 738.99 | CP01 | CP01 | ECOFAST motor connection cable shielded 4 x 2.5 mm2, 4 x 0.75 mm2 pre-assembled Han 10E both sides (ST/BU) Any length >3 m to <5 m Length specification when ordering Grid at least 10 cm Delta connection | - | 0 | 9
3RK1911-0DB13 |  | 3RK1911-0DB13 | 1 | UN | 1 | 5 | B | D | N | N | 85444290 | 1 | 4011209742789 | 0.534 | KG | 113.65 | 113.65 | CP01 | CP01 | Energy connection cable single-sided, open on one side Han Q4/2 angled 4 x 4 mm2 Length 1.5 m | - | 0 | 0
3RK1911-0DB33 |  | 3RK1911-0DB33 | 1 | UN | 1 | 5 | B | D | N | N | 85444290 | 1 | 4011209742796 | 1.728 | KG | 138.04 | 138.04 | CP01 | CP01 | Energy connection cable single-sided, open on one side Han Q4/2 angled 4 x 4 mm2 Length 5 m | - | 0 | 0
3RK1911-0DC13 |  | 3RK1911-0DC13 | 1 | UN | 1 | 10 | C | D | N | N | 85444290 | 1 | 4011209839977 | 0.696 | KG | 76.64 | 76.64 | CP01 | CP01 | Energy connection cable single-sided, open on one side Han Q4/2 Han Q4/2 + jumper PIN 11+12 angled 5 x 4 mm2 Length 1.5 m | - | 0 | 0
3RK1911-0DC33 |  | 3RK1911-0DC33 | 1 | UN | 1 | 10 | C | D | N | N | 85444290 | 1 | 4011209839984 | 2.032 | KG | 129.71 | 129.71 | CP01 | CP01 | Energy connection cable single-sided, open on one side Han Q4/2 Han Q4/2 + jumper PIN 11+12 angled 5 x 4 mm2 Length 5 m | - | 0 | 0
3RK1911-0DF13 |  | 3RK1911-0DF13 | 1 | UN | 1 | 30 | D | D | N | N | 85444290 | 1 | 4011209742765 | 0.52 | KG | 113.65 | 113.65 | CP01 | CP01 | Energy connection cable single-sided, open on one side Han Q4/2 angled, for RSM 4 x 4 mm2 Length 1.5 m | - | 0 | 0
3RK1911-0DF33 |  | 3RK1911-0DF33 | 1 | UN | 1 | 30 | D | D | N | N | 85444290 | 1 | 4011209742772 | 1.66 | KG | 138.04 | 138.04 | CP01 | CP01 | Energy connection cable single-sided, open on one side Han Q4/2 angled, for RSM 4 x 4 mm2 Length 5 m | - | 0 | 0
3RK1911-0EB31 |  | 3RK1911-0EB31 | 1 | UN | 1 | 15 | C | D | N | N | 85444290 | 1 | 4011209742802 | 0.617 | KG | 71.52 | 71.52 | CP01 | CP01 | Motor cable single-sided without brake without thermistor Han Q8 - open on one side angled 4 x 1.5 mm2 Length 5 m | - | 0 | 0
3RK1911-0ED31 |  | 3RK1911-0ED31 | 1 | UN | 1 | 30 | D | D | N | N | 85444290 | 1 | 4011209742819 | 0.9 | KG | 80.09 | 80.09 | CP01 | CP01 | Motor cable single-sided with brake without thermistor Brake 400 V AC or 180 V DC Han Q8 - open on one side angled 6 x 1.5 mm2 Length 5 m | - | 0 | 0
3RK1911-0EE31 |  | 3RK1911-0EE31 | 1 | UN | 1 | 30 | D | D | N | N | 85444290 | 1 | 4011209835320 | 1.223 | KG | 118.41 | 118.41 | CP01 | CP01 | Motor cable single-sided with brake and thermistor Brake 230 V AC Brake on pin 2+4 Han Q8 - open on one side angled 8 x 1.5 mm2 Length 5 m | - | 0 | 0
3RK1911-0EF31 |  | 3RK1911-0EF31 | 1 | UN | 1 | 30 | D | D | N | N | 85444290 | 1 | 4011209892835 | 0.93 | KG | 80.09 | 80.09 | CP01 | CP01 | Motor cable single-sided without brake with thermistor Han Q8 - open on one side angled 6 x 1.5 mm2 Length 5 m | - | 0 | 0
3RK1911-0EG31 |  | 3RK1911-0EG31 | 1 | UN | 1 | 30 | D | D | N | N | 85444290 | 1 | 4011209892842 | 1.226 | KG | 118.29 | 118.29 | CP01 | CP01 | Motor cable single-sided with brake and thermistor Brake 400 V AC or 180 V DC Han Q8 - open on one side angled 8 x 1.5 mm2 Length 5 m | - | 0 | 0
3RK1911-0EH31 |  | 3RK1911-0EH31 | 1 | UN | 1 | 30 | D | D | N | N | 85444290 | 1 | 4011209892859 | 1.326 | KG | 80.09 | 80.09 | CP01 | CP01 | Motor cable single-sided with brake without thermistor Brake 230 V AC Brake on pin 2+4 Han Q8 - open on one side angled 6 x 1.5 mm2 Length 5 m | - | 0 | 0
3RK1911-1AA22 |  | 3RK1911-1AA22 | 1 | UN | 1 | 5 | B | D | N | N | 85369095 | 1 | 4011209536227 | 0.278 | KG | 178.5 | 178.5 | CP01 | CP01 | ECOFAST Hybrid fieldbus connection PROFIBUS Transition IP20 to IP65 Merging of bus and power supply 2-channel, CU/CU Socket/socket, infeed | - | 0 | 0
3RK1911-1AA32 |  | 3RK1911-1AA32 | 1 | UN | 1 | 5 | B | D | N | N | 85369095 | 1 | 4011209536821 | 0.268 | KG | 178.5 | 178.5 | CP01 | CP01 | ECOFAST Hybrid fieldbus connection PROFIBUS Transition IP20 to IP65 Merging of bus and power supply 2-channel, CU/CU Pin/socket, forwarding | - | 0 | 0
3RK1911-1AB22 |  | 3RK1911-1AB22 | 1 | UN | 1 | 0 | A | D | N | N | 85369095 | 1 | 4011209536845 | 0.269 | KG | 541.45 | 541.45 | CP01 | CP01 | ECOFAST - FW VERSION E02 HYBRID FIELDBUS CONN. PROFIBUS TRANSITION IP20 TO IP65 GROUPING BUS AND SV 2-CHANNEL, CU/FOC SOCKET/SOCKET,SUPPLY | - | 0 | 7
3RK1911-1AE22 |  | 3RK1911-1AE22 | 1 | UN | 1 | 0 | A | D | N | N | 85369095 | 1 | 4011209536883 | 0.27 | KG | 479.57 | 479.57 | CP01 | CP01 | ECOFAST- FW VERSION E02 HYBRID FIELDBUS CONN. PROFIBUS TRANSITION IP20 TO IP65 GROUPING BUS AND SV 2-CHANNEL, CU/CU, ACTIVE SOCKET/SOCKET, SUPPLY | - | 0 | 7
3RK1911-1AE32 |  | 3RK1911-1AE32 | 1 | UN | 1 | 0 | A | D | N | N | 85369095 | 1 | 4011209608658 | 0.27 | KG | 479.57 | 479.57 | CP01 | CP01 | ECOFAST- FW VERSION E02 HYBRID FIELDBUS CONN. PROFIBUS TRANSITION IP20 TO IP65 GROUPING BUS AND SV 2-CHANNEL, CU/CU, ACTIVE PIN/SOCKET, TRANSFER | - | 0 | 7
3RK1911-1AF22 |  | 3RK1911-1AF22 | 1 | UN | 1 | 5 | B | D | N | N | 85369095 | 1 | 4011209625136 | 0.276 | KG | 303.45 | 303.45 | CP01 | CP01 | ECOFAST Hybrid fieldbus connection PROFIBUS Transition IP20 to IP65 Merging of bus and power supply 2-channel, CU/CU Socket/socket, infeed | - | 0 | 0
3RK1911-1AF32 |  | 3RK1911-1AF32 | 1 | UN | 1 | 5 | B | D | N | N | 85369095 | 1 | 4011209625129 | 0.272 | KG | 303.45 | 303.45 | CP01 | CP01 | ECOFAST Hybrid fieldbus connection PROFIBUS Transition IP20 to IP65 Merging of bus and power supply 2-channel, CU/CU Pin/socket, forwarding | - | 0 | 0
3RK1911-1AG22 |  | 3RK1911-1AG22 | 1 | UN | 1 | 5 | B | D | N | N | 85369095 | 1 | 4011209673847 | 0.274 | KG | 636.65 | 636.65 | CP01 | CP01 | ECOFAST hybrid field connection PROFIBUS CU/FOC repeater FOC Pin/socket IP65 front-side CU D-SUB 9-pole Socket inside active (repeater) | - | 0 | 7
3RK1911-1AG32 |  | 3RK1911-1AG32 | 1 | UN | 1 | 5 | B | D | N | N | 85369095 | 1 | 4011209673854 | 0.277 | KG | 636.65 | 636.65 | CP01 | CP01 | ECOFAST hybrid field connection PROFIBUS CU/FOC repeater FOC Pin/socket IP65 front-side CU D-SUB 9-pole Socket inside active (repeater) | - | 0 | 7
3RK1911-1AH22 |  | 3RK1911-1AH22 | 1 | UN | 1 | 0 | A | D | N | N | 85369095 | 1 | 4011209673861 | 0.27 | KG | 474.81 | 474.81 | CP01 | CP01 | ECOFAST hybrid field connection PROFIBUS CU/CU repeater CU socket/socket IP65 frond-side CU D-SUB 9-pole Socket inside active (repeater) | - | 0 | 7
3RK1911-1AH32 |  | 3RK1911-1AH32 | 1 | UN | 1 | 0 | A | D | N | N | 85369095 | 1 | 4011209673878 | 0.27 | KG | 474.81 | 474.81 | CP01 | CP01 | ECOFAST hybrid field connection PROFIBUS CU/CU repeater CU pin/socket IP65 front-side CU D-SUB 9-pole Socket inside active (repeater) | - | 0 | 7
3RK1911-1AJ22 |  | 3RK1911-1AJ22 | 1 | UN | 1 | 5 | B | D | N | N | 85369095 | 1 | 4011209866331 | 0.303 | KG | 345.1 | 345.1 | CP01 | CP01 | ECOFAST hybrid field connection PROFIBUS CU/CU signal refresher CU socket/socket IP65 frond side CU D-SUB 9-pole Socket inside active (signal refresher) Automatic baud rate search | - | 0 | 0
3RK1911-1AJ32 |  | 3RK1911-1AJ32 | 1 | UN | 1 | 5 | B | D | N | N | 85369095 | 1 | 4011209866348 | 0.283 | KG | 345.1 | 345.1 | CP01 | CP01 | ECOFAST hybrid field connection PROFIBUS CU/CU signal refresher CU pin/socket IP65 front side CU D-SUB 9-pole Socket inside active (signal refresher) Automatic baud rate search | - | 0 | 0
3RK1911-1AK22 |  | 3RK1911-1AK22 | 1 | UN | 1 | 5 | B | D | N | N | 85369095 | 1 | 4011209867628 | 0.246 | KG | 315.35 | 315.35 | CP01 | CP01 | ECOFAST fieldbus connection PROFIBUS CU/CU signal refresher Front side 2 x M12 Socket/socket IP65 frond side CU D-SUB 9-pole Socket inside active (signal refresher) Automatic baud rate search | - | 0 | 0
3RK1911-1BF00 |  | 3RK1911-1BF00 | 1 | UN | 1 | 15 | C | D | N | N | 85366990 | 1 | 4011209650831 | 0.193 | KG | 130.9 | 130.9 | CP01 | CP01 | ECOFAST Cabinet bushing 6 mm2 Socket insert Han Q4/2 400 V AC | - | 0 | 7
3RK1911-2AG00 |  | 3RK1911-2AG00 | 1 | UN | 1 | 30 | D | D | N | N | 85366990 | 1 | 4011209513822 | 0.1 | KG | 154.7 | 154.7 | CP01 | CP01 | Data T piece (copper) for PROFIBUS DP (hybrid) | - | 0 | 7
3RK1911-2AH00 |  | 3RK1911-2AH00 | 1 | UN | 1 | 28 | D | D | EAR99 | N | 85366990 | 1 | 4011209513839 | 0.1 | KG | 608.09 | 608.09 | CP01 | CP01 | Data T piece (FOC) for PROFIBUS DP (hybrid) | - | 0 | 7
3RK1911-2AM00 |  | 3RK1911-2AM00 | 1 | UN | 1 | 5 | B | D | N | N | 85366990 | 1 | 4011209562349 | 0.047 | KG | 216.58 | 216.58 | CP01 | CP01 | Test plug, to test the Inputs without connection to the fieldbus | - | 0 | 7
3RK1911-2BE00 |  | 3RK1911-2BE00 | 1 | UN | 1 | 20 | D | D | N | N | 85366990 | 1 | 4011209566781 | 0.344 | KG | 216.58 | 216.58 | CP01 | CP01 | ECOFAST Energy T clamping connector Power supply 400 V AC Insulation displacement method | - | 0 | 7
3RK1911-2BE10 |  | 3RK1911-2BE10 | 1 | UN | 1 | 5 | B | D | N | N | 85366990 | 1 | 4011209628052 | 0.069 | KG | 48.43 | 48.43 | CP01 | CP01 | Socket insert Han Q4/2 5 contact sockets 4 mm2, 2 auxiliary contacts 0.5 mm2 pin 11+12 Connector set power supply for connection to MS, RSM of ET200pro, M200D Sleeve housing angled Outgoing unit including screw connection | - | 0 | 0
3RK1911-2BE30 |  | 3RK1911-2BE30 | 1 | UN | 1 | 5 | B | D | N | N | 85366990 | 1 | 4011209628069 | 0.066 | KG | 48.43 | 48.43 | CP01 | CP01 | Socket insert Han Q4/2 5 contact sockets 6 mm2, 2 auxiliary contacts 0.5 mm2 pin 11+12 Connector set power supply for connection to MS, RSM of ET200pro, M200D Sleeve housing angled Outgoing unit including screw connection | - | 0 | 0
3RK1911-2BE50 |  | 3RK1911-2BE50 | 1 | UN | 1 | 5 | B | D | N | N | 85366990 | 1 | 4011209628045 | 0.078 | KG | 48.43 | 48.43 | CP01 | CP01 | Socket insert Han Q4/2 5 contact sockets 2.5 mm2, 2 auxiliary contacts 0.5 mm2 pin 11+12 Connector set power supply for connection to MS, RSM of ET200pro, M200D Sleeve housing angled Outgoing unit including screw connection | - | 0 | 0
3RK1911-2BF00 |  | 3RK1911-2BF00 | 1 | UN | 1 | 5 | B | D | N | N | 85366990 | 1 | 4011209566798 | 0.333 | KG | 165.41 | 165.41 | CP01 | CP01 | ECOFAST Energy T clamping connector for connection of motor feeders to power bus 400 V AC Insulation displacement method | - | 0 | 7
3RK1911-2BF01 |  | 3RK1911-2BF01 | 1 | UN | 1 | 5 | B | D | N | N | 85366990 | 1 | 4011209608702 | 0.331 | KG | 109.36 | 109.36 | CP01 | CP01 | ECOFAST Energy T clamping connector for feeder 2.5 mm2 / 4 mm2 | - | 0 | 0
3RK1911-2BF02 |  | 3RK1911-2BF02 | 1 | UN | 1 | 5 | B | D | N | N | 85366990 | 1 | 4011209613010 | 0.344 | KG | 113.76 | 113.76 | CP01 | CP01 | ECOFAST Energy T clamping connector for feeder 6 mm2 | - | 0 | 0
3RK1911-2BF10 |  | 3RK1911-2BF10 | 1 | UN | 1 | 5 | B | D | N | N | 85366990 | 1 | 4011209650855 | 0.07 | KG | 47.36 | 47.36 | CP01 | CP01 | Male insert Han Q4/2 angled 4 contact pins 4 mm2 Connector set sleeve housing Power transmission ET 200PRO MS/FC/RSM including screw connection | - | 0 | 0
3RK1911-2BF20 |  | 3RK1911-2BF20 | 1 | UN | 1 | 5 | B | D | N | N | 85366990 | 1 | 4011209628021 | 0.078 | KG | 55.81 | 55.81 | CP01 | CP01 | ECOFAST Han Q4/2 angled Connector set coupling enclosure 5 contact pins 4 mm2 Male insert for subsegment cable | - | 0 | 0
3RK1911-2BF40 |  | 3RK1911-2BF40 | 1 | UN | 1 | 5 | B | D | N | N | 85366990 | 1 | 4011209628038 | 0.078 | KG | 90.32 | 90.32 | CP01 | CP01 | ECOFAST Han Q4/2 angled Connector set coupling enclosure 5 contact pins 6 mm2 Male insert for subsegment cable | - | 0 | 7
3RK1911-2BF50 |  | 3RK1911-2BF50 | 1 | UN | 1 | 5 | B | D | N | N | 85366990 | 1 | 4011209659032 | 0.079 | KG | 47.36 | 47.36 | CP01 | CP01 | Male insert Han Q4/2 angled 4 contact pins 2.5 mm2 Connector set sleeve housing Power transmission ET200PRO MS/FC/RSM including screw connection | - | 0 | 0
3RK1911-2BF60 |  | 3RK1911-2BF60 | 1 | UN | 1 | 15 | C | D | N | N | 85366990 | 1 | 4011209628014 | 0.083 | KG | 57.48 | 57.48 | CP01 | CP01 | ECOFAST Han Q4/2 angled Connector set coupling enclosure 5 contact pins 2.5 mm2 Male insert for subsegment cable | - | 0 | 0
3RK1911-2BG00 |  | 3RK1911-2BG00 | 1 | UN | 1 | 20 | D | D | N | N | 85366990 | 1 | 4011209528284 | 0.246 | KG | 105.2 | 105.2 | CP01 | CP01 | ECOFAST energy T piece 4 mm2, Han Q8 | - | 0 | 7
3RK1911-2BG02 |  | 3RK1911-2BG02 | 1 | UN | 1 | 5 | B | D | N | N | 85366990 | 1 | 4011209626485 | 0.445 | KG | 191.59 | 191.59 | CP01 | CP01 | ECOFAST Energy TT clamping connector for feeder 6 mm2 2 x Q4/2 socket | - | 0 | 0
3RK1911-2BK00 |  | 3RK1911-2BK00 | 1 | UN | 1 | 5 | B | D | N | N | 85366990 | 1 | 4011209533202 | 0.245 | KG | 89.73 | 89.73 | CP01 | CP01 | ECOFAST Connector set Han 10E for motor connection Coupling enclosure low, PG13 Male insert | - | 0 | 7
3RK1911-2BL00 |  | 3RK1911-2BL00 | 1 | UN | 1 | 5 | B | D | N | N | 85366990 | 1 | 4011209533219 | 0.364 | KG | 195.16 | 195.16 | CP01 | CP01 | ECOFAST Connector set Han 10E for motor connection Coupling enclosure high, PG21 Male insert | - | 0 | 7
3RK1911-2BL10 |  | 3RK1911-2BL10 | 1 | UN | 1 | 5 | B | D | N | N | 85366990 | 1 | 4011209570863 | 0.315 | KG | 160.65 | 160.65 | CP01 | CP01 | ECOFAST Connector set Han 10E shielded 7 x 2.5 mm2, Male insert | - | 0 | 7
3RK1911-2BL21 |  | 3RK1911-2BL21 | 1 | PAC | 1 | 30 | D | D | N | N | 85366990 | 1 | 4011209742659 | 0.305 | KG | 100.2 | 100.2 | CP01 | CP01 | Connector set EMC for motor cable for connection to motor Sleeve housing straight outgoing feeder Socket insert Han 10E with EMC protection circuit Star jumper included Screw connection included 4 contact sockets 1.5 mm2 3 contact sockets 2.5 mm2 | - | 0 | 0
3RK1911-2BL22 |  | 3RK1911-2BL22 | 1 | PAC | 1 | 30 | D | D | N | N | 85366990 | 1 | 4011209742666 | 0.304 | KG | 100.2 | 100.2 | CP01 | CP01 | Connector set EMC for motor cable for connection to motor Sleeve housing straight outgoing feeder Socket insert Han 10E with EMC protection circuit Star jumper included Screw connection included 7 contact sockets 4 x 2.5 mm2 / 3 x 3 mm2 | - | 0 | 0
3RK1911-2BM00 |  | 3RK1911-2BM00 | 1 | UN | 1 | 5 | B | D | N | N | 85366990 | 1 | 4011209533226 | 0.223 | KG | 53.19 | 53.19 | CP01 | CP01 | ECOFAST Connector set Han 10E for motor connection Sleeve housing low, PG13 Socket insert | - | 0 | 0
3RK1911-2BM21 |  | 3RK1911-2BM21 | 1 | PAC | 1 | 30 | D | D | N | N | 85366990 | 1 | 4011209742635 | 0.238 | KG | 60.93 | 60.93 | CP01 | CP01 | Connector set for motor cable for connection to motor Sleeve housing straight outgoing feeder Socket insert Han 10E Star jumper included Screw connection included 7 contact sockets 1.5 mm2 | - | 0 | 0
3RK1911-2BM22 |  | 3RK1911-2BM22 | 1 | PAC | 1 | 30 | D | D | N | N | 85366990 | 1 | 4011209742642 | 0.25 | KG | 60.93 | 60.93 | CP01 | CP01 | Connector set for motor cable for connection to motor Sleeve housing straight outgoing feeder Socket insert Han 10E Star jumper included Screw connection included 7 contact sockets 2.5 mm2 | - | 0 | 0
3RK1911-2BN00 |  | 3RK1911-2BN00 | 1 | UN | 1 | 5 | B | D | N | N | 85366990 | 1 | 4011209533233 | 0.325 | KG | 118.88 | 118.88 | CP01 | CP01 | ECOFAST Connector set Han 10E for motor connection Sleeve housing high, PG21 Socket insert | - | 0 | 7
3RK1911-2BN10 |  | 3RK1911-2BN10 | 1 | UN | 1 | 5 | B | D | N | N | 85366990 | 1 | 4011209570870 | 0.294 | KG | 228.48 | 228.48 | CP01 | CP01 | ECOFAST Connector set Han 10E shielded 7 x 2.5 mm2, Socket insert | - | 0 | 7
3RK1911-2BR10 |  | 3RK1911-2BR10 | 1 | UN | 1 | 0 | A | D | N | N | 85366990 | 1 | 4011209627963 | 0.06 | KG | 56.64 | 56.64 | CP01 | CP01 | Connector Socket insert Han Q4/2 straight 4 contact sockets 4 mm2 On the starter side (socket) for subsegment and spur line | - | 0 | 0
3RK1911-2BR30 |  | 3RK1911-2BR30 | 1 | UN | 1 | 0 | A | D | N | N | 85366990 | 1 | 4011209627970 | 0.063 | KG | 56.88 | 56.88 | CP01 | CP01 | ECOFAST Socket insert Han Q4/2 straight 4 contact sockets 6 mm2 On the starter side (socket) for subsegment and spur line | - | 0 | 0
3RK1911-2BR50 |  | 3RK1911-2BR50 | 1 | UN | 1 | 0 | A | D | N | N | 85366990 | 1 | 4011209627956 | 0.067 | KG | 59.02 | 59.02 | CP01 | CP01 | ECOFAST Socket insert Han Q4/2 straight 4 contact sockets 2.5 mm2 On the starter side (socket) for subsegment and spur line | - | 0 | 0
3RK1911-2BS20 |  | 3RK1911-2BS20 | 1 | UN | 1 | 5 | B | D | N | N | 85366990 | 1 | 4011209627994 | 0.08 | KG | 57.83 | 57.83 | CP01 | CP01 | ECOFAST Han Q4/2 straight Connector set 4 mm2 with axial outlet On the infeed side (pin) for subsegment and spur line | - | 0 | 0
3RK1911-2BS40 |  | 3RK1911-2BS40 | 1 | UN | 1 | 5 | B | D | N | N | 85366990 | 1 | 4011209628007 | 0.077 | KG | 57.83 | 57.83 | CP01 | CP01 | ECOFAST Han Q4/2 straight Connector set 6 mm2 with axial outlet On the infeed side (pin) for subsegment and spur line | - | 0 | 0
3RK1911-2BS60 |  | 3RK1911-2BS60 | 1 | UN | 1 | 5 | B | D | N | N | 85366990 | 1 | 4011209627987 | 0.084 | KG | 59.98 | 59.98 | CP01 | CP01 | ECOFAST Han Q4/2 straight Connector set 2.5 mm2 with axial outlet On the infeed side (pin) for subsegment and spur line | - | 0 | 0
3RK1911-3AA00 |  | 3RK1911-3AA00 | 1 | UN | 1 | 0 | A | D | N | N | 85389099 | 1 | 4011209528277 | 0.255 | KG | 78.54 | 78.54 | CP01 | CP01 | ECOFAST fastening plate ECOFAST motor starter motor for motor-integrated mounting | - | 0 | 0
3RK1911-3BA00 |  | 3RK1911-3BA00 | 1 | UN | 1 | 5 | B | D | N | N | 85389099 | 1 | 4011209851726 | 0.22 | KG | 19.32 | 19.32 | CP01 | CP01 | Mechanical safety bracket and handle made of metal for motor starter M200D Accessory for 3RK13*5 | - | 0 | 0
3RK1911-4AA08 |  | 3RK1911-4AA08 | 1 | UN | 1 | 28 | D | D | N | N | 85365080 | 1 | 4011209549593 | 1.7 | KG | 668.78 | 668.78 | CP01 | CP01 | ECOFAST Selective block for selective switching-off Maintenance switch function Rated current 8 A AS-Interface connection | - | 0 | 7
3RK1911-4AA16 |  | 3RK1911-4AA16 | 1 | UN | 1 | 28 | D | D | N | N | 85365080 | 1 | 4011209549609 | 1.7 | KG | 668.78 | 668.78 | CP01 | CP01 | ECOFAST Selective block for selective switching-off Maintenance switch function rated current 16 A AS-Interface connection | - | 0 | 7
3RK1911-4AA25 |  | 3RK1911-4AA25 | 1 | UN | 1 | 28 | D | D | N | N | 85365080 | 1 | 4011209549616 | 1.7 | KG | 668.78 | 668.78 | CP01 | CP01 | ECOFAST Selective block for selective switching-off Maintenance switch function Rated current 25 A AS-Interface connection | - | 0 | 7
3RK1911-4AB08 |  | 3RK1911-4AB08 | 1 | UN | 1 | 30 | D | D | N | N | 85365080 | 1 | 4011209632561 | 1.7 | KG | 411.74 | 411.74 | CP01 | CP01 | ECOFAST Selective block for selective switching-off Maintenance switch function Rated current 08 A Feedback contact M12 | - | 0 | 7
3RK1911-4AB16 |  | 3RK1911-4AB16 | 1 | UN | 1 | 30 | D | D | N | N | 85365080 | 1 | 4011209632578 | 1.7 | KG | 411.74 | 411.74 | CP01 | CP01 | ECOFAST Selective block for selective switching-off Maintenance switch function rated current 16 A Feedback contact M12 | - | 0 | 7
3RK1911-4AB25 |  | 3RK1911-4AB25 | 1 | UN | 1 | 30 | D | D | N | N | 85365080 | 1 | 4011209632585 | 1.7 | KG | 411.74 | 411.74 | CP01 | CP01 | ECOFAST Selective block for selective switching-off Maintenance switch function Rated current 25 A Feedback contact M12 | - | 0 | 7
3RK1911-5BA00 |  | 3RK1911-5BA00 | 1 | UN | 1 | 5 | B | D | N | N | 40169300 | 1 | 4011209566804 | 0.038 | KG | 6.85 | 6.85 | CP01 | CP01 | ECOFAST Sealing set for power T for power cables | - | 0 | 0
3RK1911-5BA10 |  | 3RK1911-5BA10 | 1 | UN | 1 | 5 | B | D | N | N | 40169300 | 1 | 4011209566811 | 0.035 | KG | 6.85 | 6.85 | CP01 | CP01 | ECOFAST Sealing set for power T for power cables | - | 0 | 0
3RK1911-5BA20 |  | 3RK1911-5BA20 | 1 | UN | 1 | 5 | B | D | N | N | 40169300 | 1 | 4011209566828 | 0.03 | KG | 6.85 | 6.85 | CP01 | CP01 | ECOFAST Sealing set for power T for power cables | - | 0 | 0
3RK1911-5BA30 |  | 3RK1911-5BA30 | 1 | UN | 1 | 0 | A | D | N | N | 40169300 | 1 | 4011209566835 | 0.025 | KG | 6.85 | 6.85 | CP01 | CP01 | ECOFAST Sealing set for power T for power cables | - | 0 | 0
3RK1911-5BA50 |  | 3RK1911-5BA50 | 1 | UN | 1 | 5 | B | D | N | N | 85389099 | 1 | 4011209625112 | 0.022 | KG | 6.85 | 6.85 | CP01 | CP01 | ECOFAST sealing plugs | - | 0 | 0
3RK1911-6EA00 |  | 3RK1911-6EA00 | 1 | UN | 1 | 15 | C | D | EAR99 | N | 85363010 | 1 | 4047621046488 | 0.047 | KG | 22.61 | 22.61 | CP01 | CP01 | RC element motor interference suppression module for installation in motor terminal box Design square 3x 400...575 V AC/4 kW | - | 0 | 0
3RK1911-6EB00 |  | 3RK1911-6EB00 | 1 | UN | 1 | 15 | C | D | EAR99 | N | 85363010 | 1 | 4047621046495 | 0.072 | KG | 42.84 | 42.84 | CP01 | CP01 | RC element motor interference suppression module for installation at motor terminal box Design round 3x 400...575 V AC/4 kW | - | 0 | 0
3RK1922-2BA00 |  | 3RK1922-2BA00 | 1 | UN | 1 | 2 | A | D | N | N | 85366990 | 1 | 4011209645295 | 0.244 | KG | 52.24 | 52.24 | CP01 | CP01 | Backplane bus module 110 mm for ET 200PRO motor starter Maintenance switch modules and ASm disconnection module 400 V | - | 0 | 0
3RK1922-2BA01 |  | 3RK1922-2BA01 | 1 | UN | 1 | 2 | A | D | N | N | 85366990 | 1 | 4011209675360 | 0.245 | KG | 52.24 | 52.24 | CP01 | CP01 | Backplane bus module 110 mm for ET 200pro F-RSM, Safety local maintenance switch module | - | 0 | 0
3RK1922-2BP00 |  | 3RK1922-2BP00 | 1 | UN | 1 | 5 | B | D | N | N | 85444290 | 1 | 4011209655386 | 0.125 | KG | 116.74 | 116.74 | CP01 | CP01 | RS232 interface cable for serial data connection between ET 200PRO MS/FC and laptop/PC/PG or MS and hand-held terminal 3RK1922-3BA00 | - | 0 | 0
3RK1922-2BQ00 |  | 3RK1922-2BQ00 | 1 | UN | 1 | 2 | A | D | N | N | 85366990 | 1 | 4011209664821 | 0.19 | KG | 69.97 | 69.97 | CP01 | CP01 | Power jumper plug for power transmission (400 V) from ET 200pro maintenance switch module or motor starter to motor starter | - | 0 | 0
3RK1922-3BA00 |  | 3RK1922-3BA00 | 1 | UN | 1 | 5 | B | D | EAR99 | N | 85371098 | 1 | 4011209680227 | 49 | G | 350.4 | 350.4 | CP01 | CP01 | Hand-held terminal for ET 200PRO motor starter ECOFAST motor starter and ET 200S motor starter HF for manual local operation Serial interface cable be ordered separately in each case 3RK1922-2BP00 (ET 200PRO MS) 3RK1911-0BN20 (ECOFAST MS) 6ED1057-1 AA00-0BA0 (ET 200S MS) | - | 0 | 0
3RK2100-1CE00-2AA2 |  | 3RK2100-1CE00-2AA2 | 1 | UN | 1 | 2 | A | D | N | N | 85371098 | 1 | 4011209974487 | 0.193 | KG | 133.2 | 133.2 | CP01 | CP01 | AS-i SlimLine Compact module SC22.5 digital, A/B slave 4 DQ, IP20 4 x output, 2 A, 24 V DC maximal 4 A for all outputs Screw terminals Width 22.5 mm | - | 0 | 0
3RK2100-1CG00-2AA2 |  | 3RK2100-1CG00-2AA2 | 1 | UN | 1 | 2 | A | D | N | N | 85371098 | 1 | 4011209974494 | 0.181 | KG | 133.2 | 133.2 | CP01 | CP01 | AS-i SlimLine Compact module SC22.5 digital, A/B slave 4 DQ, IP20 4 x output, 2 A, 24 V DC maximal 4 A for all outputs spring-type terminals Overall width 22.5 mm | - | 0 | 0
3RK2100-1CQ00-0AA3 |  | 3RK2100-1CQ00-0AA3 | 1 | UN | 1 | 2 | A | D | N | N | 85371098 | 1 | 4011209919631 | 0.18 | KG | 177.6 | 177.6 | CP01 | CP01 | AS-i compact module K60 digital A/B slave, 4 DQ, IP67 4 x output, 2 A 24 V DC maximal 4 A for all outputs 4 x M12 socket Y-II assignment Mounting plate 3RK1901-0CA00 must be ordered separately | - | 0 | 0
3RK2100-1CQ20-0AA3 |  | 3RK2100-1CQ20-0AA3 | 1 | UN | 1 | 2 | A | D | EAR99 | N | 85371098 | 1 | 4011209543768 | 0.1 | KG | 158.4 | 158.4 | CP01 | CP01 | AS-i compact module K45 digital A/B slave, 4 DQ, IP67 4 x output, 1 A 24 V DC maximal 3 A for all outputs 4 x M12 socket Mounting plate 3RK1901-2EA00 or 3RK1901-2DA00 must be ordered separately | - | 0 | 0
3RK2100-1CT30-0AA3 |  | 3RK2100-1CT30-0AA3 | 1 | UN | 1 | 2 | A | D | N | N | 85371098 | 1 | 4011209769489 | 0.2 | KG | 163.2 | 163.2 | CP01 | CP01 | AS-i compact module K20 digital A/B slave, 4 DQ, IP67 4 x output, 1 A 24 V DC max. 1 A for all outputs 4 x M8 socket | - | 0 | 0
3RK2100-1EQ20-0AA3 |  | 3RK2100-1EQ20-0AA3 | 1 | UN | 1 | 1 | A | D | N | N | 85371098 | 1 | 4011209543751 | 0.083 | KG | 154.8 | 154.8 | CP01 | CP01 | AS-i compact module K45 digital A/B slave, 3DQ, IP67 3 x output, 1 A 24 V DC 3 x M12 socket Mounting plate 3RK1901-2EA00 or 3RK1901-2DA00 is to be ordered separately | - | 0 | 0
3RK2200-0CE00-2AA2 |  | 3RK2200-0CE00-2AA2 | 1 | UN | 1 | 2 | A | D | N | N | 85371098 | 1 | 4011209974418 | 0.191 | KG | 105.48 | 105.48 | CP01 | CP01 | AS-i SlimLine Compact module SC17.5 digital, A/B slave 4 DI, IP20 4 x input for 2-wire sensor Screw terminals Overall width 17.5 mm | - | 0 | 0
3RK2200-0CE02-0AA2 |  | 3RK2200-0CE02-0AA2 | 1 | UN | 1 | 1 | A | D | N | N | 85371098 | 1 | 4011209584747 | 0.143 | KG | 176.4 | 176.4 | CP01 | CP01 | AS-i SlimLine module Phased-out product !!! For further information, please contact our sales department S22.5 digital, A/B slave 4 DI, IP20 4 x inputs for 3-wire sensor Screw terminals Overall width 22.5 mm | - | 0 | 0
3RK2200-0CG00-2AA2 |  | 3RK2200-0CG00-2AA2 | 1 | UN | 1 | 2 | A | D | N | N | 85371098 | 1 | 4011209974425 | 0.175 | KG | 105.48 | 105.48 | CP01 | CP01 | AS-i SlimLine Compact module SC17.5 digital, A/B slave 4 DI, IP20 4 x input for 2-wire sensor spring-type terminals Overall width 17.5 mm | - | 0 | 0
3RK2200-0CG02-0AA2 |  | 3RK2200-0CG02-0AA2 | 1 | UN | 1 | 2 | A | D | N | N | 85371098 | 1 | 4011209584754 | 0.132 | KG | 181.2 | 181.2 | CP01 | CP01 | AS-i SlimLine module Phased-out product !!! For further information, please contact our sales department S22.5 digital, A/B slave 4 DI, IP20 4 x inputs for 3-wire sensor spring-type terminals Overall width 22.5 mm | - | 0 | 0
3RK2200-0CQ00-0AA3 |  | 3RK2200-0CQ00-0AA3 | 1 | UN | 1 | 2 | A | D | N | N | 85371098 | 1 | 4011209919648 | 0.189 | KG | 139.2 | 139.2 | CP01 | CP01 | AS-i compact module K60 digital A/B slave, 4 DI, IP67 4 x input, maximum 200 mA 4 x M12 socket Y-II assignment Mounting plate 3RK1901-0CA00 must be ordered separately | - | 0 | 0
3RK2200-0CQ20-0AA3 |  | 3RK2200-0CQ20-0AA3 | 1 | UN | 1 | 1 | A | D | N | N | 85371098 | 1 | 4011209501027 | 120 | G | 139.2 | 139.2 | CP01 | CP01 | AS-i compact module K45 digital A/B slave, 4 DI, IP67 4 x input, maximum 200 mA 4 x M12 socket Mounting plate 3RK1901-2EA00 or 3RK1901-2DA00 is to be ordered separately | - | 0 | 0
3RK2200-0CQ22-0AA3 |  | 3RK2200-0CQ22-0AA3 | 1 | UN | 1 | 2 | A | D | N | N | 85371098 | 1 | 4011209558106 | 0.1 | KG | 139.2 | 139.2 | CP01 | CP01 | AS-i compact module K45 digital A/B slave, 4 DI, IP67 2 x 2 inputs, maximum 200 mA 2 x M12 sockets with Y assignment Mounting plate 3RK1901-2EA00 or 3RK1901-2DA00 is to be ordered separately | - | 0 | 0
3RK2200-0CQ24-0AA3 |  | 3RK2200-0CQ24-0AA3 | 1 | UN | 1 | 20 | D | D | N | N | 85371098 | 1 | 4047621045481 | 90 | G | 139.2 | 139.2 | CP01 | CP01 | AS-i compact module K45 digital 4 DI, IP67, A/B slave 4 x input, max. 200 mA 4 x M12 standard socket Special assignment Studer Mounting plate 3RK1901-2EA00 or 3RK1901-2DA00 must be ordered separately | - | 0 | 7
3RK2200-0CQ30-0AA3 |  | 3RK2200-0CQ30-0AA3 | 1 | UN | 1 | 5 | B | D | N | N | 85371098 | 1 | 4011209660366 | 0.2 | KG | 138 | 138 | CP01 | CP01 | AS-i compact module K20 digital A/B slave, 4 DI, IP67 2 x 2 inputs, maximum 200 mA 2 x M12 sockets with Y assignment | - | 0 | 0
3RK2200-0CT20-0AA3 |  | 3RK2200-0CT20-0AA3 | 1 | UN | 1 | 5 | B | D | N | N | 85371098 | 1 | 4011209546554 | 101 | G | 142.8 | 142.8 | CP01 | CP01 | AS-i compact module K45 digital A/B slave, 4 DI, IP67 4 x input, maximum 200 mA 4 x M8 socket Screw version Mounting plate 3RK1901-2EA00 or 3RK1901-2DA00 is to be ordered separately | - | 0 | 0
3RK2200-0CT30-0AA3 |  | 3RK2200-0CT30-0AA3 | 1 | UN | 1 | 2 | A | D | N | N | 85371098 | 1 | 4011209660335 | 0.2 | KG | 144 | 144 | CP01 | CP01 | AS-i compact module K20 digital A/B slave, 4 DI, IP67 4 x input, maximum 200 mA 4 x M8 socket | - | 0 | 0
3RK2200-0CU20-0AA3 |  | 3RK2200-0CU20-0AA3 | 1 | UN | 1 | 15 | C | D | N | N | 85371098 | 1 | 4011209546592 | 0.102 | KG | 193.2 | 193.2 | CP01 | CP01 | AS-i compact module K45 digital A/B slave, 4 DI, IP67 4 x input, maximum 200 mA 4 x M8 socket Snap-on version Mounting plate 3RK1901-2EA00 or 3RK1901-2DA00 is to be ordered separately | - | 0 | 7
3RK2200-0DQ00-0AA3 |  | 3RK2200-0DQ00-0AA3 | 1 | UN | 1 | 1 | A | D | N | N | 85371098 | 1 | 4011209577473 | 191 | G | 267.6 | 267.6 | CP01 | CP01 | AS-i compact module K60 digital A/B slave, 8 DI, IP67 8 x inputs, maximum 200 mA 8 x M12 socket Y-II assignment Mounting plate 3RK1901-0CA00 must be ordered separately | - | 0 | 0
3RK2200-0DQ20-0AA3 |  | 3RK2200-0DQ20-0AA3 | 1 | UN | 1 | 2 | A | D | EAR99 | N | 85371098 | 1 | 4011209920132 | 0.1 | KG | 248.4 | 248.4 | CP01 | CP01 | AS-i compact module K45 digital A/B slave, 8 DI, IP67 4 x 2 inputs, max. 200 mA 4 x M12 socket with Y assignment Mounting plate 3RK1901-2EA00 or mounting plate 3RK191-2DA00 must be ordered separately | - | 0 | 0
3RK2200-1DQ00-1AA3 |  | 3RK2200-1DQ00-1AA3 | 1 | UN | 1 | 5 | B | D | N | N | 85371098 | 1 | 4011209778887 | 0.185 | KG | 267.6 | 267.6 | CP01 | CP01 | AS-i compact module K60 digital A/B slave, 8 DI, IP67 8 x inputs, max. 2000 mA Sensor supply 24 V DC 8 x M12 socket Y-II assignment Mounting plate 3RK1901-0CA00 must be ordered separately | - | 0 | 0
3RK2200-2CE00-2AA2 |  | 3RK2200-2CE00-2AA2 | 1 | UN | 1 | 2 | A | D | N | N | 85371098 | 1 | 4011209974432 | 0.24 | KG | 132 | 132 | CP01 | CP01 | AS-i SlimLine Compact module SC22.5 digital, A/B slave 4 DI, IP20 4 x inputs for 3-wire sensor Sensor supply can be switched over Screw terminals Width 22.5 mm | - | 0 | 0
3RK2200-2CG00-2AA2 |  | 3RK2200-2CG00-2AA2 | 1 | UN | 1 | 2 | A | D | N | N | 85371098 | 1 | 4047621002903 | 0.219 | KG | 132 | 132 | CP01 | CP01 | AS-i SlimLine Compact module SC22.5 digital, A/B slave 4 DI, IP20 4 x inputs for 3-wire sensor Sensor supply can be switched over spring-type terminals Overall width 22.5 mm | - | 0 | 0
3RK2207-1BQ50-0AA3 |  | 3RK2207-1BQ50-0AA3 | 1 | UN | 1 | 2 | A | D | N | N | 85371098 | 1 | 4011209666344 | 0.184 | KG | 306 | 306 | CP01 | CP01 | AS-i compact module K60 analog A/B slave, 2 AI, IP67 2 x input, current 4..20 mA, +/- 20 mA for 4-wire sensors 2 x M12 socket Mounting plate 3RK1901-0CA00 must be ordered separately | - | 0 | 0
3RK2207-2BQ50-0AA3 |  | 3RK2207-2BQ50-0AA3 | 1 | UN | 1 | 2 | A | D | N | N | 85371098 | 1 | 4011209666351 | 0.19 | KG | 306 | 306 | CP01 | CP01 | AS-i compact module K60 analog A/B slave, 2 AI, IP67 2 x input, Voltage +/- 10 V 1..5 V for 4-wire sensors 2 x M12 socket Mounting plate 3RK1901-0CA00 must be ordered separately | - | 0 | 0
3RK2400-0GQ20-0AA3 |  | 3RK2400-0GQ20-0AA3 | 1 | UN | 1 | 5 | B | D | N | N | 85371098 | 1 | 4011209683914 | 0.1 | KG | 166.8 | 166.8 | CP01 | CP01 | AS-i compact module K45 digital A/B slave 4 x (1 DI/1 DQ), IP67 4 x 1 input/1 output 4 x M12 socket Total current for all inputs and outputs max. 200 mA Supply I/O via U_ASI Mounting plate 3RK1901-2EA00 or 3RK1901-2DA00 is to be ordered separately | - | 0 | 0
3RK2400-1BQ20-0AA3 |  | 3RK2400-1BQ20-0AA3 | 1 | UN | 1 | 2 | A | D | N | N | 85371098 | 1 | 4011209589353 | 0.095 | KG | 158.4 | 158.4 | CP01 | CP01 | AS-i compact module K45 digital A/B slave, 2 DI/2 DQ, IP67 2 x input, maximum 200 mA 2 x output, 2 A 24 V DC maximal 3 A for all outputs 4 x M12 socket Mounting plate 3RK1901-2EA00 or 3RK1901-2DA00 is to be ordered separately | - | 0 | 0
3RK2400-1BQ20-1AA3 |  | 3RK2400-1BQ20-1AA3 | 1 | UN | 1 | 20 | D | D | EAR99 | N | 85371098 | 1 | 4011209775053 | 0.087 | KG | 158.4 | 158.4 | CP01 | CP01 | AS-i compact module K45 digital A/B slave, 2 DI/2 DQ, IP67 2 x input, max. 200 mA 2 x output, 2 A 24 V DC max. 3 A for all outputs Special version without watchdog 4 x M12 socket Mounting plate 3RK1901-2EA00 or 3RK1901-2DA00 is to be ordered separately | - | 0 | 7
3RK2400-1BQ30-0AA3 |  | 3RK2400-1BQ30-0AA3 | 1 | UN | 1 | 2 | A | D | N | N | 85371098 | 1 | 4011209660373 | 0.2 | KG | 154.8 | 154.8 | CP01 | CP01 | AS-i compact module K20 digital A/B slave, 2 DI/2 DQ, IP67 2 x input, maximum 150 mA 2 x output, 1 A 24 V DC max. 1 A for all outputs 2 x M12 sockets with Y assignment | - | 0 | 0
3RK2400-1BT30-0AA3 |  | 3RK2400-1BT30-0AA3 | 1 | UN | 1 | 2 | A | D | N | N | 85371098 | 1 | 4011209673496 | 0.2 | KG | 160.8 | 160.8 | CP01 | CP01 | AS-i compact module K20 digital A/B slave, 2 DI/2 DQ, IP67 2 x input, maximum 150 mA 2 x output, 1 A 24 V DC max. 1 A for all outputs 4 x M8 socket | - | 0 | 0
3RK2400-1CE01-0AA2 |  | 3RK2400-1CE01-0AA2 | 1 | UN | 1 | 2 | A | D | N | N | 85371098 | 1 | 4011209675094 | 0.289 | KG | 225.6 | 225.6 | CP01 | CP01 | AS-i SlimLine module Phased-out product !!! For further information, please contact our sales department S45 digital, A/B slave 4 DI/4 DQ, IP20 4 x inputs for 3-wire sensor 4 x output, 2 A, 24 V DC maximal 4 A for all outputs Screw terminals Overall width 45 mm | - | 0 | 0
3RK2400-1CG01-0AA2 |  | 3RK2400-1CG01-0AA2 | 1 | UN | 1 | 5 | B | D | N | N | 85371098 | 1 | 4011209675100 | 0.261 | KG | 229.2 | 229.2 | CP01 | CP01 | AS-i SlimLine module Phased-out product !!! For further information, please contact our sales department S45 digital, A/B slave 4 DI/4 DQ, IP20 4 x inputs for 3-wire sensor 4 x output, 2 A, 24 V DC maximal 4 A for all outputs spring-type terminals Overall width 45 mm | - | 0 | 0
3RK2400-1CT30-0AA3 |  | 3RK2400-1CT30-0AA3 | 1 | UN | 1 | 2 | A | D | N | N | 85371098 | 1 | 4011209660380 | 0.2 | KG | 216 | 216 | CP01 | CP01 | AS-i compact module K20 digital A/B slave, 4 DI/4 DQ, IP67 4 x input, maximum 200 mA 4 x output, 1 A, 24 V DC maximal 2 A for all outputs 8 x M8 sockets | - | 0 | 0
3RK2400-1DQ00-0AA3 |  | 3RK2400-1DQ00-0AA3 | 1 | UN | 1 | 2 | A | D | N | N | 85371098 | 1 | 4011209673755 | 0.205 | KG | 219.6 | 219.6 | CP01 | CP01 | AS-i compact module K60 digital A/B slave, 4 DI/4 DQ, IP67 4 x input, maximum 200 mA 4 x output, 2 A, 24 V DC maximal 4 A for all outputs 8 x M12 socket Y-II assignment Mounting plate 3RK1901-0CA00 must be ordered separately | - | 0 | 0
3RK2400-1DQ00-1AA3 |  | 3RK2400-1DQ00-1AA3 | 1 | UN | 1 | 2 | A | D | N | N | 85371098 | 1 | 4011209778894 | 184 | G | 219.6 | 219.6 | CP01 | CP01 | AS-i compact module K60 digital A/B slave, 4 DI/4 DQ, IP67 4 x input, max. 1000 mA Sensor supply 24 V DC 4 x output, 2 A, 24 V DC maximal 4 A for all outputs 8 x M12 socket Y-II assignment Mounting plate 3RK1901-0CA00 must be ordered separately | - | 0 | 0
3RK2400-1DQ04-0AA3 |  | 3RK2400-1DQ04-0AA3 | 1 | UN | 1 | 20 | D | D | N | N | 85371098 | 1 | 4047621045498 | 0.195 | KG | 219.6 | 219.6 | CP01 | CP01 | AS-i compact module K60 digital 4 DI/4 DQ, IP67, A/B slave 4 x input, max. 200 mA 4 x output, 1 A, 24 V DC 8 x M12 standard sockets Special assignment Studer Mounting plate 3RK1901-0CA00 must be ordered separately | - | 0 | 7
3RK2400-1FD00-0AA2 |  | 3RK2400-1FD00-0AA2 | 1 | UN | 1 | 5 | B | D | N | N | 85371098 | 1 | 4011209774261 | 0.033 | KG | 183.6 | 183.6 | CP01 | CP01 | AS-Interface PCB module A/B slave, digital, IP00 4 DI/3 DQ 4 x inputs for 3-wire sensor Sensor supply from U_ASI 3 x outputs 24 V DC for 30-pole male connector socket | - | 0 | 7
3RK2400-1FE00-0AA2 |  | 3RK2400-1FE00-0AA2 | 1 | UN | 1 | 1 | A | D | N | N | 85371098 | 1 | 4011209501003 | 0.281 | KG | 206.4 | 206.4 | CP01 | CP01 | AS-i SlimLine module Phased-out product !!! For further information, please contact our sales department S45 digital, A/B slave 4 DI/3 DQ, IP20 4 x inputs for 3-wire sensor 3 x output, 2 A, 24 V DC maximal 4 A for all outputs Screw terminals Overall width 45 mm | - | 0 | 0
3RK2400-1FG00-0AA2 |  | 3RK2400-1FG00-0AA2 | 1 | UN | 1 | 2 | A | D | N | N | 85371098 | 1 | 4011209501010 | 0.258 | KG | 205.2 | 205.2 | CP01 | CP01 | AS-i SlimLine module Phased-out product !!! For further information, please contact our sales department S45 digital, A/B slave 4 DI/3 DQ, IP20 4 x inputs for 3-wire sensor 3 x output, 2 A, 24 V DC maximal 4 A for all outputs spring-type terminals Overall width 45 mm | - | 0 | 0
3RK2400-1FG01-0AA1 |  | 3RK2400-1FG01-0AA1 | 1 | UN | 1 | 30 | D | D | N | N | 85371098 | 1 |  | 0.21 | KG | 117 | 117 | CP01 | CP01 | AS-Interface Control cabinet module VA module A/B slave, IP20, 4 DI/3 DO Input current: up to 30 mA Output current: 2 A | - | 0 | 7
3RK2400-1FQ03-0AA3 |  | 3RK2400-1FQ03-0AA3 | 1 | UN | 1 | 1 | A | D | N | N | 85371098 | 1 | 4011209500631 | 0.196 | KG | 218.4 | 218.4 | CP01 | CP01 | AS-i compact module K60 digital A/B slave, 4 DI/3 DQ, IP67 4 x input, maximum 200 mA 3 x output, 2 A, 24 V DC maximal 4 A for all outputs 7 x M12 socket Y-II assignment Mounting plate 3RK1901-0CA00 must be ordered separately | - | 0 | 0
3RK2400-1GQ20-1AA3 |  | 3RK2400-1GQ20-1AA3 | 1 | UN | 1 | 5 | B | D | N | N | 85371098 | 1 | 4011209891272 | 80 | G | 177.6 | 177.6 | CP01 | CP01 | AS-i compact module K45 digital A/B slave 4 x (1 DI/1 DQ), IP67 4 x 1 input / 1 output 4 x M12 socket Total current for all inputs and outputs max. 500 mA Supply I/O from 24 V DC Mounting plate 3RK1901-2EA00 or 3RK1901-2DA00 is to be ordered separately | - | 0 | 0
3RK2400-1HQ00-0AA3 |  | 3RK2400-1HQ00-0AA3 | 1 | UN | 1 | 2 | A | D | N | N | 85371098 | 1 | 4011209637528 | 205 | G | 274.8 | 274.8 | CP01 | CP01 | AS-i compact module K60 digital A/B slave, 8 DI/2 DQ, IP67 3 x 2 inputs and 2 x 1 input / 1 output max. 200 mA sensor supply Outputs 2 A, 24 V DC 8 x M12 sockets with Y assignment Mounting plate 3RK1901-0CA00 must be ordered separately | - | 0 | 0
3RK2400-2CE00-2AA2 |  | 3RK2400-2CE00-2AA2 | 1 | UN | 1 | 2 | A | D | N | N | 85371098 | 1 | 4011209974463 | 0.259 | KG | 171.6 | 171.6 | CP01 | CP01 | AS-i SlimLine Compact module SC22.5 digital, A/B slave 4 DI/4 DQ, IP20 4 x inputs for 3-wire sensor Sensor supply can be switched over 4 x output, 2 A, 24 V DC maximal 4 A for all outputs Screw terminals Width 22.5 mm | - | 0 | 0
3RK2400-2CG00-2AA2 |  | 3RK2400-2CG00-2AA2 | 1 | UN | 1 | 2 | A | D | N | N | 85371098 | 1 | 4011209974470 | 0.231 | KG | 171.6 | 171.6 | CP01 | CP01 | AS-i SlimLine Compact module SC22.5 digital, A/B slave 4 DI/4 DQ, IP20 4 x inputs for 3-wire sensor Sensor supply can be switched over 4 x output, 2 A, 24 V DC maximal 4 A for all outputs spring-type terminals Overall width 22.5 mm | - | 0 | 0
3RK2402-2CE00-2AA2 |  | 3RK2402-2CE00-2AA2 | 1 | UN | 1 | 2 | A | D | N | N | 85371098 | 1 | 4011209974500 | 0.29 | KG | 180 | 180 | CP01 | CP01 | AS-i SlimLine Compact module SC22.5 digital, A/B slave 4 DI/4 RQ, IP20 4 x inputs for 3-wire sensor Sensor supply can be switched over 4 x output relay 1 A 24 V DC Screw terminals Width 22.5 mm | - | 0 | 0
3RK2402-2CG00-2AA2 |  | 3RK2402-2CG00-2AA2 | 1 | UN | 1 | 2 | A | D | N | N | 85371098 | 1 | 4011209974517 | 0.266 | KG | 180 | 180 | CP01 | CP01 | AS-i SlimLine Compact module SC22.5 digital, A/B slave 4 DI/4 RQ, IP20 4 x inputs for 3-wire sensor Sensor supply can be switched over 4 x output relay 1 A 24 V DC spring-type terminals Overall width 22.5 mm | - | 0 | 0
3RK2402-2ME00-2AA2 |  | 3RK2402-2ME00-2AA2 | 1 | UN | 1 | 2 | A | D | N | N | 85371098 | 1 | 4011209974524 | 0.271 | KG | 142.8 | 142.8 | CP01 | CP01 | AS-i SlimLine Compact module SC22.5 digital, A/B slave 4 DI/2 RQ, IP20 4 x inputs for 3-wire sensor Sensor supply can be switched over 2 x outlet relay 1 A DC 24 V Screw terminals Width 22.5 mm | - | 0 | 0
3RK2402-2MG00-2AA2 |  | 3RK2402-2MG00-2AA2 | 1 | UN | 1 | 2 | A | D | N | N | 85371098 | 1 | 4011209974531 | 0.247 | KG | 142.8 | 142.8 | CP01 | CP01 | AS-i SlimLine Compact module SC22.5 digital, A/B slave 4 DI/2 RQ, IP20 4 x inputs for 3-wire sensor Sensor supply can be switched over 2 x outlet relay 1 A DC 24 V spring-type terminals Overall width 22.5 mm | - | 0 | 0
3RK3111-1AA10 |  | 3RK3111-1AA10 | 1 | UN | 1 | 2 | A | D | EAR99 | N | 85371098 | 1 | 4011209684195 | 0.36 | KG | 781.25 | 781.25 | CP18 | CP18 | SIRIUS, central unit 3RK3 Basic for modular Safety system 3RK3 4/8 F-DI,1F-RO,1 F-DO,24 V DC parameterizable using software Safety ES 45 mm width screw terminal Up to SIL3 (IEC 61508) Up to Performance Level E (ISO 13849-1) | - | 0 | 0
3RK3111-2AA10 |  | 3RK3111-2AA10 | 1 | UN | 1 | 2 | A | D | EAR99 | N | 85371098 | 1 | 4011209684225 | 0.354 | KG | 781.25 | 781.25 | CP18 | CP18 | SIRIUS, central unit 3RK3 Basic for modular Safety system 3RK3 4/8 F-DI,1F-RO,1 F-DO,24 V DC parameterizable using software Safety ES 45 mm overall width Spring-type terminal Up to SIL3 (IEC 61508) Up to Performance Level E (ISO 13849-1) | - | 0 | 0
3RK3121-1AC00 |  | 3RK3121-1AC00 | 1 | UN | 1 | 2 | A | D | EAR99 | N | 85371098 | 1 | 4011209913219 | 0.371 | KG | 582.5 | 582.5 | CP18 | CP18 | SIRIUS, Central unit 3RK3 ASIsafe Basic for modular Safety system 3RK3 1/2F-DI, 6DI, 1F-RO, 1F-DO,24 V DC Monitoring of ASI slaves Control of 8 safe outputs on AS-Interface bus parameterizable using software Safety ES 45 mm width screw terminal Up to SIL3 (IEC 61508) Up to Performance Level E (ISO 13849-1) No extension module connectable | - | 0 | 0
3RK3121-2AC00 |  | 3RK3121-2AC00 | 1 | UN | 1 | 2 | A | D | EAR99 | N | 85371098 | 1 | 4011209913226 | 0.34 | KG | 582.5 | 582.5 | CP18 | CP18 | SIRIUS, Central unit 3RK3 ASIsafe Basic for modular Safety system 3RK3 1/2F-DI, 6DI, 1F-RO, 1F-DO,24 V DC Monitoring of ASI slaves Control of 8 safe outputs on AS-Interface bus parameterizable using software Safety ES 45 mm overall width Spring-type terminal Up to SIL3 (IEC 61508) Up to Performance Level E (ISO 13849-1) No extension module connectable | - | 0 | 0
3RK3122-1AC00 |  | 3RK3122-1AC00 | 1 | UN | 1 | 2 | A | D | EAR99 | N | 85371098 | 1 | 4011209913233 | 0.373 | KG | 702.5 | 702.5 | CP18 | CP18 | SIRIUS, Central unit 3RK3 ASIsafe Extended for modular Safety system 3RK3 2/4 F-DI, 4 DI, 1 F-RO, 1 F-DO,24 V DC Monitoring of ASI slaves Control of 10 safe outputs on AS-Interface bus parameterizable using software Safety ES 45 mm width screw terminal Up to SIL3 (IEC 61508) Up to Performance Level E (ISO 13849-1) 2 extension modules connectable | - | 0 | 0
3RK3122-2AC00 |  | 3RK3122-2AC00 | 1 | UN | 1 | 2 | A | D | EAR99 | N | 85371098 | 1 | 4011209913240 | 0.36 | KG | 702.5 | 702.5 | CP18 | CP18 | SIRIUS, Central unit 3RK3 ASIsafe Extended for modular Safety system 3RK3 2/4 F-DI, 4 DI, 1 F-RO, 1 F-DO,24 V DC Monitoring of ASI slaves Control of 10 safe outputs on AS-Interface bus parameterizable using software Safety ES 45 mm overall width Spring-type terminal Up to SIL3 (IEC 61508) Up to Performance Level E (ISO 13849-1) 2 extension modules connectable | - | 0 | 0
3RK3131-1AC10 |  | 3RK3131-1AC10 | 1 | UN | 1 | 2 | A | D | EAR99 | N | 85371098 | 1 | 4011209684270 | 0.38 | KG | 866.25 | 866.25 | CP18 | CP18 | SIRIUS, Central unit 3RK3 Advanced for modular Safety system 3RK3 4/8 F-DI,1F-RO,1 F-DO,24 V DC Monitoring of ASI slaves Control of 12 safe outputs on AS-Interface bus parameterizable using software Safety ES 45 mm width screw terminal Up to SIL3 (IEC 61508) Up to Performance Level E (ISO 13849-1) 9 extension modules connectable | - | 0 | 0
3RK3131-2AC10 |  | 3RK3131-2AC10 | 1 | UN | 1 | 2 | A | D | EAR99 | N | 85371098 | 1 | 4011209684287 | 0.365 | KG | 866.25 | 866.25 | CP18 | CP18 | SIRIUS, Central unit 3RK3 Advanced for modular Safety system 3RK3 4/8 F-DI,1F-RO,1 F-DO,24 V DC Monitoring of ASI slaves Control of 12 safe outputs on AS-Interface bus parameterizable using software Safety ES 45 mm overall width Spring-type terminal Up to SIL3 (IEC 61508) Up to Performance Level E (ISO 13849-1) 9 extension modules connectable | - | 0 | 0
3RK3141-1CD10 |  | 3RK3141-1CD10 | 1 | UN | 1 | 0 | A | D | EAR99 | N | 85371098 | 1 | 4011209675285 | 0.33 | KG | 2052 | 2052 | CP01 | CP01 | DP/AS-Interface F-Link. Gateway PROFIBUS DP/AS-i for safety-oriented data transmission from ASIsafe to PROFIBUS-DP-PROFIsafe. Master profile M3/M4 according to AS-i specification V3.0. Degree of protection IP20. Screw terminals. Object Manager Configuration with STEP 7 under Windows 10 is not supported. | - | 0 | 7
3RK3141-2CD10 |  | 3RK3141-2CD10 | 1 | UN | 1 | 0 | A | D | EAR99 | N | 85371098 | 1 | 4011209684126 | 0.32 | KG | 2052 | 2052 | CP01 | CP01 | DP/AS-Interface F-Link. Gateway PROFIBUS DP/AS-i for safety-oriented data transmission from ASIsafe to PROFIBUS-DP-PROFIsafe. Master profile M3/M4 according to AS-i specification V3.0. Degree of protection IP20. Spring-type terminals. Object Manager Configuration with STEP 7 under Windows 10 is not supported. | - | 0 | 7
3RK3211-1AA10 |  | 3RK3211-1AA10 | 1 | UN | 1 | 2 | A | D | EAR99 | N | 85371098 | 1 | 4011209684379 | 0.163 | KG | 183.75 | 183.75 | CP18 | CP18 | SIRIUS, Extension module 3RK32 for modular Safety system 3RK3 4/8 F-DI, 24 V DC Can be parameterized via MSS ES 22.5 mm overall width screw terminal Up to SIL3 (IEC 61508) Up to Performance Level E (ISO 13849-1) without connection cable | - | 0 | 0
3RK3211-2AA10 |  | 3RK3211-2AA10 | 1 | UN | 1 | 2 | A | D | EAR99 | N | 85371098 | 1 | 4011209684393 | 0.15 | KG | 183.75 | 183.75 | CP18 | CP18 | SIRIUS, Extension module 3RK32 for modular Safety system 3RK3 4/8 F-DI, 24 V DC Can be parameterized via MSS ES 22.5 mm overall width Spring-type terminal Up to SIL3 (IEC 61508) Up to Performance Level E (ISO 13849-1) without connection cable | - | 0 | 0
3RK3221-1AA10 |  | 3RK3221-1AA10 | 1 | UN | 1 | 2 | A | D | EAR99 | N | 85371098 | 1 | 4011209684409 | 0.207 | KG | 313.75 | 313.75 | CP18 | CP18 | SIRIUS, Extension module 3RK32 for modular Safety system 3RK3 2/4 F-DI, 1/2 F-RO, 24 V DC/1 A Can be parameterized via MSS ES 22.5 mm overall width screw terminal Up to SIL3 (IEC 61508) Up to Performance Level E (ISO 13849-1) without connection cable | - | 0 | 0
3RK3221-2AA10 |  | 3RK3221-2AA10 | 1 | UN | 1 | 2 | A | D | EAR99 | N | 85371098 | 1 | 4011209684416 | 0.194 | KG | 313.75 | 313.75 | CP18 | CP18 | SIRIUS, Extension module 3RK32 for modular Safety system 3RK3 2/4 F-DI, 1/2 F-RO, 24 V DC/1 A Can be parameterized via MSS ES 22.5 mm overall width Spring-type terminal Up to SIL3 (IEC 61508) Up to Performance Level E (ISO 13849-1) without connection cable | - | 0 | 0
3RK3231-1AA10 |  | 3RK3231-1AA10 | 1 | UN | 1 | 2 | A | D | EAR99 | N | 85371098 | 1 | 4011209684423 | 0.165 | KG | 293.75 | 293.75 | CP18 | CP18 | SIRIUS, Extension module 3RK32 for modular Safety system 3RK3 2/4 F-DI, 2 F-DO, 24 V DC/1.2 A Can be parameterized via MSS ES 22.5 mm overall width screw terminal Up to SIL3 (IEC 61508) Up to Performance Level E (ISO 13849-1) without connection cable | - | 0 | 0
3RK3231-2AA10 |  | 3RK3231-2AA10 | 1 | UN | 1 | 2 | A | D | EAR99 | N | 85371098 | 1 | 4011209684430 | 0.156 | KG | 293.75 | 293.75 | CP18 | CP18 | SIRIUS, Extension module 3RK32 for modular Safety system 3RK3 2/4 F-DI, 2 F-DO, 24 V DC/1.2 A Can be parameterized via MSS ES 22.5 mm overall width Spring-type terminal Up to SIL3 (IEC 61508) Up to Performance Level E (ISO 13849-1) without connection cable | - | 0 | 0
3RK3242-1AA10 |  | 3RK3242-1AA10 | 1 | UN | 1 | 2 | A | D | EAR99 | N | 85371098 | 1 | 4011209793194 | 0.169 | KG | 363.75 | 363.75 | CP18 | CP18 | SIRIUS, Extension module 3RK32 for modular Safety system 3RK3 4 F-DO, 24 V DC/ 2 A Can be parameterized via MSS ES 22.5 mm overall width screw terminal Up to SIL3 (IEC 61508) Up to Performance Level E (ISO 13849-1) without connection cable | - | 0 | 0
3RK3242-2AA10 |  | 3RK3242-2AA10 | 1 | UN | 1 | 2 | A | D | EAR99 | N | 85371098 | 1 | 4011209793200 | 0.16 | KG | 363.75 | 363.75 | CP18 | CP18 | SIRIUS, Extension module 3RK32 for modular Safety system 3RK3 4 F-DO, 24 V DC/ 2 A Can be parameterized via MSS ES 22.5 mm overall width Spring-type terminal Up to SIL3 (IEC 61508) Up to Performance Level E (ISO 13849-1) without connection cable | - | 0 | 0
3RK3251-1AA10 |  | 3RK3251-1AA10 | 1 | UN | 1 | 2 | A | D | EAR99 | N | 85371098 | 1 | 4011209684300 | 0.465 | KG | 482.5 | 482.5 | CP18 | CP18 | SIRIUS, Extension module 3RK32 for modular Safety system 3RK3 4/8 F-RO, 24 V DC/1 A Can be parameterized via MSS ES 45 mm overall width screw terminal Up to SIL3 (IEC 61508) Up to Performance Level E (ISO 13849-1) without connection cable | - | 0 | 0
3RK3251-2AA10 |  | 3RK3251-2AA10 | 1 | UN | 1 | 2 | A | D | EAR99 | N | 85371098 | 1 | 4011209684317 | 0.449 | KG | 482.5 | 482.5 | CP18 | CP18 | SIRIUS, Extension module 3RK32 for modular Safety system 3RK3 4/8 F-RO, 24 V DC/2 A Can be parameterized via MSS ES 45 mm overall width Spring-type terminal Up to SIL3 (IEC 61508) Up to Performance Level E (ISO 13849-1) without connection cable | - | 0 | 0
3RK3311-1AA10 |  | 3RK3311-1AA10 | 1 | UN | 1 | 2 | A | D | EAR99 | N | 85371098 | 1 | 4011209684461 | 0.159 | KG | 183.75 | 183.75 | CP18 | CP18 | SIRIUS, Extension module 3RK33 for modular Safety system 3RK3 8 DO, 24 V DC/0.5 A Can be parameterized via MSS ES 22.5 mm overall width screw terminal without connection cable | - | 0 | 0
3RK3311-2AA10 |  | 3RK3311-2AA10 | 1 | UN | 1 | 2 | A | D | EAR99 | N | 85371098 | 1 | 4011209684478 | 0.152 | KG | 183.75 | 183.75 | CP18 | CP18 | SIRIUS, Extension module 3RK33 for modular Safety system 3RK3 8 DO, 24 V DC/0.5 A Can be parameterized via MSS ES 22.5 mm overall width Spring-type terminal without connection cable | - | 0 | 0
3RK3321-1AA10 |  | 3RK3321-1AA10 | 1 | UN | 1 | 2 | A | D | EAR99 | N | 85371098 | 1 | 4011209793170 | 0.157 | KG | 147.5 | 147.5 | CP18 | CP18 | SIRIUS, Extension module 3RK33 for modular Safety system 3RK3 8 DI, 24 V DC Can be parameterized via MSS ES 22.5 mm overall width screw terminal without connection cable | - | 0 | 0
3RK3321-2AA10 |  | 3RK3321-2AA10 | 1 | UN | 1 | 2 | A | D | EAR99 | N | 85371098 | 1 | 4011209793187 | 0.152 | KG | 147.5 | 147.5 | CP18 | CP18 | SIRIUS, Extension module 3RK33 for modular Safety system 3RK3 8 DI, 24 V DC Can be parameterized via MSS ES 22.5 mm overall width Spring-type terminal without connection cable | - | 0 | 0
3RK3511-1BA10 |  | 3RK3511-1BA10 | 1 | UN | 1 | 2 | A | D | N | N | 85371098 | 1 | 4011209684348 | 0.33 | KG | 436.25 | 436.25 | CP18 | CP18 | SIRIUS, interface module DP interface, for modular safety system 3RK3 PROFIBUS DP interface 12 Mbps, RS 485 45 mm overall width screw terminal can be parameterized via Safety ES without connection cable | - | 0 | 0
3RK3511-2BA10 |  | 3RK3511-2BA10 | 1 | UN | 1 | 2 | A | D | N | N | 85371098 | 1 | 4011209684355 | 0.316 | KG | 436.25 | 436.25 | CP18 | CP18 | SIRIUS, interface module DP interface, for modular safety system 3RK3 PROFIBUS DP interface 12 Mbps, RS 485 45 mm overall width spring-type terminal can be parameterized via Safety ES without connection cable | - | 0 | 0
3RK3611-3AA00 |  | 3RK3611-3AA00 | 1 | UN | 1 | 2 | A | D | N | N | 85371098 | 1 | 4011209793446 | 0.107 | KG | 398.75 | 398.75 | CP18 | CP18 | SIRIUS, Diagnostics display for modular Safety system 3RK3 for displaying diagnostics data of the MSS | - | 0 | 0
3RK3921-1AA10 |  | 3RK3921-1AA10 | 1 | UN | 1 | 2 | A | D | EAR99 | N | 85371098 | 1 | 4011209790872 | 0.863 | KG | 1537.5 | 1537.5 | CP18 | CP18 | Starter package for modular Safety system 3RK3 Content: Central unit MSS Basic Connection: Screw terminal Software Safety ES V1.0 standard, PC cable | - | 0 | 7
3RK3922-1AC10 |  | 3RK3922-1AC10 | 1 | UN | 1 | 2 | A | D | EAR99 | N | 85371098 | 1 | 4011209904712 | 0.81 | KG | 1116.25 | 1116.25 | CP18 | CP18 | Starter package for modular Safety system 3RK3 Content: Central unit MSS Advanced connection: Screw terminal Software Safety ES V1.0 Premium, USB PC cable | - | 0 | 0
3RK3922-2AC10 |  | 3RK3922-2AC10 | 1 | UN | 1 | 15 | C | D | EAR99 | N | 85371098 | 1 | 4011209929142 | 0.84 | KG | 1287.5 | 1287.5 | CP18 | CP18 | Starter package for modular Safety system 3RK3 Content: Central unit MSS Advanced connection: Spring-type terminal Software Safety ES V1.0 Premium, USB PC cable | - | 0 | 0
3RK3923-1AC00 |  | 3RK3923-1AC00 | 1 | UN | 1 | 15 | C | D | EAR99 | N | 85371098 | 1 | 4011209929159 | 0.786 | KG | 873.75 | 873.75 | CP18 | CP18 | Starter package for modular Safety system 3RK3 Content: Central unit MSS ASIsafe Basic connection: Screw terminal Software Safety ES V1.0 Premium, USB PC cable | - | 0 | 0
3RK3923-2AC00 |  | 3RK3923-2AC00 | 1 | UN | 1 | 15 | C | D | EAR99 | N | 85371098 | 1 | 4011209929166 | 0.775 | KG | 873.75 | 873.75 | CP18 | CP18 | Starter package for modular Safety system 3RK3 Content: Central unit MSS ASIsafe Basic connection: Spring-type terminal Software Safety ES V1.0 Premium, USB PC cable | - | 0 | 0
3RK3931-0AA00 |  | 3RK3931-0AA00 | 1 | UN | 1 | 2 | A | D | N | N | 85235110 | 1 | 4011209740884 | 0.004 | KG | 28.56 | 28.56 | CP01 | CP01 | Memory module for 3RK3, 3SK2 and 3SU1 PROFINET | - | 0 | 0
3RK3931-0AA00-0AA0 |  | 3RK3931-0AA00-0AA0 | 1 | UN | 1 | 10 | C | D | N | N | 85235110 | 1 | 4011209864764 | 0.005 | KG | 28.56 | 28.56 | CP01 | CP01 | MSS, memory module red accessories | - | 0 | 9
3RK4320-3AQ54-0BA2 |  | 3RK4320-3AQ54-0BA2 | 1 | UN | 1 | 10 | C | D | N | N | 85365080 | 1 | 4011209798564 | 6.161 | KG | 1373.6 | 1373.6 | CP01 | CP01 | SIRIUS MCU motor starter Enclosure degree of protection IP54 metal Communication AS-Interface electromechanically switching Short-circuit protection with circuit breaker DOL starter Brake 230 V AC (internal) Performance class 0.63 A Motor circuit breaker with bi-metal thermal Rotary operating mechanism gray/black Connection power M screw connection Standard product | - | 0 | 7
3RK4320-3AQ54-0BA3 |  | 3RK4320-3AQ54-0BA3 | 1 | UN | 1 | 10 | C | D | N | N | 85365080 | 1 | 4011209798847 | 5.807 | KG | 1373.6 | 1373.6 | CP01 | CP01 | SIRIUS MCU motor starter Enclosure degree of protection IP54 metal Communication AS-Interface electromechanically switching Short-circuit protection with circuit breaker DOL starter Brake 400 V AC (internal) Performance class 0.63 A Motor circuit breaker with bi-metal thermal Rotary operating mechanism gray/black Connection power M screw connection Standard product | - | 0 | 7
3RK4320-3AQ54-1BA2 |  | 3RK4320-3AQ54-1BA2 | 1 | UN | 1 | 10 | C | D | N | N | 85365080 | 1 | 4011209798700 | 6.6 | KG | 1496 | 1496 | CP01 | CP01 | SIRIUS MCU motor starter Enclosure degree of protection IP54 metal Communication AS-Interface electromechanically switching Short-circuit protection with circuit breaker Reversing starter Brake 230 V AC (internal) Performance class 0.63 A Motor circuit breaker with bi-metal thermal Rotary operating mechanism gray/black Connection power M screw connection Standard product | - | 0 | 7
3RK4320-3AQ54-1BA3 |  | 3RK4320-3AQ54-1BA3 | 1 | UN | 1 | 10 | C | D | N | N | 85365080 | 1 | 4011209798984 | 6.35 | KG | 1496 | 1496 | CP01 | CP01 | SIRIUS MCU motor starter Enclosure degree of protection IP54 metal Communication AS-Interface electromechanically switching Short-circuit protection with circuit breaker Reversing starter Brake 400 V AC (internal) Performance class 0.63 A Motor circuit breaker with bi-metal thermal Rotary operating mechanism gray/black Connection power M screw connection Standard product | - | 0 | 7
3RK4320-3AR51-0BA0 |  | 3RK4320-3AR51-0BA0 | 1 | UN | 1 | 10 | C | D | N | N | 85365080 | 1 | 4011209792364 | 2.008 | KG | 552.16 | 552.16 | CP01 | CP01 | SIRIUS MCU motor starter Enclosure degree of protection IP55 plastic Communication AS-Interface electromechanically switching Short-circuit protection with circuit breaker DOL starter Brake without Performance class 0.63 A Motor circuit breaker with bi-metal thermal Manual operation without Connection power M screw connection Standard product | - | 0 | 0
3RK4320-3AR51-1BA0 |  | 3RK4320-3AR51-1BA0 | 1 | UN | 1 | 10 | C | D | N | N | 85365080 | 1 | 4011209792524 | 2.388 | KG | 612 | 612 | CP01 | CP01 | SIRIUS MCU motor starter Enclosure degree of protection IP55 plastic Communication AS-Interface electromechanically switching Short-circuit protection with circuit breaker Reversing starter Brake without Performance class 0.63 A Motor circuit breaker with bi-metal thermal Manual operation without Connection power M screw connection Standard product | - | 0 | 0
3RK4320-3BQ54-0BA2 |  | 3RK4320-3BQ54-0BA2 | 1 | UN | 1 | 10 | C | D | N | N | 85365080 | 1 | 4011209798571 | 8.5 | KG | 1373.6 | 1373.6 | CP01 | CP01 | SIRIUS MCU motor starter Enclosure degree of protection IP54 metal Communication AS-Interface electromechanically switching Short-circuit protection with circuit breaker DOL starter Brake 230 V AC (internal) Performance class 0.80 A Motor circuit breaker with bi-metal thermal Rotary operating mechanism gray/black Connection power M screw connection Standard product | - | 0 | 7
3RK4320-3BQ54-0BA3 |  | 3RK4320-3BQ54-0BA3 | 1 | UN | 1 | 10 | C | D | N | N | 85365080 | 1 | 4011209798854 | 5.9 | KG | 1373.6 | 1373.6 | CP01 | CP01 | SIRIUS MCU motor starter Enclosure degree of protection IP54 metal Communication AS-Interface electromechanically switching Short-circuit protection with circuit breaker DOL starter Brake 400 V AC (internal) Performance class 0.80 A Motor circuit breaker with bi-metal thermal Rotary operating mechanism gray/black Connection power M screw connection Standard product | - | 0 | 7
3RK4320-3BQ54-1BA2 |  | 3RK4320-3BQ54-1BA2 | 1 | UN | 1 | 10 | C | D | N | N | 85365080 | 1 | 4011209798717 | 6.6 | KG | 1496 | 1496 | CP01 | CP01 | SIRIUS MCU motor starter Enclosure degree of protection IP54 metal Communication AS-Interface electromechanically switching Short-circuit protection with circuit breaker Reversing starter Brake 230 V AC (internal) Performance class 0.80 A Motor circuit breaker with bi-metal thermal Rotary operating mechanism gray/black Connection power M screw connection Standard product | - | 0 | 7
3RK4320-3BQ54-1BA3 |  | 3RK4320-3BQ54-1BA3 | 1 | UN | 1 | 10 | C | D | N | N | 85365080 | 1 | 4011209798991 | 6.6 | KG | 1496 | 1496 | CP01 | CP01 | SIRIUS MCU motor starter Enclosure degree of protection IP54 metal Communication AS-Interface electromechanically switching Short-circuit protection with circuit breaker Reversing starter Brake 400 V AC (internal) Performance class 0.80 A Motor circuit breaker with bi-metal thermal Rotary operating mechanism gray/black Connection power M screw connection Standard product | - | 0 | 7
3RK4320-3BR51-0BA0 |  | 3RK4320-3BR51-0BA0 | 1 | UN | 1 | 10 | C | D | N | N | 85365080 | 1 | 4011209792371 | 2.02 | KG | 552.16 | 552.16 | CP01 | CP01 | SIRIUS MCU motor starter Enclosure degree of protection IP55 plastic Communication AS-Interface electromechanically switching Short-circuit protection with circuit breaker DOL starter Brake without Performance class 0.80 A Motor circuit breaker with bi-metal thermal Manual operation without Connection power M screw connection Standard product | - | 0 | 0
3RK4320-3BR51-1BA0 |  | 3RK4320-3BR51-1BA0 | 1 | UN | 1 | 10 | C | D | N | N | 85365080 | 1 | 4011209792531 | 1.8 | KG | 612 | 612 | CP01 | CP01 | SIRIUS MCU motor starter Enclosure degree of protection IP55 plastic Communication AS-Interface electromechanically switching Short-circuit protection with circuit breaker Reversing starter Brake without Performance class 0.80 A Motor circuit breaker with bi-metal thermal Manual operation without Connection power M screw connection Standard product | - | 0 | 0
3RK4320-3CQ54-0BA2 |  | 3RK4320-3CQ54-0BA2 | 1 | UN | 1 | 10 | C | D | N | N | 85365080 | 1 | 4011209798588 | 6.221 | KG | 1387.2 | 1387.2 | CP01 | CP01 | SIRIUS MCU motor starter Enclosure degree of protection IP54 metal Communication AS-Interface electromechanically switching Short-circuit protection with circuit breaker DOL starter Brake 230 V AC (internal) Performance class 1.00 A Motor circuit breaker with bi-metal thermal Rotary operating mechanism gray/black Connection power M screw connection Standard product | - | 0 | 7
3RK4320-3CQ54-0BA3 |  | 3RK4320-3CQ54-0BA3 | 1 | UN | 1 | 10 | C | D | N | N | 85365080 | 1 | 4011209824423 | 5.9 | KG | 1387.2 | 1387.2 | CP01 | CP01 | SIRIUS MCU motor starter Enclosure degree of protection IP54 metal Communication AS-Interface electromechanically switching Short-circuit protection with circuit breaker DOL starter Brake 400 V AC (internal) Performance class 1.00 A Motor circuit breaker with bi-metal thermal Rotary operating mechanism gray/black Connection power M screw connection Standard product | - | 0 | 7
3RK4320-3CQ54-1BA2 |  | 3RK4320-3CQ54-1BA2 | 1 | UN | 1 | 10 | C | D | N | N | 85365080 | 1 | 4011209798724 | 6.54 | KG | 1496 | 1496 | CP01 | CP01 | SIRIUS MCU motor starter Enclosure degree of protection IP54 metal Communication AS-Interface electromechanically switching Short-circuit protection with circuit breaker Reversing starter Brake 230 V AC (internal) Performance class 1.00 A Motor circuit breaker with bi-metal thermal Rotary operating mechanism gray/black Connection power M screw connection Standard product | - | 0 | 7
3RK4320-3CQ54-1BA3 |  | 3RK4320-3CQ54-1BA3 | 1 | UN | 1 | 10 | C | D | N | N | 85365080 | 1 | 4011209799004 | 6.6 | KG | 1496 | 1496 | CP01 | CP01 | SIRIUS MCU motor starter Enclosure degree of protection IP54 metal Communication AS-Interface electromechanically switching Short-circuit protection with circuit breaker Reversing starter Brake 400 V AC (internal) Performance class 1.00 A Motor circuit breaker with bi-metal thermal Rotary operating mechanism gray/black Connection power M screw connection Standard product | - | 0 | 7
3RK4320-3CR51-0BA0 |  | 3RK4320-3CR51-0BA0 | 1 | UN | 1 | 10 | C | D | N | N | 85365080 | 1 | 4011209792395 | 2.067 | KG | 557.6 | 557.6 | CP01 | CP01 | SIRIUS MCU motor starter Enclosure degree of protection IP55 plastic Communication AS-Interface electromechanically switching Short-circuit protection with circuit breaker DOL starter Brake without Performance class 1.00 A Motor circuit breaker with bi-metal thermal Manual operation without Connection power M screw connection Standard product | - | 0 | 0
3RK4320-3CR51-1BA0 |  | 3RK4320-3CR51-1BA0 | 1 | UN | 1 | 10 | C | D | N | N | 85365080 | 1 | 4011209792548 | 2.399 | KG | 616.08 | 616.08 | CP01 | CP01 | SIRIUS MCU motor starter Enclosure degree of protection IP55 plastic Communication AS-Interface electromechanically switching Short-circuit protection with circuit breaker Reversing starter Brake without Performance class 1.00 A Motor circuit breaker with bi-metal thermal Manual operation without Connection power M screw connection Standard product | - | 0 | 0
3RK4320-3DQ54-0BA2 |  | 3RK4320-3DQ54-0BA2 | 1 | UN | 1 | 10 | C | D | N | N | 85365080 | 1 | 4011209798595 | 5.9 | KG | 1387.2 | 1387.2 | CP01 | CP01 | SIRIUS MCU motor starter Enclosure degree of protection IP54 metal Communication AS-Interface electromechanically switching Short-circuit protection with circuit breaker DOL starter Brake 230 V AC (internal) Performance class 1.25 A Motor circuit breaker with bi-metal thermal Rotary operating mechanism gray/black Connection power M screw connection Standard product | - | 0 | 7
3RK4320-3DQ54-0BA3 |  | 3RK4320-3DQ54-0BA3 | 1 | UN | 1 | 10 | C | D | N | N | 85365080 | 1 | 4011209798861 | 5.69 | KG | 1387.2 | 1387.2 | CP01 | CP01 | SIRIUS MCU motor starter Enclosure degree of protection IP54 metal Communication AS-Interface electromechanically switching Short-circuit protection with circuit breaker DOL starter Brake 400 V AC (internal) Performance class 1.25 A Motor circuit breaker with bi-metal thermal Rotary operating mechanism gray/black Connection power M screw connection Standard product | - | 0 | 7
3RK4320-3DQ54-1BA2 |  | 3RK4320-3DQ54-1BA2 | 1 | UN | 1 | 10 | C | D | N | N | 85365080 | 1 | 4011209798731 | 6.6 | KG | 1496 | 1496 | CP01 | CP01 | SIRIUS MCU motor starter Enclosure degree of protection IP54 metal Communication AS-Interface electromechanically switching Short-circuit protection with circuit breaker Reversing starter Brake 230 V AC (internal) Performance class 1.25 A Motor circuit breaker with bi-metal thermal Rotary operating mechanism gray/black Connection power M screw connection Standard product | - | 0 | 7
3RK4320-3DQ54-1BA3 |  | 3RK4320-3DQ54-1BA3 | 1 | UN | 1 | 10 | C | D | N | N | 85365080 | 1 | 4011209799011 | 6.6 | KG | 1496 | 1496 | CP01 | CP01 | SIRIUS MCU motor starter Enclosure degree of protection IP54 metal Communication AS-Interface electromechanically switching Short-circuit protection with circuit breaker Reversing starter Brake 400 V AC (internal) Performance class 1.25 A Motor circuit breaker with bi-metal thermal Rotary operating mechanism gray/black Connection power M screw connection Standard product | - | 0 | 7
3RK4320-3DR51-0BA0 |  | 3RK4320-3DR51-0BA0 | 1 | UN | 1 | 10 | C | D | N | N | 85365080 | 1 | 4011209792401 | 2.084 | KG | 557.6 | 557.6 | CP01 | CP01 | SIRIUS MCU motor starter Enclosure degree of protection IP55 plastic Communication AS-Interface electromechanically switching Short-circuit protection with circuit breaker DOL starter Brake without Performance class 1.25 A Motor circuit breaker with bi-metal thermal Manual operation without Connection power M screw connection Standard product | - | 0 | 0
3RK4320-3DR51-1BA0 |  | 3RK4320-3DR51-1BA0 | 1 | UN | 1 | 10 | C | D | N | N | 85365080 | 1 | 4011209792555 | 2.328 | KG | 616.08 | 616.08 | CP01 | CP01 | SIRIUS MCU motor starter Enclosure degree of protection IP55 plastic Communication AS-Interface electromechanically switching Short-circuit protection with circuit breaker Reversing starter Brake without Performance class 1.25 A Motor circuit breaker with bi-metal thermal Manual operation without Connection power M screw connection Standard product | - | 0 | 0
3RK4320-3EQ54-0BA2 |  | 3RK4320-3EQ54-0BA2 | 1 | UN | 1 | 10 | C | D | N | N | 85365080 | 1 | 4011209798601 | 5.752 | KG | 1387.2 | 1387.2 | CP01 | CP01 | SIRIUS MCU motor starter Enclosure degree of protection IP54 metal Communication AS-Interface electromechanically switching Short-circuit protection with circuit breaker DOL starter Brake 230 V AC (internal) Performance class 1.60 A Motor circuit breaker with bi-metal thermal Rotary operating mechanism gray/black Connection power M screw connection Standard product | - | 0 | 7
3RK4320-3EQ54-0BA3 |  | 3RK4320-3EQ54-0BA3 | 1 | UN | 1 | 10 | C | D | N | N | 85365080 | 1 | 4011209798878 | 6.265 | KG | 1387.2 | 1387.2 | CP01 | CP01 | SIRIUS MCU motor starter Enclosure degree of protection IP54 metal Communication AS-Interface electromechanically switching Short-circuit protection with circuit breaker DOL starter Brake 400 V AC (internal) Performance class 1.60 A Motor circuit breaker with bi-metal thermal Rotary operating mechanism gray/black Connection power M screw connection Standard product | - | 0 | 7
3RK4320-3EQ54-1BA2 |  | 3RK4320-3EQ54-1BA2 | 1 | UN | 1 | 10 | C | D | N | N | 85365080 | 1 | 4011209798748 | 6.21 | KG | 1496 | 1496 | CP01 | CP01 | SIRIUS MCU motor starter Enclosure degree of protection IP54 metal Communication AS-Interface electromechanically switching Short-circuit protection with circuit breaker Reversing starter Brake 230 V AC (internal) Performance class 1.60 A Motor circuit breaker with bi-metal thermal Rotary operating mechanism gray/black Connection power M screw connection Standard product | - | 0 | 7
3RK4320-3EQ54-1BA3 |  | 3RK4320-3EQ54-1BA3 | 1 | UN | 1 | 10 | C | D | N | N | 85365080 | 1 | 4011209799028 | 7.8 | KG | 1496 | 1496 | CP01 | CP01 | SIRIUS MCU motor starter Enclosure degree of protection IP54 metal Communication AS-Interface electromechanically switching Short-circuit protection with circuit breaker Reversing starter Brake 400 V AC (internal) Performance class 1.60 A Motor circuit breaker with bi-metal thermal Rotary operating mechanism gray/black Connection power M screw connection Standard product | - | 0 | 7
3RK4320-3ER51-0BA0 |  | 3RK4320-3ER51-0BA0 | 1 | UN | 1 | 10 | C | D | N | N | 85365080 | 1 | 4011209792418 | 2.094 | KG | 557.6 | 557.6 | CP01 | CP01 | SIRIUS MCU motor starter Enclosure degree of protection IP55 plastic Communication AS-Interface electromechanically switching Short-circuit protection with circuit breaker DOL starter Brake without Performance class 1.60 A Motor circuit breaker with bi-metal thermal Manual operation without Connection power M screw connection Standard product | - | 0 | 0
3RK4320-3ER51-1BA0 |  | 3RK4320-3ER51-1BA0 | 1 | UN | 1 | 10 | C | D | N | N | 85365080 | 1 | 4011209792562 | 2.354 | KG | 616.08 | 616.08 | CP01 | CP01 | SIRIUS MCU motor starter Enclosure degree of protection IP55 plastic Communication AS-Interface electromechanically switching Short-circuit protection with circuit breaker Reversing starter Brake without Performance class 1.60 A Motor circuit breaker with bi-metal thermal Manual operation without Connection power M screw connection Standard product | - | 0 | 0
3RK4320-3FQ54-0BA2 |  | 3RK4320-3FQ54-0BA2 | 1 | UN | 1 | 10 | C | D | N | N | 85365080 | 1 | 4011209798618 | 5.9 | KG | 1387.2 | 1387.2 | CP01 | CP01 | SIRIUS MCU motor starter Enclosure degree of protection IP54 metal Communication AS-Interface electromechanically switching Short-circuit protection with circuit breaker DOL starter Brake 230 V AC (internal) Performance class 2.00 A Motor circuit breaker with bi-metal thermal Rotary operating mechanism gray/black Connection power M screw connection Standard product | - | 0 | 7
3RK4320-3FQ54-0BA3 |  | 3RK4320-3FQ54-0BA3 | 1 | UN | 1 | 10 | C | D | N | N | 85365080 | 1 | 4011209798885 | 6.118 | KG | 1387.2 | 1387.2 | CP01 | CP01 | SIRIUS MCU motor starter Enclosure degree of protection IP54 metal Communication AS-Interface electromechanically switching Short-circuit protection with circuit breaker DOL starter Brake 400 V AC (internal) Performance class 2.00 A Motor circuit breaker with bi-metal thermal Rotary operating mechanism gray/black Connection power M screw connection Standard product | - | 0 | 7
3RK4320-3FQ54-1BA2 |  | 3RK4320-3FQ54-1BA2 | 1 | UN | 1 | 10 | C | D | N | N | 85365080 | 1 | 4011209798755 | 6.6 | KG | 1509.6 | 1509.6 | CP01 | CP01 | SIRIUS MCU motor starter Enclosure degree of protection IP54 metal Communication AS-Interface electromechanically switching Short-circuit protection with circuit breaker Reversing starter Brake 230 V AC (internal) Performance class 2.00 A Motor circuit breaker with bi-metal thermal Rotary operating mechanism gray/black Connection power M screw connection Standard product | - | 0 | 7
3RK4320-3FQ54-1BA3 |  | 3RK4320-3FQ54-1BA3 | 1 | UN | 1 | 10 | C | D | N | N | 85365080 | 1 | 4011209799035 | 6.403 | KG | 1509.6 | 1509.6 | CP01 | CP01 | SIRIUS MCU motor starter Enclosure degree of protection IP54 metal Communication AS-Interface electromechanically switching Short-circuit protection with circuit breaker Reversing starter Brake 400 V AC (internal) Performance class 2.00 A Motor circuit breaker with bi-metal thermal Rotary operating mechanism gray/black Connection power M screw connection Standard product | - | 0 | 7
3RK4320-3FR51-0BA0 |  | 3RK4320-3FR51-0BA0 | 1 | UN | 1 | 10 | C | D | N | N | 85365080 | 1 | 4011209792425 | 2.073 | KG | 564.4 | 564.4 | CP01 | CP01 | SIRIUS MCU motor starter Enclosure degree of protection IP55 plastic Communication AS-Interface electromechanically switching Short-circuit protection with circuit breaker DOL starter Brake without Performance class 2.00 A Motor circuit breaker with bi-metal thermal Manual operation without Connection power M screw connection Standard product | - | 0 | 0
3RK4320-3FR51-1BA0 |  | 3RK4320-3FR51-1BA0 | 1 | UN | 1 | 10 | C | D | N | N | 85365080 | 1 | 4011209792579 | 2.37 | KG | 616.08 | 616.08 | CP01 | CP01 | SIRIUS MCU motor starter Enclosure degree of protection IP55 plastic Communication AS-Interface electromechanically switching Short-circuit protection with circuit breaker Reversing starter Brake without Performance class 2.00 A Motor circuit breaker with bi-metal thermal Manual operation without Connection power M screw connection Standard product | - | 0 | 0
3RK4320-3GQ54-0BA2 |  | 3RK4320-3GQ54-0BA2 | 1 | UN | 1 | 10 | C | D | N | N | 85365080 | 1 | 4011209798625 | 5.7 | KG | 1387.2 | 1387.2 | CP01 | CP01 | SIRIUS MCU motor starter Enclosure degree of protection IP54 metal Communication AS-Interface electromechanically switching Short-circuit protection with circuit breaker DOL starter Brake 230 V AC (internal) Performance class 2.50 A Motor circuit breaker with bi-metal thermal Rotary operating mechanism gray/black Connection power M screw connection Standard product | - | 0 | 7
3RK4320-3GQ54-0BA3 |  | 3RK4320-3GQ54-0BA3 | 1 | UN | 1 | 10 | C | D | N | N | 85365080 | 1 | 4011209798892 | 6.273 | KG | 1387.2 | 1387.2 | CP01 | CP01 | SIRIUS MCU motor starter Enclosure degree of protection IP54 metal Communication AS-Interface electromechanically switching Short-circuit protection with circuit breaker DOL starter Brake 400 V AC (internal) Performance class 2.50 A Motor circuit breaker with bi-metal thermal Rotary operating mechanism gray/black Connection power M screw connection Standard product | - | 0 | 7
3RK4320-3GQ54-1BA2 |  | 3RK4320-3GQ54-1BA2 | 1 | UN | 1 | 10 | C | D | N | N | 85365080 | 1 | 4011209798762 | 6.17 | KG | 1509.6 | 1509.6 | CP01 | CP01 | SIRIUS MCU motor starter Enclosure degree of protection IP54 metal Communication AS-Interface electromechanically switching Short-circuit protection with circuit breaker Reversing starter Brake 230 V AC (internal) Performance class 2.50 A Motor circuit breaker with bi-metal thermal Rotary operating mechanism gray/black Connection power M screw connection Standard product | - | 0 | 7
3RK4320-3GQ54-1BA3 |  | 3RK4320-3GQ54-1BA3 | 1 | UN | 1 | 10 | C | D | N | N | 85365080 | 1 | 4011209799042 | 6.6 | KG | 1509.6 | 1509.6 | CP01 | CP01 | SIRIUS MCU motor starter Enclosure degree of protection IP54 metal Communication AS-Interface electromechanically switching Short-circuit protection with circuit breaker Reversing starter Brake 400 V AC (internal) Performance class 2.50 A Motor circuit breaker with bi-metal thermal Rotary operating mechanism gray/black Connection power M screw connection Standard product | - | 0 | 7
3RK4320-3GR51-0BA0 |  | 3RK4320-3GR51-0BA0 | 1 | UN | 1 | 10 | C | D | N | N | 85365080 | 1 | 4011209792432 | 2.14 | KG | 564.4 | 564.4 | CP01 | CP01 | SIRIUS MCU motor starter Enclosure degree of protection IP55 plastic Communication AS-Interface electromechanically switching Short-circuit protection with circuit breaker DOL starter Brake without Performance class 2.50 A Motor circuit breaker with bi-metal thermal Manual operation without Connection power M screw connection Standard product | - | 0 | 0
3RK4320-3GR51-1BA0 |  | 3RK4320-3GR51-1BA0 | 1 | UN | 1 | 10 | C | D | N | N | 85365080 | 1 | 4011209792708 | 2.407 | KG | 616.08 | 616.08 | CP01 | CP01 | SIRIUS MCU motor starter Enclosure degree of protection IP55 plastic Communication AS-Interface electromechanically switching Short-circuit protection with circuit breaker Reversing starter Brake without Performance class 2.50 A Motor circuit breaker with bi-metal thermal Manual operation without Connection power M screw connection Standard product | - | 0 | 0
3RK4320-3HQ54-0BA2 |  | 3RK4320-3HQ54-0BA2 | 1 | UN | 1 | 10 | C | D | N | N | 85365080 | 1 | 4011209798632 | 5.74 | KG | 1387.2 | 1387.2 | CP01 | CP01 | SIRIUS MCU motor starter Enclosure degree of protection IP54 metal Communication AS-Interface electromechanically switching Short-circuit protection with circuit breaker DOL starter Brake 230 V AC (internal) Performance class 3.20 A Motor circuit breaker with bi-metal thermal Rotary operating mechanism gray/black Connection power M screw connection Standard product | - | 0 | 7
3RK4320-3HQ54-0BA3 |  | 3RK4320-3HQ54-0BA3 | 1 | UN | 1 | 10 | C | D | N | N | 85365080 | 1 | 4011209798915 | 5.9 | KG | 1387.2 | 1387.2 | CP01 | CP01 | SIRIUS MCU motor starter Enclosure degree of protection IP54 metal Communication AS-Interface electromechanically switching Short-circuit protection with circuit breaker DOL starter Brake 400 V AC (internal) Performance class 3.20 A Motor circuit breaker with bi-metal thermal Rotary operating mechanism gray/black Connection power M screw connection Standard product | - | 0 | 7
3RK4320-3HQ54-1BA2 |  | 3RK4320-3HQ54-1BA2 | 1 | UN | 1 | 10 | C | D | N | N | 85365080 | 1 | 4011209798779 | 6.6 | KG | 1509.6 | 1509.6 | CP01 | CP01 | SIRIUS MCU motor starter Enclosure degree of protection IP54 metal Communication AS-Interface electromechanically switching Short-circuit protection with circuit breaker Reversing starter Brake 230 V AC (internal) Performance class 3.20 A Motor circuit breaker with bi-metal thermal Rotary operating mechanism gray/black Connection power M screw connection Standard product | - | 0 | 7
3RK4320-3HQ54-1BA3 |  | 3RK4320-3HQ54-1BA3 | 1 | UN | 1 | 10 | C | D | N | N | 85365080 | 1 | 4011209799059 | 6.6 | KG | 1509.6 | 1509.6 | CP01 | CP01 | SIRIUS MCU motor starter Enclosure degree of protection IP54 metal Communication AS-Interface electromechanically switching Short-circuit protection with circuit breaker Reversing starter Brake 400 V AC (internal) Performance class 3.20 A Motor circuit breaker with bi-metal thermal Rotary operating mechanism gray/black Connection power M screw connection Standard product | - | 0 | 7
3RK4320-3HR51-0BA0 |  | 3RK4320-3HR51-0BA0 | 1 | UN | 1 | 10 | C | D | N | N | 85365080 | 1 | 4011209792449 | 2.105 | KG | 564.4 | 564.4 | CP01 | CP01 | SIRIUS MCU motor starter Enclosure degree of protection IP55 plastic Communication AS-Interface electromechanically switching Short-circuit protection with circuit breaker DOL starter Brake without Performance class 3.20 A Motor circuit breaker with bi-metal thermal Manual operation without Connection power M screw connection Standard product | - | 0 | 0
3RK4320-3HR51-1BA0 |  | 3RK4320-3HR51-1BA0 | 1 | UN | 1 | 10 | C | D | N | N | 85365080 | 1 | 4011209792715 | 2.38 | KG | 616.08 | 616.08 | CP01 | CP01 | SIRIUS MCU motor starter Enclosure degree of protection IP55 plastic Communication AS-Interface electromechanically switching Short-circuit protection with circuit breaker Reversing starter Brake without Performance class 3.20 A Motor circuit breaker with bi-metal thermal Manual operation without Connection power M screw connection Standard product | - | 0 | 0
3RK4320-3JQ54-0BA2 |  | 3RK4320-3JQ54-0BA2 | 1 | UN | 1 | 10 | C | D | N | N | 85365080 | 1 | 4011209798649 | 5.9 | KG | 1387.2 | 1387.2 | CP01 | CP01 | SIRIUS MCU motor starter Enclosure degree of protection IP54 metal Communication AS-Interface electromechanically switching Short-circuit protection with circuit breaker DOL starter Brake 230 V AC (internal) Performance class 4.00 A Motor circuit breaker with bi-metal thermal Rotary operating mechanism gray/black Connection power M screw connection Standard product | - | 0 | 7
3RK4320-3JQ54-0BA3 |  | 3RK4320-3JQ54-0BA3 | 1 | UN | 1 | 10 | C | D | N | N | 85365080 | 1 | 4011209798922 | 6.151 | KG | 1387.2 | 1387.2 | CP01 | CP01 | SIRIUS MCU motor starter Enclosure degree of protection IP54 metal Communication AS-Interface electromechanically switching Short-circuit protection with circuit breaker DOL starter Brake 400 V AC (internal) Performance class 4.00 A Motor circuit breaker with bi-metal thermal Rotary operating mechanism gray/black Connection power M screw connection Standard product | - | 0 | 7
3RK4320-3JQ54-1BA2 |  | 3RK4320-3JQ54-1BA2 | 1 | UN | 1 | 10 | C | D | N | N | 85365080 | 1 | 4011209798786 | 6.6 | KG | 1509.6 | 1509.6 | CP01 | CP01 | SIRIUS MCU motor starter Enclosure degree of protection IP54 metal Communication AS-Interface electromechanically switching Short-circuit protection with circuit breaker Reversing starter Brake 230 V AC (internal) Performance class 4.00 A Motor circuit breaker with bi-metal thermal Rotary operating mechanism gray/black Connection power M screw connection Standard product | - | 0 | 7
3RK4320-3JQ54-1BA3 |  | 3RK4320-3JQ54-1BA3 | 1 | UN | 1 | 10 | C | D | N | N | 85365080 | 1 | 4011209799066 | 6.15 | KG | 1509.6 | 1509.6 | CP01 | CP01 | SIRIUS MCU motor starter Enclosure degree of protection IP54 metal Communication AS-Interface electromechanically switching Short-circuit protection with circuit breaker Reversing starter Brake 400 V AC (internal) Performance class 4.00 A Motor circuit breaker with bi-metal thermal Rotary operating mechanism gray/black Connection power M screw connection Standard product | - | 0 | 7
3RK4320-3JR51-0BA0 |  | 3RK4320-3JR51-0BA0 | 1 | UN | 1 | 10 | C | D | N | N | 85365080 | 1 | 4011209792456 | 2.08 | KG | 564.4 | 564.4 | CP01 | CP01 | SIRIUS MCU motor starter Enclosure degree of protection IP55 plastic Communication AS-Interface electromechanically switching Short-circuit protection with circuit breaker DOL starter Brake without Performance class 4.00 A Motor circuit breaker with bi-metal thermal Manual operation without Connection power M screw connection Standard product | - | 0 | 0
3RK4320-3JR51-1BA0 |  | 3RK4320-3JR51-1BA0 | 1 | UN | 1 | 10 | C | D | N | N | 85365080 | 1 | 4011209792722 | 2.33 | KG | 616.08 | 616.08 | CP01 | CP01 | SIRIUS MCU motor starter Enclosure degree of protection IP55 plastic Communication AS-Interface electromechanically switching Short-circuit protection with circuit breaker Reversing starter Brake without Performance class 4.00 A Motor circuit breaker with bi-metal thermal Manual operation without Connection power M screw connection Standard product | - | 0 | 0
3RK4320-3KQ54-0BA2 |  | 3RK4320-3KQ54-0BA2 | 1 | UN | 1 | 10 | C | D | N | N | 85365080 | 1 | 4011209798656 | 5.9 | KG | 1387.2 | 1387.2 | CP01 | CP01 | SIRIUS MCU motor starter Enclosure degree of protection IP54 metal Communication AS-Interface electromechanically switching Short-circuit protection with circuit breaker DOL starter Brake 230 V AC (internal) Performance class 5.00 A Motor circuit breaker with bi-metal thermal Rotary operating mechanism gray/black Connection power M screw connection Standard product | - | 0 | 7
3RK4320-3KQ54-0BA3 |  | 3RK4320-3KQ54-0BA3 | 1 | UN | 1 | 10 | C | D | N | N | 85365080 | 1 | 4011209798939 | 5.9 | KG | 1387.2 | 1387.2 | CP01 | CP01 | SIRIUS MCU motor starter Enclosure degree of protection IP54 metal Communication AS-Interface electromechanically switching Short-circuit protection with circuit breaker DOL starter Brake 400 V AC (internal) Performance class 5.00 A Motor circuit breaker with bi-metal thermal Rotary operating mechanism gray/black Connection power M screw connection Standard product | - | 0 | 7
3RK4320-3KQ54-1BA2 |  | 3RK4320-3KQ54-1BA2 | 1 | UN | 1 | 10 | C | D | N | N | 85365080 | 1 | 4011209798793 | 6.6 | KG | 1509.6 | 1509.6 | CP01 | CP01 | SIRIUS MCU motor starter Enclosure degree of protection IP54 metal Communication AS-Interface electromechanically switching Short-circuit protection with circuit breaker Reversing starter Brake 230 V AC (internal) Performance class 5.00 A Motor circuit breaker with bi-metal thermal Rotary operating mechanism gray/black Connection power M screw connection Standard product | - | 0 | 7
3RK4320-3KQ54-1BA3 |  | 3RK4320-3KQ54-1BA3 | 1 | UN | 1 | 10 | C | D | N | N | 85365080 | 1 | 4011209799073 | 6.08 | KG | 1509.6 | 1509.6 | CP01 | CP01 | SIRIUS MCU motor starter Enclosure degree of protection IP54 metal Communication AS-Interface electromechanically switching Short-circuit protection with circuit breaker Reversing starter Brake 400 V AC (internal) Performance class 5.00 A Motor circuit breaker with bi-metal thermal Rotary operating mechanism gray/black Connection power M screw connection Standard product | - | 0 | 7
3RK4320-3KR51-0BA0 |  | 3RK4320-3KR51-0BA0 | 1 | UN | 1 | 10 | C | D | N | N | 85365080 | 1 | 4011209792463 | 2.067 | KG | 564.4 | 564.4 | CP01 | CP01 | SIRIUS MCU motor starter Enclosure degree of protection IP55 plastic Communication AS-Interface electromechanically switching Short-circuit protection with circuit breaker DOL starter Brake without Performance class 5.00 A Motor circuit breaker with bi-metal thermal Manual operation without Connection power M screw connection Standard product | - | 0 | 0
3RK4320-3KR51-1BA0 |  | 3RK4320-3KR51-1BA0 | 1 | UN | 1 | 10 | C | D | N | N | 85365080 | 1 | 4011209792739 | 1.8 | KG | 616.08 | 616.08 | CP01 | CP01 | SIRIUS MCU motor starter Enclosure degree of protection IP55 plastic Communication AS-Interface electromechanically switching Short-circuit protection with circuit breaker Reversing starter Brake without Performance class 5.00 A Motor circuit breaker with bi-metal thermal Manual operation without Connection power M screw connection Standard product | - | 0 | 0
3RK4320-3LQ54-0BA2 |  | 3RK4320-3LQ54-0BA2 | 1 | UN | 1 | 10 | C | D | N | N | 85365080 | 1 | 4011209798663 | 5.9 | KG | 1387.2 | 1387.2 | CP01 | CP01 | SIRIUS MCU motor starter Enclosure degree of protection IP54 metal Communication AS-Interface electromechanically switching Short-circuit protection with circuit breaker DOL starter Brake 230 V AC (internal) Performance class 6.30 A Motor circuit breaker with bi-metal thermal Rotary operating mechanism gray/black Connection power M screw connection Standard product | - | 0 | 7
3RK4320-3LQ54-0BA3 |  | 3RK4320-3LQ54-0BA3 | 1 | UN | 1 | 10 | C | D | N | N | 85365080 | 1 | 4011209798946 | 6.137 | KG | 1387.2 | 1387.2 | CP01 | CP01 | SIRIUS MCU motor starter Enclosure degree of protection IP54 metal Communication AS-Interface electromechanically switching Short-circuit protection with circuit breaker DOL starter Brake 400 V AC (internal) Performance class 6.30 A Motor circuit breaker with bi-metal thermal Rotary operating mechanism gray/black Connection power M screw connection Standard product | - | 0 | 7
3RK4320-3LQ54-1BA2 |  | 3RK4320-3LQ54-1BA2 | 1 | UN | 1 | 10 | C | D | N | N | 85365080 | 1 | 4011209798809 | 6.6 | KG | 1509.6 | 1509.6 | CP01 | CP01 | SIRIUS MCU motor starter Enclosure degree of protection IP54 metal Communication AS-Interface electromechanically switching Short-circuit protection with circuit breaker Reversing starter Brake 230 V AC (internal) Performance class 6.30 A Motor circuit breaker with bi-metal thermal Rotary operating mechanism gray/black Connection power M screw connection Standard product | - | 0 | 7
3RK4320-3LQ54-1BA3 |  | 3RK4320-3LQ54-1BA3 | 1 | UN | 1 | 10 | C | D | N | N | 85365080 | 1 | 4011209799080 | 6.6 | KG | 1509.6 | 1509.6 | CP01 | CP01 | SIRIUS MCU motor starter Enclosure degree of protection IP54 metal Communication AS-Interface electromechanically switching Short-circuit protection with circuit breaker Reversing starter Brake 400 V AC (internal) Performance class 6.30 A Motor circuit breaker with bi-metal thermal Rotary operating mechanism gray/black Connection power M screw connection Standard product | - | 0 | 7
3RK4320-3LR51-0BA0 |  | 3RK4320-3LR51-0BA0 | 1 | UN | 1 | 10 | C | D | N | N | 85365080 | 1 | 4011209792487 | 2.151 | KG | 564.4 | 564.4 | CP01 | CP01 | SIRIUS MCU motor starter Enclosure degree of protection IP55 plastic Communication AS-Interface electromechanically switching Short-circuit protection with circuit breaker DOL starter Brake without Performance class 6.30 A Motor circuit breaker with bi-metal thermal Manual operation without Connection power M screw connection Standard product | - | 0 | 0
3RK4320-3LR51-1BA0 |  | 3RK4320-3LR51-1BA0 | 1 | UN | 1 | 10 | C | D | N | N | 85365080 | 1 | 4011209792746 | 2.343 | KG | 616.08 | 616.08 | CP01 | CP01 | SIRIUS MCU motor starter Enclosure degree of protection IP55 plastic Communication AS-Interface electromechanically switching Short-circuit protection with circuit breaker Reversing starter Brake without Performance class 6.30 A Motor circuit breaker with bi-metal thermal Manual operation without Connection power M screw connection Standard product | - | 0 | 0
3RK4320-3MQ54-0BA2 |  | 3RK4320-3MQ54-0BA2 | 1 | UN | 1 | 10 | C | D | N | N | 85365080 | 1 | 4011209798670 | 5.9 | KG | 1387.2 | 1387.2 | CP01 | CP01 | SIRIUS MCU motor starter Enclosure degree of protection IP54 metal Communication AS-Interface electromechanically switching Short-circuit protection with circuit breaker DOL starter Brake 230 V AC (internal) Performance class 8.00 A Motor circuit breaker with bi-metal thermal Rotary operating mechanism gray/black Connection power M screw connection Standard product | - | 0 | 7
3RK4320-3MQ54-0BA3 |  | 3RK4320-3MQ54-0BA3 | 1 | UN | 1 | 10 | C | D | N | N | 85365080 | 1 | 4011209798953 | 5.9 | KG | 1387.2 | 1387.2 | CP01 | CP01 | SIRIUS MCU motor starter Enclosure degree of protection IP54 metal Communication AS-Interface electromechanically switching Short-circuit protection with circuit breaker DOL starter Brake 400 V AC (internal) Performance class 8.00 A Motor circuit breaker with bi-metal thermal Rotary operating mechanism gray/black Connection power M screw connection Standard product | - | 0 | 7
3RK4320-3MQ54-1BA2 |  | 3RK4320-3MQ54-1BA2 | 1 | UN | 1 | 10 | C | D | N | N | 85365080 | 1 | 4011209798816 | 6.6 | KG | 1509.6 | 1509.6 | CP01 | CP01 | SIRIUS MCU motor starter Enclosure degree of protection IP54 metal Communication AS-Interface electromechanically switching Short-circuit protection with circuit breaker Reversing starter Brake 230 V AC (internal) Performance class 8.00 A Motor circuit breaker with bi-metal thermal Rotary operating mechanism gray/black Connection power M screw connection Standard product | - | 0 | 7
3RK4320-3MQ54-1BA3 |  | 3RK4320-3MQ54-1BA3 | 1 | UN | 1 | 10 | C | D | N | N | 85365080 | 1 | 4011209799097 | 6.399 | KG | 1509.6 | 1509.6 | CP01 | CP01 | SIRIUS MCU motor starter Enclosure degree of protection IP54 metal Communication AS-Interface electromechanically switching Short-circuit protection with circuit breaker Reversing starter Brake 400 V AC (internal) Performance class 8.00 A Motor circuit breaker with bi-metal thermal Rotary operating mechanism gray/black Connection power M screw connection Standard product | - | 0 | 7
3RK4320-3MR51-0BA0 |  | 3RK4320-3MR51-0BA0 | 1 | UN | 1 | 10 | C | D | N | N | 85365080 | 1 | 4011209792494 | 2.096 | KG | 564.4 | 564.4 | CP01 | CP01 | SIRIUS MCU motor starter Enclosure degree of protection IP55 plastic Communication AS-Interface electromechanically switching Short-circuit protection with circuit breaker DOL starter Brake without Performance class 8.00 A Motor circuit breaker with bi-metal thermal Manual operation without Connection power M screw connection Standard product | - | 0 | 0
3RK4320-3MR51-1BA0 |  | 3RK4320-3MR51-1BA0 | 1 | UN | 1 | 10 | C | D | N | N | 85365080 | 1 | 4011209792753 | 2.332 | KG | 616.08 | 616.08 | CP01 | CP01 | SIRIUS MCU motor starter Enclosure degree of protection IP55 plastic Communication AS-Interface electromechanically switching Short-circuit protection with circuit breaker Reversing starter Brake without Performance class 8.00 A Motor circuit breaker with bi-metal thermal Manual operation without Connection power M screw connection Standard product | - | 0 | 0
3RK4320-3NQ54-0BA2 |  | 3RK4320-3NQ54-0BA2 | 1 | UN | 1 | 10 | C | D | N | N | 85365080 | 1 | 4011209798687 | 5.9 | KG | 1414.4 | 1414.4 | CP01 | CP01 | SIRIUS MCU motor starter Enclosure degree of protection IP54 metal Communication AS-Interface electromechanically switching Short-circuit protection with circuit breaker DOL starter Brake 230 V AC (intrinsic) Performance class 10.00 A Motor circuit breaker with bi-metal thermal Rotary operating mechanism gray/black Connection power M screw connection Standard product | - | 0 | 7
3RK4320-3NQ54-0BA3 |  | 3RK4320-3NQ54-0BA3 | 1 | UN | 1 | 10 | C | D | N | N | 85365080 | 1 | 4011209798960 | 5.9 | KG | 1414.4 | 1414.4 | CP01 | CP01 | SIRIUS MCU motor starter Enclosure degree of protection IP54 metal Communication AS-Interface electromechanically switching Short-circuit protection with circuit breaker DOL starter Brake 400 V AC (internal) Performance class 10.00 A Motor circuit breaker with bi-metal thermal Rotary operating mechanism gray/black Connection power M screw connection Standard product | - | 0 | 7
3RK4320-3NQ54-1BA2 |  | 3RK4320-3NQ54-1BA2 | 1 | UN | 1 | 10 | C | D | N | N | 85365080 | 1 | 4011209798823 | 6.6 | KG | 1550.4 | 1550.4 | CP01 | CP01 | SIRIUS MCU motor starter Enclosure degree of protection IP54 metal Communication AS-Interface electromechanically switching Short-circuit protection with circuit breaker Reversing starter Brake 230 V AC (intrinsic) Performance class 10.00 A Motor circuit breaker with bi-metal thermal Rotary operating mechanism gray/black Connection power M screw connection Standard product | - | 0 | 7
3RK4320-3NQ54-1BA3 |  | 3RK4320-3NQ54-1BA3 | 1 | UN | 1 | 10 | C | D | N | N | 85365080 | 1 | 4011209799103 | 6.6 | KG | 1550.4 | 1550.4 | CP01 | CP01 | SIRIUS MCU motor starter Enclosure degree of protection IP54 metal Communication AS-Interface electromechanically switching Short-circuit protection with circuit breaker Reversing starter Brake 400 V AC (internal) Performance class 10.00 A Motor circuit breaker with bi-metal thermal Rotary operating mechanism gray/black Connection power M screw connection Standard product | - | 0 | 7
3RK4320-3NR51-0BA0 |  | 3RK4320-3NR51-0BA0 | 1 | UN | 1 | 10 | C | D | N | N | 85365080 | 1 | 4011209792500 | 2.07 | KG | 569.84 | 569.84 | CP01 | CP01 | SIRIUS MCU motor starter Enclosure degree of protection IP55 plastic Communication AS-Interface electromechanically switching Short-circuit protection with circuit breaker DOL starter Brake without Performance class 10.00 A Motor circuit breaker with bi-metal thermal Manual operation without Connection power M screw connection Standard product | - | 0 | 0
3RK4320-3NR51-1BA0 |  | 3RK4320-3NR51-1BA0 | 1 | UN | 1 | 10 | C | D | N | N | 85365080 | 1 | 4011209792760 | 2.337 | KG | 628.32 | 628.32 | CP01 | CP01 | SIRIUS MCU motor starter Enclosure degree of protection IP55 plastic Communication AS-Interface electromechanically switching Short-circuit protection with circuit breaker Reversing starter Brake without Performance class 10.00 A Motor circuit breaker with bi-metal thermal Manual operation without Connection power M screw connection Standard product | - | 0 | 0
3RK4320-3PQ54-0BA2 |  | 3RK4320-3PQ54-0BA2 | 1 | UN | 1 | 10 | C | D | N | N | 85365080 | 1 | 4011209798694 | 5.88 | KG | 1414.4 | 1414.4 | CP01 | CP01 | SIRIUS MCU motor starter Enclosure degree of protection IP54 metal Communication AS-Interface electromechanically switching Short-circuit protection with circuit breaker DOL starter Brake 230 V AC (internal) Performance class 12.00 A Motor circuit breaker with bi-metal thermal Rotary operating mechanism gray/black Connection power M screw connection Standard product | - | 0 | 7
3RK4320-3PQ54-0BA3 |  | 3RK4320-3PQ54-0BA3 | 1 | UN | 1 | 10 | C | D | N | N | 85365080 | 1 | 4011209798977 | 5.9 | KG | 1414.4 | 1414.4 | CP01 | CP01 | SIRIUS MCU motor starter Enclosure degree of protection IP54 metal Communication AS-Interface electromechanically switching Short-circuit protection with circuit breaker DOL starter Brake 400 V AC (internal) Performance class 12.00 A Motor circuit breaker with bi-metal thermal Rotary operating mechanism gray/black Connection power M screw connection Standard product | - | 0 | 7
3RK4320-3PQ54-1BA2 |  | 3RK4320-3PQ54-1BA2 | 1 | UN | 1 | 10 | C | D | N | N | 85365080 | 1 | 4011209798830 | 6.169 | KG | 1550.4 | 1550.4 | CP01 | CP01 | SIRIUS MCU motor starter Enclosure degree of protection IP54 metal Communication AS-Interface electromechanically switching Short-circuit protection with circuit breaker Reversing starter Brake 230 V AC (internal) Performance class 12.00 A Motor circuit breaker with bi-metal thermal Rotary operating mechanism gray/black Connection power M screw connection Standard product | - | 0 | 7
3RK4320-3PQ54-1BA3 |  | 3RK4320-3PQ54-1BA3 | 1 | UN | 1 | 10 | C | D | N | N | 85365080 | 1 | 4011209799110 | 6.5 | KG | 1550.4 | 1550.4 | CP01 | CP01 | SIRIUS MCU motor starter Enclosure degree of protection IP54 metal Communication AS-Interface electromechanically switching Short-circuit protection with circuit breaker Reversing starter Brake 400 V AC (internal) Performance class 12.00 A Motor circuit breaker with bi-metal thermal Rotary operating mechanism gray/black Connection power M screw connection Standard product | - | 0 | 7
3RK4320-3PR51-0BA0 |  | 3RK4320-3PR51-0BA0 | 1 | UN | 1 | 10 | C | D | N | N | 85365080 | 1 | 4011209792517 | 2.096 | KG | 576.64 | 576.64 | CP01 | CP01 | SIRIUS MCU motor starter Enclosure degree of protection IP55 plastic Communication AS-Interface electromechanically switching Short-circuit protection with circuit breaker DOL starter Brake without Performance class 12.00 A Motor circuit breaker with bi-metal thermal Manual operation without Connection power M screw connection Standard product | - | 0 | 0
3RK4320-3PR51-1BA0 |  | 3RK4320-3PR51-1BA0 | 1 | UN | 1 | 10 | C | D | N | N | 85365080 | 1 | 4011209792777 | 2.334 | KG | 648.72 | 648.72 | CP01 | CP01 | SIRIUS MCU motor starter Enclosure degree of protection IP55 plastic Communication AS-Interface electromechanically switching Short-circuit protection with circuit breaker Reversing starter Brake without Performance class 12.00 A Motor circuit breaker with bi-metal thermal Manual operation without Connection power M screw connection Standard product | - | 0 | 0
3RK4320-5DQ64-0BA2 |  | 3RK4320-5DQ64-0BA2 | 1 | UN | 1 | 10 | C | D | N | N | 85365080 | 1 | 4011209799127 | 7.43 | KG | 1795.2 | 1795.2 | CP01 | CP01 | SIRIUS MCU motor starter Enclosure degree of protection IP54 metal Communication AS-Interface Electronic switching Short-circuit protection with circuit breaker DOL starter Brake 230 V AC (internal) Performance class 1.25 A Motor protection electronic Overload relay with thermal motor model Manual operation with manual operation momentary contact type Connection power M screw connection Standard product | - | 0 | 7
3RK4320-5DQ64-0BA3 |  | 3RK4320-5DQ64-0BA3 | 1 | UN | 1 | 10 | C | D | N | N | 85365080 | 1 | 4011209792296 | 7.454 | KG | 1659.2 | 1659.2 | CP01 | CP01 | SIRIUS MCU motor starter Enclosure degree of protection IP54 metal Communication AS-Interface Electronic switching Short-circuit protection with circuit breaker DOL starter Brake 400 V AC (internal) Performance class 1.25 A Motor protection electronic Overload relay with thermal motor model Manual operation with manual operation momentary contact type Connection power M screw connection Standard product | - | 0 | 7
3RK4320-5DQ64-1BA2 |  | 3RK4320-5DQ64-1BA2 | 1 | UN | 1 | 10 | C | D | N | N | 85365080 | 1 | 4011209792265 | 7.52 | KG | 1904 | 1904 | CP01 | CP01 | SIRIUS MCU motor starter Enclosure degree of protection IP54 metal Communication AS-Interface Electronic switching Short-circuit protection with circuit breaker Reversing starter Brake 230 V AC (internal) Performance class 1.25 A Motor protection electronic Overload relay with thermal motor model Manual operation with manual operation momentary contact type Connection power M screw connection Standard product | - | 0 | 7
3RK4320-5DQ64-1BA3 |  | 3RK4320-5DQ64-1BA3 | 1 | UN | 1 | 10 | C | D | N | N | 85365080 | 1 | 4011209792333 | 6.6 | KG | 1781.6 | 1781.6 | CP01 | CP01 | SIRIUS MCU motor starter Enclosure degree of protection IP54 metal Communication AS-Interface Electronic switching Short-circuit protection with circuit breaker Reversing starter Brake 400 V AC (internal) Performance class 1.25 A Motor protection electronic Overload relay with thermal motor model Manual operation with manual operation momentary contact type Connection power M screw connection Standard product | - | 0 | 7
3RK4320-5JQ64-0BA2 |  | 3RK4320-5JQ64-0BA2 | 1 | UN | 1 | 10 | C | D | N | N | 85365080 | 1 | 4011209799172 | 7.43 | KG | 1795.2 | 1795.2 | CP01 | CP01 | SIRIUS MCU motor starter Enclosure degree of protection IP54 metal Communication AS-Interface Electronic switching Short-circuit protection with circuit breaker DOL starter Brake 230 V AC (internal) Performance class 4.00 A Motor protection electronic Overload relay with thermal motor model Manual operation with manual operation momentary contact type Connection power M screw connection Standard product | - | 0 | 7
3RK4320-5JQ64-0BA3 |  | 3RK4320-5JQ64-0BA3 | 1 | UN | 1 | 10 | C | D | N | N | 85365080 | 1 | 4011209799202 | 7.415 | KG | 1659.2 | 1659.2 | CP01 | CP01 | SIRIUS MCU motor starter Enclosure degree of protection IP54 metal Communication AS-Interface Electronic switching Short-circuit protection with circuit breaker DOL starter Brake 400 V AC (internal) Performance class 4.00 A Motor protection electronic Overload relay with thermal motor model Manual operation with manual operation momentary contact type Connection power M screw connection Standard product | - | 0 | 7
3RK4320-5JQ64-1BA2 |  | 3RK4320-5JQ64-1BA2 | 1 | UN | 1 | 10 | C | D | N | N | 85365080 | 1 | 4011209799165 | 7.847 | KG | 1904 | 1904 | CP01 | CP01 | SIRIUS MCU motor starter Enclosure degree of protection IP54 metal Communication AS-Interface Electronic switching Short-circuit protection with circuit breaker Reversing starter Brake 230 V AC (internal) Performance class 4.00 A Motor protection electronic Overload relay with thermal motor model Manual operation with manual operation momentary contact type Connection power M screw connection Standard product | - | 0 | 7
3RK4320-5JQ64-1BA3 |  | 3RK4320-5JQ64-1BA3 | 1 | UN | 1 | 10 | C | D | N | N | 85365080 | 1 | 4011209799226 | 7.598 | KG | 1781.6 | 1781.6 | CP01 | CP01 | SIRIUS MCU motor starter Enclosure degree of protection IP54 metal Communication AS-Interface Electronic switching Short-circuit protection with circuit breaker Reversing starter Brake 400 V AC (internal) Performance class 4.00 A Motor protection electronic Overload relay with thermal motor model Manual operation with manual operation momentary contact type Connection power M screw connection Standard product | - | 0 | 7
3RK4320-5PQ64-0BA2 |  | 3RK4320-5PQ64-0BA2 | 1 | UN | 1 | 10 | C | D | N | N | 85365080 | 1 | 4011209799189 | 6.4 | KG | 1849.6 | 1849.6 | CP01 | CP01 | SIRIUS MCU motor starter Enclosure degree of protection IP54 metal Communication AS-Interface Electronic switching Short-circuit protection with circuit breaker DOL starter Brake 230 V AC (internal) Performance class 12.00 A Motor protection electronic Overload relay with thermal motor model Manual operation with manual operation momentary contact type Connection power M screw connection Standard product | - | 0 | 7
3RK4320-5PQ64-0BA3 |  | 3RK4320-5PQ64-0BA3 | 1 | UN | 1 | 10 | C | D | N | N | 85365080 | 1 | 4011209799219 | 7 | KG | 1740.8 | 1740.8 | CP01 | CP01 | SIRIUS MCU motor starter Enclosure degree of protection IP54 metal Communication AS-Interface Electronic switching Short-circuit protection with circuit breaker DOL starter Brake 400 V AC (internal) Performance class 12.00 A Motor protection electronic Overload relay with thermal motor model Manual operation with manual operation momentary contact type Connection power M screw connection Standard product | - | 0 | 7
3RK4320-5PQ64-1BA2 |  | 3RK4320-5PQ64-1BA2 | 1 | UN | 1 | 10 | C | D | N | N | 85365080 | 1 | 4011209799196 | 6.6 | KG | 1999.2 | 1999.2 | CP01 | CP01 | SIRIUS MCU motor starter Enclosure degree of protection IP54 metal Communication AS-Interface Electronic switching Short-circuit protection with circuit breaker Reversing starter Brake 230 V AC (internal) Performance class 12.00 A Motor protection electronic Overload relay with thermal motor model Manual operation with manual operation momentary contact type Connection power M screw connection Standard product | - | 0 | 7
3RK4320-5PQ64-1BA3 |  | 3RK4320-5PQ64-1BA3 | 1 | UN | 1 | 10 | C | D | N | N | 85365080 | 1 | 4011209799233 | 7.86 | KG | 1876.8 | 1876.8 | CP01 | CP01 | SIRIUS MCU motor starter Enclosure degree of protection IP54 metal Communication AS-Interface Electronic switching Short-circuit protection with circuit breaker Reversing starter Brake 400 V AC (internal) Performance class 12.00 A Motor protection electronic Overload relay with thermal motor model Manual operation with manual operation momentary contact type Connection power M screw connection Standard product | - | 0 | 7
3RK4322-3CR51-0BC0-Z | D01X01 | 3RK4322-3CR51-0BC0-ZD01X01 | 1 | UN | 1 | 10 | C | D | N | N | 85365080 | 1 | 4011209900288 | 2.795 | KG | 1564 | 1564 | CP01 | CP01 | SIRIUS MCU motor starter Enclosure degree of protection IP55 plastic Communication AS-Interface electromechanically switching Short-circuit protection with circuit breaker DOL starter Brake without Performance class 1 A Motor circuit breaker with bi-metal thermal Manual operation without Connection power M screw connection Special variant A/B slave AS-i SPEC V2.1 Sensor-actuator 1DI+1DO/M12 1DI/M12 Supply sensor U-AUX Power input terminals | - | 0 | 9
3RK4322-3CR57-0BA0-Z | A16G02H13 | 3RK4322-3CR57-0BA0-ZA16G02H13 | 1 | UN | 1 | 10 | C | D | N | N | 85365080 | 1 | 4011209856547 | 2.836 | KG | 897.6 | 897.6 | CP01 | CP01 | SIRIUS MCU motor starter Enclosure degree of protection IP54 plastic Communication AS-Interface electromechanically switching Short-circuit protection with circuit breaker DOL starter Brake without Performance class 1 A Motor circuit breaker with bi-metal thermal Manual operation M-A OFF-RUN Connection power M screw connection Special version AS-i slave 4I/4O SPEC 2.0 Sensor-actuator 2DI/M12 2DO/M12 2 buttons for outputs M12 Large enclosure | - | 0 | 9
3RK4322-3CR57-1BA0-Z | A16G02H13 | 3RK4322-3CR57-1BA0-ZA16G02H13 | 1 | UN | 1 | 10 | C | D | N | N | 85365080 | 1 | 4011209856592 | 3.42 | KG | 968.32 | 968.32 | CP01 | CP01 | SIRIUS MCU motor starter Enclosure degree of protection IP54 plastic Communication AS-Interface electromechanically switching Short-circuit protection with circuit breaker reversing starter Brake without Performance class 1 A Motor circuit breaker with bi-metal thermal Manual operation M-A OFF-RUN Connection power M screw connection Special version AS-i slave 4I/4O SPEC 2.0 Sensor-actuator 2DI/M12 2DO/M12 2 buttons for outputs M12 Large enclosure | - | 0 | 9
3RK4322-3DQ51-0BC0-Z | D01X01 | 3RK4322-3DQ51-0BC0-ZD01X01 | 1 | UN | 1 | 10 | C | D | N | N | 85365080 | 1 |  | 5.8 | KG | 1387.2 | 1387.2 | CP01 | CP01 | SIRIUS MCU motor starter Enclosure degree of protection IP54 metal Communication AS-Interface electromechanically switching Short-circuit protection with circuit breaker DOL starter Brake without Performance class 1.25 A Motor circuit breaker with bi-metal thermal Rotary operating mechanism gray/black Connection power M screw connection Special variant Enclosure mounting on top Sensor-actuator 1DI+1DO/M12 1DI/M12 Supply sensor U-AUX Power input terminals Label Danish + English | - | 0 | 9
3RK4322-3DQ51-1BC0-Z | D01X01 | 3RK4322-3DQ51-1BC0-ZD01X01 | 1 | UN | 1 | 10 | C | D | N | N | 85365080 | 1 |  | 6.5 | KG | 1414.4 | 1414.4 | CP01 | CP01 | SIRIUS MCU motor starter Enclosure degree of protection IP54 metal Communication AS-Interface electromechanically switching Short-circuit protection with circuit breaker Reversing starter Brake without Performance class 1.25 A Motor circuit breaker with bi-metal thermal Rotary operating mechanism gray/black Connection power M screw connection Special variant Enclosure mounting on top Sensor-actuator 1 DI+1 DO/M12 Supply sensor U-AUX Power input terminals Label Danish + English | - | 0 | 9
3RK4322-3DQ54-0BC0-Z | D01X01 | 3RK4322-3DQ54-0BC0-ZD01X01 | 1 | UN | 1 | 10 | C | D | N | N | 85365080 | 1 |  | 5.9 | KG | 1468.8 | 1468.8 | CP01 | CP01 | SIRIUS MCU motor starter Enclosure degree of protection IP54 metal Communication AS-Interface electromechanically switching Short-circuit protection with circuit breaker DOL starter Brake without Performance class 1.25 A Motor circuit breaker with bi-metal thermal Rotary operating mechanism gray/black Connection power M screw connection Special variant Enclosure mounting on top Sensor-actuator 1DI+1DO/M12 1DI/M12 Supply sensor U-AUX Power input terminals Label Danish + English | - | 0 | 9
3RK4322-3DQ54-1BC0-Z | D01X01 | 3RK4322-3DQ54-1BC0-ZD01X01 | 1 | UN | 1 | 10 | C | D | N | N | 85365080 | 1 |  | 6.6 | KG | 1509.6 | 1509.6 | CP01 | CP01 | SIRIUS MCU motor starter Enclosure degree of protection IP54 metal Communication AS-Interface electromechanically switching Short-circuit protection with circuit breaker Reversing starter Brake without Performance class 1.25 A Motor circuit breaker with bi-metal thermal Rotary operating mechanism gray/black Connection power M screw connection Special variant Enclosure mounting on top Sensor-actuator 1 DI+1 DO/M12 Supply sensor U-AUX Power input terminals Label Danish + English | - | 0 | 9
3RK4322-3DR51-0BC0-Z | D01X01 | 3RK4322-3DR51-0BC0-ZD01X01 | 1 | UN | 1 | 10 | C | D | N | N | 85365080 | 1 | 4011209900295 | 2.8 | KG | 1564 | 1564 | CP01 | CP01 | SIRIUS MCU motor starter Enclosure degree of protection IP55 plastic Communication AS-Interface electromechanically switching Short-circuit protection with circuit breaker DOL starter Brake without Performance class 1.25 A Motor circuit breaker with bi-metal thermal Manual operation without Connection power M screw connection Special variant A/B slave AS-i SPEC V2.1 Sensor-actuator 1DI+1DO/M12 1DI/M12 Supply sensor U-AUX Power input terminals | - | 0 | 9
3RK4322-3DR51-1BC0-Z | X01 | 3RK4322-3DR51-1BC0-ZX01 | 1 | UN | 1 | 10 | C | D | N | N | 85365080 | 1 | 4011209901971 | 1.6 | KG | 1272.96 | 1272.96 | CP01 | CP01 | SIRIUS MCU motor starter Enclosure degree of protection IP55 plastic Communication AS-Interface electromechanically switching Short-circuit protection with circuit breaker Reversing starter Brake without Performance class 1.25 A Motor circuit breaker with bi-metal thermal Manual operation without Connection power M screw connection Special variant A/B slave AS-i SPEC V2.1 Sensor-actuator 1 DI+1 DO/M12 Supply sensor U-AUX Label Danish + English | - | 0 | 9
3RK4322-3DR54-0BC0-Z | D01X01 | 3RK4322-3DR54-0BC0-ZD01X01 | 1 | UN | 1 | 10 | C | D | N | N | 85365080 | 1 | 4011209901681 | 1.6 | KG | 1355.92 | 1355.92 | CP01 | CP01 | SIRIUS MCU motor starter Enclosure degree of protection IP54 plastic Communication AS-Interface electromechanically switching Short-circuit protection with circuit breaker DOL starter Brake without Performance class 1.25 A Motor circuit breaker with bi-metal thermal Manual operation M-A OFF-RUN Connection power M screw connection Special variant A/B slave AS-i SPEC V2.1 Sensor-actuator 1DI+1DO/M12 1DI/M12 Supply sensor U-AUX Power input terminals | - | 0 | 9
3RK4322-3DR54-1BC0-Z | X01 | 3RK4322-3DR54-1BC0-ZX01 | 1 | UN | 1 | 10 | C | D | EAR99 | N | 85365080 | 1 | 4011209904255 | 1.7 | KG | 1373.6 | 1373.6 | CP01 | CP01 | SIRIUS MCU motor starter Enclosure degree of protection IP54 plastic Communication AS-Interface electromechanically switching Short-circuit protection with circuit breaker Reversing starter Brake without Performance class 1.25 A Motor circuit breaker with bi-metal thermal Manual operation M-A-RES REV-0-for Connection power M screw connection Special variant A/B slave AS-i SPEC V2.1 Sensor-actuator 1 DI+1 DO/M12 Supply sensor U-AUX Label Danish + English | - | 0 | 9
3RK4322-3DR54-1BD0-Z | D01 | 3RK4322-3DR54-1BD0-ZD01 | 1 | UN | 1 | 10 | C | D | N | N | 85365080 | 1 | 4011209900417 | 3.16 | KG | 1455.2 | 1455.2 | CP01 | CP01 | SIRIUS MCU motor starter Enclosure degree of protection IP54 plastic Communication AS-Interface electromechanically switching Short-circuit protection with circuit breaker Reversing starter Brake without Performance class 1.25 A Motor circuit breaker with bi-metal thermal Manual operation M-A-RES REV-0-for Connection power M screw connection Special variant A/B slave AS-i SPEC V2.1 Sensor-actuator 1DI+1DO / 1DI M12 Supply sensor U-AUX Label Danish + English | - | 0 | 9
3RK4322-3DR57-0BA0-Z | A16G02H13 | 3RK4322-3DR57-0BA0-ZA16G02H13 | 1 | UN | 1 | 10 | C | D | N | N | 85365080 | 1 | 4011209856554 | 2.909 | KG | 897.6 | 897.6 | CP01 | CP01 | SIRIUS MCU motor starter Enclosure degree of protection IP54 plastic Communication AS-Interface electromechanically switching Short-circuit protection with circuit breaker DOL starter Brake without Performance class 1.25 A Motor circuit breaker with bi-metal thermal Manual operation M-A OFF-RUN Connection power M screw connection Special version AS-i slave 4I/4O SPEC 2.0 Sensor-actuator 2DI/M12 2DO/M12 2 buttons for outputs M12 Large enclosure | - | 0 | 9
3RK4322-3DR57-1BA0-Z | A16G02H13 | 3RK4322-3DR57-1BA0-ZA16G02H13 | 1 | UN | 1 | 10 | C | D | N | N | 85365080 | 1 |  | 1.6 | KG | 968.32 | 968.32 | CP01 | CP01 | SIRIUS MCU motor starter Enclosure degree of protection IP54 plastic Communication AS-Interface electromechanically switching Short-circuit protection with circuit breaker reversing starter Brake without Performance class 1.25 A Motor circuit breaker with bi-metal thermal Manual operation M-A OFF-RUN Connection power M screw connection Special version AS-i slave 4I/4O SPEC 2.0 Sensor-actuator 2DI/M12 2DO/M12 2 buttons for outputs M12 Large enclosure | - | 0 | 9
3RK4322-3EQ51-0BC0-Z | D01X01 | 3RK4322-3EQ51-0BC0-ZD01X01 | 1 | UN | 1 | 10 | C | D | N | N | 85365080 | 1 |  | 5.8 | KG | 1387.2 | 1387.2 | CP01 | CP01 | SIRIUS MCU motor starter Enclosure degree of protection IP54 metal Communication AS-Interface electromechanically switching Short-circuit protection with circuit breaker DOL starter Brake without Performance class 1.6 A Motor circuit breaker with bi-metal thermal Rotary operating mechanism gray/black Connection power M screw connection Special variant Enclosure mounting on top Sensor-actuator 1DI+1DO/M12 1DI/M12 Supply sensor U-AUX Power input terminals Label Danish + English | - | 0 | 9
3RK4322-3EQ51-1BC0-Z | D01X01 | 3RK4322-3EQ51-1BC0-ZD01X01 | 1 | UN | 1 | 10 | C | D | N | N | 85365080 | 1 |  | 6.5 | KG | 1414.4 | 1414.4 | CP01 | CP01 | SIRIUS MCU motor starter Enclosure degree of protection IP54 metal Communication AS-Interface electromechanically switching Short-circuit protection with circuit breaker Reversing starter Brake without Performance class 1.6 A Motor circuit breaker with bi-metal thermal Rotary operating mechanism gray/black Connection power M screw connection Special variant Enclosure mounting on top Sensor-actuator 1 DI+1 DO/M12 Supply sensor U-AUX Power input terminals Label Danish + English | - | 0 | 9
3RK4322-3EQ54-0BC0-Z | D01X01 | 3RK4322-3EQ54-0BC0-ZD01X01 | 1 | UN | 1 | 10 | C | D | N | N | 85365080 | 1 |  | 5.9 | KG | 1468.8 | 1468.8 | CP01 | CP01 | SIRIUS MCU motor starter Enclosure degree of protection IP54 metal Communication AS-Interface electromechanically switching Short-circuit protection with circuit breaker DOL starter Brake without Performance class 1.6 A Motor circuit breaker with bi-metal thermal Rotary operating mechanism gray/black Connection power M screw connection Special variant Enclosure mounting on top Sensor-actuator 1DI+1DO/M12 1DI/M12 Supply sensor U-AUX Power input terminals Label Danish + English | - | 0 | 9
3RK4322-3EQ54-1BC0-Z | D01X01 | 3RK4322-3EQ54-1BC0-ZD01X01 | 1 | UN | 1 | 10 | C | D | N | N | 85365080 | 1 |  | 6.6 | KG | 1509.6 | 1509.6 | CP01 | CP01 | SIRIUS MCU motor starter Enclosure degree of protection IP54 metal Communication AS-Interface electromechanically switching Short-circuit protection with circuit breaker Reversing starter Brake without Performance class 1.6 A Motor circuit breaker with bi-metal thermal Rotary operating mechanism gray/black Connection power M screw connection Special variant Enclosure mounting on top Sensor-actuator 1 DI+1 DO/M12 Supply sensor U-AUX Power input terminals Label Danish + English | - | 0 | 9
3RK4322-3ER51-0BC0-Z | D01X01 | 3RK4322-3ER51-0BC0-ZD01X01 | 1 | UN | 1 | 10 | C | D | N | N | 85365080 | 1 | 4011209901803 | 2.805 | KG | 1564 | 1564 | CP01 | CP01 | SIRIUS MCU motor starter Enclosure degree of protection IP55 plastic Communication AS-Interface electromechanically switching Short-circuit protection with circuit breaker DOL starter Brake without Performance class 1.6 A Motor circuit breaker with bi-metal thermal Manual operation without Connection power M screw connection Special variant A/B slave AS-i SPEC V2.1 Sensor-actuator 1DI+1DO/M12 1DI/M12 Supply sensor U-AUX Power input terminals | - | 0 | 9
3RK4322-3ER51-1BC0-Z | X01 | 3RK4322-3ER51-1BC0-ZX01 | 1 | UN | 1 | 10 | C | D | N | N | 85365080 | 1 | 4011209901995 | 1.6 | KG | 1272.96 | 1272.96 | CP01 | CP01 | SIRIUS MCU motor starter Enclosure degree of protection IP55 plastic Communication AS-Interface electromechanically switching Short-circuit protection with circuit breaker Reversing starter Brake without Performance class 1.6 A Motor circuit breaker with bi-metal thermal Manual operation without Connection power M screw connection Special variant A/B slave AS-i SPEC V2.1 Sensor-actuator 1 DI+1 DO/M12 Supply sensor U-AUX Label Danish + English | - | 0 | 9
3RK4322-3ER54-0BC0-Z | D01X01 | 3RK4322-3ER54-0BC0-ZD01X01 | 1 | UN | 1 | 10 | C | D | N | N | 85365080 | 1 | 4011209901698 | 1.6 | KG | 1355.92 | 1355.92 | CP01 | CP01 | SIRIUS MCU motor starter Enclosure degree of protection IP54 plastic Communication AS-Interface electromechanically switching Short-circuit protection with circuit breaker DOL starter Brake without Performance class 1.6 A Motor circuit breaker with bi-metal thermal Manual operation M-A OFF-RUN Connection power M screw connection Special variant A/B slave AS-i SPEC V2.1 Sensor-actuator 1DI+1DO/M12 1DI/M12 Supply sensor U-AUX Power input terminals | - | 0 | 9
3RK4322-3ER54-1BC0-Z | X01 | 3RK4322-3ER54-1BC0-ZX01 | 1 | UN | 1 | 10 | C | D | N | N | 85365080 | 1 |  | 1.7 | KG | 1373.6 | 1373.6 | CP01 | CP01 | SIRIUS MCU motor starter Enclosure degree of protection IP54 plastic Communication AS-Interface electromechanically switching Short-circuit protection with circuit breaker Reversing starter Brake without Performance class 1.6 A Motor circuit breaker with bi-metal thermal Manual operation M-A-RES REV-0-for Connection power M screw connection Special variant A/B slave AS-i SPEC V2.1 Sensor-actuator 1 DI+1 DO/M12 Supply sensor U-AUX Label Danish + English | - | 0 | 9
3RK4322-3ER54-1BD0-Z | D01 | 3RK4322-3ER54-1BD0-ZD01 | 1 | UN | 1 | 10 | C | D | N | N | 85365080 | 1 | 4011209901896 | 1.7 | KG | 1224 | 1224 | CP01 | CP01 | SIRIUS MCU motor starter Enclosure degree of protection IP54 plastic Communication AS-Interface electromechanically switching Short-circuit protection with circuit breaker Reversing starter Brake without Performance class 1.6 A Motor circuit breaker with bi-metal thermal Manual operation M-A-RES REV-0-for Connection power M screw connection Special variant A/B slave AS-i SPEC V2.1 Sensor-actuator 1 DI+1 DO/M12 Supply sensor U-AUX Label Danish + English | - | 0 | 9
3RK4322-3ER57-0BA0-Z | A16G02H13 | 3RK4322-3ER57-0BA0-ZA16G02H13 | 1 | UN | 1 | 10 | C | D | N | N | 85365080 | 1 | 4011209856561 | 1.6 | KG | 897.6 | 897.6 | CP01 | CP01 | SIRIUS MCU motor starter Enclosure degree of protection IP54 plastic Communication AS-Interface electromechanically switching Short-circuit protection with circuit breaker DOL starter Brake without Performance class 1.6 A Motor circuit breaker with bi-metal thermal Manual operation M-A OFF-RUN Connection power M screw connection Special version AS-i slave 4I/4O SPEC 2.0 Sensor-actuator 2DI/M12 2DO/M12 2 buttons for outputs M12 Large enclosure | - | 0 | 9
3RK4322-3ER57-1BA0-Z | A16G02H13 | 3RK4322-3ER57-1BA0-ZA16G02H13 | 1 | UN | 1 | 10 | C | D | N | N | 85365080 | 1 | 4011209856615 | 1.6 | KG | 968.32 | 968.32 | CP01 | CP01 | SIRIUS MCU motor starter Enclosure degree of protection IP54 plastic Communication AS-Interface electromechanically switching Short-circuit protection with circuit breaker reversing starter Brake without Performance class 1.6 A Motor circuit breaker with bi-metal thermal Manual operation M-A OFF-RUN Connection power M screw connection Special version AS-i slave 4I/4O SPEC 2.0 Sensor-actuator 2DI/M12 2DO/M12 2 buttons for outputs M12 Large enclosure | - | 0 | 9
3RK4322-3FQ51-0BC0-Z | D01X01 | 3RK4322-3FQ51-0BC0-ZD01X01 | 1 | UN | 1 | 10 | C | D | N | N | 85365080 | 1 |  | 5.8 | KG | 1387.2 | 1387.2 | CP01 | CP01 | SIRIUS MCU motor starter Enclosure degree of protection IP54 metal Communication AS-Interface electromechanically switching Short-circuit protection with circuit breaker DOL starter Brake without Performance class 2.0 A Motor circuit breaker with bi-metal thermal Rotary operating mechanism gray/black Connection power M screw connection Special variant Enclosure mounting on top Sensor-actuator 1DI+1DO/M12 1DI/M12 Supply sensor U-AUX Power input terminals Label Danish + English | - | 0 | 9
3RK4322-3FQ51-1BC0-Z | D01X01 | 3RK4322-3FQ51-1BC0-ZD01X01 | 1 | UN | 1 | 10 | C | D | N | N | 85365080 | 1 |  | 6.5 | KG | 1414.4 | 1414.4 | CP01 | CP01 | SIRIUS MCU motor starter Enclosure degree of protection IP54 metal Communication AS-Interface electromechanically switching Short-circuit protection with circuit breaker Reversing starter Brake without Performance class 2.0 A Motor circuit breaker with bi-metal thermal Rotary operating mechanism gray/black Connection power M screw connection Special variant Enclosure mounting on top Sensor-actuator 1 DI+1 DO/M12 Supply sensor U-AUX Power input terminals Label Danish + English | - | 0 | 9
3RK4322-3FQ54-0BC0-Z | D01X01 | 3RK4322-3FQ54-0BC0-ZD01X01 | 1 | UN | 1 | 10 | C | D | N | N | 85365080 | 1 |  | 5.9 | KG | 1468.8 | 1468.8 | CP01 | CP01 | SIRIUS MCU motor starter Enclosure degree of protection IP54 metal Communication AS-Interface electromechanically switching Short-circuit protection with circuit breaker DOL starter Brake without Performance class 2.0 A Motor circuit breaker with bi-metal thermal Rotary operating mechanism gray/black Connection power M screw connection Special variant Enclosure mounting on top Sensor-actuator 1DI+1DO/M12 1DI/M12 Supply sensor U-AUX Power input terminals Label Danish + English | - | 0 | 9
3RK4322-3FQ54-1BC0-Z | D01X01 | 3RK4322-3FQ54-1BC0-ZD01X01 | 1 | UN | 1 | 10 | C | D | N | N | 85365080 | 1 |  | 6.6 | KG | 1509.6 | 1509.6 | CP01 | CP01 | SIRIUS MCU motor starter Enclosure degree of protection IP54 metal Communication AS-Interface electromechanically switching Short-circuit protection with circuit breaker Reversing starter Brake without Performance class 2.0 A Motor circuit breaker with bi-metal thermal Rotary operating mechanism gray/black Connection power M screw connection Special variant Enclosure mounting on top Sensor-actuator 1 DI+1 DO/M12 Supply sensor U-AUX Power input terminals Label Danish + English | - | 0 | 9
3RK4322-3FR51-0BC0-Z | D01X01 | 3RK4322-3FR51-0BC0-ZD01X01 | 1 | UN | 1 | 10 | C | D | N | N | 85365080 | 1 | 4011209901810 | 4.5 | KG | 1564 | 1564 | CP01 | CP01 | SIRIUS MCU motor starter Enclosure degree of protection IP55 plastic Communication AS-Interface electromechanically switching Short-circuit protection with circuit breaker DOL starter Brake without Performance class 2.0 A Motor circuit breaker with bi-metal thermal Manual operation without Connection power M screw connection Special variant A/B slave AS-i SPEC V2.1 Sensor-actuator 1DI+1DO/M12 1DI/M12 Supply sensor U-AUX Power input terminals | - | 0 | 9
3RK4322-3FR51-1BC0-Z | X01 | 3RK4322-3FR51-1BC0-ZX01 | 1 | UN | 1 | 10 | C | D | N | N | 85365080 | 1 | 4011209902008 | 1.6 | KG | 1272.96 | 1272.96 | CP01 | CP01 | SIRIUS MCU motor starter Enclosure degree of protection IP55 plastic Communication AS-Interface electromechanically switching Short-circuit protection with circuit breaker Reversing starter Brake without Performance class 2.0 A Motor circuit breaker with bi-metal thermal Manual operation without Connection power M screw connection Special variant A/B slave AS-i SPEC V2.1 Sensor-actuator 1 DI+1 DO/M12 Supply sensor U-AUX Label Danish + English | - | 0 | 9
3RK4322-3FR54-0BC0-Z | D01X01 | 3RK4322-3FR54-0BC0-ZD01X01 | 1 | UN | 1 | 10 | C | D | N | N | 85365080 | 1 | 4011209901704 | 1.6 | KG | 1355.92 | 1355.92 | CP01 | CP01 | SIRIUS MCU motor starter Enclosure degree of protection IP54 plastic Communication AS-Interface electromechanically switching Short-circuit protection with circuit breaker DOL starter Brake without Performance class 2.0 A Motor circuit breaker with bi-metal thermal Manual operation M-A OFF-RUN Connection power M screw connection Special variant A/B slave AS-i SPEC V2.1 Sensor-actuator 1DI+1DO/M12 1DI/M12 Supply sensor U-AUX Power input terminals | - | 0 | 9
3RK4322-3FR54-1BC0-Z | X01 | 3RK4322-3FR54-1BC0-ZX01 | 1 | UN | 1 | 10 | C | D | N | N | 85365080 | 1 |  | 1.7 | KG | 1373.6 | 1373.6 | CP01 | CP01 | SIRIUS MCU motor starter Enclosure degree of protection IP54 plastic Communication AS-Interface electromechanically switching Short-circuit protection with circuit breaker Reversing starter Brake without Performance class 2.0 A Motor circuit breaker with bi-metal thermal Manual operation M-A-RES REV-0-for Connection power M screw connection Special variant A/B slave AS-i SPEC V2.1 Sensor-actuator 1 DI+1 DO/M12 Supply sensor U-AUX Label Danish + English | - | 0 | 9
3RK4322-3FR54-1BD0-Z | D01 | 3RK4322-3FR54-1BD0-ZD01 | 1 | UN | 1 | 10 | C | D | N | N | 85365080 | 1 | 4011209901902 | 1.7 | KG | 1224 | 1224 | CP01 | CP01 | SIRIUS MCU motor starter Enclosure degree of protection IP54 plastic Communication AS-Interface electromechanically switching Short-circuit protection with circuit breaker Reversing starter Brake without Performance class 2.0 A Motor circuit breaker with bi-metal thermal Manual operation M-A-RES REV-0-for Connection power M screw connection Special variant A/B slave AS-i SPEC V2.1 Sensor-actuator 1 DI+1 DO/M12 Supply sensor U-AUX Label Danish + English | - | 0 | 9
3RK4322-3GQ51-0BC0-Z | D01X01 | 3RK4322-3GQ51-0BC0-ZD01X01 | 1 | UN | 1 | 10 | C | D | N | N | 85365080 | 1 |  | 5.8 | KG | 1387.2 | 1387.2 | CP01 | CP01 | SIRIUS MCU motor starter Enclosure degree of protection IP54 metal Communication AS-Interface electromechanically switching Short-circuit protection with circuit breaker DOL starter Brake without Performance class 2.5 A Motor circuit breaker with bi-metal thermal Rotary operating mechanism gray/black Connection power M screw connection Special variant Enclosure mounting on top Sensor-actuator 1DI+1DO/M12 1DI/M12 Supply sensor U-AUX Power input terminals Label Danish + English | - | 0 | 9
3RK4322-3GQ51-1BC0-Z | D01X01 | 3RK4322-3GQ51-1BC0-ZD01X01 | 1 | UN | 1 | 10 | C | D | N | N | 85365080 | 1 |  | 6.5 | KG | 1414.4 | 1414.4 | CP01 | CP01 | SIRIUS MCU motor starter Enclosure degree of protection IP54 metal Communication AS-Interface electromechanically switching Short-circuit protection with circuit breaker Reversing starter Brake without Performance class 2.5 A Motor circuit breaker with bi-metal thermal Rotary operating mechanism gray/black Connection power M screw connection Special variant Enclosure mounting on top Sensor-actuator 1 DI+1 DO/M12 Supply sensor U-AUX Power input terminals Label Danish + English | - | 0 | 9
3RK4322-3GQ54-0BC0-Z | D01X01 | 3RK4322-3GQ54-0BC0-ZD01X01 | 1 | UN | 1 | 10 | C | D | N | N | 85365080 | 1 |  | 5.9 | KG | 1468.8 | 1468.8 | CP01 | CP01 | SIRIUS MCU motor starter Enclosure degree of protection IP54 metal Communication AS-Interface electromechanically switching Short-circuit protection with circuit breaker DOL starter Brake without Performance class 2.5 A Motor circuit breaker with bi-metal thermal Rotary operating mechanism gray/black Connection power M screw connection Special variant Enclosure mounting on top Sensor-actuator 1DI+1DO/M12 1DI/M12 Supply sensor U-AUX Power input terminals Label Danish + English | - | 0 | 9
3RK4322-3GQ54-1BC0-Z | D01X01 | 3RK4322-3GQ54-1BC0-ZD01X01 | 1 | UN | 1 | 10 | C | D | N | N | 85365080 | 1 |  | 6.6 | KG | 1509.6 | 1509.6 | CP01 | CP01 | SIRIUS MCU motor starter Enclosure degree of protection IP54 metal Communication AS-Interface electromechanically switching Short-circuit protection with circuit breaker Reversing starter Brake without Performance class 2.5 A Motor circuit breaker with bi-metal thermal Rotary operating mechanism gray/black Connection power M screw connection Special variant Enclosure mounting on top Sensor-actuator 1 DI+1 DO/M12 Supply sensor U-AUX Power input terminals Label Danish + English | - | 0 | 9
3RK4322-3GR51-0BC0-Z | D01X01 | 3RK4322-3GR51-0BC0-ZD01X01 | 1 | UN | 1 | 10 | C | D | N | N | 85365080 | 1 | 4011209901827 | 4.996 | KG | 1564 | 1564 | CP01 | CP01 | SIRIUS MCU motor starter Enclosure degree of protection IP55 plastic Communication AS-Interface electromechanically switching Short-circuit protection with circuit breaker DOL starter Brake without Performance class 2.5 A Motor circuit breaker with bi-metal thermal Manual operation without Connection power M screw connection Special variant A/B slave AS-i SPEC V2.1 Sensor-actuator 1DI+1DO/M12 1DI/M12 Supply sensor U-AUX Power input terminals | - | 0 | 9
3RK4322-3GR51-1BC0-Z | X01 | 3RK4322-3GR51-1BC0-ZX01 | 1 | UN | 1 | 10 | C | D | N | N | 85365080 | 1 | 4011209902015 | 1.6 | KG | 1272.96 | 1272.96 | CP01 | CP01 | SIRIUS MCU motor starter Enclosure degree of protection IP55 plastic Communication AS-Interface electromechanically switching Short-circuit protection with circuit breaker Reversing starter Brake without Performance class 2.5 A Motor circuit breaker with bi-metal thermal Manual operation without Connection power M screw connection Special variant A/B slave AS-i SPEC V2.1 Sensor-actuator 1 DI+1 DO/M12 Supply sensor U-AUX Label Danish + English | - | 0 | 9
3RK4322-3GR54-0BC0-Z | D01X01 | 3RK4322-3GR54-0BC0-ZD01X01 | 1 | UN | 1 | 10 | C | D | N | N | 85365080 | 1 | 4011209901711 | 1.6 | KG | 1355.92 | 1355.92 | CP01 | CP01 | SIRIUS MCU motor starter Enclosure degree of protection IP54 plastic Communication AS-Interface electromechanically switching Short-circuit protection with circuit breaker DOL starter Brake without Performance class 2.5 A Motor circuit breaker with bi-metal thermal Manual operation M-A OFF-RUN Connection power M screw connection Special variant A/B slave AS-i SPEC V2.1 Sensor-actuator 1DI+1DO/M12 1DI/M12 Supply sensor U-AUX Power input terminals | - | 0 | 9
3RK4322-3GR54-1BC0-Z | X01 | 3RK4322-3GR54-1BC0-ZX01 | 1 | UN | 1 | 10 | C | D | N | N | 85365080 | 1 |  | 1.7 | KG | 1373.6 | 1373.6 | CP01 | CP01 | SIRIUS MCU motor starter Enclosure degree of protection IP54 plastic Communication AS-Interface electromechanically switching Short-circuit protection with circuit breaker Reversing starter Brake without Performance class 2.5 A Motor circuit breaker with bi-metal thermal Manual operation M-A-RES REV-0-for Connection power M screw connection Special variant A/B slave AS-i SPEC V2.1 Sensor-actuator 1 DI+1 DO/M12 Supply sensor U-AUX Label Danish + English | - | 0 | 9
3RK4322-3GR54-1BD0-Z | D01 | 3RK4322-3GR54-1BD0-ZD01 | 1 | UN | 1 | 10 | C | D | N | N | 85365080 | 1 | 4011209901919 | 1.7 | KG | 1224 | 1224 | CP01 | CP01 | SIRIUS MCU motor starter Enclosure degree of protection IP54 plastic Communication AS-Interface electromechanically switching Short-circuit protection with circuit breaker Reversing starter Brake without Performance class 2.5 A Motor circuit breaker with bi-metal thermal Manual operation M-A-RES REV-0-for Connection power M screw connection Special variant A/B slave AS-i SPEC V2.1 Sensor-actuator 1 DI+1 DO/M12 Supply sensor U-AUX Label Danish + English | - | 0 | 9
3RK4322-3GR57-0BA0-Z | A16G02H13 | 3RK4322-3GR57-0BA0-ZA16G02H13 | 1 | UN | 1 | 10 | C | D | N | N | 85365080 | 1 | 4011209856578 | 3.103 | KG | 897.6 | 897.6 | CP01 | CP01 | SIRIUS MCU motor starter Enclosure degree of protection IP54 plastic Communication AS-Interface electromechanically switching Short-circuit protection with circuit breaker DOL starter Brake without Performance class 2.5 A Motor circuit breaker with bi-metal thermal Manual operation M-A OFF-RUN Connection power M screw connection Special version AS-i slave 4I/4O SPEC 2.0 Sensor-actuator 2DI/M12 2DO/M12 2 buttons for outputs M12 Large enclosure | - | 0 | 9
3RK4322-3GR57-1BA0-Z | A16G02H13 | 3RK4322-3GR57-1BA0-ZA16G02H13 | 1 | UN | 1 | 10 | C | D | N | N | 85365080 | 1 | 4011209856622 | 1.6 | KG | 968.32 | 968.32 | CP01 | CP01 | SIRIUS MCU motor starter Enclosure degree of protection IP54 plastic Communication AS-Interface electromechanically switching Short-circuit protection with circuit breaker reversing starter Brake without Performance class 2.5 A Motor circuit breaker with bi-metal thermal Manual operation M-A OFF-RUN Connection power M screw connection Special version AS-i slave 4I/4O SPEC 2.0 Sensor-actuator 2DI/M12 2DO/M12 2 buttons for outputs M12 Large enclosure | - | 0 | 9
3RK4322-3HQ51-0BC0-Z | D01X01 | 3RK4322-3HQ51-0BC0-ZD01X01 | 1 | UN | 1 | 10 | C | D | N | N | 85365080 | 1 |  | 5.8 | KG | 1387.2 | 1387.2 | CP01 | CP01 | SIRIUS MCU motor starter Enclosure degree of protection IP54 metal Communication AS-Interface electromechanically switching Short-circuit protection with circuit breaker DOL starter Brake without Performance class 3.2 A Motor circuit breaker with bi-metal thermal Rotary operating mechanism gray/black Connection power M screw connection Special variant Enclosure mounting on top Sensor-actuator 1DI+1DO/M12 1DI/M12 Supply sensor U-AUX Power input terminals Label Danish + English | - | 0 | 9
3RK4322-3HQ51-1BC0-Z | D01X01 | 3RK4322-3HQ51-1BC0-ZD01X01 | 1 | UN | 1 | 10 | C | D | N | N | 85365080 | 1 |  | 6.5 | KG | 1414.4 | 1414.4 | CP01 | CP01 | SIRIUS MCU motor starter Enclosure degree of protection IP54 metal Communication AS-Interface electromechanically switching Short-circuit protection with circuit breaker Reversing starter Brake without Performance class 3.2 A Motor circuit breaker with bi-metal thermal Rotary operating mechanism gray/black Connection power M screw connection Special variant Enclosure mounting on top Sensor-actuator 1 DI+1 DO/M12 Supply sensor U-AUX Power input terminals Label Danish + English | - | 0 | 9
3RK4322-3HQ54-0BC0-Z | D01X01 | 3RK4322-3HQ54-0BC0-ZD01X01 | 1 | UN | 1 | 10 | C | D | N | N | 85365080 | 1 |  | 5.9 | KG | 1468.8 | 1468.8 | CP01 | CP01 | SIRIUS MCU motor starter Enclosure degree of protection IP54 metal Communication AS-Interface electromechanically switching Short-circuit protection with circuit breaker DOL starter Brake without Performance class 3.2 A Motor circuit breaker with bi-metal thermal Rotary operating mechanism gray/black Connection power M screw connection Special variant Enclosure mounting on top Sensor-actuator 1DI+1DO/M12 1DI/M12 Supply sensor U-AUX Power input terminals Label Danish + English | - | 0 | 9
3RK4322-3HQ54-1BC0-Z | D01X01 | 3RK4322-3HQ54-1BC0-ZD01X01 | 1 | UN | 1 | 10 | C | D | N | N | 85365080 | 1 |  | 6.6 | KG | 1509.6 | 1509.6 | CP01 | CP01 | SIRIUS MCU motor starter Enclosure degree of protection IP54 metal Communication AS-Interface electromechanically switching Short-circuit protection with circuit breaker Reversing starter Brake without Performance class 3.2 A Motor circuit breaker with bi-metal thermal Rotary operating mechanism gray/black Connection power M screw connection Special variant Enclosure mounting on top Sensor-actuator 1 DI+1 DO/M12 Supply sensor U-AUX Power input terminals Label Danish + English | - | 0 | 9
3RK4322-3HR51-0BC0-Z | D01X01 | 3RK4322-3HR51-0BC0-ZD01X01 | 1 | UN | 1 | 10 | C | D | N | N | 85365080 | 1 | 4011209901834 | 4.984 | KG | 1564 | 1564 | CP01 | CP01 | SIRIUS MCU motor starter Enclosure degree of protection IP55 plastic Communication AS-Interface electromechanically switching Short-circuit protection with circuit breaker DOL starter Brake without Performance class 3.2 A Motor circuit breaker with bi-metal thermal Manual operation without Connection power M screw connection Special variant A/B slave AS-i SPEC V2.1 Sensor-actuator 1DI+1DO/M12 1DI/M12 Supply sensor U-AUX Power input terminals | - | 0 | 9
3RK4322-3HR51-1BC0-Z | X01 | 3RK4322-3HR51-1BC0-ZX01 | 1 | UN | 1 | 10 | C | D | N | N | 85365080 | 1 | 4011209902022 | 1.6 | KG | 1272.96 | 1272.96 | CP01 | CP01 | SIRIUS MCU motor starter Enclosure degree of protection IP55 plastic Communication AS-Interface electromechanically switching Short-circuit protection with circuit breaker Reversing starter Brake without Performance class 3.2 A Motor circuit breaker with bi-metal thermal Manual operation without Connection power M screw connection Special variant A/B slave AS-i SPEC V2.1 Sensor-actuator 1 DI+1 DO/M12 Supply sensor U-AUX Label Danish + English | - | 0 | 9
3RK4322-3HR54-0BC0-Z | D01X01 | 3RK4322-3HR54-0BC0-ZD01X01 | 1 | UN | 1 | 10 | C | D | N | N | 85365080 | 1 | 4011209901728 | 1.6 | KG | 1355.92 | 1355.92 | CP01 | CP01 | SIRIUS MCU motor starter Enclosure degree of protection IP54 plastic Communication AS-Interface electromechanically switching Short-circuit protection with circuit breaker DOL starter Brake without Performance class 3.2 A Motor circuit breaker with bi-metal thermal Manual operation M-A OFF-RUN Connection power M screw connection Special variant A/B slave AS-i SPEC V2.1 Sensor-actuator 1DI+1DO/M12 1DI/M12 Supply sensor U-AUX Power input terminals | - | 0 | 9
3RK4322-3HR54-1BC0-Z | X01 | 3RK4322-3HR54-1BC0-ZX01 | 1 | UN | 1 | 10 | C | D | N | N | 85365080 | 1 |  | 1.7 | KG | 1373.6 | 1373.6 | CP01 | CP01 | SIRIUS MCU motor starter Enclosure degree of protection IP54 plastic Communication AS-Interface electromechanically switching Short-circuit protection with circuit breaker Reversing starter Brake without Performance class 3.2 A Motor circuit breaker with bi-metal thermal Manual operation M-A-RES REV-0-for Connection power M screw connection Special variant A/B slave AS-i SPEC V2.1 Sensor-actuator 1 DI+1 DO/M12 Supply sensor U-AUX Label Danish + English | - | 0 | 9
3RK4322-3HR54-1BD0-Z | D01 | 3RK4322-3HR54-1BD0-ZD01 | 1 | UN | 1 | 10 | C | D | N | N | 85365080 | 1 | 4011209901926 | 1.7 | KG | 1224 | 1224 | CP01 | CP01 | SIRIUS MCU motor starter Enclosure degree of protection IP54 plastic Communication AS-Interface electromechanically switching Short-circuit protection with circuit breaker Reversing starter Brake without Performance class 3.2 A Motor circuit breaker with bi-metal thermal Manual operation M-A-RES REV-0-for Connection power M screw connection Special variant A/B slave AS-i SPEC V2.1 Sensor-actuator 1 DI+1 DO/M12 Supply sensor U-AUX Label Danish + English | - | 0 | 9
3RK4322-3HR57-0BA0-Z | A16G02H13 | 3RK4322-3HR57-0BA0-ZA16G02H13 | 1 | UN | 1 | 10 | C | D | N | N | 85365080 | 1 | 4011209856585 | 1.6 | KG | 897.6 | 897.6 | CP01 | CP01 | SIRIUS MCU motor starter Enclosure degree of protection IP54 plastic Communication AS-Interface electromechanically switching Short-circuit protection with circuit breaker DOL starter Brake without Performance class 3.2 A Motor circuit breaker with bi-metal thermal Manual operation M-A OFF-RUN Connection power M screw connection Special version AS-i slave 4I/4O SPEC 2.0 Sensor-actuator 2DI/M12 2DO/M12 2 buttons for outputs M12 Large enclosure | - | 0 | 9
3RK4322-3HR57-1BA0-Z | A16G02H13 | 3RK4322-3HR57-1BA0-ZA16G02H13 | 1 | UN | 1 | 10 | C | D | N | N | 85365080 | 1 | 4011209856639 | 1.6 | KG | 968.32 | 968.32 | CP01 | CP01 | SIRIUS MCU motor starter Enclosure degree of protection IP54 plastic Communication AS-Interface electromechanically switching Short-circuit protection with circuit breaker reversing starter Brake without Performance class 3.2 A Motor circuit breaker with bi-metal thermal Manual operation M-A OFF-RUN Connection power M screw connection Special version AS-i slave 4I/4O SPEC 2.0 Sensor-actuator 2DI/M12 2DO/M12 2 buttons for outputs M12 Large enclosure | - | 0 | 9
3RK4322-3KR51-0BC0-Z | D01X01 | 3RK4322-3KR51-0BC0-ZD01X01 | 1 | UN | 1 | 10 | C | D | EAR99 | N | 85365080 | 1 | 4011209900400 | 2.55 | KG | 1564 | 1564 | CP01 | CP01 | SIRIUS MCU motor starter Enclosure degree of protection IP55 plastic Communication AS-Interface electromechanically switching Short-circuit protection with circuit breaker DOL starter Brake without Performance class 5 A Motor circuit breaker with bi-metal thermal Manual operation without Connection power M screw connection Special variant A/B slave AS-i SPEC V2.1 Sensor-actuator 1DI+1DO/M12 1DI/M12 Supply sensor U-AUX Power input terminals | - | 0 | 9
3RK4322-3LQ51-0BC0-Z | D01X01 | 3RK4322-3LQ51-0BC0-ZD01X01 | 1 | UN | 1 | 10 | C | D | N | N | 85365080 | 1 |  | 5.8 | KG | 1387.2 | 1387.2 | CP01 | CP01 | SIRIUS MCU motor starter Enclosure degree of protection IP54 metal Communication AS-Interface electromechanically switching Short-circuit protection with circuit breaker DOL starter Brake without Performance class 6.3 A Motor circuit breaker with bi-metal thermal Rotary operating mechanism gray/black Connection power M screw connection Special variant Enclosure mounting on top Sensor-actuator 1DI+1DO/M12 1DI/M12 Supply sensor U-AUX Power input terminals Label Danish + English | - | 0 | 9
3RK4322-3LQ51-1BC0-Z | D01X01 | 3RK4322-3LQ51-1BC0-ZD01X01 | 1 | UN | 1 | 10 | C | D | N | N | 85365080 | 1 |  | 6.5 | KG | 1414.4 | 1414.4 | CP01 | CP01 | SIRIUS MCU motor starter Enclosure degree of protection IP54 metal Communication AS-Interface electromechanically switching Short-circuit protection with circuit breaker Reversing starter Brake without Performance class 6.3 A Motor circuit breaker with bi-metal thermal Rotary operating mechanism gray/black Connection power M screw connection Special variant Enclosure mounting on top Sensor-actuator 1 DI+1 DO/M12 Supply sensor U-AUX Power input terminals Label Danish + English | - | 0 | 9
3RK4322-3LQ54-0BC0-Z | D01X01 | 3RK4322-3LQ54-0BC0-ZD01X01 | 1 | UN | 1 | 10 | C | D | N | N | 85365080 | 1 |  | 5.9 | KG | 1468.8 | 1468.8 | CP01 | CP01 | SIRIUS MCU motor starter Enclosure degree of protection IP54 metal Communication AS-Interface electromechanically switching Short-circuit protection with circuit breaker DOL starter Brake without Performance class 6.3 A Motor circuit breaker with bi-metal thermal Rotary operating mechanism gray/black Connection power M screw connection Special variant Enclosure mounting on top Sensor-actuator 1DI+1DO/M12 1DI/M12 Supply sensor U-AUX Power input terminals Label Danish + English | - | 0 | 9
3RK4322-3LQ54-1BC0-Z | D01X01 | 3RK4322-3LQ54-1BC0-ZD01X01 | 1 | UN | 1 | 10 | C | D | N | N | 85365080 | 1 |  | 6.6 | KG | 1509.6 | 1509.6 | CP01 | CP01 | SIRIUS MCU motor starter Enclosure degree of protection IP54 metal Communication AS-Interface electromechanically switching Short-circuit protection with circuit breaker Reversing starter Brake without Performance class 6.3 A Motor circuit breaker with bi-metal thermal Rotary operating mechanism gray/black Connection power M screw connection Special variant Enclosure mounting on top Sensor-actuator 1 DI+1 DO/M12 Supply sensor U-AUX Power input terminals Label Danish + English | - | 0 | 9
3RK4322-3LR51-0BC0-Z | D01X01 | 3RK4322-3LR51-0BC0-ZD01X01 | 1 | UN | 1 | 10 | C | D | N | N | 85365080 | 1 | 4011209901841 | 4.976 | KG | 1263.44 | 1263.44 | CP01 | CP01 | SIRIUS MCU motor starter Enclosure degree of protection IP55 plastic Communication AS-Interface electromechanically switching Short-circuit protection with circuit breaker DOL starter Brake without Performance class 6.3 A Motor circuit breaker with bi-metal thermal Manual operation without Connection power M screw connection Special variant A/B slave AS-i SPEC V2.1 Sensor-actuator 1DI+1DO/M12 1DI/M12 Supply sensor U-AUX Power input terminals | - | 0 | 9
3RK4322-3LR51-1BC0-Z | X01 | 3RK4322-3LR51-1BC0-ZX01 | 1 | UN | 1 | 10 | C | D | N | N | 85365080 | 1 | 4011209902039 | 1.6 | KG | 1272.96 | 1272.96 | CP01 | CP01 | SIRIUS MCU motor starter Enclosure degree of protection IP55 plastic Communication AS-Interface electromechanically switching Short-circuit protection with circuit breaker Reversing starter Brake without Performance class 6.3 A Motor circuit breaker with bi-metal thermal Manual operation without Connection power M screw connection Special variant A/B slave AS-i SPEC V2.1 Sensor-actuator 1 DI+1 DO/M12 Supply sensor U-AUX Label Danish + English | - | 0 | 9
3RK4322-3LR54-0BC0-Z | D01X01 | 3RK4322-3LR54-0BC0-ZD01X01 | 1 | UN | 1 | 10 | C | D | N | N | 85365080 | 1 | 4011209901742 | 1.6 | KG | 1355.92 | 1355.92 | CP01 | CP01 | SIRIUS MCU motor starter Enclosure degree of protection IP54 plastic Communication AS-Interface electromechanically switching Short-circuit protection with circuit breaker DOL starter Brake without Performance class 6.3 A Motor circuit breaker with bi-metal thermal Manual operation M-A OFF-RUN Connection power M screw connection Special variant A/B slave AS-i SPEC V2.1 Sensor-actuator 1DI+1DO/M12 1DI/M12 Supply sensor U-AUX Power input terminals | - | 0 | 9
3RK4322-3LR54-1BC0-Z | X01 | 3RK4322-3LR54-1BC0-ZX01 | 1 | UN | 1 | 10 | C | D | N | N | 85365080 | 1 |  | 1.7 | KG | 1373.6 | 1373.6 | CP01 | CP01 | SIRIUS MCU motor starter Enclosure degree of protection IP54 plastic Communication AS-Interface electromechanically switching Short-circuit protection with circuit breaker Reversing starter Brake without Performance class 6.3 A Motor circuit breaker with bi-metal thermal Manual operation M-A-RES REV-0-for Connection power M screw connection Special variant A/B slave AS-i SPEC V2.1 Sensor-actuator 1 DI+1 DO/M12 Supply sensor U-AUX Label Danish + English | - | 0 | 9
3RK4322-3LR54-1BD0-Z | D01 | 3RK4322-3LR54-1BD0-ZD01 | 1 | UN | 1 | 10 | C | D | N | N | 85365080 | 1 | 4011209901933 | 1.7 | KG | 1224 | 1224 | CP01 | CP01 | SIRIUS MCU motor starter Enclosure degree of protection IP54 plastic Communication AS-Interface electromechanically switching Short-circuit protection with circuit breaker Reversing starter Brake without Performance class 6.3 A Motor circuit breaker with bi-metal thermal Manual operation M-A-RES REV-0-for Connection power M screw connection Special variant A/B slave AS-i SPEC V2.1 Sensor-actuator 1 DI+1 DO/M12 Supply sensor U-AUX Label Danish + English | - | 0 | 9
3RK4322-3PQ51-0BC0-Z | D01X01 | 3RK4322-3PQ51-0BC0-ZD01X01 | 1 | UN | 1 | 10 | C | D | N | N | 85365080 | 1 |  | 5.8 | KG | 1400.8 | 1400.8 | CP01 | CP01 | SIRIUS MCU motor starter Enclosure degree of protection IP54 metal Communication AS-Interface electromechanically switching Short-circuit protection with circuit breaker DOL starter Brake without Performance class 12 A Motor circuit breaker with bi-metal thermal Rotary operating mechanism gray/black Connection power M screw connection Special variant Enclosure mounting on top Sensor-actuator 1DI+1DO/M12 1DI/M12 Supply sensor U-AUX Power input terminals Label Danish + English | - | 0 | 9
3RK4322-3PQ51-1BC0-Z | D01X01 | 3RK4322-3PQ51-1BC0-ZD01X01 | 1 | UN | 1 | 10 | C | D | N | N | 85365080 | 1 |  | 6.5 | KG | 1468.8 | 1468.8 | CP01 | CP01 | SIRIUS MCU motor starter Enclosure degree of protection IP54 metal Communication AS-Interface electromechanically switching Short-circuit protection with circuit breaker Reversing starter Brake without Performance class 12 A Motor circuit breaker with bi-metal thermal Rotary operating mechanism gray/black Connection power M screw connection Special variant Enclosure mounting on top Sensor-actuator 1 DI+1 DO/M12 Supply sensor U-AUX Power input terminals Label Danish + English | - | 0 | 9
3RK4322-3PQ54-0BC0-Z | D01X01 | 3RK4322-3PQ54-0BC0-ZD01X01 | 1 | UN | 1 | 10 | C | D | N | N | 85365080 | 1 |  | 5.9 | KG | 1496 | 1496 | CP01 | CP01 | SIRIUS MCU motor starter Enclosure degree of protection IP54 metal Communication AS-Interface electromechanically switching Short-circuit protection with circuit breaker DOL starter Brake without Performance class 12 A Motor circuit breaker with bi-metal thermal Rotary operating mechanism gray/black Connection power M screw connection Special variant Enclosure mounting on top Sensor-actuator 1DI+1DO/M12 1DI/M12 Supply sensor U-AUX Power input terminals Label Danish + English | - | 0 | 9
3RK4322-3PQ54-1BC0-Z | D01X01 | 3RK4322-3PQ54-1BC0-ZD01X01 | 1 | UN | 1 | 10 | C | D | N | N | 85365080 | 1 |  | 6.6 | KG | 1564 | 1564 | CP01 | CP01 | SIRIUS MCU motor starter Enclosure degree of protection IP54 metal Communication AS-Interface electromechanically switching Short-circuit protection with circuit breaker Reversing starter Brake without Performance class 12 A Motor circuit breaker with bi-metal thermal Rotary operating mechanism gray/black Connection power M screw connection Special variant Enclosure mounting on top Sensor-actuator 1 DI+1 DO/M12 Supply sensor U-AUX Power input terminals Label Danish + English | - | 0 | 9
3RK4322-3PR51-0BC0-Z | D01X01 | 3RK4322-3PR51-0BC0-ZD01X01 | 1 | UN | 1 | 10 | C | D | N | N | 85365080 | 1 | 4011209901858 | 0.001 | KG | 1604.8 | 1604.8 | CP01 | CP01 | SIRIUS MCU motor starter Enclosure degree of protection IP55 plastic Communication AS-Interface electromechanically switching Short-circuit protection with circuit breaker DOL starter Brake without Performance class 12 A Motor circuit breaker with bi-metal thermal Manual operation without Connection power M screw connection Special variant A/B slave AS-i SPEC V2.1 Sensor-actuator 1DI+1DO/M12 1DI/M12 Supply sensor U-AUX Power input terminals | - | 0 | 9
3RK4322-3PR51-1BC0-Z | X01 | 3RK4322-3PR51-1BC0-ZX01 | 1 | UN | 1 | 10 | C | D | N | N | 85365080 | 1 | 4011209902046 | 1.6 | KG | 1326 | 1326 | CP01 | CP01 | SIRIUS MCU motor starter Enclosure degree of protection IP55 plastic Communication AS-Interface electromechanically switching Short-circuit protection with circuit breaker Reversing starter Brake without Performance class 12 A Motor circuit breaker with bi-metal thermal Manual operation without Connection power M screw connection Special variant A/B slave AS-i SPEC V2.1 Sensor-actuator 1 DI+1 DO/M12 Supply sensor U-AUX Label Danish + English | - | 0 | 9
3RK4322-3PR54-0BC0-Z | D01X01 | 3RK4322-3PR54-0BC0-ZD01X01 | 1 | UN | 1 | 10 | C | D | N | N | 85365080 | 1 | 4011209901759 | 1.6 | KG | 1373.6 | 1373.6 | CP01 | CP01 | SIRIUS MCU motor starter Enclosure degree of protection IP54 plastic Communication AS-Interface electromechanically switching Short-circuit protection with circuit breaker DOL starter Brake without Performance class 12 A Motor circuit breaker with bi-metal thermal Manual operation M-A OFF-RUN Connection power M screw connection Special variant A/B slave AS-i SPEC V2.1 Sensor-actuator 1DI+1DO/M12 1DI/M12 Supply sensor U-AUX Power input terminals | - | 0 | 9
3RK4322-3PR54-1BC0-Z | X01 | 3RK4322-3PR54-1BC0-ZX01 | 1 | UN | 1 | 10 | C | D | N | N | 85365080 | 1 |  | 1.7 | KG | 1414.4 | 1414.4 | CP01 | CP01 | SIRIUS MCU motor starter Enclosure degree of protection IP54 plastic Communication AS-Interface electromechanically switching Short-circuit protection with circuit breaker Reversing starter Brake without Performance class 12 A Motor circuit breaker with bi-metal thermal Manual operation M-A-RES REV-0-for Connection power M screw connection Special variant A/B slave AS-i SPEC V2.1 Sensor-actuator 1 DI+1 DO/M12 Supply sensor U-AUX Label Danish + English | - | 0 | 9
3RK4322-3PR54-1BD0-Z | D01 | 3RK4322-3PR54-1BD0-ZD01 | 1 | UN | 1 | 10 | C | D | N | N | 85365080 | 1 | 4011209901957 | 1.7 | KG | 1262.08 | 1262.08 | CP01 | CP01 | SIRIUS MCU motor starter Enclosure degree of protection IP54 plastic Communication AS-Interface electromechanically switching Short-circuit protection with circuit breaker Reversing starter Brake without Performance class 12 A Motor circuit breaker with bi-metal thermal Manual operation M-A-RES REV-0-for Connection power M screw connection Special variant A/B slave AS-i SPEC V2.1 Sensor-actuator 1 DI+1 DO/M12 Supply sensor U-AUX Label Danish + English | - | 0 | 9
3RK4322-4JQ67-0BB3 |  | 3RK4322-4JQ67-0BB3 | 1 | UN | 1 | 10 | C | D | N | N | 85365080 | 1 | 4011209793217 | 6.929 | KG | 1591.2 | 1591.2 | CP01 | CP01 | SIRIUS MCU motor starter Enclosure degree of protection IP54 metal Communication AS-Interface Electronic switching Short-circuit protection with circuit breaker DOL starter Brake 400 V AC (internal) Performance class 4.00 A Motor circuit breaker with temperature sensor Rotary operating mechanism gray/black Connection power M screw connection customized Design Airport Dublin | - | 0 | 7
3RK4322-4JQ67-1BB3 |  | 3RK4322-4JQ67-1BB3 | 1 | UN | 1 | 10 | C | D | N | N | 85365080 | 1 | 4011209793248 | 6.95 | KG | 1795.2 | 1795.2 | CP01 | CP01 | SIRIUS MCU motor starter Enclosure degree of protection IP54 metal Communication AS-Interface Electronic switching Short-circuit protection with circuit breaker Reversing starter Brake 400 V AC (internal) Performance class 4.00 A Motor circuit breaker with temperature sensor Rotary operating mechanism gray/black Connection power M screw connection customized Design Airport Dublin | - | 0 | 7
3RK4322-4PQ67-0BB3 |  | 3RK4322-4PQ67-0BB3 | 1 | UN | 1 | 10 | C | D | N | N | 85365080 | 1 | 4011209793224 | 6.54 | KG | 1659.2 | 1659.2 | CP01 | CP01 | SIRIUS MCU motor starter Enclosure degree of protection IP54 metal Communication AS-Interface Electronic switching Short-circuit protection with circuit breaker DOL starter Brake 400 V AC (internal) Performance class 12.00 A Motor circuit breaker with temperature sensor Rotary operating mechanism gray/black Connection power M screw connection customized Design Airport Dublin | - | 0 | 7
3RK4322-4PQ67-1BB3 |  | 3RK4322-4PQ67-1BB3 | 1 | UN | 1 | 10 | C | D | N | N | 85365080 | 1 | 4011209793255 | 7 | KG | 1904 | 1904 | CP01 | CP01 | SIRIUS MCU motor starter Enclosure degree of protection IP54 metal Communication AS-Interface Electronic switching Short-circuit protection with circuit breaker Reversing starter Brake 400 V AC (internal) Performance class 12.00 A Motor circuit breaker with temperature sensor Rotary operating mechanism gray/black Connection power M screw connection customized Design Airport Dublin | - | 0 | 7
3RK4322-5DQ51-0BM0-Z | P01 | 3RK4322-5DQ51-0BM0-ZP01 | 1 | UN | 1 | 10 | C | D | N | N | 85365080 | 1 | 4011209895324 | 5.8 | KG | 1754.4 | 1754.4 | CP01 | CP01 | SIRIUS MCU MOTOR STARTER ENC. DEGR. O. PROT. IP54 METAL COMMUNICATION AS-INTERFACE ELECTROMECHANICALLY SWITCHED S. CIRC. PROT. W. M. ST. PROT. DIRECT-ON-LINE STARTER BRAKING WITHOUT PERFORM. CLASS 1,25A MOTOR STARTER PROTECTORS WITH BI-METAL -THERMICAL ROT. OPER. MECH. GRAY/BLACK MAN. OPERAT. WITHOUT CONN. POWER M-GLAND SPECIAL VERSION ENCLOSURE MOUNTING TOP SENSOR ACTUAT. 1DI+1DO/M12 1DI/M12 POWER SENSOR U-AUX POWER INPUT TERMINALS LABEL DANISH + ENGLISH | - | 0 | 7
3RK4322-5JQ51-0BM0-Z | P01 | 3RK4322-5JQ51-0BM0-ZP01 | 1 | UN | 1 | 10 | C | D | N | N | 85365080 | 1 | 4011209895317 | 8.7 | KG | 1754.4 | 1754.4 | CP01 | CP01 | SIRIUS MCU MOTOR STARTER ENC. DEGR. O. PROT. IP54 METAL COMMUNICATION AS-INTERFACE ELECTROMECHANICALLY SWITCHED S. CIRC. PROT. W. M. ST. PROT. DIRECT-ON-LINE STARTER BRAKING WITHOUT PERFORM. CLASS 1,25A MOTOR STARTER PROTECTORS WITH BI-METAL -THERMICAL ROT. OPER. MECH. GRAY/BLACK MAN. OPERAT. WITHOUT CONN. POWER M-GLAND SPECIAL VERSION ENCLOSURE MOUNTING TOP SENSOR ACTUAT. 1DI+1DO/M12 1DI/M12 POWER SENSOR U-AUX POWER INPUT TERMINALS LABEL DANISH + ENGLISH | - | 0 | 7
3RK4322-5JQ51-1BM0-Z | P01 | 3RK4322-5JQ51-1BM0-ZP01 | 1 | UN | 1 | 10 | C | D | N | N | 85365080 | 1 | 4011209895348 | 8.788 | KG | 1944.8 | 1944.8 | CP01 | CP01 | SIRIUS MCU MOTOR STARTER ENC. DEGR. O. PROT. IP54 METAL COMMUNICATION AS-INTERFACE ELECTROMECHANICALLY SWITCHED S. CIRC. PROT. W. M. ST. PROT. DIRECT-ON-LINE STARTER BRAKING WITHOUT PERFORM. CLASS 1,25A MOTOR STARTER PROTECTORS WITH BI-METAL -THERMICAL ROT. OPER. MECH. GRAY/BLACK MAN. OPERAT. WITHOUT CONN. POWER M-GLAND SPECIAL VERSION ENCLOSURE MOUNTING TOP SENSOR ACTUAT. 1DI+1DO/M12 1DI/M12 POWER SENSOR U-AUX POWER INPUT TERMINALS LABEL DANISH + ENGLISH | - | 0 | 7
3RK4322-5PQ51-0BM0-Z | P01 | 3RK4322-5PQ51-0BM0-ZP01 | 1 | UN | 1 | 10 | C | D | N | N | 85365080 | 1 | 4011209895331 | 8.522 | KG | 1768 | 1768 | CP01 | CP01 | SIRIUS MCU MOTOR STARTER ENC. DEGR. O. PROT. IP54 METAL COMMUNICATION AS-INTERFACE ELECTROMECHANICALLY SWITCHED S. CIRC. PROT. W. M. ST. PROT. DIRECT-ON-LINE STARTER BRAKING WITHOUT PERFORM. CLASS 1,25A MOTOR STARTER PROTECTORS WITH BI-METAL -THERMICAL ROT. OPER. MECH. GRAY/BLACK MAN. OPERAT. WITHOUT CONN. POWER M-GLAND SPECIAL VERSION ENCLOSURE MOUNTING TOP SENSOR ACTUAT. 1DI+1DO/M12 1DI/M12 POWER SENSOR U-AUX POWER INPUT TERMINALS LABEL DANISH + ENGLISH | - | 0 | 7
3RK4322-5PQ51-1BM0-Z | P01 | 3RK4322-5PQ51-1BM0-ZP01 | 1 | UN | 1 | 10 | C | D | N | N | 85365080 | 1 | 4011209895355 | 8.72 | KG | 1944.8 | 1944.8 | CP01 | CP01 | SIRIUS MCU MOTOR STARTER ENC. DEGR. O. PROT. IP54 METAL COMMUNICATION AS-INTERFACE ELECTROMECHANICALLY SWITCHED S. CIRC. PROT. W. M. ST. PROT. DIRECT-ON-LINE STARTER BRAKING WITHOUT PERFORM. CLASS 1,25A MOTOR STARTER PROTECTORS WITH BI-METAL -THERMICAL ROT. OPER. MECH. GRAY/BLACK MAN. OPERAT. WITHOUT CONN. POWER M-GLAND SPECIAL VERSION ENCLOSURE MOUNTING TOP SENSOR ACTUAT. 1DI+1DO/M12 1DI/M12 POWER SENSOR U-AUX POWER INPUT TERMINALS LABEL DANISH + ENGLISH | - | 0 | 7
3RK4324-3AR51-0BC0 |  | 3RK4324-3AR51-0BC0 | 1 | UN | 1 | 10 | C | D | EAR99 | N | 85365080 | 1 | 4011209909281 | 2.22 | KG | 685.44 | 685.44 | CP01 | CP01 | SIRIUS MCU motor starter Enclosure degree of protection IP54 plastic Communication AS-Interface electromechanically switching Short-circuit protection with circuit breaker DOL starter Brake without Performance class 0.63 A Motor circuit breaker with bi-metal thermal without manual operation Connection power M screw connection Special variant new design A/B slave AS-i SPEC V2.1 Sensor-actuator 1x AS-i 3xDI/DO Supply sensor U-AUX | - | 0 | 7
3RK4324-3AR51-1BC0 |  | 3RK4324-3AR51-1BC0 | 1 | UN | 1 | 10 | C | D | EAR99 | N | 85365080 | 1 | 4011209909847 | 2.498 | KG | 719.44 | 719.44 | CP01 | CP01 | SIRIUS MCU motor starter Enclosure degree of protection IP54 plastic Communication AS-Interface electromechanically switching Short-circuit protection with circuit breaker Reversing starter Brake without Performance class 0.63 A Motor circuit breaker with bi-metal thermal without manual operation Connection power M screw connection Special variant new design A/B slave AS-i SPEC V2.1 Sensor-actuator 1x AS-i 3xDI/DO Supply sensor U-AUX | - | 0 | 7
3RK4324-3AR54-0BC0 |  | 3RK4324-3AR54-0BC0 | 1 | UN | 1 | 10 | C | D | EAR99 | N | 85365080 | 1 | 4011209909427 | 2.1 | KG | 719.44 | 719.44 | CP01 | CP01 | SIRIUS MCU motor starter Enclosure degree of protection IP54 plastic Communication AS-Interface electromechanically switching Short-circuit protection with circuit breaker DOL starter Brake without Performance class 0.63 A Motor circuit breaker with bi-metal thermal with manual operation Connection power M screw connection Special variant new design A/B slave AS-i SPEC V2.1 Sensor-actuator 1x AS-i 2xDI/DO Supply sensor U-AUX | - | 0 | 7
3RK4324-3AR54-1BC0 |  | 3RK4324-3AR54-1BC0 | 1 | UN | 1 | 10 | C | D | EAR99 | N | 85365080 | 1 | 4011209909564 | 2.596 | KG | 742.56 | 742.56 | CP01 | CP01 | SIRIUS MCU motor starter Enclosure degree of protection IP54 plastic Communication AS-Interface electromechanically switching Short-circuit protection with circuit breaker Reversing starter Brake without Performance class 0.63 A Motor circuit breaker with bi-metal thermal with manual operation Connection power M screw connection Special variant new design A/B slave AS-i SPEC V2.1 Sensor-actuator 1x AS-i 1xDI/DO Supply sensor U-AUX | - | 0 | 7
3RK4324-3BR51-0BC0 |  | 3RK4324-3BR51-0BC0 | 1 | UN | 1 | 10 | C | D | EAR99 | N | 85365080 | 1 | 4011209909298 | 2.24 | KG | 685.44 | 685.44 | CP01 | CP01 | SIRIUS MCU motor starter Enclosure degree of protection IP54 plastic Communication AS-Interface electromechanically switching Short-circuit protection with circuit breaker DOL starter Brake without Performance class 0.8 A Motor circuit breaker with bi-metal thermal without manual operation Connection power M screw connection Special variant new design A/B slave AS-i SPEC V2.1 Sensor-actuator 1x AS-i 3xDI/DO Supply sensor U-AUX | - | 0 | 7
3RK4324-3BR51-1BC0 |  | 3RK4324-3BR51-1BC0 | 1 | UN | 1 | 10 | C | D | EAR99 | N | 85365080 | 1 | 4011209909854 | 2.516 | KG | 719.44 | 719.44 | CP01 | CP01 | SIRIUS MCU motor starter Enclosure degree of protection IP54 plastic Communication AS-Interface electromechanically switching Short-circuit protection with circuit breaker Reversing starter Brake without Performance class 0.8 A Motor circuit breaker with bi-metal thermal without manual operation Connection power M screw connection Special variant new design A/B slave AS-i SPEC V2.1 Sensor-actuator 1x AS-i 3xDI/DO Supply sensor U-AUX | - | 0 | 7
3RK4324-3BR54-0BC0 |  | 3RK4324-3BR54-0BC0 | 1 | UN | 1 | 10 | C | D | EAR99 | N | 85365080 | 1 | 4011209909434 | 2.36 | KG | 719.44 | 719.44 | CP01 | CP01 | SIRIUS MCU motor starter Enclosure degree of protection IP54 plastic Communication AS-Interface electromechanically switching Short-circuit protection with circuit breaker DOL starter Brake without Performance class 0.8 A Motor circuit breaker with bi-metal thermal with manual operation Connection power M screw connection Special variant new design A/B slave AS-i SPEC V2.1 Sensor-actuator 1x AS-i 2xDI/DO Supply sensor U-AUX | - | 0 | 7
3RK4324-3BR54-1BC0 |  | 3RK4324-3BR54-1BC0 | 1 | UN | 1 | 10 | C | D | EAR99 | N | 85365080 | 1 | 4011209909571 | 2.58 | KG | 742.56 | 742.56 | CP01 | CP01 | SIRIUS MCU motor starter Enclosure degree of protection IP54 plastic Communication AS-Interface electromechanically switching Short-circuit protection with circuit breaker Reversing starter Brake without Performance class 0.8 A Motor circuit breaker with bi-metal thermal with manual operation Connection power M screw connection Special variant new design A/B slave AS-i SPEC V2.1 Sensor-actuator 1x AS-i 1xDI/DO Supply sensor U-AUX | - | 0 | 7
3RK4324-3CR51-0BC0 |  | 3RK4324-3CR51-0BC0 | 1 | UN | 1 | 10 | C | D | EAR99 | N | 85365080 | 1 | 4011209909304 | 1.035 | KG | 685.44 | 685.44 | CP01 | CP01 | SIRIUS MCU motor starter Enclosure degree of protection IP54 plastic Communication AS-Interface electromechanically switching Short-circuit protection with circuit breaker DOL starter Brake without Performance class 1 A Motor circuit breaker with bi-metal thermal without manual operation Connection power M screw connection Special variant new design A/B slave AS-i SPEC V2.1 Sensor-actuator 1x AS-i 3xDI/DO Supply sensor U-AUX | - | 0 | 7
3RK4324-3CR51-1BC0 |  | 3RK4324-3CR51-1BC0 | 1 | UN | 1 | 10 | C | D | EAR99 | N | 85365080 | 1 | 4011209909861 | 1.699 | KG | 719.44 | 719.44 | CP01 | CP01 | SIRIUS MCU motor starter Enclosure degree of protection IP54 plastic Communication AS-Interface electromechanically switching Short-circuit protection with circuit breaker Reversing starter Brake without Performance class 1 A Motor circuit breaker with bi-metal thermal without manual operation Connection power M screw connection Special variant new design A/B slave AS-i SPEC V2.1 Sensor-actuator 1x AS-i 3xDI/DO Supply sensor U-AUX | - | 0 | 7
3RK4324-3CR54-0BC0 |  | 3RK4324-3CR54-0BC0 | 1 | UN | 1 | 10 | C | D | EAR99 | N | 85365080 | 1 | 4011209909441 | 2.527 | KG | 719.44 | 719.44 | CP01 | CP01 | SIRIUS MCU motor starter Enclosure degree of protection IP54 plastic Communication AS-Interface electromechanically switching Short-circuit protection with circuit breaker DOL starter Brake without Performance class 1 A Motor circuit breaker with bi-metal thermal with manual operation Connection power M screw connection Special variant new design A/B slave AS-i SPEC V2.1 Sensor-actuator 1x AS-i 2xDI/DO Supply sensor U-AUX | - | 0 | 7
3RK4324-3CR54-1BC0 |  | 3RK4324-3CR54-1BC0 | 1 | UN | 1 | 10 | C | D | EAR99 | N | 85365080 | 1 | 4011209909588 | 2.937 | KG | 742.56 | 742.56 | CP01 | CP01 | SIRIUS MCU motor starter Enclosure degree of protection IP54 plastic Communication AS-Interface electromechanically switching Short-circuit protection with circuit breaker Reversing starter Brake without Performance class 1 A Motor circuit breaker with bi-metal thermal with manual operation Connection power M screw connection Special variant new design A/B slave AS-i SPEC V2.1 Sensor-actuator 1x AS-i 1xDI/DO Supply sensor U-AUX | - | 0 | 7
3RK4324-3DR51-0BC0 |  | 3RK4324-3DR51-0BC0 | 1 | UN | 1 | 10 | C | D | EAR99 | N | 85365080 | 1 | 4011209909311 | 2.305 | KG | 685.44 | 685.44 | CP01 | CP01 | SIRIUS MCU motor starter Enclosure degree of protection IP54 plastic Communication AS-Interface electromechanically switching Short-circuit protection with circuit breaker DOL starter Brake without Performance class 1.25 A Motor circuit breaker with bi-metal thermal without manual operation Connection power M screw connection Special variant new design A/B slave AS-i SPEC V2.1 Sensor-actuator 1x AS-i 3xDI/DO Supply sensor U-AUX | - | 0 | 7
3RK4324-3DR51-1BC0 |  | 3RK4324-3DR51-1BC0 | 1 | UN | 1 | 10 | C | D | EAR99 | N | 85365080 | 1 | 4011209909878 | 2.59 | KG | 719.44 | 719.44 | CP01 | CP01 | SIRIUS MCU motor starter Enclosure degree of protection IP54 plastic Communication AS-Interface electromechanically switching Short-circuit protection with circuit breaker Reversing starter Brake without Performance class 1.25 A Motor circuit breaker with bi-metal thermal without manual operation Connection power M screw connection Special variant new design A/B slave AS-i SPEC V2.1 Sensor-actuator 1x AS-i 3xDI/DO Supply sensor U-AUX | - | 0 | 7
3RK4324-3DR54-0BC0 |  | 3RK4324-3DR54-0BC0 | 1 | UN | 1 | 10 | C | D | EAR99 | N | 85365080 | 1 | 4011209909458 | 2.427 | KG | 719.44 | 719.44 | CP01 | CP01 | SIRIUS MCU motor starter Enclosure degree of protection IP54 plastic Communication AS-Interface electromechanically switching Short-circuit protection with circuit breaker DOL starter Brake without Performance class 1.25 A Motor circuit breaker with bi-metal thermal with manual operation Connection power M screw connection Special variant new design A/B slave AS-i SPEC V2.1 Sensor-actuator 1x AS-i 2xDI/DO Supply sensor U-AUX | - | 0 | 7
3RK4324-3DR54-1BC0 |  | 3RK4324-3DR54-1BC0 | 1 | UN | 1 | 10 | C | D | EAR99 | N | 85365080 | 1 | 4011209909595 | 2.727 | KG | 742.56 | 742.56 | CP01 | CP01 | SIRIUS MCU motor starter Enclosure degree of protection IP54 plastic Communication AS-Interface electromechanically switching Short-circuit protection with circuit breaker Reversing starter Brake without Performance class 1.25 A Motor circuit breaker with bi-metal thermal with manual operation Connection power M screw connection Special variant new design A/B slave AS-i SPEC V2.1 Sensor-actuator 1x AS-i 1xDI/DO Supply sensor U-AUX | - | 0 | 7
3RK4324-3ER51-0BC0 |  | 3RK4324-3ER51-0BC0 | 1 | UN | 1 | 10 | C | D | EAR99 | N | 85365080 | 1 | 4011209909328 | 2.342 | KG | 685.44 | 685.44 | CP01 | CP01 | SIRIUS MCU motor starter Enclosure degree of protection IP54 plastic Communication AS-Interface electromechanically switching Short-circuit protection with circuit breaker DOL starter Brake without Performance class 1.6 A Motor circuit breaker with bi-metal thermal without manual operation Connection power M screw connection Special variant new design A/B slave AS-i SPEC V2.1 Sensor-actuator 1x AS-i 3xDI/DO Supply sensor U-AUX | - | 0 | 7
3RK4324-3ER51-1BC0 |  | 3RK4324-3ER51-1BC0 | 1 | UN | 1 | 10 | C | D | EAR99 | N | 85365080 | 1 | 4011209909885 | 1.744 | KG | 719.44 | 719.44 | CP01 | CP01 | SIRIUS MCU motor starter Enclosure degree of protection IP54 plastic Communication AS-Interface electromechanically switching Short-circuit protection with circuit breaker Reversing starter Brake without Performance class 1.6 A Motor circuit breaker with bi-metal thermal without manual operation Connection power M screw connection Special variant new design A/B slave AS-i SPEC V2.1 Sensor-actuator 1x AS-i 3xDI/DO Supply sensor U-AUX | - | 0 | 7
3RK4324-3ER54-0BC0 |  | 3RK4324-3ER54-0BC0 | 1 | UN | 1 | 10 | C | D | EAR99 | N | 85365080 | 1 | 4011209909465 | 2.526 | KG | 719.44 | 719.44 | CP01 | CP01 | SIRIUS MCU motor starter Enclosure degree of protection IP54 plastic Communication AS-Interface electromechanically switching Short-circuit protection with circuit breaker DOL starter Brake without Performance class 1.6 A Motor circuit breaker with bi-metal thermal with manual operation Connection power M screw connection Special variant new design A/B slave AS-i SPEC V2.1 Sensor-actuator 1x AS-i 2xDI/DO Supply sensor U-AUX | - | 0 | 7
3RK4324-3ER54-1BC0 |  | 3RK4324-3ER54-1BC0 | 1 | UN | 1 | 10 | C | D | EAR99 | N | 85365080 | 1 | 4011209909601 | 2.67 | KG | 742.56 | 742.56 | CP01 | CP01 | SIRIUS MCU motor starter Enclosure degree of protection IP54 plastic Communication AS-Interface electromechanically switching Short-circuit protection with circuit breaker Reversing starter Brake without Performance class 1.6 A Motor circuit breaker with bi-metal thermal with manual operation Connection power M screw connection Special variant new design A/B slave AS-i SPEC V2.1 Sensor-actuator 1x AS-i 1xDI/DO Supply sensor U-AUX | - | 0 | 7
3RK4324-3FR51-0BC0 |  | 3RK4324-3FR51-0BC0 | 1 | UN | 1 | 10 | C | D | EAR99 | N | 85365080 | 1 | 4011209909335 | 2.35 | KG | 685.44 | 685.44 | CP01 | CP01 | SIRIUS MCU motor starter Enclosure degree of protection IP54 plastic Communication AS-Interface electromechanically switching Short-circuit protection with circuit breaker DOL starter Brake without Performance class 2 A Motor circuit breaker with bi-metal thermal without manual operation Connection power M screw connection Special variant new design A/B slave AS-i SPEC V2.1 Sensor-actuator 1x AS-i 3xDI/DO Supply sensor U-AUX | - | 0 | 7
3RK4324-3FR51-1BC0 |  | 3RK4324-3FR51-1BC0 | 1 | UN | 1 | 10 | C | D | EAR99 | N | 85365080 | 1 | 4011209909892 | 2 | KG | 719.44 | 719.44 | CP01 | CP01 | SIRIUS MCU motor starter Enclosure degree of protection IP54 plastic Communication AS-Interface electromechanically switching Short-circuit protection with circuit breaker Reversing starter Brake without Performance class 2 A Motor circuit breaker with bi-metal thermal without manual operation Connection power M screw connection Special variant new design A/B slave AS-i SPEC V2.1 Sensor-actuator 1x AS-i 3xDI/DO Supply sensor U-AUX | - | 0 | 7
3RK4324-3FR54-0BC0 |  | 3RK4324-3FR54-0BC0 | 1 | UN | 1 | 10 | C | D | EAR99 | N | 85365080 | 1 | 4011209909472 | 2.419 | KG | 719.44 | 719.44 | CP01 | CP01 | SIRIUS MCU motor starter Enclosure degree of protection IP54 plastic Communication AS-Interface electromechanically switching Short-circuit protection with circuit breaker DOL starter Brake without Performance class 2 A Motor circuit breaker with bi-metal thermal with manual operation Connection power M screw connection Special variant new design A/B slave AS-i SPEC V2.1 Sensor-actuator 1x AS-i 2xDI/DO Supply sensor U-AUX | - | 0 | 7
3RK4324-3FR54-1BC0 |  | 3RK4324-3FR54-1BC0 | 1 | UN | 1 | 10 | C | D | EAR99 | N | 85365080 | 1 | 4011209909618 | 2.72 | KG | 742.56 | 742.56 | CP01 | CP01 | SIRIUS MCU motor starter Enclosure degree of protection IP54 plastic Communication AS-Interface electromechanically switching Short-circuit protection with circuit breaker Reversing starter Brake without Performance class 2 A Motor circuit breaker with bi-metal thermal with manual operation Connection power M screw connection Special variant new design A/B slave AS-i SPEC V2.1 Sensor-actuator 1x AS-i 1xDI/DO Supply sensor U-AUX | - | 0 | 7
3RK4324-3GR51-0BC0 |  | 3RK4324-3GR51-0BC0 | 1 | UN | 1 | 10 | C | D | EAR99 | N | 85365080 | 1 | 4011209909342 | 2.32 | KG | 685.44 | 685.44 | CP01 | CP01 | SIRIUS MCU motor starter Enclosure degree of protection IP54 plastic Communication AS-Interface electromechanically switching Short-circuit protection with circuit breaker DOL starter Brake without Performance class 2.5 A Motor circuit breaker with bi-metal thermal without manual operation Connection power M screw connection Special variant new design A/B slave AS-i SPEC V2.1 Sensor-actuator 1x AS-i 3xDI/DO Supply sensor U-AUX | - | 0 | 7
3RK4324-3GR51-1BC0 |  | 3RK4324-3GR51-1BC0 | 1 | UN | 1 | 10 | C | D | EAR99 | N | 85365080 | 1 | 4011209909908 | 2.665 | KG | 719.44 | 719.44 | CP01 | CP01 | SIRIUS MCU motor starter Enclosure degree of protection IP54 plastic Communication AS-Interface electromechanically switching Short-circuit protection with circuit breaker Reversing starter Brake without Performance class 2.5 A Motor circuit breaker with bi-metal thermal without manual operation Connection power M screw connection Special variant new design A/B slave AS-i SPEC V2.1 Sensor-actuator 1x AS-i 3xDI/DO Supply sensor U-AUX | - | 0 | 7
3RK4324-3GR54-0BC0 |  | 3RK4324-3GR54-0BC0 | 1 | UN | 1 | 10 | C | D | EAR99 | N | 85365080 | 1 | 4011209909489 | 2.1 | KG | 719.44 | 719.44 | CP01 | CP01 | SIRIUS MCU motor starter Enclosure degree of protection IP54 plastic Communication AS-Interface electromechanically switching Short-circuit protection with circuit breaker DOL starter Brake without Performance class 2.5 A Motor circuit breaker with bi-metal thermal with manual operation Connection power M screw connection Special variant new design A/B slave AS-i SPEC V2.1 Sensor-actuator 1x AS-i 2xDI/DO Supply sensor U-AUX | - | 0 | 7
3RK4324-3GR54-1BC0 |  | 3RK4324-3GR54-1BC0 | 1 | UN | 1 | 10 | C | D | EAR99 | N | 85365080 | 1 | 4011209909625 | 2.664 | KG | 742.56 | 742.56 | CP01 | CP01 | SIRIUS MCU motor starter Enclosure degree of protection IP54 plastic Communication AS-Interface electromechanically switching Short-circuit protection with circuit breaker Reversing starter Brake without Performance class 2.5 A Motor circuit breaker with bi-metal thermal with manual operation Connection power M screw connection Special variant new design A/B slave AS-i SPEC V2.1 Sensor-actuator 1x AS-i 1xDI/DO Supply sensor U-AUX | - | 0 | 7
3RK4324-3HR51-0BC0 |  | 3RK4324-3HR51-0BC0 | 1 | UN | 1 | 10 | C | D | EAR99 | N | 85365080 | 1 | 4011209909359 | 2.28 | KG | 685.44 | 685.44 | CP01 | CP01 | SIRIUS MCU motor starter Enclosure degree of protection IP54 plastic Communication AS-Interface electromechanically switching Short-circuit protection with circuit breaker DOL starter Brake without Performance class 3.2 A Motor circuit breaker with bi-metal thermal without manual operation Connection power M screw connection Special variant new design A/B slave AS-i SPEC V2.1 Sensor-actuator 1x AS-i 3xDI/DO Supply sensor U-AUX | - | 0 | 7
3RK4324-3HR51-1BC0 |  | 3RK4324-3HR51-1BC0 | 1 | UN | 1 | 10 | C | D | EAR99 | N | 85365080 | 1 | 4011209909915 | 2.562 | KG | 719.44 | 719.44 | CP01 | CP01 | SIRIUS MCU motor starter Enclosure degree of protection IP54 plastic Communication AS-Interface electromechanically switching Short-circuit protection with circuit breaker Reversing starter Brake without Performance class 3.2 A Motor circuit breaker with bi-metal thermal without manual operation Connection power M screw connection Special variant new design A/B slave AS-i SPEC V2.1 Sensor-actuator 1x AS-i 3xDI/DO Supply sensor U-AUX | - | 0 | 7
3RK4324-3HR54-0BC0 |  | 3RK4324-3HR54-0BC0 | 1 | UN | 1 | 10 | C | D | EAR99 | N | 85365080 | 1 | 4011209909496 | 2.532 | KG | 719.44 | 719.44 | CP01 | CP01 | SIRIUS MCU motor starter Enclosure degree of protection IP54 plastic Communication AS-Interface electromechanically switching Short-circuit protection with circuit breaker DOL starter Brake without Performance class 3.2 A Motor circuit breaker with bi-metal thermal with manual operation Connection power M screw connection Special variant new design A/B slave AS-i SPEC V2.1 Sensor-actuator 1x AS-i 2xDI/DO Supply sensor U-AUX | - | 0 | 7
3RK4324-3HR54-1BC0 |  | 3RK4324-3HR54-1BC0 | 1 | UN | 1 | 10 | C | D | EAR99 | N | 85365080 | 1 | 4011209909632 | 2.668 | KG | 742.56 | 742.56 | CP01 | CP01 | SIRIUS MCU motor starter Enclosure degree of protection IP54 plastic Communication AS-Interface electromechanically switching Short-circuit protection with circuit breaker Reversing starter Brake without Performance class 3.2 A Motor circuit breaker with bi-metal thermal with manual operation Connection power M screw connection Special variant new design A/B slave AS-i SPEC V2.1 Sensor-actuator 1x AS-i 1xDI/DO Supply sensor U-AUX | - | 0 | 7
3RK4324-3JR51-0BC0 |  | 3RK4324-3JR51-0BC0 | 1 | UN | 1 | 10 | C | D | EAR99 | N | 85365080 | 1 | 4011209909366 | 2.3 | KG | 685.44 | 685.44 | CP01 | CP01 | SIRIUS MCU motor starter Enclosure degree of protection IP54 plastic Communication AS-Interface electromechanically switching Short-circuit protection with circuit breaker DOL starter Brake without Performance class 4 A Motor circuit breaker with bi-metal thermal without manual operation Connection power M screw connection Special variant new design A/B slave AS-i SPEC V2.1 Sensor-actuator 1x AS-i 3xDI/DO Supply sensor U-AUX | - | 0 | 7
3RK4324-3JR51-1BC0 |  | 3RK4324-3JR51-1BC0 | 1 | UN | 1 | 10 | C | D | EAR99 | N | 85365080 | 1 | 4011209909922 | 2 | KG | 719.44 | 719.44 | CP01 | CP01 | SIRIUS MCU motor starter Enclosure degree of protection IP54 plastic Communication AS-Interface electromechanically switching Short-circuit protection with circuit breaker Reversing starter Brake without Performance class 4 A Motor circuit breaker with bi-metal thermal without manual operation Connection power M screw connection Special variant new design A/B slave AS-i SPEC V2.1 Sensor-actuator 1x AS-i 3xDI/DO Supply sensor U-AUX | - | 0 | 7
3RK4324-3JR54-0BC0 |  | 3RK4324-3JR54-0BC0 | 1 | UN | 1 | 10 | C | D | EAR99 | N | 85365080 | 1 | 4011209909502 | 2.404 | KG | 719.44 | 719.44 | CP01 | CP01 | SIRIUS MCU motor starter Enclosure degree of protection IP54 plastic Communication AS-Interface electromechanically switching Short-circuit protection with circuit breaker DOL starter Brake without Performance class 4 A Motor circuit breaker with bi-metal thermal with manual operation Connection power M screw connection Special variant new design A/B slave AS-i SPEC V2.1 Sensor-actuator 1x AS-i 2xDI/DO Supply sensor U-AUX | - | 0 | 7
3RK4324-3JR54-1BC0 |  | 3RK4324-3JR54-1BC0 | 1 | UN | 1 | 10 | C | D | EAR99 | N | 85365080 | 1 | 4011209909649 | 2.2 | KG | 742.56 | 742.56 | CP01 | CP01 | SIRIUS MCU motor starter Enclosure degree of protection IP54 plastic Communication AS-Interface electromechanically switching Short-circuit protection with circuit breaker Reversing starter Brake without Performance class 4 A Motor circuit breaker with bi-metal thermal with manual operation Connection power M screw connection Special variant new design A/B slave AS-i SPEC V2.1 Sensor-actuator 1x AS-i 1xDI/DO Supply sensor U-AUX | - | 0 | 7
3RK4324-3KR51-0BC0 |  | 3RK4324-3KR51-0BC0 | 1 | UN | 1 | 10 | C | D | EAR99 | N | 85365080 | 1 | 4011209909373 | 2.307 | KG | 685.44 | 685.44 | CP01 | CP01 | SIRIUS MCU motor starter Enclosure degree of protection IP54 plastic Communication AS-Interface electromechanically switching Short-circuit protection with circuit breaker DOL starter Brake without Performance class 5 A Motor circuit breaker with bi-metal thermal without manual operation Connection power M screw connection Special variant new design A/B slave AS-i SPEC V2.1 Sensor-actuator 1x AS-i 3xDI/DO Supply sensor U-AUX | - | 0 | 7
3RK4324-3KR51-1BC0 |  | 3RK4324-3KR51-1BC0 | 1 | UN | 1 | 10 | C | D | EAR99 | N | 85365080 | 1 | 4011209909939 | 2 | KG | 719.44 | 719.44 | CP01 | CP01 | SIRIUS MCU motor starter Enclosure degree of protection IP54 plastic Communication AS-Interface electromechanically switching Short-circuit protection with circuit breaker Reversing starter Brake without Performance class 5 A Motor circuit breaker with bi-metal thermal without manual operation Connection power M screw connection Special variant new design A/B slave AS-i SPEC V2.1 Sensor-actuator 1x AS-i 3xDI/DO Supply sensor U-AUX | - | 0 | 7
3RK4324-3KR54-0BC0 |  | 3RK4324-3KR54-0BC0 | 1 | UN | 1 | 10 | C | D | EAR99 | N | 85365080 | 1 | 4011209909519 | 2.1 | KG | 719.44 | 719.44 | CP01 | CP01 | SIRIUS MCU motor starter Enclosure degree of protection IP54 plastic Communication AS-Interface electromechanically switching Short-circuit protection with circuit breaker DOL starter Brake without Performance class 5 A Motor circuit breaker with bi-metal thermal with manual operation Connection power M screw connection Special variant new design A/B slave AS-i SPEC V2.1 Sensor-actuator 1x AS-i 2xDI/DO Supply sensor U-AUX | - | 0 | 7
3RK4324-3KR54-1BC0 |  | 3RK4324-3KR54-1BC0 | 1 | UN | 1 | 10 | C | D | EAR99 | N | 85365080 | 1 | 4011209909656 | 2.2 | KG | 742.56 | 742.56 | CP01 | CP01 | SIRIUS MCU motor starter Enclosure degree of protection IP54 plastic Communication AS-Interface electromechanically switching Short-circuit protection with circuit breaker Reversing starter Brake without Performance class 5 A Motor circuit breaker with bi-metal thermal with manual operation Connection power M screw connection Special variant new design A/B slave AS-i SPEC V2.1 Sensor-actuator 1x AS-i 1xDI/DO Supply sensor U-AUX | - | 0 | 7
3RK4324-3LR51-0BC0 |  | 3RK4324-3LR51-0BC0 | 1 | UN | 1 | 10 | C | D | EAR99 | N | 85365080 | 1 | 4011209909380 | 2.3 | KG | 685.44 | 685.44 | CP01 | CP01 | SIRIUS MCU motor starter Enclosure degree of protection IP54 plastic Communication AS-Interface electromechanically switching Short-circuit protection with circuit breaker DOL starter Brake without Performance class 6.3 A Motor circuit breaker with bi-metal thermal without manual operation Connection power M screw connection Special variant new design A/B slave AS-i SPEC V2.1 Sensor-actuator 1x AS-i 3xDI/DO Supply sensor U-AUX | - | 0 | 7
3RK4324-3LR51-1BC0 |  | 3RK4324-3LR51-1BC0 | 1 | UN | 1 | 10 | C | D | EAR99 | N | 85365080 | 1 | 4011209909946 | 2 | KG | 719.44 | 719.44 | CP01 | CP01 | SIRIUS MCU motor starter Enclosure degree of protection IP54 plastic Communication AS-Interface electromechanically switching Short-circuit protection with circuit breaker Reversing starter Brake without Performance class 6.3 A Motor circuit breaker with bi-metal thermal without manual operation Connection power M screw connection Special variant new design A/B slave AS-i SPEC V2.1 Sensor-actuator 1x AS-i 3xDI/DO Supply sensor U-AUX | - | 0 | 7
3RK4324-3LR54-0BC0 |  | 3RK4324-3LR54-0BC0 | 1 | UN | 1 | 10 | C | D | EAR99 | N | 85365080 | 1 | 4011209909526 | 2.1 | KG | 719.44 | 719.44 | CP01 | CP01 | SIRIUS MCU motor starter Enclosure degree of protection IP54 plastic Communication AS-Interface electromechanically switching Short-circuit protection with circuit breaker DOL starter Brake without Performance class 6.3 A Motor circuit breaker with bi-metal thermal with manual operation Connection power M screw connection Special variant new design A/B slave AS-i SPEC V2.1 Sensor-actuator 1x AS-i 2xDI/DO Supply sensor U-AUX | - | 0 | 7
3RK4324-3LR54-1BC0 |  | 3RK4324-3LR54-1BC0 | 1 | UN | 1 | 10 | C | D | EAR99 | N | 85365080 | 1 | 4011209909663 | 2.2 | KG | 742.56 | 742.56 | CP01 | CP01 | SIRIUS MCU motor starter Enclosure degree of protection IP54 plastic Communication AS-Interface electromechanically switching Short-circuit protection with circuit breaker Reversing starter Brake without Performance class 6.3 A Motor circuit breaker with bi-metal thermal with manual operation Connection power M screw connection Special variant new design A/B slave AS-i SPEC V2.1 Sensor-actuator 1x AS-i 1xDI/DO Supply sensor U-AUX | - | 0 | 7
3RK4324-3MR51-0BC0 |  | 3RK4324-3MR51-0BC0 | 1 | UN | 1 | 10 | C | D | EAR99 | N | 85365080 | 1 | 4011209909397 | 2.335 | KG | 685.44 | 685.44 | CP01 | CP01 | SIRIUS MCU motor starter Enclosure degree of protection IP54 plastic Communication AS-Interface electromechanically switching Short-circuit protection with circuit breaker DOL starter Brake without Performance class 8 A Motor circuit breaker with bi-metal thermal without manual operation Connection power M screw connection Special variant new design A/B slave AS-i SPEC V2.1 Sensor-actuator 1x AS-i 3xDI/DO Supply sensor U-AUX | - | 0 | 7
3RK4324-3MR51-1BC0 |  | 3RK4324-3MR51-1BC0 | 1 | UN | 1 | 10 | C | D | EAR99 | N | 85365080 | 1 | 4011209909953 | 2 | KG | 719.44 | 719.44 | CP01 | CP01 | SIRIUS MCU motor starter Enclosure degree of protection IP54 plastic Communication AS-Interface electromechanically switching Short-circuit protection with circuit breaker Reversing starter Brake without Performance class 8 A Motor circuit breaker with bi-metal thermal without manual operation Connection power M screw connection Special variant new design A/B slave AS-i SPEC V2.1 Sensor-actuator 1x AS-i 3xDI/DO Supply sensor U-AUX | - | 0 | 7
3RK4324-3MR54-0BC0 |  | 3RK4324-3MR54-0BC0 | 1 | UN | 1 | 10 | C | D | EAR99 | N | 85365080 | 1 | 4011209909533 | 2.1 | KG | 719.44 | 719.44 | CP01 | CP01 | SIRIUS MCU motor starter Enclosure degree of protection IP54 plastic Communication AS-Interface electromechanically switching Short-circuit protection with circuit breaker DOL starter Brake without Performance class 8 A Motor circuit breaker with bi-metal thermal with manual operation Connection power M screw connection Special variant new design A/B slave AS-i SPEC V2.1 Sensor-actuator 1x AS-i 2xDI/DO Supply sensor U-AUX | - | 0 | 7
3RK4324-3MR54-1BC0 |  | 3RK4324-3MR54-1BC0 | 1 | UN | 1 | 10 | C | D | EAR99 | N | 85365080 | 1 | 4011209909670 | 2.2 | KG | 742.56 | 742.56 | CP01 | CP01 | SIRIUS MCU motor starter Enclosure degree of protection IP54 plastic Communication AS-Interface electromechanically switching Short-circuit protection with circuit breaker Reversing starter Brake without Performance class 8 A Motor circuit breaker with bi-metal thermal with manual operation Connection power M screw connection Special variant new design A/B slave AS-i SPEC V2.1 Sensor-actuator 1x AS-i 1xDI/DO Supply sensor U-AUX | - | 0 | 7
3RK4324-3NR51-0BC0 |  | 3RK4324-3NR51-0BC0 | 1 | UN | 1 | 10 | C | D | EAR99 | N | 85365080 | 1 | 4011209909403 | 2.323 | KG | 685.44 | 685.44 | CP01 | CP01 | SIRIUS MCU motor starter Enclosure degree of protection IP54 plastic Communication AS-Interface electromechanically switching Short-circuit protection with circuit breaker DOL starter Brake without Performance class 10 A Motor circuit breaker with bi-metal thermal without manual operation Connection power M screw connection Special variant new design A/B slave AS-i SPEC V2.1 Sensor-actuator 1x AS-i 3xDI/DO Supply sensor U-AUX | - | 0 | 7
3RK4324-3NR51-1BC0 |  | 3RK4324-3NR51-1BC0 | 1 | UN | 1 | 10 | C | D | EAR99 | N | 85365080 | 1 | 4011209909960 | 2 | KG | 719.44 | 719.44 | CP01 | CP01 | SIRIUS MCU motor starter Enclosure degree of protection IP54 plastic Communication AS-Interface electromechanically switching Short-circuit protection with circuit breaker Reversing starter Brake without Performance class 10 A Motor circuit breaker with bi-metal thermal without manual operation Connection power M screw connection Special variant new design A/B slave AS-i SPEC V2.1 Sensor-actuator 1x AS-i 3xDI/DO Supply sensor U-AUX | - | 0 | 7
3RK4324-3NR54-0BC0 |  | 3RK4324-3NR54-0BC0 | 1 | UN | 1 | 10 | C | D | EAR99 | N | 85365080 | 1 | 4011209909540 | 2.1 | KG | 719.44 | 719.44 | CP01 | CP01 | SIRIUS MCU motor starter Enclosure degree of protection IP54 plastic Communication AS-Interface electromechanically switching Short-circuit protection with circuit breaker DOL starter Brake without Performance class 10 A Motor circuit breaker with bi-metal thermal with manual operation Connection power M screw connection Special variant new design A/B slave AS-i SPEC V2.1 Sensor-actuator 1x AS-i 2xDI/DO Supply sensor U-AUX | - | 0 | 7
3RK4324-3NR54-1BC0 |  | 3RK4324-3NR54-1BC0 | 1 | UN | 1 | 10 | C | D | EAR99 | N | 85365080 | 1 | 4011209909687 | 2.2 | KG | 742.56 | 742.56 | CP01 | CP01 | SIRIUS MCU motor starter Enclosure degree of protection IP54 plastic Communication AS-Interface electromechanically switching Short-circuit protection with circuit breaker Reversing starter Brake without Performance class 10 A Motor circuit breaker with bi-metal thermal with manual operation Connection power M screw connection Special variant new design A/B slave AS-i SPEC V2.1 Sensor-actuator 1x AS-i 1xDI/DO Supply sensor U-AUX | - | 0 | 7
3RK4324-3PR51-0BC0 |  | 3RK4324-3PR51-0BC0 | 1 | UN | 1 | 10 | C | D | EAR99 | N | 85365080 | 1 | 4011209909410 | 2.29 | KG | 685.44 | 685.44 | CP01 | CP01 | SIRIUS MCU motor starter Enclosure degree of protection IP54 plastic Communication AS-Interface electromechanically switching Short-circuit protection with circuit breaker DOL starter Brake without Performance class 12 A Motor circuit breaker with bi-metal thermal without manual operation Connection power M screw connection Special variant new design A/B slave AS-i SPEC V2.1 Sensor-actuator 1x AS-i 3xDI/DO Supply sensor U-AUX | - | 0 | 7
3RK4324-3PR51-1BC0 |  | 3RK4324-3PR51-1BC0 | 1 | UN | 1 | 10 | C | D | EAR99 | N | 85365080 | 1 | 4011209909977 | 2 | KG | 719.44 | 719.44 | CP01 | CP01 | SIRIUS MCU motor starter Enclosure degree of protection IP54 plastic Communication AS-Interface electromechanically switching Short-circuit protection with circuit breaker Reversing starter Brake without Performance class 12 A Motor circuit breaker with bi-metal thermal without manual operation Connection power M screw connection Special variant new design A/B slave AS-i SPEC V2.1 Sensor-actuator 1x AS-i 3xDI/DO Supply sensor U-AUX | - | 0 | 7
3RK4324-3PR54-0BC0 |  | 3RK4324-3PR54-0BC0 | 1 | UN | 1 | 10 | C | D | EAR99 | N | 85365080 | 1 | 4011209909557 | 2.1 | KG | 719.44 | 719.44 | CP01 | CP01 | SIRIUS MCU motor starter Enclosure degree of protection IP54 plastic Communication AS-Interface electromechanically switching Short-circuit protection with circuit breaker DOL starter Brake without Performance class 12 A Motor circuit breaker with bi-metal thermal with manual operation Connection power M screw connection Special variant new design A/B slave AS-i SPEC V2.1 Sensor-actuator 1x AS-i 2xDI/DO Supply sensor U-AUX | - | 0 | 7
3RK4324-3PR54-1BC0 |  | 3RK4324-3PR54-1BC0 | 1 | UN | 1 | 10 | C | D | EAR99 | N | 85365080 | 1 | 4011209909236 | 2.2 | KG | 742.56 | 742.56 | CP01 | CP01 | SIRIUS MCU motor starter Enclosure degree of protection IP54 plastic Communication AS-Interface electromechanically switching Short-circuit protection with circuit breaker Reversing starter Brake without Performance class 12 A Motor circuit breaker with bi-metal thermal with manual operation Connection power M screw connection Special variant new design A/B slave AS-i SPEC V2.1 Sensor-actuator 1x AS-i 1xDI/DO Supply sensor U-AUX | - | 0 | 7
3RK4340-3AR51-0BA0 |  | 3RK4340-3AR51-0BA0 | 1 | UN | 1 | 10 | C | D | N | N | 85365080 | 1 | 4011209792784 | 1.952 | KG | 342.72 | 342.72 | CP01 | CP01 | SIRIUS MCU motor starter Enclosure degree of protection IP55 plastic Communication without electromechanically switching Short-circuit protection with circuit breaker DOL starter Brake without Performance class 0.63 A Motor circuit breaker with bi-metal thermal Manual operation without Connection power M screw connection Standard product | - | 0 | 0
3RK4340-3AR51-1BA0 |  | 3RK4340-3AR51-1BA0 | 1 | UN | 1 | 10 | C | D | N | N | 85365080 | 1 | 4011209792975 | 2.264 | KG | 420.24 | 420.24 | CP01 | CP01 | SIRIUS MCU motor starter Enclosure degree of protection IP55 plastic Communication without electromechanically switching Short-circuit protection with circuit breaker Reversing starter Brake without Performance class 0.63 A Motor circuit breaker with bi-metal thermal Manual operation without Connection power M screw connection Standard product | - | 0 | 0
3RK4340-3BR51-0BA0 |  | 3RK4340-3BR51-0BA0 | 1 | UN | 1 | 10 | C | D | N | N | 85365080 | 1 | 4011209792791 | 1.85 | KG | 342.72 | 342.72 | CP01 | CP01 | SIRIUS MCU motor starter Enclosure degree of protection IP55 plastic Communication without electromechanically switching Short-circuit protection with circuit breaker DOL starter Brake without Performance class 0.80 A Motor circuit breaker with bi-metal thermal Manual operation without Connection power M screw connection Standard product | - | 0 | 0
3RK4340-3BR51-1BA0 |  | 3RK4340-3BR51-1BA0 | 1 | UN | 1 | 10 | C | D | N | N | 85365080 | 1 | 4011209792982 | 2.179 | KG | 420.24 | 420.24 | CP01 | CP01 | SIRIUS MCU motor starter Enclosure degree of protection IP55 plastic Communication without electromechanically switching Short-circuit protection with circuit breaker Reversing starter Brake without Performance class 0.80 A Motor circuit breaker with bi-metal thermal Manual operation without Connection power M screw connection Standard product | - | 0 | 0
3RK4340-3CR51-0BA0 |  | 3RK4340-3CR51-0BA0 | 1 | UN | 1 | 10 | C | D | N | N | 85365080 | 1 | 4011209792807 | 1.933 | KG | 346.8 | 346.8 | CP01 | CP01 | SIRIUS MCU motor starter Enclosure degree of protection IP55 plastic Communication without electromechanically switching Short-circuit protection with circuit breaker DOL starter Brake without Performance class 1.00 A Motor circuit breaker with bi-metal thermal Manual operation without Connection power M screw connection Standard product | - | 0 | 0
3RK4340-3CR51-1BA0 |  | 3RK4340-3CR51-1BA0 | 1 | UN | 1 | 10 | C | D | N | N | 85365080 | 1 | 4011209792999 | 1.99 | KG | 422.96 | 422.96 | CP01 | CP01 | SIRIUS MCU motor starter Enclosure degree of protection IP55 plastic Communication without electromechanically switching Short-circuit protection with circuit breaker Reversing starter Brake without Performance class 1.00 A Motor circuit breaker with bi-metal thermal Manual operation without Connection power M screw connection Standard product | - | 0 | 0
3RK4340-3DR51-0BA0 |  | 3RK4340-3DR51-0BA0 | 1 | UN | 1 | 10 | C | D | N | N | 85365080 | 1 | 4011209792821 | 1.949 | KG | 346.8 | 346.8 | CP01 | CP01 | SIRIUS MCU motor starter Enclosure degree of protection IP55 plastic Communication without electromechanically switching Short-circuit protection with circuit breaker DOL starter Brake without Performance class 1.25 A Motor circuit breaker with bi-metal thermal Manual operation without Connection power M screw connection Standard product | - | 0 | 0
3RK4340-3DR51-1BA0 |  | 3RK4340-3DR51-1BA0 | 1 | UN | 1 | 10 | C | D | N | N | 85365080 | 1 | 4011209793002 | 2.18 | KG | 422.96 | 422.96 | CP01 | CP01 | SIRIUS MCU motor starter Enclosure degree of protection IP55 plastic Communication without electromechanically switching Short-circuit protection with circuit breaker Reversing starter Brake without Performance class 1.25 A Motor circuit breaker with bi-metal thermal Manual operation without Connection power M screw connection Standard product | - | 0 | 0
3RK4340-3ER51-0BA0 |  | 3RK4340-3ER51-0BA0 | 1 | UN | 1 | 10 | C | D | N | N | 85365080 | 1 | 4011209792838 | 1.948 | KG | 346.8 | 346.8 | CP01 | CP01 | SIRIUS MCU motor starter Enclosure degree of protection IP55 plastic Communication without electromechanically switching Short-circuit protection with circuit breaker DOL starter Brake without Performance class 1.60 A Motor circuit breaker with bi-metal thermal Manual operation without Connection power M screw connection Standard product | - | 0 | 0
3RK4340-3ER51-1BA0 |  | 3RK4340-3ER51-1BA0 | 1 | UN | 1 | 10 | C | D | N | N | 85365080 | 1 | 4011209793019 | 2.202 | KG | 422.96 | 422.96 | CP01 | CP01 | SIRIUS MCU motor starter Enclosure degree of protection IP55 plastic Communication without electromechanically switching Short-circuit protection with circuit breaker Reversing starter Brake without Performance class 1.60 A Motor circuit breaker with bi-metal thermal Manual operation without Connection power M screw connection Standard product | - | 0 | 0
3RK4340-3FR51-0BA0 |  | 3RK4340-3FR51-0BA0 | 1 | UN | 1 | 10 | C | D | N | N | 85365080 | 1 | 4011209792845 | 2.044 | KG | 353.6 | 353.6 | CP01 | CP01 | SIRIUS MCU motor starter Enclosure degree of protection IP55 plastic Communication without electromechanically switching Short-circuit protection with circuit breaker DOL starter Brake without Performance class 2.00 A Motor circuit breaker with bi-metal thermal Manual operation without Connection power M screw connection Standard product | - | 0 | 0
3RK4340-3FR51-1BA0 |  | 3RK4340-3FR51-1BA0 | 1 | UN | 1 | 10 | C | D | N | N | 85365080 | 1 | 4011209793026 | 2.323 | KG | 422.96 | 422.96 | CP01 | CP01 | SIRIUS MCU motor starter Enclosure degree of protection IP55 plastic Communication without electromechanically switching Short-circuit protection with circuit breaker Reversing starter Brake without Performance class 2.00 A Motor circuit breaker with bi-metal thermal Manual operation without Connection power M screw connection Standard product | - | 0 | 0
3RK4340-3GR51-0BA0 |  | 3RK4340-3GR51-0BA0 | 1 | UN | 1 | 10 | C | D | N | N | 85365080 | 1 | 4011209792852 | 1.992 | KG | 353.6 | 353.6 | CP01 | CP01 | SIRIUS MCU motor starter Enclosure degree of protection IP55 plastic Communication without electromechanically switching Short-circuit protection with circuit breaker DOL starter Brake without Performance class 2.50 A Motor circuit breaker with bi-metal thermal Manual operation without Connection power M screw connection Standard product | - | 0 | 0
3RK4340-3GR51-1BA0 |  | 3RK4340-3GR51-1BA0 | 1 | UN | 1 | 10 | C | D | N | N | 85365080 | 1 | 4011209793033 | 2.318 | KG | 422.96 | 422.96 | CP01 | CP01 | SIRIUS MCU motor starter Enclosure degree of protection IP55 plastic Communication without electromechanically switching Short-circuit protection with circuit breaker Reversing starter Brake without Performance class 2.50 A Motor circuit breaker with bi-metal thermal Manual operation without Connection power M screw connection Standard product | - | 0 | 0
3RK4340-3HR51-0BA0 |  | 3RK4340-3HR51-0BA0 | 1 | UN | 1 | 10 | C | D | N | N | 85365080 | 1 | 4011209792869 | 1.949 | KG | 353.6 | 353.6 | CP01 | CP01 | SIRIUS MCU motor starter Enclosure degree of protection IP55 plastic Communication without electromechanically switching Short-circuit protection with circuit breaker DOL starter Brake without Performance class 3.20 A Motor circuit breaker with bi-metal thermal Manual operation without Connection power M screw connection Standard product | - | 0 | 0
3RK4340-3HR51-1BA0 |  | 3RK4340-3HR51-1BA0 | 1 | UN | 1 | 10 | C | D | N | N | 85365080 | 1 | 4011209793057 | 2.308 | KG | 422.96 | 422.96 | CP01 | CP01 | SIRIUS MCU motor starter Enclosure degree of protection IP55 plastic Communication without electromechanically switching Short-circuit protection with circuit breaker Reversing starter Brake without Performance class 3.20 A Motor circuit breaker with bi-metal thermal Manual operation without Connection power M screw connection Standard product | - | 0 | 0
3RK4340-3JR51-0BA0 |  | 3RK4340-3JR51-0BA0 | 1 | UN | 1 | 10 | C | D | N | N | 85365080 | 1 | 4011209792883 | 1.98 | KG | 353.6 | 353.6 | CP01 | CP01 | SIRIUS MCU motor starter Enclosure degree of protection IP55 plastic Communication without electromechanically switching Short-circuit protection with circuit breaker DOL starter Brake without Performance class 4.00 A Motor circuit breaker with bi-metal thermal Manual operation without Connection power M screw connection Standard product | - | 0 | 0
3RK4340-3JR51-1BA0 |  | 3RK4340-3JR51-1BA0 | 1 | UN | 1 | 10 | C | D | N | N | 85365080 | 1 | 4011209793064 | 2.23 | KG | 422.96 | 422.96 | CP01 | CP01 | SIRIUS MCU motor starter Enclosure degree of protection IP55 plastic Communication without electromechanically switching Short-circuit protection with circuit breaker Reversing starter Brake without Performance class 4.00 A Motor circuit breaker with bi-metal thermal Manual operation without Connection power M screw connection Standard product | - | 0 | 0
3RK4340-3KR51-0BA0 |  | 3RK4340-3KR51-0BA0 | 1 | UN | 1 | 10 | C | D | N | N | 85365080 | 1 | 4011209792890 | 1.061 | KG | 353.6 | 353.6 | CP01 | CP01 | SIRIUS MCU motor starter Enclosure degree of protection IP55 plastic Communication without electromechanically switching Short-circuit protection with circuit breaker DOL starter Brake without Performance class 5.00 A Motor circuit breaker with bi-metal thermal Manual operation without Connection power M screw connection Standard product | - | 0 | 0
3RK4340-3KR51-1BA0 |  | 3RK4340-3KR51-1BA0 | 1 | UN | 1 | 10 | C | D | N | N | 85365080 | 1 | 4011209793071 | 1.2 | KG | 422.96 | 422.96 | CP01 | CP01 | SIRIUS MCU motor starter Enclosure degree of protection IP55 plastic Communication without electromechanically switching Short-circuit protection with circuit breaker Reversing starter Brake without Performance class 5.00 A Motor circuit breaker with bi-metal thermal Manual operation without Connection power M screw connection Standard product | - | 0 | 0
3RK4340-3LR51-0BA0 |  | 3RK4340-3LR51-0BA0 | 1 | UN | 1 | 10 | C | D | N | N | 85365080 | 1 | 4011209792913 | 1.987 | KG | 353.6 | 353.6 | CP01 | CP01 | SIRIUS MCU motor starter Enclosure degree of protection IP55 plastic Communication without electromechanically switching Short-circuit protection with circuit breaker DOL starter Brake without Performance class 6.30 A Motor circuit breaker with bi-metal thermal Manual operation without Connection power M screw connection Standard product | - | 0 | 0
3RK4340-3LR51-1BA0 |  | 3RK4340-3LR51-1BA0 | 1 | UN | 1 | 10 | C | D | N | N | 85365080 | 1 | 4011209793088 | 1.2 | KG | 422.96 | 422.96 | CP01 | CP01 | SIRIUS MCU motor starter Enclosure degree of protection IP55 plastic Communication without electromechanically switching Short-circuit protection with circuit breaker Reversing starter Brake without Performance class 6.30 A Motor circuit breaker with bi-metal thermal Manual operation without Connection power M screw connection Standard product | - | 0 | 0
3RK4340-3MR51-0BA0 |  | 3RK4340-3MR51-0BA0 | 1 | UN | 1 | 10 | C | D | N | N | 85365080 | 1 | 4011209792937 | 2.014 | KG | 353.6 | 353.6 | CP01 | CP01 | SIRIUS MCU motor starter Enclosure degree of protection IP55 plastic Communication without electromechanically switching Short-circuit protection with circuit breaker DOL starter Brake without Performance class 8.00 A Motor circuit breaker with bi-metal thermal Manual operation without Connection power M screw connection Standard product | - | 0 | 0
3RK4340-3MR51-1BA0 |  | 3RK4340-3MR51-1BA0 | 1 | UN | 1 | 10 | C | D | N | N | 85365080 | 1 | 4011209793095 | 1.2 | KG | 422.96 | 422.96 | CP01 | CP01 | SIRIUS MCU motor starter Enclosure degree of protection IP55 plastic Communication without electromechanically switching Short-circuit protection with circuit breaker Reversing starter Brake without Performance class 8.00 A Motor circuit breaker with bi-metal thermal Manual operation without Connection power M screw connection Standard product | - | 0 | 0
3RK4340-3NR51-0BA0 |  | 3RK4340-3NR51-0BA0 | 1 | UN | 1 | 10 | C | D | N | N | 85365080 | 1 | 4011209792951 | 1.979 | KG | 368.56 | 368.56 | CP01 | CP01 | SIRIUS MCU motor starter Enclosure degree of protection IP55 plastic Communication without electromechanically switching Short-circuit protection with circuit breaker DOL starter Brake without Performance class 10.00 A Motor circuit breaker with bi-metal thermal Manual operation without Connection power M screw connection Standard product | - | 0 | 0
3RK4340-3NR51-1BA0 |  | 3RK4340-3NR51-1BA0 | 1 | UN | 1 | 10 | C | D | N | N | 85365080 | 1 | 4011209793101 | 1.2 | KG | 447.44 | 447.44 | CP01 | CP01 | SIRIUS MCU motor starter Enclosure degree of protection IP55 plastic Communication without electromechanically switching Short-circuit protection with circuit breaker Reversing starter Brake without Performance class 10.00 A Motor circuit breaker with bi-metal thermal Manual operation without Connection power M screw connection Standard product | - | 0 | 0
3RK4340-3PR51-0BA0 |  | 3RK4340-3PR51-0BA0 | 1 | UN | 1 | 10 | C | D | N | N | 85365080 | 1 | 4011209792968 | 1.988 | KG | 378.08 | 378.08 | CP01 | CP01 | SIRIUS MCU motor starter Enclosure degree of protection IP55 plastic Communication without electromechanically switching Short-circuit protection with circuit breaker DOL starter Brake without Performance class 12.00 A Motor circuit breaker with bi-metal thermal Manual operation without Connection power M screw connection Standard product | - | 0 | 0
3RK4340-3PR51-1BA0 |  | 3RK4340-3PR51-1BA0 | 1 | UN | 1 | 10 | C | D | N | N | 85365080 | 1 | 4011209793118 | 2.03 | KG | 469.2 | 469.2 | CP01 | CP01 | SIRIUS MCU motor starter Enclosure degree of protection IP55 plastic Communication without electromechanically switching Short-circuit protection with circuit breaker Reversing starter Brake without Performance class 12.00 A Motor circuit breaker with bi-metal thermal Manual operation without Connection power M screw connection Standard product | - | 0 | 0
3RK4353-3CR58-0BA0 |  | 3RK4353-3CR58-0BA0 | 1 | UN | 1 | 10 | C | D | N | N | 85365080 | 1 | 4011209824720 | 2.064 | KG | 440.64 | 440.64 | CP01 | CP01 | SIRIUS MCU motor starter Enclosure degree of protection IP55 plastic Communication without electromechanically switching Short-circuit protection with circuit breaker DOL starter Brake without Performance class 1.00 A Motor circuit breaker with bi-metal thermal Manual operation latching Connection power M screw connection Electrical wholesale version | - | 0 | 0
3RK4353-3CR58-1BA0 |  | 3RK4353-3CR58-1BA0 | 1 | UN | 1 | 10 | C | D | N | N | 85365080 | 1 | 4011209824829 | 2.31 | KG | 520.88 | 520.88 | CP01 | CP01 | SIRIUS MCU motor starter Enclosure degree of protection IP55 plastic Communication without electromechanically switching Short-circuit protection with circuit breaker Reversing starter Brake without Performance class 1.00 A Motor circuit breaker with bi-metal thermal Manual operation latching Connection power M screw connection Electrical wholesale version | - | 0 | 0
3RK4353-3DR58-0BA0 |  | 3RK4353-3DR58-0BA0 | 1 | UN | 1 | 10 | C | D | N | N | 85365080 | 1 | 4011209824737 | 2.03 | KG | 440.64 | 440.64 | CP01 | CP01 | SIRIUS MCU motor starter Enclosure degree of protection IP55 plastic Communication without electromechanically switching Short-circuit protection with circuit breaker DOL starter Brake without Performance class 1.25 A Motor circuit breaker with bi-metal thermal Manual operation latching Connection power M screw connection Electrical wholesale version | - | 0 | 0
3RK4353-3DR58-1BA0 |  | 3RK4353-3DR58-1BA0 | 1 | UN | 1 | 10 | C | D | N | N | 85365080 | 1 | 4011209824836 | 2.39 | KG | 520.88 | 520.88 | CP01 | CP01 | SIRIUS MCU motor starter Enclosure degree of protection IP55 plastic Communication without electromechanically switching Short-circuit protection with circuit breaker Reversing starter Brake without Performance class 1.25 A Motor circuit breaker with bi-metal thermal Manual operation latching Connection power M screw connection Electrical wholesale version | - | 0 | 0
3RK4353-3ER58-0BA0 |  | 3RK4353-3ER58-0BA0 | 1 | UN | 1 | 10 | C | D | N | N | 85365080 | 1 | 4011209824744 | 2.099 | KG | 440.64 | 440.64 | CP01 | CP01 | SIRIUS MCU motor starter Enclosure degree of protection IP55 plastic Communication without electromechanically switching Short-circuit protection with circuit breaker DOL starter Brake without Performance class 1.6 A Motor circuit breaker with bi-metal thermal Manual operation latching Connection power M screw connection Electrical wholesale version | - | 0 | 0
3RK4353-3ER58-1BA0 |  | 3RK4353-3ER58-1BA0 | 1 | UN | 1 | 10 | C | D | N | N | 85365080 | 1 | 4011209824843 | 2.296 | KG | 520.88 | 520.88 | CP01 | CP01 | SIRIUS MCU motor starter Enclosure degree of protection IP55 plastic Communication without electromechanically switching Short-circuit protection with circuit breaker Reversing starter Brake without Performance class 1.6 A Motor circuit breaker with bi-metal thermal Manual operation latching Connection power M screw connection Electrical wholesale version | - | 0 | 0
3RK4353-3FR58-0BA0 |  | 3RK4353-3FR58-0BA0 | 1 | UN | 1 | 10 | C | D | N | N | 85365080 | 1 | 4011209824751 | 2.047 | KG | 440.64 | 440.64 | CP01 | CP01 | SIRIUS MCU motor starter Enclosure degree of protection IP55 plastic Communication without electromechanically switching Short-circuit protection with circuit breaker DOL starter Brake without Performance class 2 A Motor circuit breaker with bi-metal thermal Manual operation latching Connection power M screw connection Electrical wholesale version | - | 0 | 0
3RK4353-3FR58-1BA0 |  | 3RK4353-3FR58-1BA0 | 1 | UN | 1 | 10 | C | D | N | N | 85365080 | 1 | 4011209824850 | 2.446 | KG | 520.88 | 520.88 | CP01 | CP01 | SIRIUS MCU motor starter Enclosure degree of protection IP55 plastic Communication without electromechanically switching Short-circuit protection with circuit breaker Reversing starter Brake without Performance class 2 A Motor circuit breaker with bi-metal thermal Manual operation latching Connection power M screw connection Electrical wholesale version | - | 0 | 0
3RK4353-3HR58-0BA0 |  | 3RK4353-3HR58-0BA0 | 1 | UN | 1 | 10 | C | D | N | N | 85365080 | 1 | 4011209824768 | 2.129 | KG | 440.64 | 440.64 | CP01 | CP01 | SIRIUS MCU motor starter Enclosure degree of protection IP55 plastic Communication without electromechanically switching Short-circuit protection with circuit breaker DOL starter Brake without Performance class 3.2 A Motor circuit breaker with bi-metal thermal Manual operation latching Connection power M screw connection Electrical wholesale version | - | 0 | 0
3RK4353-3HR58-1BA0 |  | 3RK4353-3HR58-1BA0 | 1 | UN | 1 | 10 | C | D | N | N | 85365080 | 1 | 4011209824867 | 2.377 | KG | 520.88 | 520.88 | CP01 | CP01 | SIRIUS MCU motor starter Enclosure degree of protection IP55 plastic Communication without electromechanically switching short-circuit protection with circuit breaker Reversing starter Brake without performance class 3.2 A Motor circuit breaker with bi-metal thermal Manual operation latching Connection power M screw connection Electrical wholesale version | - | 0 | 0
3RK4353-3JR58-0BA0 |  | 3RK4353-3JR58-0BA0 | 1 | UN | 1 | 10 | C | D | N | N | 85365080 | 1 | 4011209824775 | 2.07 | KG | 440.64 | 440.64 | CP01 | CP01 | SIRIUS MCU motor starter Enclosure degree of protection IP55 plastic Communication without electromechanically switching Short-circuit protection with circuit breaker DOL starter Brake without Performance class 4 A Motor circuit breaker with bi-metal thermal Manual operation latching Connection power M screw connection Electrical wholesale version | - | 0 | 0
3RK4353-3JR58-1BA0 |  | 3RK4353-3JR58-1BA0 | 1 | UN | 1 | 10 | C | D | N | N | 85365080 | 1 | 4011209824874 | 2.33 | KG | 520.88 | 520.88 | CP01 | CP01 | SIRIUS MCU motor starter Enclosure degree of protection IP55 plastic Communication without electromechanically switching Short-circuit protection with circuit breaker Reversing starter Brake without Performance class 4 A Motor circuit breaker with bi-metal thermal Manual operation latching Connection power M screw connection Electrical wholesale version | - | 0 | 0
3RK4353-3LR58-0BA0 |  | 3RK4353-3LR58-0BA0 | 1 | UN | 1 | 10 | C | D | N | N | 85365080 | 1 | 4011209824782 | 2.097 | KG | 440.64 | 440.64 | CP01 | CP01 | SIRIUS MCU motor starter Enclosure degree of protection IP55 plastic Communication without electromechanically switching Short-circuit protection with circuit breaker DOL starter Brake without Performance class 6.3 A Motor circuit breaker with bi-metal thermal Manual operation latching Connection power M screw connection Electrical wholesale version | - | 0 | 0
3RK4353-3LR58-1BA0 |  | 3RK4353-3LR58-1BA0 | 1 | UN | 1 | 10 | C | D | N | N | 85365080 | 1 | 4011209824881 | 2.417 | KG | 520.88 | 520.88 | CP01 | CP01 | SIRIUS MCU motor starter Enclosure degree of protection IP55 plastic Communication without electromechanically switching Short-circuit protection with circuit breaker Reversing starter Brake without Performance class 6.3 A Motor circuit breaker with bi-metal thermal Manual operation latching Connection power M screw connection Electrical wholesale version | - | 0 | 0
3RK4353-3MR58-0BA0 |  | 3RK4353-3MR58-0BA0 | 1 | UN | 1 | 10 | C | D | N | N | 85365080 | 1 | 4011209824799 | 2.071 | KG | 440.64 | 440.64 | CP01 | CP01 | SIRIUS MCU motor starter Enclosure degree of protection IP55 plastic Communication without electromechanically switching Short-circuit protection with circuit breaker DOL starter Brake without Performance class 8 A Motor circuit breaker with bi-metal thermal Manual operation latching Connection power M screw connection Electrical wholesale version | - | 0 | 0
3RK4353-3MR58-1BA0 |  | 3RK4353-3MR58-1BA0 | 1 | UN | 1 | 10 | C | D | N | N | 85365080 | 1 | 4011209824898 | 2.289 | KG | 520.88 | 520.88 | CP01 | CP01 | SIRIUS MCU motor starter Enclosure degree of protection IP55 plastic Communication without electromechanically switching Short-circuit protection with circuit breaker Reversing starter Brake without Performance class 8 A Motor circuit breaker with bi-metal thermal Manual operation latching Connection power M screw connection Electrical wholesale version | - | 0 | 0
3RK4353-3NR58-0BA0 |  | 3RK4353-3NR58-0BA0 | 1 | UN | 1 | 10 | C | D | N | N | 85365080 | 1 | 4011209824805 | 2.13 | KG | 451.52 | 451.52 | CP01 | CP01 | SIRIUS MCU motor starter Enclosure degree of protection IP55 plastic Communication without electromechanically switching Short-circuit protection with circuit breaker DOL starter Brake without Performance class 10 A Motor circuit breaker with bi-metal thermal Manual operation latching Connection power M screw connection Electrical wholesale version | - | 0 | 0
3RK4353-3NR58-1BA0 |  | 3RK4353-3NR58-1BA0 | 1 | UN | 1 | 10 | C | D | N | N | 85365080 | 1 | 4011209824904 | 2.356 | KG | 533.12 | 533.12 | CP01 | CP01 | SIRIUS MCU motor starter Enclosure degree of protection IP55 plastic Communication without electromechanically switching Short-circuit protection with circuit breaker Reversing starter Brake without Performance class 10 A Motor circuit breaker with bi-metal thermal Manual operation latching Connection power M screw connection Electrical wholesale version | - | 0 | 0
3RK4353-3PR58-0BA0 |  | 3RK4353-3PR58-0BA0 | 1 | UN | 1 | 10 | C | D | N | N | 85365080 | 1 | 4011209824812 | 2.11 | KG | 459.68 | 459.68 | CP01 | CP01 | SIRIUS MCU motor starter Enclosure degree of protection IP55 plastic Communication without electromechanically switching Short-circuit protection with circuit breaker DOL starter Brake without Performance class 12 A Motor circuit breaker with bi-metal thermal Manual operation latching Connection power M screw connection Electrical wholesale version | - | 0 | 0
3RK4353-3PR58-1BA0 |  | 3RK4353-3PR58-1BA0 | 1 | UN | 1 | 10 | C | D | N | N | 85365080 | 1 | 4011209824911 | 2.429 | KG | 544 | 544 | CP01 | CP01 | SIRIUS MCU motor starter Enclosure degree of protection IP55 plastic Communication without electromechanically switching Short-circuit protection with circuit breaker Reversing starter Brake without Performance class 12 A Motor circuit breaker with bi-metal thermal Manual operation latching Connection power M screw connection Electrical wholesale version | - | 0 | 0
3RK4422-4PQ67-0BB3 |  | 3RK4422-4PQ67-0BB3 | 1 | UN | 1 | 0 | A | D | N | N | 85365080 | 1 | 4011209802841 | 5.998 | KG | 2325.6 | 2325.6 | CP01 | CP01 | SIRIUS MCU motor starter Enclosure degree of protection IP54 metal Communication AS-Interface Electronic switching Short-circuit protection with circuit breaker Soft starter Brake 400 V AC (internal) Performance class 12.00 A Motor circuit breaker with temperature sensor Rotary operating mechanism gray/black Connection power M screw connection customized Design Airport Dublin | - | 0 | 7
3RK5010-0BA10-0AA0 |  | 3RK5010-0BA10-0AA0 | 1 | UN | 1 | 5 | B | D | N | N | 85371098 | 1 | 4011209774186 | 0.075 | KG | 113.04 | 113.04 | CP01 | CP01 | IO-Link module K20, digital 4 DI, IP67, 4x 1 input Sensor supply max. 200 mA 2 x M12 socket Y assignment | - | 0 | 0
3RK5010-0CA00-0AA0 |  | 3RK5010-0CA00-0AA0 | 1 | UN | 1 | 5 | B | D | N | N | 85371098 | 1 | 4011209774193 | 0.11 | KG | 177.6 | 177.6 | CP01 | CP01 | IO-Link module K20, digital 8 DI, IP67, 8x 1 input Sensor supply max. 400 mA 8x M8 socket standard assignment | - | 0 | 0
3RK7136-6SC00-0BC1 |  | 3RK7136-6SC00-0BC1 | 1 | UN | 1 | 2 | A | D | EAR99 | N | 85371098 | 1 | 4011209918030 | 0.063 | KG | 416.4 | 416.4 | CP01 | CP01 | SIMATIC ET 200SP Safety communication module F-CM AS-Interface Safety ST for AS-Interface | - | 0 | 0
3RK7137-6SA00-0BC1 |  | 3RK7137-6SA00-0BC1 | 1 | UN | 1 | 2 | A | D | EAR99 | N | 85371098 | 1 | 4011209918047 | 0.064 | KG | 576 | 576 | CP01 | CP01 | SIMATIC ET 200SP communication module CM AS-Interface Master ST according to AS-i specification V3.0 | - | 0 | 0
3RK7243-2AA30-0XB0 |  | 3RK7243-2AA30-0XB0 | 1 | UN | 1 | 2 | A | D | EAR99 | N | 85371098 | 1 | 4011209878181 | 0.153 | KG | 453.6 | 453.6 | CP01 | CP01 | SIMATIC S7-1200, CM 1243-2 communication module AS-Interface master according to AS-i specification V3.0 | - | 0 | 0
3RK7271-1AA30-0AA0 |  | 3RK7271-1AA30-0AA0 | 1 | UN | 1 | 2 | A | D | N | N | 85371098 | 1 | 4011209894365 | 0.163 | KG | 121.2 | 121.2 | CP01 | CP01 | SIMATIC S7-1200, DCM 1271 Data decoupling module for AS-i Master CM 1243-2 IN: 24 V / 30 V DC OUT: 1x AS-Interface, 4 A Integrated overload protection integr. ground fault detection Signaling contact | - | 0 | 0
3RM1001-1AA04 |  | 3RM1001-1AA04 | 1 | UN | 1 | 2 | A | D | N | N | 85365080 | 1 | 4011209914681 | 0.324 | KG | 186.2 | 180.5 | CP25 | CP25 | Direct starter, 3RM1, 500 V, 0 - 0.12 kW, 0.1 - 0.5 A, 24 V DC, screw terminals | Lista Papel 2020 SI | 0 | 0
3RM1001-1AA14 |  | 3RM1001-1AA14 | 1 | UN | 1 | 0 | A | D | N | N | 85365080 | 4 | 4011209914803 | 0.318 | KG | 186.2 | 180.5 | CP25 | CP25 | Direct starter, 3RM1, 500 V, 0 - 0.12 kW, 0.1 - 0.5 A, 110-230 V AC, screw terminals | Lista Papel 2020 SI | 0 | 0
3RM1001-2AA04 |  | 3RM1001-2AA04 | 1 | UN | 1 | 2 | A | D | N | N | 85365080 | 1 | 4011209914742 | 0.302 | KG | 186.2 | 180.5 | CP25 | CP25 | Direct starter, 3RM1, 500 V, 0 - 0.12 kW, 0.1 - 0.5 A, 24 V DC, spring-type terminals | Lista Papel 2020 SI | 0 | 0
3RM1001-2AA14 |  | 3RM1001-2AA14 | 1 | UN | 1 | 0 | A | D | N | N | 85365080 | 4 | 4011209914865 | 0.359 | KG | 186.2 | 180.5 | CP25 | CP25 | Direct starter, 3RM1, 500 V, 0 - 0.12 kW, 0.1 - 0.5 A, 110-230 V AC, spring-type terminals | Lista Papel 2020 SI | 0 | 0
3RM1001-3AA04 |  | 3RM1001-3AA04 | 1 | UN | 1 | 2 | A | D | N | N | 85364900 | 1 | 4011209935815 | 0.311 | KG | 186.2 | 186.2 | CP25 | CP25 | Direct starter, 3RM1, 500 V, 0 - 0.12 kW, 0.1 - 0.5 A, 24 V DC, screw/spring-type terminals | - | 0 | 0
3RM1001-3AA14 |  | 3RM1001-3AA14 | 1 | UN | 1 | 0 | A | D | N | N | 85364900 | 4 | 4011209935877 | 0.31 | KG | 186.2 | 186.2 | CP25 | CP25 | Direct starter, 3RM1, 500 V, 0 - 0.12 kW, 0.1 - 0.5 A, 110-230 V AC, screw/spring-type terminals | - | 0 | 0
3RM1002-1AA04 |  | 3RM1002-1AA04 | 1 | UN | 1 | 2 | A | D | N | N | 85365080 | 1 | 4011209914698 | 0.317 | KG | 186.2 | 180.5 | CP25 | CP25 | Direct starter, 3RM1, 500 V, 0.09 - 0.75 kW, 0.4 - 2 A, 24 V DC, screw terminals | Lista Papel 2020 SI | 0 | 0
3RM1002-1AA14 |  | 3RM1002-1AA14 | 1 | UN | 1 | 2 | A | D | N | N | 85365080 | 1 | 4011209914810 | 0.322 | KG | 186.2 | 180.5 | CP25 | CP25 | Direct starter, 3RM1, 500 V, 0.09 - 0.75 kW, 0.4 - 2 A, 110-230 V AC, screw terminals | Lista Papel 2020 SI | 0 | 0
3RM1002-2AA04 |  | 3RM1002-2AA04 | 1 | UN | 1 | 2 | A | D | N | N | 85365080 | 1 | 4011209914759 | 0.3 | KG | 186.2 | 180.5 | CP25 | CP25 | Direct starter, 3RM1, 500 V, 0.09 - 0.75 kW, 0.4 - 2 A, 24 V DC, spring-type terminals | Lista Papel 2020 SI | 0 | 0
3RM1002-2AA14 |  | 3RM1002-2AA14 | 1 | UN | 1 | 2 | A | D | N | N | 85365080 | 1 | 4011209914872 | 0.3 | KG | 186.2 | 180.5 | CP25 | CP25 | Direct starter, 3RM1, 500 V, 0.09 - 0.75 kW, 0.4 - 2 A, 110-230 V AC, spring-type terminals | Lista Papel 2020 SI | 0 | 0
3RM1002-3AA04 |  | 3RM1002-3AA04 | 1 | UN | 1 | 2 | A | D | N | N | 85364900 | 1 | 4011209935822 | 0.311 | KG | 186.2 | 186.2 | CP25 | CP25 | Direct starter, 3RM1, 500 V, 0.09 - 0.75 kW, 0.4 - 2 A, 24 V DC, screw/spring-type terminals | - | 0 | 0
3RM1002-3AA14 |  | 3RM1002-3AA14 | 1 | UN | 1 | 0 | A | D | N | N | 85364900 | 4 | 4011209935884 | 0.312 | KG | 186.2 | 186.2 | CP25 | CP25 | Direct starter, 3RM1, 500 V, 0.09 - 0.75 kW, 0.4 - 2 A, 110-230 V AC, screw/spring-type terminals | - | 0 | 0
3RM1007-1AA04 |  | 3RM1007-1AA04 | 1 | UN | 1 | 2 | A | D | N | N | 85365080 | 1 | 4011209914704 | 0.32 | KG | 186.2 | 180.5 | CP25 | CP25 | Direct starter, 3RM1, 500 V, 0.55 - 3 kW, 1.6 - 7 A, 24 V DC, screw terminals | Lista Papel 2020 SI | 0 | 0
3RM1007-1AA14 |  | 3RM1007-1AA14 | 1 | UN | 1 | 2 | A | D | N | N | 85365080 | 1 | 4011209914827 | 0.323 | KG | 186.2 | 180.5 | CP25 | CP25 | Direct starter, 3RM1, 500 V, 0.55 - 3 kW, 1.6 - 7 A, 110-230 V AC, screw terminals | Lista Papel 2020 SI | 0 | 0
3RM1007-2AA04 |  | 3RM1007-2AA04 | 1 | UN | 1 | 2 | A | D | N | N | 85365080 | 1 | 4011209914766 | 0.309 | KG | 186.2 | 180.5 | CP25 | CP25 | Direct starter, 3RM1, 500 V, 0.55 - 3 kW, 1.6 - 7 A, 24 V DC, spring-type terminals | Lista Papel 2020 SI | 0 | 0
3RM1007-2AA14 |  | 3RM1007-2AA14 | 1 | UN | 1 | 2 | A | D | N | N | 85365080 | 1 | 4011209914889 | 0.303 | KG | 186.2 | 180.5 | CP25 | CP25 | Direct starter, 3RM1, 500 V, 0.55 - 3 kW, 1.6 - 7 A, 110-230 V AC, spring-type terminals | Lista Papel 2020 SI | 0 | 0
3RM1007-3AA04 |  | 3RM1007-3AA04 | 1 | UN | 1 | 2 | A | D | N | N | 85364900 | 1 | 4011209935839 | 0.311 | KG | 186.2 | 186.2 | CP25 | CP25 | Direct starter, 3RM1, 500 V, 0.55 - 3 kW, 1.6 - 7 A, 24 V DC, screw/spring-type terminals | - | 0 | 0
3RM1007-3AA14 |  | 3RM1007-3AA14 | 1 | UN | 1 | 0 | A | D | N | N | 85364900 | 4 | 4011209935891 | 0.313 | KG | 186.2 | 186.2 | CP25 | CP25 | Direct starter, 3RM1, 500 V, 0.55 - 3 kW, 1.6 - 7 A, 110-230 V AC, screw/spring-type terminals | - | 0 | 0
3RM1101-1AA04 |  | 3RM1101-1AA04 | 1 | UN | 1 | 2 | A | D | N | N | 85365080 | 1 | 4011209914452 | 0.317 | KG | 215.65 | 215.65 | CP25 | CP25 | Fail-safe direct starter, 3RM1, 500 V, 0 - 0.12 kW, 0.1 - 0.5 A, 24 V DC, screw terminals | - | 0 | 0
3RM1101-1AA14 |  | 3RM1101-1AA14 | 1 | UN | 1 | 0 | A | D | N | N | 85365080 | 4 | 4011209914568 | 0.323 | KG | 215.65 | 215.65 | CP25 | CP25 | Fail-safe direct starter, 3RM1, 500 V, 0 - 0.12 kW, 0.1 - 0.5 A, 110-230 V AC, screw terminals | - | 0 | 0
3RM1101-2AA04 |  | 3RM1101-2AA04 | 1 | UN | 1 | 2 | A | D | N | N | 85365080 | 1 | 4011209914506 | 0.311 | KG | 215.65 | 215.65 | CP25 | CP25 | Fail-safe direct starter, 3RM1, 500 V, 0 - 0.12 kW, 0.1 - 0.5 A, 24 V DC, spring-type terminals | - | 0 | 0
3RM1101-2AA14 |  | 3RM1101-2AA14 | 1 | UN | 1 | 0 | A | D | N | N | 85365080 | 4 | 4011209914629 | 0.311 | KG | 215.65 | 215.65 | CP25 | CP25 | Fail-safe direct starter, 3RM1, 500 V, 0 - 0.12 kW, 0.1 - 0.5 A, 110-230 V AC, spring-type terminals | - | 0 | 0
3RM1101-3AA04 |  | 3RM1101-3AA04 | 1 | UN | 1 | 2 | A | D | N | N | 85365080 | 1 | 4011209935938 | 0.314 | KG | 215.65 | 215.65 | CP25 | CP25 | Fail-safe direct starter, 3RM1, 500 V, 0 - 0.12 kW, 0.1 - 0.5 A, 24 V DC, screw/spring-type terminals | - | 0 | 0
3RM1101-3AA14 |  | 3RM1101-3AA14 | 1 | UN | 1 | 0 | A | D | N | N | 85365080 | 4 | 4011209935990 | 0.313 | KG | 215.65 | 215.65 | CP25 | CP25 | Fail-safe direct starter, 3RM1, 500 V, 0 - 0.12 kW, 0.1 - 0.5 A, 110-230 V AC, screw/spring-type terminals | - | 0 | 0
3RM1102-1AA04 |  | 3RM1102-1AA04 | 1 | UN | 1 | 2 | A | D | N | N | 85365080 | 1 | 4011209914445 | 0.316 | KG | 215.65 | 215.65 | CP25 | CP25 | Fail-safe direct starter, 3RM1, 500 V, 0.09 - 0.75 kW, 0.4 - 2 A, 24 V DC, screw terminals | - | 0 | 0
3RM1102-1AA14 |  | 3RM1102-1AA14 | 1 | UN | 1 | 2 | A | D | N | N | 85365080 | 1 | 4011209914575 | 0.326 | KG | 215.65 | 215.65 | CP25 | CP25 | Fail-safe direct starter, 3RM1, 500 V, 0.09 - 0.75 kW, 0.4 - 2 A, 110-230 V AC, screw terminals | - | 0 | 0
3RM1102-2AA04 |  | 3RM1102-2AA04 | 1 | UN | 1 | 2 | A | D | N | N | 85365080 | 1 | 4011209914513 | 0.3 | KG | 215.65 | 215.65 | CP25 | CP25 | Fail-safe direct starter, 3RM1, 500 V, 0.09 - 0.75 kW, 0.4 - 2 A, 24 V DC, spring-type terminals | - | 0 | 0
3RM1102-2AA14 |  | 3RM1102-2AA14 | 1 | UN | 1 | 0 | A | D | N | N | 85365080 | 4 | 4011209914636 | 0.31 | KG | 215.65 | 215.65 | CP25 | CP25 | Fail-safe direct starter, 3RM1, 500 V, 0.09 - 0.75 kW, 0.4 - 2 A, 110-230 V AC, spring-type terminals | - | 0 | 0
3RM1102-3AA04 |  | 3RM1102-3AA04 | 1 | UN | 1 | 2 | A | D | N | N | 85365080 | 1 | 4011209935945 | 0.307 | KG | 215.65 | 215.65 | CP25 | CP25 | Fail-safe direct starter, 3RM1, 500 V, 0.09 - 0.75 kW, 0.4 - 2 A, 24 V DC, screw/spring-type terminals | - | 0 | 0
3RM1102-3AA14 |  | 3RM1102-3AA14 | 1 | UN | 1 | 2 | A | D | N | N | 85365080 | 1 | 4011209936003 | 0.31 | KG | 215.65 | 215.65 | CP25 | CP25 | Fail-safe direct starter, 3RM1, 500 V, 0.09 - 0.75 kW, 0.4 - 2 A, 110-230 V AC, screw/spring-type terminals | - | 0 | 0
3RM1107-1AA04 |  | 3RM1107-1AA04 | 1 | UN | 1 | 2 | A | D | N | N | 85365080 | 1 | 4011209914469 | 0.337 | KG | 215.65 | 215.65 | CP25 | CP25 | Fail-safe direct starter, 3RM1, 500 V, 0.55 - 3 kW, 1.6 - 7 A, 24 V DC, screw terminals | - | 0 | 0
3RM1107-1AA14 |  | 3RM1107-1AA14 | 1 | UN | 1 | 2 | A | D | N | N | 85365080 | 1 | 4011209914582 | 0.327 | KG | 215.65 | 215.65 | CP25 | CP25 | Fail-safe direct starter, 3RM1, 500 V, 0.55 - 3 kW, 1.6 - 7 A, 110-230 V AC, screw terminals | - | 0 | 0
3RM1107-2AA04 |  | 3RM1107-2AA04 | 1 | UN | 1 | 2 | A | D | N | N | 85365080 | 1 | 4011209914520 | 0.311 | KG | 215.65 | 215.65 | CP25 | CP25 | Fail-safe direct starter, 3RM1, 500 V, 0.55 - 3 kW, 1.6 - 7 A, 24 V DC, spring-type terminals | - | 0 | 0
3RM1107-2AA14 |  | 3RM1107-2AA14 | 1 | UN | 1 | 2 | A | D | N | N | 85365080 | 1 | 4011209914643 | 0.31 | KG | 215.65 | 215.65 | CP25 | CP25 | Fail-safe direct starter, 3RM1, 500 V, 0.55 - 3 kW, 1.6 - 7 A, 110-230 V AC, spring-type terminals | - | 0 | 0
3RM1107-3AA04 |  | 3RM1107-3AA04 | 1 | UN | 1 | 2 | A | D | N | N | 85365080 | 1 | 4011209935952 | 0.31 | KG | 215.65 | 215.65 | CP25 | CP25 | Fail-safe direct starter, 3RM1, 500 V, 0.55 - 3 kW, 1.6 - 7 A, 24 V DC, screw/spring-type terminals | - | 0 | 0
3RM1107-3AA14 |  | 3RM1107-3AA14 | 1 | UN | 1 | 2 | A | D | N | N | 85365080 | 1 | 4011209936010 | 0.312 | KG | 215.65 | 215.65 | CP25 | CP25 | Fail-safe direct starter, 3RM1, 500 V, 0.55 - 3 kW, 1.6 - 7 A, 110-230 V AC, screw/spring-type terminals | - | 0 | 0
3RM1201-1AA04 |  | 3RM1201-1AA04 | 1 | UN | 1 | 2 | A | D | N | N | 85365080 | 1 | 4011209914711 | 0.34 | KG | 203.3 | 197.6 | CP25 | CP25 | Reversing starter, 3RM1, 500 V, 0 - 0.12 kW, 0.1 - 0.5 A, 24 V DC, screw terminals | Lista Papel 2020 SI | 0 | 0
3RM1201-1AA14 |  | 3RM1201-1AA14 | 1 | UN | 1 | 0 | A | D | N | N | 85365080 | 4 | 4011209914834 | 0.393 | KG | 203.3 | 197.6 | CP25 | CP25 | Reversing starter, 3RM1, 500 V, 0 - 0.12 kW, 0.1 - 0.5 A, 110-230 V AC, screw terminals | Lista Papel 2020 SI | 0 | 0
3RM1201-2AA04 |  | 3RM1201-2AA04 | 1 | UN | 1 | 2 | A | D | N | N | 85365080 | 1 | 4011209914773 | 0.317 | KG | 203.3 | 197.6 | CP25 | CP25 | Reversing starter, 3RM1, 500 V, 0 - 0.12 kW, 0.1 - 0.5 A, 24 V DC, spring-type terminals | Lista Papel 2020 SI | 0 | 0
3RM1201-2AA14 |  | 3RM1201-2AA14 | 1 | UN | 1 | 0 | A | D | N | N | 85365080 | 4 | 4011209914896 | 0.374 | KG | 203.3 | 197.6 | CP25 | CP25 | Reversing starter, 3RM1, 500 V, 0 - 0.12 kW, 0.1 - 0.5 A, 110-230 V AC, spring-type terminals | Lista Papel 2020 SI | 0 | 0
3RM1201-3AA04 |  | 3RM1201-3AA04 | 1 | UN | 1 | 2 | A | D | N | N | 85364900 | 1 | 4011209935846 | 0.327 | KG | 203.3 | 203.3 | CP25 | CP25 | Reversing starter, 3RM1, 500 V, 0 - 0.12 kW, 0.1 - 0.5 A, 24 V DC, screw/spring-type terminals | - | 0 | 0
3RM1201-3AA14 |  | 3RM1201-3AA14 | 1 | UN | 1 | 0 | A | D | N | N | 85364900 | 4 | 4011209935907 | 0.324 | KG | 203.3 | 203.3 | CP25 | CP25 | Reversing starter, 3RM1, 500 V, 0 - 0.12 kW, 0.1 - 0.5 A, 110-230 V AC, screw/spring-type terminals | - | 0 | 0
3RM1202-1AA04 |  | 3RM1202-1AA04 | 1 | UN | 1 | 2 | A | D | N | N | 85365080 | 1 | 4011209914728 | 0.329 | KG | 203.3 | 197.6 | CP25 | CP25 | Reversing starter, 3RM1, 500 V, 0.09 - 0.75 kW, 0.4 - 2 A, 24 V DC, screw terminals | Lista Papel 2020 SI | 0 | 0
3RM1202-1AA14 |  | 3RM1202-1AA14 | 1 | UN | 1 | 2 | A | D | N | N | 85365080 | 1 | 4011209914841 | 0.333 | KG | 203.3 | 197.6 | CP25 | CP25 | Reversing starter, 3RM1, 500 V, 0.09 - 0.75 kW, 0.4 - 2 A, 110-230 V AC, screw terminals | Lista Papel 2020 SI | 0 | 0
3RM1202-2AA04 |  | 3RM1202-2AA04 | 1 | UN | 1 | 2 | A | D | N | N | 85365080 | 1 | 4011209914780 | 0.32 | KG | 203.3 | 197.6 | CP25 | CP25 | Reversing starter, 3RM1, 500 V, 0.09 - 0.75 kW, 0.4 - 2 A, 24 V DC, spring-type terminals | Lista Papel 2020 SI | 0 | 0
3RM1202-2AA14 |  | 3RM1202-2AA14 | 1 | UN | 1 | 2 | A | D | N | N | 85365080 | 1 | 4011209914902 | 0.32 | KG | 203.3 | 197.6 | CP25 | CP25 | Reversing starter, 3RM1, 500 V, 0.09 - 0.75 kW, 0.4 - 2 A, 110-230 V AC, spring-type terminals | Lista Papel 2020 SI | 0 | 0
3RM1202-3AA04 |  | 3RM1202-3AA04 | 1 | UN | 1 | 2 | A | D | N | N | 85364900 | 1 | 4011209935853 | 0.319 | KG | 203.3 | 203.3 | CP25 | CP25 | Reversing starter, 3RM1, 500 V, 0.09 - 0.75 kW, 0.4 - 2 A, 24 V DC, screw/spring-type terminals | - | 0 | 0
3RM1202-3AA14 |  | 3RM1202-3AA14 | 1 | UN | 1 | 0 | A | D | N | N | 85364900 | 4 | 4011209935914 | 0.325 | KG | 203.3 | 203.3 | CP25 | CP25 | Reversing starter, 3RM1, 500 V, 0.09 - 0.75 kW, 0.4 - 2 A, 110-230 V AC, screw/spring-type terminals | - | 0 | 0
3RM1207-1AA04 |  | 3RM1207-1AA04 | 1 | UN | 1 | 2 | A | D | N | N | 85365080 | 1 | 4011209914735 | 0.333 | KG | 203.3 | 197.6 | CP25 | CP25 | Reversing starter, 3RM1, 500 V, 0.55 - 3 kW, 1.6 - 7 A, 24 V DC, screw terminals | Lista Papel 2020 SI | 0 | 0
3RM1207-1AA14 |  | 3RM1207-1AA14 | 1 | UN | 1 | 2 | A | D | N | N | 85365080 | 1 | 4011209914858 | 0.335 | KG | 203.3 | 197.6 | CP25 | CP25 | Reversing starter, 3RM1, 500 V, 0.55 - 3 kW, 1.6 - 7 A, 110-230 V AC, screw terminals | Lista Papel 2020 SI | 0 | 0
3RM1207-2AA04 |  | 3RM1207-2AA04 | 1 | UN | 1 | 2 | A | D | N | N | 85365080 | 1 | 4011209914797 | 0.322 | KG | 203.3 | 197.6 | CP25 | CP25 | Reversing starter, 3RM1, 500 V, 0.55 - 3 kW, 1.6 - 7 A, 24 V DC, spring-type terminals | Lista Papel 2020 SI | 0 | 0
3RM1207-2AA14 |  | 3RM1207-2AA14 | 1 | UN | 1 | 2 | A | D | N | N | 85365080 | 1 | 4011209914919 | 0.323 | KG | 203.3 | 197.6 | CP25 | CP25 | Reversing starter, 3RM1, 500 V, 0.55 - 3 kW, 1.6 - 7 A, 110-230 V AC, spring-type terminals | Lista Papel 2020 SI | 0 | 0
3RM1207-3AA04 |  | 3RM1207-3AA04 | 1 | UN | 1 | 2 | A | D | N | N | 85364900 | 1 | 4011209935860 | 0.326 | KG | 203.3 | 203.3 | CP25 | CP25 | Reversing starter, 3RM1, 500 V, 0.55 - 3 kW, 1.6 - 7 A, 24 V DC, screw/spring-type terminals | - | 0 | 0
3RM1207-3AA14 |  | 3RM1207-3AA14 | 1 | UN | 1 | 0 | A | D | N | N | 85364900 | 4 | 4011209935921 | 0.326 | KG | 203.3 | 203.3 | CP25 | CP25 | Reversing starter, 3RM1, 500 V, 0.55 - 3 kW, 1.6 - 7 A, 110-230 V AC, screw/spring-type terminals | - | 0 | 0
3RM1301-1AA04 |  | 3RM1301-1AA04 | 1 | UN | 1 | 2 | A | D | N | N | 85365080 | 1 | 4011209914476 | 0.34 | KG | 232.75 | 232.75 | CP25 | CP25 | Fail-safe reversing starter, 3RM1, 500 V, 0 - 0.12 kW, 0.1 - 0.5 A, 24 V DC, screw terminals | - | 0 | 0
3RM1301-1AA14 |  | 3RM1301-1AA14 | 1 | UN | 1 | 0 | A | D | N | N | 85365080 | 4 | 4011209914599 | 0.339 | KG | 232.75 | 232.75 | CP25 | CP25 | Fail-safe reversing starter, 3RM1, 500 V, 0 - 0.12 kW, 0.1 - 0.5 A, 110-230 V AC, screw terminals | - | 0 | 0
3RM1301-2AA04 |  | 3RM1301-2AA04 | 1 | UN | 1 | 2 | A | D | N | N | 85365080 | 1 | 4011209914537 | 0.317 | KG | 232.75 | 232.75 | CP25 | CP25 | Fail-safe reversing starter, 3RM1, 500 V, 0 - 0.12 kW, 0.1 - 0.5 A, 24 V DC, spring-type terminals | - | 0 | 0
3RM1301-2AA14 |  | 3RM1301-2AA14 | 1 | UN | 1 | 0 | A | D | N | N | 85365080 | 4 | 4011209914650 | 0.323 | KG | 232.75 | 232.75 | CP25 | CP25 | Fail-safe reversing starter, 3RM1, 500 V, 0 - 0.12 kW, 0.1 - 0.5 A, 110-230 V AC, spring-type terminals | - | 0 | 0
3RM1301-3AA04 |  | 3RM1301-3AA04 | 1 | UN | 1 | 2 | A | D | N | N | 85365080 | 1 | 4011209935969 | 0.32 | KG | 232.75 | 232.75 | CP25 | CP25 | Fail-safe reversing starter, 3RM1, 500 V, 0 - 0.12 kW, 0.1 - 0.5 A, 24 V DC, screw/spring-type terminals | - | 0 | 0
3RM1301-3AA14 |  | 3RM1301-3AA14 | 1 | UN | 1 | 0 | A | D | N | N | 85365080 | 4 | 4011209936027 | 0.333 | KG | 232.75 | 232.75 | CP25 | CP25 | Fail-safe reversing starter, 3RM1, 500 V, 0 - 0.12 kW, 0.1 - 0.5 A, 110-230 V AC, screw/spring-type terminals | - | 0 | 0
3RM1302-1AA04 |  | 3RM1302-1AA04 | 1 | UN | 1 | 2 | A | D | N | N | 85365080 | 1 | 4011209914483 | 0.34 | KG | 232.75 | 232.75 | CP25 | CP25 | Fail-safe reversing starter, 3RM1, 500 V, 0.09 - 0.75 kW, 0.4 - 2 A, 24 V DC, screw terminals | - | 0 | 0
3RM1302-1AA14 |  | 3RM1302-1AA14 | 1 | UN | 1 | 0 | A | D | N | N | 85365080 | 4 | 4011209914605 | 0.336 | KG | 232.75 | 232.75 | CP25 | CP25 | Fail-safe reversing starter, 3RM1, 500 V, 0.09 - 0.75 kW, 0.4 - 2 A, 110-230 V AC, screw terminals | - | 0 | 0
3RM1302-2AA04 |  | 3RM1302-2AA04 | 1 | UN | 1 | 2 | A | D | N | N | 85365080 | 1 | 4011209914544 | 0.314 | KG | 232.75 | 232.75 | CP25 | CP25 | Fail-safe reversing starter, 3RM1, 500 V, 0.09 - 0.75 kW, 0.4 - 2 A, 24 V DC, spring-type terminals | - | 0 | 0
3RM1302-2AA14 |  | 3RM1302-2AA14 | 1 | UN | 1 | 0 | A | D | N | N | 85365080 | 4 | 4011209914667 | 0.325 | KG | 232.75 | 232.75 | CP25 | CP25 | Fail-safe reversing starter, 3RM1, 500 V, 0.09 - 0.75 kW, 0.4 - 2 A, 110-230 V AC, spring-type terminals | - | 0 | 0
3RM1302-3AA04 |  | 3RM1302-3AA04 | 1 | UN | 1 | 2 | A | D | N | N | 85365080 | 1 | 4011209935976 | 0.32 | KG | 232.75 | 232.75 | CP25 | CP25 | Fail-safe reversing starter, 3RM1, 500 V, 0.09 - 0.75 kW, 0.4 - 2 A, 24 V DC, screw/spring-type terminals | - | 0 | 0
3RM1302-3AA14 |  | 3RM1302-3AA14 | 1 | UN | 1 | 0 | A | D | N | N | 85365080 | 4 | 4011209936034 | 0.326 | KG | 232.75 | 232.75 | CP25 | CP25 | Fail-safe reversing starter, 3RM1, 500 V, 0.09 - 0.75 kW, 0.4 - 2 A, 110-230 V AC, screw/spring-type terminals | - | 0 | 0
3RM1307-1AA04 |  | 3RM1307-1AA04 | 1 | UN | 1 | 2 | A | D | N | N | 85365080 | 1 | 4011209914490 | 0.335 | KG | 232.75 | 232.75 | CP25 | CP25 | Fail-safe reversing starter, 3RM1, 500 V, 0.55 - 3 kW, 1.6 - 7 A, 24 V DC, screw terminals | - | 0 | 0
3RM1307-1AA14 |  | 3RM1307-1AA14 | 1 | UN | 1 | 2 | A | D | N | N | 85365080 | 1 | 4011209914612 | 0.34 | KG | 232.75 | 232.75 | CP25 | CP25 | Fail-safe reversing starter, 3RM1, 500 V, 0.55 - 3 kW, 1.6 - 7 A, 110-230 V AC, screw terminals | - | 0 | 0
3RM1307-2AA04 |  | 3RM1307-2AA04 | 1 | UN | 1 | 2 | A | D | N | N | 85365080 | 1 | 4011209914551 | 0.316 | KG | 232.75 | 232.75 | CP25 | CP25 | Fail-safe reversing starter, 3RM1, 500 V, 0.55 - 3 kW, 1.6 - 7 A, 24 V DC, spring-type terminals | - | 0 | 0
3RM1307-2AA14 |  | 3RM1307-2AA14 | 1 | UN | 1 | 0 | A | D | N | N | 85365080 | 4 | 4011209914674 | 0.322 | KG | 232.75 | 232.75 | CP25 | CP25 | Fail-safe reversing starter, 3RM1, 500 V, 0.55 - 3 kW, 1.6 - 7 A, 110-230 V AC, spring-type terminals | - | 0 | 0
3RM1307-3AA04 |  | 3RM1307-3AA04 | 1 | UN | 1 | 2 | A | D | N | N | 85365080 | 1 | 4011209935983 | 0.325 | KG | 232.75 | 232.75 | CP25 | CP25 | Fail-safe reversing starter, 3RM1, 500 V, 0.55 - 3 kW, 1.6 - 7 A, 24 V DC, screw/spring-type terminals | - | 0 | 0
3RM1307-3AA14 |  | 3RM1307-3AA14 | 1 | UN | 1 | 0 | A | D | N | N | 85365080 | 4 | 4011209936041 | 0.327 | KG | 232.75 | 232.75 | CP25 | CP25 | Fail-safe reversing starter, 3RM1, 500 V, 0.55 - 3 kW, 1.6 - 7 A, 110-230 V AC, screw/spring-type terminals | - | 0 | 0
3RM1910-1AA |  | 3RM1910-1AA | 1 | UN | 1 | 1 | A | D | N | N | 85366990 | 1 | 4011209915114 | 0.019 | KG | 9.05 | 8.8 | CP25 | CP25 | Accessory for SIRIUS 3RM1 3-phase busbar for 2 motor starters Modular spacing 22.5 mm Screw connection system | Lista Papel 2020 SI | 0 | 0
3RM1910-1BA |  | 3RM1910-1BA | 1 | UN | 1 | 1 | A | D | N | N | 85366990 | 1 | 4011209915121 | 0.029 | KG | 11.31 | 11.02 | CP25 | CP25 | Accessory for SIRIUS 3RM1 3-phase busbar for 3 motor starters Modular spacing 22.5 mm Screw connection system | Lista Papel 2020 SI | 0 | 0
3RM1910-1DA |  | 3RM1910-1DA | 1 | UN | 1 | 1 | A | D | N | N | 85366990 | 1 | 4011209915138 | 0.052 | KG | 14.82 | 14.44 | CP25 | CP25 | Accessory for SIRIUS 3RM1 3-phase busbar for 5 motor starters Modular spacing 22.5 mm Screw connection system | Lista Papel 2020 SI | 0 | 0
3RM1910-6AA |  | 3RM1910-6AA | 1 | UN | 1 | 1 | A | D | N | N | 85389099 | 10 | 4011209915091 | 0.002 | KG | 1.66 | 1.62 | CP25 | CP25 | Accessory for SIRIUS 3RM1 Cover cap for busbars | Lista Papel 2020 SI | 0 | 0
3RM1920-1AA |  | 3RM1920-1AA | 1 | UN | 1 | 1 | A | D | N | N | 85366990 | 1 | 4011209915107 | 0.016 | KG | 10.17 | 9.88 | CP25 | CP25 | Accessory for SIRIUS 3RM1 3-phase supply terminal for motor starter Screw connection system | Lista Papel 2020 SI | 0 | 0
3RM1930-1AA |  | 3RM1930-1AA | 1 | UN | 1 | 10 | C | D | N | N | 85369095 | 1 | 4047621017679 | 0.159 | KG | 68.12 | 68.12 | CP25 | CP25 | Accessory for SIRIUS 3RM1 Fuse module without fuses For use of fuses see Product manual 3RM1 for 22.5 mm attachment adapter 8US1216.., 8US1616.., 8US1716.. | novo jan 2018 | 0 | 0
3RM1932-1AB |  | 3RM1932-1AB | 1 | UN | 1 | 2 | A | D | N | N | 85369095 | 1 | 4047621017662 | 0.185 | KG | 92.15 | 92.15 | CP25 | CP25 | Accessory for SIRIUS 3RM1 Fuse module with GG fuses 20 A for use according to IEC for 22.5 mm attachment adapter 8US1216.., 8US1616.., 8US1716.. | novo jan 2018 | 0 | 0
3RN1000-1AB00 |  | 3RN1000-1AB00 | 1 | UN | 1 | 1 | A | D | N | N | 85364190 | 1 | 4011209437692 | 0.116 | KG | 76.15 | 69.19 | CP16 | CP16 | !!! Phased-out product !!! The preferred successor is 3RN2000-1AA30 Thermistor motor protection Compact evaluation unit AUTO, 1 W, 24 V AC/DC screw terminal | Lista Papel 2020 SI | 0 | 0
3RN1000-1AG00 |  | 3RN1000-1AG00 | 1 | UN | 1 | 2 | A | D | N | N | 85364900 | 1 | 4011209437685 | 0.155 | KG | 76.15 | 69.19 | CP16 | CP16 | !!! Phased-out product !!! The preferred successor is 3RN2000-1AW30 Thermistor motor protection Compact evaluation unit AUTO, 1 W, 110 V AC screw terminal | Lista Papel 2020 SI | 0 | 0
3RN1000-1AM00 |  | 3RN1000-1AM00 | 1 | UN | 1 | 1 | A | D | N | N | 85364900 | 1 | 4011209437678 | 0.154 | KG | 76.15 | 69.19 | CP16 | CP16 | !!! Phased-out product !!! The preferred successor is 3RN2000-1AW30 Thermistor motor protection Compact evaluation unit AUTO, 1 W, 230 V AC screw terminal | Lista Papel 2020 SI | 0 | 0
3RN1000-2AB00 |  | 3RN1000-2AB00 | 1 | UN | 1 | 2 | A | D | N | N | 85364190 | 1 | 4011209444744 | 0.11 | KG | 77.37 | 70.3 | CP16 | CP16 | !!! Phased-out product !!! The preferred successor is 3RN2000-2AA30 Thermistor motor protection Compact evaluation unit AUTO, 1 W, 24 V AC/DC Spring-type terminal | Lista Papel 2020 SI | 0 | 0
3RN1000-2AG00 |  | 3RN1000-2AG00 | 1 | UN | 1 | 2 | A | D | N | N | 85364900 | 1 | 4011209444737 | 0.152 | KG | 77.37 | 70.3 | CP16 | CP16 | !!! Phased-out product !!! The preferred successor is 3RN2000-2AW30 Thermistor motor protection Compact evaluation unit AUTO, 1 W, 110 V AC Spring-type terminal | Lista Papel 2020 SI | 0 | 0
3RN1000-2AM00 |  | 3RN1000-2AM00 | 1 | UN | 1 | 2 | A | D | N | N | 85364900 | 1 | 4011209444720 | 0.153 | KG | 77.37 | 70.3 | CP16 | CP16 | !!! Phased-out product !!! The preferred successor is 3RN2000-2AW30 Thermistor motor protection Compact evaluation unit AUTO, 1 W, 230 V AC Spring-type terminal | Lista Papel 2020 SI | 0 | 0
3RN1010-1BB00 |  | 3RN1010-1BB00 | 1 | UN | 1 | 2 | A | D | N | N | 85364190 | 1 | 4011209565883 | 0.152 | KG | 105.04 | 95.85 | CP16 | CP16 | !!! Phased-out product !!! The preferred successor is 3RN2010-1BA30 Thermistor motor protection Standard evaluation unit AUTO-RESET 2 W, 24 V AC/DC | Lista Papel 2020 SI | 0 | 0
3RN1010-1BG00 |  | 3RN1010-1BG00 | 1 | UN | 1 | 2 | A | D | N | N | 85364900 | 1 | 4011209565906 | 0.161 | KG | 105.04 | 95.85 | CP16 | CP16 | !!! Phased-out product !!! The preferred successor is 3RN2010-1BW30 Thermistor motor protection Standard evaluation unit AUTO-RESET 2 W, 110 V AC | Lista Papel 2020 SI | 0 | 0
3RN1010-1BM00 |  | 3RN1010-1BM00 | 1 | UN | 1 | 2 | A | D | N | N | 85364900 | 1 | 4011209566859 | 0.207 | KG | 105.04 | 95.85 | CP16 | CP16 | !!! Phased-out product !!! The preferred successor is 3RN2010-1BW30 Thermistor motor protection Standard evaluation unit AUTO-RESET 2 W, 230 V AC | Lista Papel 2020 SI | 0 | 0
3RN1010-1CB00 |  | 3RN1010-1CB00 | 1 | UN | 1 | 1 | A | D | N | N | 85364190 | 1 | 4011209437661 | 0.131 | KG | 96.96 | 88.17 | CP16 | CP16 | !!! Phased-out product !!! The preferred successor is 3RN2010-1CA30 Thermistor motor protection Standard evaluation unit AUTO, 1 NO + 1 NC, 24 V AC/DC screw terminal | Lista Papel 2020 SI | 0 | 0
3RN1010-1CG00 |  | 3RN1010-1CG00 | 1 | UN | 1 | 1 | A | D | N | N | 85364900 | 1 | 4011209437654 | 0.17 | KG | 96.96 | 88.17 | CP16 | CP16 | !!! Phased-out product !!! The preferred successor is 3RN2010-1CW30 Thermistor motor protection Standard evaluation unit AUTO, 1 NO + 1 NC, 110 V AC screw terminal | Lista Papel 2020 SI | 0 | 0
3RN1010-1CM00 |  | 3RN1010-1CM00 | 1 | UN | 1 | 1 | A | D | N | N | 85364900 | 1 | 4011209437647 | 0.19 | KG | 96.96 | 88.17 | CP16 | CP16 | ! Phased-out product! The preferred successor is 3RN2010-1BW30 Thermistor motor protection Standard evaluation unit AUTO, 1 NO + 1 NC, 230 V AC Screw terminal | Lista Papel 2020 SI | 0 | 0
3RN1010-1CW00 |  | 3RN1010-1CW00 | 1 | UN | 1 | 1 | A | D | N | N | 85364900 | 1 | 4011209437630 | 0.14 | KG | 126.25 | 115.14 | CP16 | CP16 | !!! Phased-out product !!! The preferred successor is 3RN2010-1CW30 Thermistor motor protection Standard evaluation unit AUTO, 1 NO + 1 NC, 24-240 V AC/DC screw terminal | Lista Papel 2020 SI | 0 | 0
3RN1010-1GB00 |  | 3RN1010-1GB00 | 1 | UN | 1 | 2 | A | D | N | N | 85364190 | 1 | 4011209565890 | 0.152 | KG | 114.13 | 104.03 | CP16 | CP16 | !!! Phased-out product !!! The preferred successor is 3RN2010-1BA30 Thermistor motor protection Standard evaluation unit AUTO-RESET 2 W, hard gold-plated, 24 V AC/DC | Lista Papel 2020 SI | 0 | 0
3RN1010-2BB00 |  | 3RN1010-2BB00 | 1 | UN | 1 | 2 | A | D | N | N | 85364190 | 1 | 4011209568150 | 0.146 | KG | 107.06 | 97.67 | CP16 | CP16 | !!! Phased-out product !!! The preferred successor is 3RN2010-2BA30 Thermistor motor protection Standard evaluation unit AUTO-RESET 2 W, 24 V AC/DC | Lista Papel 2020 SI | 0 | 0
3RN1010-2BG00 |  | 3RN1010-2BG00 | 1 | UN | 1 | 10 | C | D | N | N | 85364900 | 1 | 4011209568167 | 0.193 | KG | 107.06 | 97.67 | CP16 | CP16 | !!! Phased-out product !!! The preferred successor is 3RN2010-2BW30 Thermistor motor protection Standard evaluation unit AUTO-RESET 2 W, 110 V AC | Lista Papel 2020 SI | 0 | 0
3RN1010-2BM00 |  | 3RN1010-2BM00 | 1 | UN | 1 | 2 | A | D | N | N | 85364900 | 1 | 4011209568174 | 0.19 | KG | 107.06 | 97.67 | CP16 | CP16 | !!! Phased-out product !!! The preferred successor is 3RN2010-2BW30 Thermistor motor protection Standard evaluation unit AUTO-RESET 2 W, 230 V AC | Lista Papel 2020 SI | 0 | 0
3RN1010-2CB00 |  | 3RN1010-2CB00 | 1 | UN | 1 | 1 | A | D | N | N | 85364190 | 1 | 4011209444713 | 0.122 | KG | 98.78 | 89.79 | CP16 | CP16 | !!! Phased-out product !!! The preferred successor is 3RN2010-2CA30 Thermistor motor protection Standard evaluation unit AUTO, 1 NO + 1 NC, 24 V AC/DC Spring-type terminal | Lista Papel 2020 SI | 0 | 0
3RN1010-2CG00 |  | 3RN1010-2CG00 | 1 | UN | 1 | 2 | A | D | N | N | 85364900 | 1 | 4011209444706 | 0.162 | KG | 98.78 | 89.79 | CP16 | CP16 | !!! Phased-out product !!! The preferred successor is 3RN2010-2CW30 Thermistor motor protection Standard evaluation unit AUTO, 1 NO + 1 NC, 110 V AC Spring-type terminal | Lista Papel 2020 SI | 0 | 0
3RN1010-2CM00 |  | 3RN1010-2CM00 | 1 | UN | 1 | 2 | A | D | N | N | 85364900 | 1 | 4011209444690 | 0.164 | KG | 98.78 | 89.79 | CP16 | CP16 | !!! Phased-out product !!! The preferred successor is 3RN2010-2CW30 Thermistor motor protection Standard evaluation unit AUTO, 1 NO + 1 NC, 230 V AC Spring-type terminal | Lista Papel 2020 SI | 0 | 0
3RN1010-2CW00 |  | 3RN1010-2CW00 | 1 | UN | 1 | 2 | A | D | N | N | 85364900 | 1 | 4011209444683 | 0.13 | KG | 130.29 | 118.17 | CP16 | CP16 | !!! Phased-out product !!! The preferred successor is 3RN2010-2CW30 Thermistor motor protection Standard evaluation unit AUTO, 1 NO + 1 NC, 24-240 V AC/DC Spring-type terminal | Lista Papel 2020 SI | 0 | 0
3RN1010-2GB00 |  | 3RN1010-2GB00 | 1 | UN | 1 | 10 | C | D | N | N | 85364190 | 1 | 4011209568181 | 0.143 | KG | 118.17 | 107.06 | CP16 | CP16 | !!! Phased-out product !!! The preferred successor is 3RN2010-2BA30 Thermistor motor protection Standard evaluation unit AUTO-RESET 2 W, hard gold-plated, 24 V AC/DC | Lista Papel 2020 SI | 0 | 0
3RN1011-1BB00 |  | 3RN1011-1BB00 | 1 | UN | 1 | 2 | A | D | N | N | 85364190 | 1 | 4011209565838 | 0.155 | KG | 130.29 | 118.17 | CP16 | CP16 | !!! Phased-out product !!! The preferred successor is 3RN2011-1BA30 Thermistor motor protection Standard evaluation unit Manual/remote 2 W, 24 V AC/DC | Lista Papel 2020 SI | 0 | 0
3RN1011-1BG00 |  | 3RN1011-1BG00 | 1 | UN | 1 | 2 | A | D | N | N | 85364900 | 1 | 4011209565845 | 0.214 | KG | 130.29 | 118.17 | CP16 | CP16 | !!! Phased-out product !!! The preferred successor is 3RN2011-1BW30 Thermistor motor protection Standard evaluation unit Manual/remote 2 W, 110 V AC | Lista Papel 2020 SI | 0 | 0
3RN1011-1BM00 |  | 3RN1011-1BM00 | 1 | UN | 1 | 2 | A | D | N | N | 85364900 | 1 | 4011209565852 | 0.206 | KG | 130.29 | 118.17 | CP16 | CP16 | !!! Phased-out product !!! The preferred successor is 3RN2011-1BW30 Thermistor motor protection Standard evaluation unit Manual/remote 2 W, 230 V AC | Lista Papel 2020 SI | 0 | 0
3RN1011-1CB00 |  | 3RN1011-1CB00 | 1 | UN | 1 | 1 | A | D | N | N | 85364190 | 1 | 4011209431829 | 0.144 | KG | 122.21 | 111.1 | CP16 | CP16 | !!! Phased-out product !!! The preferred successor is 3RN2011-1BA30 Thermistor motor protection Standard evaluation unit MANUAL, 1 NO + 1 NC, 24 V AC/DC screw terminal | Lista Papel 2020 SI | 0 | 0
3RN1011-1CC00 |  | 3RN1011-1CC00 | 1 | UN | 1 | 10 | C | D | N | N | 85364190 | 1 | 4011209524484 | 0.146 | KG | 119.18 | 119.18 | CP16 | CP16 | !!! Phased-out product !!! The preferred successor is 3RN2011-1BA30 Thermistor motor protection Standard evaluation unit MANUAL, 1 NO + 1 NC, 24 V AC screw terminal | - | 0 | 9
3RN1011-1CK00 |  | 3RN1011-1CK00 | 1 | UN | 1 | 1 | A | D | N | N | 85364900 | 1 | 4011209431812 | 0.186 | KG | 122.21 | 111.1 | CP16 | CP16 | !!! Phased-out product !!! The preferred successor is 3RN2011-1BW30 Thermistor motor protection Standard evaluation unit MANUAL, 1 NO + 1 NC, 230/110 V AC screw terminal | Lista Papel 2020 SI | 0 | 0
3RN1011-1GB00 |  | 3RN1011-1GB00 | 1 | UN | 1 | 2 | A | D | N | N | 85364190 | 1 | 4011209565869 | 0.153 | KG | 133.32 | 121.2 | CP16 | CP16 | !!! Phased-out product !!! The preferred successor is 3RN2011-1BA30 Thermistor motor protection Standard evaluation unit Manual/remote 2 W, hard gold-plated, 24 V AC/DC | Lista Papel 2020 SI | 0 | 0
3RN1011-2BB00 |  | 3RN1011-2BB00 | 1 | UN | 1 | 2 | A | D | N | N | 85364190 | 1 | 4011209568198 | 0.14 | KG | 133.32 | 121.2 | CP16 | CP16 | !!! Phased-out product !!! The preferred successor is 3RN2011-2BA30 Thermistor motor protection Standard evaluation unit Manual/remote 2 W, 24 V AC/DC | Lista Papel 2020 SI | 0 | 0
3RN1011-2BG00 |  | 3RN1011-2BG00 | 1 | UN | 1 | 10 | C | D | N | N | 85364900 | 1 | 4011209568204 | 0.195 | KG | 133.32 | 121.2 | CP16 | CP16 | !!! Phased-out product !!! The preferred successor is 3RN2011-2BW30 Thermistor motor protection Standard evaluation unit Manual/remote 2 W, 110 V AC | Lista Papel 2020 SI | 0 | 0
3RN1011-2BM00 |  | 3RN1011-2BM00 | 1 | UN | 1 | 2 | A | D | N | N | 85364900 | 1 | 4011209568211 | 0.198 | KG | 133.32 | 121.2 | CP16 | CP16 | !!! Phased-out product !!! The preferred successor is 3RN2011-2BW30 Thermistor motor protection Standard evaluation unit Manual/remote 2 W, 230 V AC | Lista Papel 2020 SI | 0 | 0
3RN1011-2CB00 |  | 3RN1011-2CB00 | 1 | UN | 1 | 2 | A | D | N | N | 85364190 | 1 | 4011209444782 | 0.135 | KG | 124.23 | 113.12 | CP16 | CP16 | !!! Phased-out product !!! The preferred successor is 3RN2011-2BA30 Thermistor motor protection Standard evaluation unit MANUAL, 1 NO + 1 NC, 24 V AC/DC Spring-type terminal | Lista Papel 2020 SI | 0 | 0
3RN1011-2CK00 |  | 3RN1011-2CK00 | 1 | UN | 1 | 2 | A | D | N | N | 85364900 | 1 | 4011209444799 | 0.174 | KG | 124.23 | 113.12 | CP16 | CP16 | !!! Phased-out product !!! The preferred successor is 3RN2011-2BW30 Thermistor motor protection Standard evaluation unit MANUAL, 1 NO + 1 NC, 230/110 V AC Spring-type terminal | Lista Papel 2020 SI | 0 | 0
3RN1011-2GB00 |  | 3RN1011-2GB00 | 1 | UN | 1 | 2 | A | D | N | N | 85364190 | 1 | 4011209568228 | 0.145 | KG | 137.36 | 125.24 | CP16 | CP16 | !!! Phased-out product !!! The preferred successor is 3RN2011-2BA30 Thermistor motor protection Standard evaluation unit Manual/remote 2 W, hard gold-plated, 24 V AC/DC | Lista Papel 2020 SI | 0 | 0
3RN1012-1BB00 |  | 3RN1012-1BB00 | 1 | UN | 1 | 2 | A | D | N | N | 85364190 | 1 | 4011209565777 | 0.164 | KG | 177.76 | 161.6 | CP16 | CP16 | !!! Phased-out product !!! The preferred successor is 3RN2012-1BA30 Thermistor motor protection Standard evaluation unit Manual/Auto/Remote 2 CO, 24 V AC/DC | Lista Papel 2020 SI | 0 | 0
3RN1012-1BG00 |  | 3RN1012-1BG00 | 1 | UN | 1 | 5 | B | D | N | N | 85364900 | 1 | 4011209565784 | 0.207 | KG | 177.76 | 161.6 | CP16 | CP16 | !!! Phased-out product !!! The preferred successor is 3RN2012-1BW30 Thermistor motor protection Standard evaluation unit Manual/Auto/Remote 2 W, 110 V AC | Lista Papel 2020 SI | 0 | 0
3RN1012-1BM00 |  | 3RN1012-1BM00 | 1 | UN | 1 | 2 | A | D | N | N | 85364900 | 1 | 4011209565791 | 0.206 | KG | 177.76 | 161.6 | CP16 | CP16 | !!! Phased-out product !!! The preferred successor is 3RN2012-1BW30 Thermistor motor protection Standard evaluation unit Manual/Auto/Remote 2 W, 230 V AC | Lista Papel 2020 SI | 0 | 0
3RN1012-1CB00 |  | 3RN1012-1CB00 | 1 | UN | 1 | 2 | A | D | N | N | 85364190 | 1 | 4011209431805 | 0.141 | KG | 172.71 | 156.55 | CP16 | CP16 | !!! Phased-out product !!! The preferred successor is 3RN2012-1BA30 Thermistor motor protection Standard evaluation unit Manual/Auto/Remote 1 NO + 1 NC 24 V AC/DC, screw terminal | Lista Papel 2020 SI | 0 | 0
3RN1012-1CK00 |  | 3RN1012-1CK00 | 1 | UN | 1 | 2 | A | D | N | N | 85364900 | 1 | 4011209431799 | 0.192 | KG | 172.71 | 156.55 | CP16 | CP16 | !!! Phased-out product !!! The preferred successor is 3RN2012-1BW30 Thermistor motor protection Standard evaluation unit Manual/Auto/Remote 1 NO + 1 NC 230/110 V AC screw terminal | Lista Papel 2020 SI | 0 | 0
3RN1012-1GB00 |  | 3RN1012-1GB00 | 1 | UN | 1 | 2 | A | D | N | N | 85364190 | 1 | 4011209565807 | 0.155 | KG | 189.88 | 172.71 | CP16 | CP16 | !!! Phased-out product !!! The preferred successor is 3RN2012-1BA30 Thermistor motor protection Standard evaluation unit Manual/Auto/Remote 2 W, hard gold-plated, 24 V AC/DC | Lista Papel 2020 SI | 0 | 0
3RN1012-2BB00 |  | 3RN1012-2BB00 | 1 | UN | 1 | 10 | C | D | N | N | 85364190 | 1 | 4011209568235 | 0.146 | KG | 183.82 | 166.65 | CP16 | CP16 | !!! Phased-out product !!! The preferred successor is 3RN2012-2BA30 Thermistor motor protection Standard evaluation unit Manual/Auto/Remote 2 CO, 24 V AC/DC | Lista Papel 2020 SI | 0 | 0
3RN1012-2BG00 |  | 3RN1012-2BG00 | 1 | UN | 1 | 10 | C | D | N | N | 85364900 | 1 | 4011209568273 | 0.2 | KG | 183.82 | 166.65 | CP16 | CP16 | !!! Phased-out product !!! The preferred successor is 3RN2012-2BW30 Thermistor motor protection Standard evaluation unit Manual/Auto/Remote 2 W, 110 V AC | Lista Papel 2020 SI | 0 | 0
3RN1012-2BM00 |  | 3RN1012-2BM00 | 1 | UN | 1 | 10 | C | D | N | N | 85364900 | 1 | 4011209568242 | 0.197 | KG | 183.82 | 166.65 | CP16 | CP16 | !!! Phased-out product !!! The preferred successor is 3RN2012-2BW30 Thermistor motor protection Standard evaluation unit Manual/Auto/Remote 2 W, 230 V AC | Lista Papel 2020 SI | 0 | 0
3RN1012-2CB00 |  | 3RN1012-2CB00 | 1 | UN | 1 | 2 | A | D | N | N | 85364190 | 1 | 4011209444805 | 0.136 | KG | 174.73 | 158.57 | CP16 | CP16 | !!! Phased-out product !!! The preferred successor is 3RN2012-2BA30 Thermistor motor protection Standard evaluation unit Manual/Auto/Remote 1 NO + 1 NC 24 V AC/DC, Spring-type terminal | Lista Papel 2020 SI | 0 | 0
3RN1012-2CK00 |  | 3RN1012-2CK00 | 1 | UN | 1 | 2 | A | D | N | N | 85364900 | 1 | 4011209444812 | 0.174 | KG | 174.73 | 158.57 | CP16 | CP16 | !!! Phased-out product !!! The preferred successor is 3RN2012-2BW30 Thermistor motor protection Standard evaluation unit Manual/Auto/Remote 1 NO + 1 NC 230/110 V AC | Lista Papel 2020 SI | 0 | 0
3RN1012-2GB00 |  | 3RN1012-2GB00 | 1 | UN | 1 | 10 | C | D | N | N | 85364190 | 1 | 4011209568259 | 0.144 | KG | 191.9 | 174.73 | CP16 | CP16 | !!! Phased-out product !!! The preferred successor is 3RN2012-2BA30 Thermistor motor protection Standard evaluation unit Manual/Auto/Remote 2 W, hard gold-plated, 24 V AC/DC | Lista Papel 2020 SI | 0 | 0
3RN1013-1BB00 |  | 3RN1013-1BB00 | 1 | UN | 1 | 1 | A | D | N | N | 85364190 | 1 | 4011209431782 | 0.155 | KG | 219.17 | 198.97 | CP16 | CP16 | !!! Phased-out product !!! The preferred successor is 3RN2013-1BA30 Thermistor motor protection Multifunctional evaluation unit Manual/Auto/Remote Short-circuit detection | Lista Papel 2020 SI | 0 | 0
3RN1013-1BW01 |  | 3RN1013-1BW01 | 1 | UN | 1 | 1 | A | D | N | N | 85364900 | 1 | 4011209431775 | 0.159 | KG | 318.15 | 288.86 | CP16 | CP16 | !!! Phased-out product !!! The preferred successor is 3RN2012-1BW31 Thermistor motor protection Multifunctional evaluation unit Manual/Auto/Remote Short-circuit detection | Lista Papel 2020 SI | 0 | 0
3RN1013-1BW10 |  | 3RN1013-1BW10 | 1 | UN | 1 | 1 | A | D | N | N | 85364900 | 1 | 4011209431768 | 0.172 | KG | 248.46 | 226.24 | CP16 | CP16 | !!! Phased-out product !!! The preferred successor is 3RN2013-1BW30 Thermistor motor protection Multifunctional evaluation unit 2 W, 24-240 V AC/DC Safe isolation | Lista Papel 2020 SI | 0 | 0
3RN1013-1GW10 |  | 3RN1013-1GW10 | 1 | UN | 1 | 2 | A | D | N | N | 85364900 | 1 | 4011209565814 | 0.163 | KG | 256.54 | 233.31 | CP16 | CP16 | !!! Phased-out product !!! The preferred successor is 3RN2013-1GW30 Thermistor motor protection Standard evaluation unit Manual/Auto/Remote 2 W, hard gold-plated | Lista Papel 2020 SI | 0 | 0
3RN1013-2BB00 |  | 3RN1013-2BB00 | 1 | UN | 1 | 2 | A | D | N | N | 85364190 | 1 | 4011209444829 | 0.14 | KG | 223.21 | 203.01 | CP16 | CP16 | !!! Phased-out product !!! The preferred successor is 3RN2013-2BA30 Thermistor motor protection Multifunctional evaluation unit Manual/Auto/Remote Short-circuit detection, 2 CO | Lista Papel 2020 SI | 0 | 0
3RN1013-2BW00 |  | 3RN1013-2BW00 | 1 | UN | 1 | 2 | A | D | N | N | 85364900 | 1 | 4011209458376 | 0.156 | KG | 251.49 | 228.26 | CP16 | CP16 | !!! Phased-out product !!! The preferred successor is 3RN2013-2BW30 Thermistor motor protection Multifunctional evaluation unit Manual/Auto/Remote Short-circuit detection, 2 CO | Lista Papel 2020 SI | 0 | 0
3RN1013-2BW01 |  | 3RN1013-2BW01 | 1 | UN | 1 | 2 | A | D | N | N | 85364900 | 1 | 4011209444843 | 0.151 | KG | 326.23 | 296.94 | CP16 | CP16 | !!! Phased-out product !!! The preferred successor is 3RN2012-2BW31 Thermistor motor protection Multifunctional evaluation unit Manual/Auto/Remote Short-circuit detection | Lista Papel 2020 SI | 0 | 0
3RN1013-2GW00 |  | 3RN1013-2GW00 | 1 | UN | 1 | 10 | C | D | N | N | 85364900 | 1 | 4011209568266 | 0.155 | KG | 262.6 | 238.36 | CP16 | CP16 | !!! Phased-out product !!! The preferred successor is 3RN2013-2GW30 Thermistor motor protection Standard evaluation unit Manual/Auto/Remote 2 W, hard gold-plated | Lista Papel 2020 SI | 0 | 0
3RN1014-1BM00 |  | 3RN1014-1BM00 | 1 | UN | 1 | 10 | C | D | N | N | 85364900 | 1 | 4011209702592 | 0.16 | KG | 156.55 | 156.55 | CP16 | CP16 | !!! Phased-out product !!! The preferred successor is 3RN2010-1BW30 Thermistor motor protection for bimetal sensors Manual/remote 2 W, 230 V AC | - | 0 | 0
3RN1022-1DW00 |  | 3RN1022-1DW00 | 1 | UN | 1 | 1 | A | D | N | N | 85364900 | 1 | 4011209431751 | 0.16 | KG | 346.43 | 315.12 | CP16 | CP16 | !!! Phased-out product !!! The preferred successor is 3RN2023-1DW30 Thermistor motor protection for 2 sensor circuits Warning and switching-off 1 NO + 1 CO, 24-240 V AC/DC | Lista Papel 2020 SI | 0 | 0
3RN1022-2DW00 |  | 3RN1022-2DW00 | 1 | UN | 1 | 2 | A | D | N | N | 85364900 | 1 | 4011209444850 | 0.155 | KG | 354.51 | 322.19 | CP16 | CP16 | !!! Phased-out product !!! The preferred successor is 3RN2023-2DW30 Thermistor motor protection for 2 sensor circuits Warning and switching-off 1 NO + 1 CO, 24-240 V AC/DC | Lista Papel 2020 SI | 0 | 0
3RN1062-1CW00 |  | 3RN1062-1CW00 | 1 | UN | 1 | 1 | A | D | N | N | 85364900 | 1 | 4011209431744 | 0.273 | KG | 422.18 | 383.8 | CP16 | CP16 | !!! Phased-out product !!! The successor product series is 3RN2 Thermistor motor protection for 6 sensor circuits Multi-motor protection 1 NO + 1 NC, 24-240 V AC/DC | Lista Papel 2020 SI | 0 | 0
3RN1062-2CW00 |  | 3RN1062-2CW00 | 1 | UN | 1 | 2 | A | D | N | N | 85364900 | 1 | 4011209444867 | 0.258 | KG | 430.26 | 390.87 | CP16 | CP16 | !!! Phased-out product !!! The successor product series is 3RN2 Thermistor motor protection for 6 sensor circuits Multi-motor protection 1 NO + 1 NC, 24-240 V AC/DC | Lista Papel 2020 SI | 0 | 0
3RN2000-1AA30 |  | 3RN2000-1AA30 | 1 | UN | 1 | 2 | A | D | N | N | 85364900 | 1 | 4047621004389 | 0.142 | KG | 63.53 | 61.71 | CP16 | CP16 | Thermistor motor protection relay Compact evaluation unit 17.5 mm enclosure, screw terminals, 1 changeover contact, US = 24 V AC/DC, Auto RESET, suitable for bimetallic switch, supply =output voltage, 1 LED (tripped) | Lista Papel 2020 SI | 0 | 0
3RN2000-1AW30 |  | 3RN2000-1AW30 | 1 | UN | 1 | 2 | A | D | N | N | 85364900 | 1 | 4047621004419 | 0.15 | KG | 69.59 | 67.67 | CP16 | CP16 | Thermistor motor protection relay Compact evaluation unit, 17.5 mm enclosure, screw terminals, 1 changeover contact, US = 24 V-240 V AC/DC, Auto RESET, suitable for bimetallic switch, supply =output voltage, 1 LED (tripped) | Lista Papel 2020 SI | 0 | 0
3RN2000-2AA30 |  | 3RN2000-2AA30 | 1 | UN | 1 | 2 | A | D | N | N | 85364900 | 1 | 4047621004396 | 0.134 | KG | 63.53 | 61.71 | CP16 | CP16 | Thermistor motor protection relay Compact evaluation unit, 17.5 mm enclosure, spring-type terminals, 1 changeover contact, US = 24 V AC/DC, Auto RESET, suitable for bimetallic switch, supply =output voltage, 1 LED (tripped) | Lista Papel 2020 SI | 0 | 0
3RN2000-2AW30 |  | 3RN2000-2AW30 | 1 | UN | 1 | 2 | A | D | N | N | 85364900 | 1 | 4047621004426 | 0.143 | KG | 69.59 | 67.67 | CP16 | CP16 | Thermistor motor protection relay Compact evaluation unit, 17.5 mm enclosure, spring-type terminals, 1 changeover contact, US = 24 V-240 V AC/DC, Auto RESET, suitable for bimetallic switch, supply =output voltage, 1 LED (tripped) | Lista Papel 2020 SI | 0 | 0
3RN2010-1BA30 |  | 3RN2010-1BA30 | 1 | UN | 1 | 2 | A | D | N | N | 85364900 | 1 | 4047621004457 | 0.184 | KG | 87.26 | 84.84 | CP16 | CP16 | Thermistor motor protection relay Standard evaluation unit 22.5 mm enclosure screw terminal 2 change-over contacts US = 24 V AC/DC Auto-reset suitable for bimetallic switch 2 LEDs (READY/TRIPPED) galvanic isolation | Lista Papel 2020 SI | 0 | 0
3RN2010-1BW30 |  | 3RN2010-1BW30 | 1 | UN | 1 | 2 | A | D | N | N | 85364900 | 1 | 4047621004464 | 0.191 | KG | 96.25 | 93.53 | CP16 | CP16 | Thermistor motor protection relay Standard evaluation unit 22.5 mm enclosure screw terminal 2 change-over contacts US = 24 V-240 V AC/DC Auto-reset suitable for bimetallic switch 2 LEDs (READY/TRIPPED) galvanic isolation | Lista Papel 2020 SI | 0 | 0
3RN2010-1CA30 |  | 3RN2010-1CA30 | 1 | UN | 1 | 2 | A | D | N | N | 85364900 | 1 | 4047621004372 | 0.144 | KG | 80.7 | 78.38 | CP16 | CP16 | Thermistor motor protection relay Compact evaluation unit 17.5 mm enclosure Screw terminal 1 NO contact, 1 NC contact US = 24 V AC/DC Auto RESET suitable for bimetallic switch 2 LEDs (Ready/Tripped) galvanic isolation | Lista Papel 2020 SI | 0 | 0
3RN2010-1CW30 |  | 3RN2010-1CW30 | 1 | UN | 1 | 2 | A | D | N | N | 85364900 | 1 | 4047621004433 | 0.148 | KG | 91.3 | 88.78 | CP16 | CP16 | Thermistor motor protection relay Compact evaluation unit 17.5 mm enclosure Screw terminal 1 NO contact, 1 NC contact US = 24 V-240 V AC/DC Auto RESET suitable for bimetallic switch 2 LEDs (Ready/Tripped) galvanic isolation | Lista Papel 2020 SI | 0 | 0
3RN2010-2BA30 |  | 3RN2010-2BA30 | 1 | UN | 1 | 2 | A | D | N | N | 85364900 | 1 | 4047621004488 | 0.174 | KG | 87.26 | 84.84 | CP16 | CP16 | Thermistor motor protection relay Standard evaluation unit 22.5 mm enclosure Spring-type terminal 2 change-over contacts US = 24 V AC/DC Auto-reset suitable for bimetallic switch 2 LEDs (READY/TRIPPED) galvanic isolation | Lista Papel 2020 SI | 0 | 0
3RN2010-2BW30 |  | 3RN2010-2BW30 | 1 | UN | 1 | 2 | A | D | N | N | 85364900 | 1 | 4047621004471 | 0.184 | KG | 96.25 | 93.53 | CP16 | CP16 | Thermistor motor protection relay Standard evaluation unit 22.5 mm enclosure Spring-type terminal 2 change-over contacts US = 24 V-240 V AC/DC Auto-reset suitable for bimetallic switch 2 LEDs (READY/TRIPPED) galvanic isolation | Lista Papel 2020 SI | 0 | 0
3RN2010-2CA30 |  | 3RN2010-2CA30 | 1 | UN | 1 | 2 | A | D | N | N | 85364900 | 1 | 4047621004402 | 0.137 | KG | 80.7 | 78.38 | CP16 | CP16 | Thermistor motor protection relay Compact evaluation unit 17.5 mm enclosure Spring-type terminal 1 NO contact, 1 NC contact US = 24 V AC/DC Auto RESET suitable for bimetallic switch 2 LEDs (Ready/Tripped) galvanic isolation | Lista Papel 2020 SI | 0 | 0
3RN2010-2CW30 |  | 3RN2010-2CW30 | 1 | UN | 1 | 2 | A | D | N | N | 85364900 | 1 | 4047621004440 | 0.145 | KG | 91.3 | 88.78 | CP16 | CP16 | Thermistor motor protection relay Compact evaluation unit 17.5 mm enclosure Spring-type terminal 1 NO contact, 1 NC contact US = 24 V-240 V AC/DC Auto RESET suitable for bimetallic switch 2 LEDs (Ready/Tripped) galvanic isolation | Lista Papel 2020 SI | 0 | 0
3RN2011-1BA30 |  | 3RN2011-1BA30 | 1 | UN | 1 | 2 | A | D | N | N | 85364900 | 1 | 4047621006680 | 0.187 | KG | 108.07 | 105.04 | CP16 | CP16 | Thermistor motor protection relay Standard evaluation unit 22.5 mm enclosure screw terminal 2 change-over contacts US = 24 V AC/DC Manul/Remote-Reset with ATEX approval 2 LEDs (READY/TRIPPED) galvanic isolation Test/reset button Wire break monitoring Short circuit monitoring | Lista Papel 2020 SI | 0 | 0
3RN2011-1BW30 |  | 3RN2011-1BW30 | 1 | UN | 1 | 2 | A | D | N | N | 85364900 | 1 | 4047621006666 | 0.195 | KG | 114.13 | 111.1 | CP16 | CP16 | Thermistor motor protection relay Standard evaluation unit 22.5 mm enclosure screw terminal 2 change-over contacts US = 24 V-240 V AC/DC Manul/Remote-Reset with ATEX approval 2 LEDs (READY/TRIPPED) galvanic isolation Test/reset button Wire break monitoring Short circuit monitoring | Lista Papel 2020 SI | 0 | 0
3RN2011-2BA30 |  | 3RN2011-2BA30 | 1 | UN | 1 | 2 | A | D | N | N | 85364900 | 1 | 4047621006697 | 0.178 | KG | 108.07 | 105.04 | CP16 | CP16 | Thermistor motor protection relay Standard evaluation unit 22.5 mm enclosure Spring-type terminal 2 change-over contacts US = 24 V AC/DC Manul/Remote-Reset with ATEX approval 2 LEDs (READY/TRIPPED) galvanic isolation Test/reset button Wire break monitoring Short circuit monitoring | Lista Papel 2020 SI | 0 | 0
3RN2011-2BW30 |  | 3RN2011-2BW30 | 1 | UN | 1 | 2 | A | D | N | N | 85364900 | 1 | 4047621006673 | 0.185 | KG | 114.13 | 111.1 | CP16 | CP16 | Thermistor motor protection relay Standard evaluation unit 22.5 mm enclosure Spring-type terminal 2 change-over contacts US = 24 V-240 V AC/DC Manul/Remote-Reset with ATEX approval 2 LEDs (READY/TRIPPED) galvanic isolation Test/reset button Wire break monitoring Short circuit monitoring | Lista Papel 2020 SI | 0 | 0
3RN2012-1BA30 |  | 3RN2012-1BA30 | 1 | UN | 1 | 2 | A | D | N | N | 85364900 | 1 | 4047621006642 | 0.188 | KG | 148.47 | 144.43 | CP16 | CP16 | Thermistor motor protection relay Standard evaluation unit 22.5 mm enclosure screw terminal 2 change-over contacts US = 24 V AC/DC Manual/Auto/Remote reset with ATEX approval 2 LEDs (READY/TRIPPED) galvanic isolation Test/reset button Wire break monitoring Short circuit monitoring non-volatile | Lista Papel 2020 SI | 0 | 0
3RN2012-1BW30 |  | 3RN2012-1BW30 | 1 | UN | 1 | 2 | A | D | N | N | 85364900 | 1 | 4047621006635 | 0.193 | KG | 160.59 | 156.55 | CP16 | CP16 | Thermistor motor protection relay Standard evaluation unit 22.5 mm enclosure screw terminal 2 change-over contacts US = 24 V-240 V AC/DC Manual/Auto/Remote reset with ATEX approval 2 LEDs (READY/TRIPPED) galvanic isolation Test/reset button Wire break monitoring Short circuit monitoring non-volatile | Lista Papel 2020 SI | 0 | 0
3RN2012-1BW31 |  | 3RN2012-1BW31 | 1 | UN | 1 | 2 | A | D | N | N | 85364900 | 1 | 4047621021089 | 0.193 | KG | 262.6 | 255.53 | CP16 | CP16 | Thermistor motor protection relay Standard evaluation unit 22.5 mm enclosure screw terminal 2 change-over contacts bistable US = 24 V-240 V AC/DC Manual/Auto/Remote reset 2 LEDs (READY/TRIPPED) galvanic isolation Test/reset button Wire break monitoring Short circuit monitoring non-volatile | Lista Papel 2020 SI | 0 | 0
3RN2012-2BA30 |  | 3RN2012-2BA30 | 1 | UN | 1 | 2 | A | D | N | N | 85364900 | 1 | 4047621006659 | 0.178 | KG | 148.47 | 144.43 | CP16 | CP16 | Thermistor motor protection relay Standard evaluation unit 22.5 mm enclosure Spring-type terminal 2 change-over contacts US = 24 V AC/DC Manual/Auto/Remote reset with ATEX approval 2 LEDs (READY/TRIPPED) galvanic isolation Test/reset button Wire break monitoring Short circuit monitoring non-volatile | Lista Papel 2020 SI | 0 | 0
3RN2012-2BW30 |  | 3RN2012-2BW30 | 1 | UN | 1 | 2 | A | D | N | N | 85364900 | 1 | 4047621006628 | 0.185 | KG | 160.59 | 156.55 | CP16 | CP16 | Thermistor motor protection relay Standard evaluation unit 22.5 mm enclosure Spring-type terminal 2 change-over contacts US = 24 V-240 V AC/DC Manual/Auto/Remote reset with ATEX approval 2 LEDs (READY/TRIPPED) galvanic isolation Test/reset button Wire break monitoring Short circuit monitoring non-volatile | Lista Papel 2020 SI | 0 | 0
3RN2012-2BW31 |  | 3RN2012-2BW31 | 1 | UN | 1 | 2 | A | D | N | N | 85364900 | 1 | 4047621021096 | 0.181 | KG | 262.6 | 255.53 | CP16 | CP16 | Thermistor motor protection relay Standard evaluation unit 22.5 mm enclosure Spring-type terminal 2 change-over contacts bistable US = 24 V-240 V AC/DC Manual/Auto/Remote reset 2 LEDs (READY/TRIPPED) galvanic isolation Test/reset button Wire break monitoring Short circuit monitoring non-volatile | Lista Papel 2020 SI | 0 | 0
3RN2013-1BA30 |  | 3RN2013-1BA30 | 1 | UN | 1 | 2 | A | D | N | N | 85364900 | 1 | 4047621006765 | 0.197 | KG | 186.85 | 181.8 | CP16 | CP16 | Thermistor motor protection relay Standard evaluation unit 22.5 mm enclosure screw terminal 2 change-over contacts US = 24 V AC/DC Manual/Auto/Remote reset with ATEX approval 2 LEDs (READY/TRIPPED) Safe galvanic isolation Test/reset button Wire break monitoring Short circuit monitoring non-volatile | Lista Papel 2020 SI | 0 | 0
3RN2013-1BW30 |  | 3RN2013-1BW30 | 1 | UN | 1 | 2 | A | D | N | N | 85364900 | 1 | 4047621006710 | 0.2 | KG | 203.01 | 196.95 | CP16 | CP16 | Thermistor motor protection relay Standard evaluation unit 22.5 mm enclosure screw terminal 2 change-over contacts US = 24 V-240 V AC/DC Manual/Auto/Remote reset with ATEX approval 2 LEDs (READY/TRIPPED) Safe galvanic isolation Test/reset button Wire break monitoring Short circuit monitoring non-volatile | Lista Papel 2020 SI | 0 | 0
3RN2013-1GW30 |  | 3RN2013-1GW30 | 1 | UN | 1 | 2 | A | D | N | N | 85364900 | 1 | 4047621006734 | 0.191 | KG | 212.1 | 206.04 | CP16 | CP16 | Thermistor motor protection relay Standard evaluation unit 22.5 mm enclosure screw terminal 2 change-over contacts hard gold-plated US = 24 V-240 V AC/DC Manual/Auto/Remote reset with ATEX approval 2 LEDs (READY/TRIPPED) Safe galvanic isolation Test/reset button Wire break monitoring Short circuit monitoring non-volatile | Lista Papel 2020 SI | 0 | 0
3RN2013-2BA30 |  | 3RN2013-2BA30 | 1 | UN | 1 | 2 | A | D | N | N | 85364900 | 1 | 4047621006703 | 0.195 | KG | 186.85 | 181.8 | CP16 | CP16 | Thermistor motor protection relay Standard evaluation unit 22.5 mm enclosure Spring-type terminal 2 change-over contacts US = 24 V AC/DC Manual/Auto/Remote reset with ATEX approval 2 LEDs (READY/TRIPPED) Safe galvanic isolation Test/reset button Wire break monitoring Short circuit monitoring non-volatile | Lista Papel 2020 SI | 0 | 0
3RN2013-2BW30 |  | 3RN2013-2BW30 | 1 | UN | 1 | 2 | A | D | N | N | 85364900 | 1 | 4047621006741 | 0.177 | KG | 203.01 | 196.95 | CP16 | CP16 | Thermistor motor protection relay Standard evaluation unit 22.5 mm enclosure Spring-type terminal 2 change-over contacts US = 24 V-240 V AC/DC Manual/Auto/Remote reset with ATEX approval 2 LEDs (READY/TRIPPED) Safe galvanic isolation Test/reset button Wire break monitoring Short circuit monitoring non-volatile | Lista Papel 2020 SI | 0 | 0
3RN2013-2GW30 |  | 3RN2013-2GW30 | 1 | UN | 1 | 2 | A | D | N | N | 85364900 | 1 | 4047621006772 | 0.186 | KG | 212.1 | 206.04 | CP16 | CP16 | Thermistor motor protection relay Standard evaluation unit 22.5 mm enclosure Spring-type terminal 2 change-over contacts hard gold-plated US = 24 V-240 V AC/DC Manual/Auto/Remote reset with ATEX approval 2 LEDs (READY/TRIPPED) Safe galvanic isolation Test/reset button Wire break monitoring Short circuit monitoring non-volatile | Lista Papel 2020 SI | 0 | 0
3RN2023-1DW30 |  | 3RN2023-1DW30 | 1 | UN | 1 | 2 | A | D | N | N | 85364900 | 1 | 4047621006789 | 0.195 | KG | 288.86 | 280.78 | CP16 | CP16 | Thermistor motor protection relay Device for warning and switching-off 22.5 mm enclosure screw terminal 1 NO contact + 1 CO contact US = 24 V-240 V AC/DC Manual/Auto/Remote reset with ATEX approval 3 LEDs (READY/WARNING/TRIPPED) Safe galvanic isolation Test/reset button Wire break monitoring Short circuit monitoring non-volatile 2 separate PTC sensor circuits | Lista Papel 2020 SI | 0 | 0
3RN2023-2DW30 |  | 3RN2023-2DW30 | 1 | UN | 1 | 2 | A | D | N | N | 85364900 | 1 | 4047621006598 | 0.22 | KG | 288.86 | 280.78 | CP16 | CP16 | Thermistor motor protection relay Device for warning and switching-off 22.5 mm enclosure Spring-type terminal 1 NO contact + 1 CO contact US = 24 V-240 V AC/DC Manual/Auto/Remote reset with ATEX approval 3 LEDs (READY/WARNING/TRIPPED) Safe galvanic isolation Test/reset button Wire break monitoring Short circuit monitoring non-volatile 2 separate PTC sensor circuits | Lista Papel 2020 SI | 0 | 0
3RP1505-1AA40 |  | 3RP1505-1AA40 | 1 | UN | 1 | 10 | C | D | N | N | 85364190 | 1 | 4011209524507 | 0.137 | KG | 181.8 | 181.8 | CP15 | CP15 | Timing relay, Multifunction Phased-out product !!! For further information, please contact our sales department 1 change-over contact with LED, 0.05 s...100 h,12 V DC analog adjustment screw terminal | - | 0 | 0
3RP1505-1AP30 |  | 3RP1505-1AP30 | 1 | UN | 1 | 10 | C | D | N | N | 85364900 | 1 | 4011209320062 | 0.145 | KG | 181.8 | 181.8 | CP15 | CP15 | Timing relay, Multifunction Phased-out product !!! For further information, please contact our sales department 1 change-over contact, 8 functions 15 time ranges (0.05 s-100 h) 24 V AC/DC and 200-240 V AC at 50/60 Hz AC with LED, Screw terminal | - | 0 | 0
3RP1505-1AP30-Z | W95 | 3RP1505-1AP30-ZW95 | 1 | UN | 1 | 15 | C | D | N | N | 85364900 | 137 |  | 0.124 | KG | 170.69 | 170.69 | CP15 | CP15 | Timing relay, Multifunction Phased-out product !!! For further information, please contact our sales department 1 change-over contact, 8 functions 15 time ranges (0.05 s-100 h) 24 AC, 200-240 V and 24 V DC at 50/60 Hz AC with LED, screw terminal Pack = 137 units | - | 0 | 9
3RP1505-1AP30-Z | W96 | 3RP1505-1AP30-ZW96 | 1 | UN | 1 | 15 | C | D | N | N | 85364900 | 67 | 4011209577503 | 0.123 | KG | 170.69 | 170.69 | CP15 | CP15 | Timing relay, Multifunction Phased-out product !!! For further information, please contact our sales department 1 change-over contact, 8 functions 15 time ranges (0.05 s-100 h) 24 V AC/DC and 200-240 V AC at 50/60 Hz AC with LED, screw terminal Pack = 67 units | - | 0 | 9
3RP1505-1AP30-Z | W97 | 3RP1505-1AP30-ZW97 | 1 | UN | 1 | 15 | C | D | N | N | 85364900 | 27 |  | 0.124 | KG | 170.69 | 170.69 | CP15 | CP15 | Timing relay, Multifunction Phased-out product !!! For further information, please contact our sales department 1 change-over contact, 8 functions 15 time ranges (0.05 s-100 h) 24 V AC/DC and 200-240 V AC at 50/60 Hz AC with LED, screw terminal Pack = 27 units | - | 0 | 9
3RP1505-1AP30-Z | W98 | 3RP1505-1AP30-ZW98 | 1 | UN | 1 | 15 | C | D | N | N | 85364900 | 16 | 4011209860445 | 0.124 | KG | 170.69 | 170.69 | CP15 | CP15 | Timing relay, Multifunction Phased-out product !!! For further information, please contact our sales department 1 change-over contact, 8 functions 15 time ranges (0.05 s-100 h) 24 V AC/DC and 200-240 V AC at 50/60 Hz AC with LED, screw terminal Pack = 16 units | - | 0 | 9
3RP1505-1AP30-Z | X95 | 3RP1505-1AP30-ZX95 | 1 | UN | 1 | 15 | C | D | N | N | 85364900 | 137 | 4011209511743 | 0.119 | KG | 170.69 | 170.69 | CP15 | CP15 | Timing relay, Multifunction Phased-out product !!! For further information, please contact our sales department 1 change-over contact, 8 functions 15 time ranges (0.05 s-100 h) (s, min, h) 24 V AC/DC and 200-240 V AC at 50/60 Hz AC with LED, screw terminal Pack = 137 units | - | 0 | 0
3RP1505-1AQ30 |  | 3RP1505-1AQ30 | 1 | UN | 1 | 10 | C | D | N | N | 85364900 | 1 | 4011209320079 | 0.142 | KG | 181.8 | 181.8 | CP15 | CP15 | Timing relay, Multifunction Phased-out product !!! For further information, please contact our sales department 1 change-over contact, 8 functions 15 time ranges (0.05 s-100 h) 24 V, 100-127 V AC and 24 V DC at 50/60 Hz AC with LED, Screw terminal | - | 0 | 0
3RP1505-1AW30 |  | 3RP1505-1AW30 | 1 | UN | 1 | 10 | C | D | EAR99 | N | 85364900 | 1 | 4011209383357 | 0.146 | KG | 204.02 | 204.02 | CP15 | CP15 | Timing relay, Multifunction Phased-out product !!! For further information, please contact our sales department 1 change-over contact, 8 functions 15 time ranges (0.05 s-100 h) 24...240 V AC/DC at 50/60 Hz AC with LED, Screw terminal | - | 0 | 0
3RP1505-1AW30-Z | W98 | 3RP1505-1AW30-ZW98 | 1 | UN | 1 | 15 | C | D | EAR99 | N | 85364900 | 16 |  | 0.124 | KG | 190.89 | 190.89 | CP15 | CP15 | Timing relay, Multifunction Phased-out product !!! For further information, please contact our sales department 1 change-over contact, 8 functions 15 time ranges (0.05 s-100 h) 24...240 V AC/DC at 50/60 Hz AC with LED, screw terminal Reusable packaging Pack = 16 units | - | 0 | 9
3RP1505-1AW30-Z | X95 | 3RP1505-1AW30-ZX95 | 1 | UN | 1 | 10 | C | D | EAR99 | N | 85364900 | 137 | 4011209520967 | 0.115 | KG | 239.37 | 239.37 | CP15 | CP15 | Timing relay, Multifunction Phased-out product !!! For further information, please contact our sales department 1 change-over contact, 8 functions 15 time ranges (0.05 s-100 h) 24...240 V AC/DC at 50/60 Hz AC with LED, screw terminal Pack = 137 units | - | 0 | 7
3RP1505-1BP30 |  | 3RP1505-1BP30 | 1 | UN | 1 | 10 | C | D | N | N | 85364900 | 1 | 4011209320086 | 0.16 | KG | 207.05 | 207.05 | CP15 | CP15 | Timing relay, Multifunction Phased-out product !!! For further information, please contact our sales department 2 change-over contacts, 16 functions 15 time ranges (0.05 s-100 h) 24 V 200-240 V AC and 24 V DC at 50/60 Hz AC with LED, Screw terminal | - | 0 | 0
3RP1505-1BP30-Z | W95 | 3RP1505-1BP30-ZW95 | 1 | UN | 1 | 15 | C | D | N | N | 85364900 | 137 | 4011209576568 | 0.139 | KG | 194.93 | 194.93 | CP15 | CP15 | Timing relay, Multifunction Phased-out product !!! For further information, please contact our sales department 2 change-over contacts, 16 functions 15 time ranges (0.05 s-100 h) 24 AC, 200-240 V and 24 V DC at 50/60 Hz AC with LED, screw terminal Pack = 137 units | - | 0 | 9
3RP1505-1BP30-Z | W97 | 3RP1505-1BP30-ZW97 | 1 | UN | 1 | 15 | C | D | N | N | 85364900 | 27 | 4011209446816 | 0.161 | KG | 194.93 | 194.93 | CP15 | CP15 | Timing relay, Multifunction Phased-out product !!! For further information, please contact our sales department 2 change-over contacts, 16 functions 15 time ranges (0.05 s-100 h) 24 V 200 ... 240 V AC and 24 V DC at 50/60 Hz AC with LED, screw terminal Multi-unit packaging Pack = 27 units | - | 0 | 0
3RP1505-1BP30-Z | W98 | 3RP1505-1BP30-ZW98 | 1 | UN | 1 | 15 | C | D | N | N | 85364900 | 16 | 4011209436312 | 0.161 | KG | 194.93 | 194.93 | CP15 | CP15 | Timing relay, Multifunction Phased-out product !!! For further information, please contact our sales department 2 change-over contacts, 16 functions 15 time ranges (0.05 s-100 h) 24 V 200 ... 240 V AC and 24 V DC at 50/60 Hz AC with LED, screw terminal Pack = 16 units | - | 0 | 0
3RP1505-1BP30-Z | X95 | 3RP1505-1BP30-ZX95 | 1 | UN | 1 | 10 | C | D | N | N | 85364900 | 137 | 4011209400863 | 0.136 | KG | 194.93 | 194.93 | CP15 | CP15 | Timing relay, Multifunction Phased-out product !!! For further information, please contact our sales department 2 change-over contacts, 16 functions 15 time ranges (0.05 s-100 h) 24 V 200 ... 240 V AC and 24 V DC at 50/60 Hz AC with LED, screw terminal Pack = 137 units | - | 0 | 0
3RP1505-1BQ30 |  | 3RP1505-1BQ30 | 1 | UN | 1 | 10 | C | D | N | N | 85364900 | 1 | 4011209320093 | 0.152 | KG | 207.05 | 207.05 | CP15 | CP15 | Timing relay, Multifunction Phased-out product !!! For further information, please contact our sales department 2 change-over contacts, 16 functions 15 time ranges (0.05 s-100 h) 24 V, 100-127 V AC and 24 V DC at 50/60 Hz AC with LED, Screw terminal | - | 0 | 0
3RP1505-1BQ30-Z | X95 | 3RP1505-1BQ30-ZX95 | 1 | UN | 1 | 15 | C | D | N | N | 85364900 | 137 | 4011209437784 | 0.132 | KG | 194.93 | 194.93 | CP15 | CP15 | Timing relay, Multifunction Phased-out product !!! For further information, please contact our sales department 2 change-over contacts, 16 functions 15 time ranges (0.05 s-100 h) 24 AC, 100-127 V, 24 V DC at 50/60 Hz AC with LED, screw terminal Pack = 137 units | - | 0 | 0
3RP1505-1BT20 |  | 3RP1505-1BT20 | 1 | UN | 1 | 10 | C | D | N | N | 85364900 | 1 | 4011209440432 | 0.156 | KG | 220.18 | 220.18 | CP15 | CP15 | Timing relay, Multifunction Phased-out product !!! For further information, please contact our sales department 2 change-over contacts, 16 functions 400...440 V AC, 0.05 s...100 h screw terminal | - | 0 | 0
3RP1505-1BW30 |  | 3RP1505-1BW30 | 1 | UN | 1 | 10 | C | D | N | N | 85364900 | 1 | 4011209320109 | 0.156 | KG | 251.49 | 251.49 | CP15 | CP15 | Timing relay, Multifunction Phased-out product !!! For further information, please contact our sales department 2 change-over contacts, 16 functions 15 time ranges (0.05 s-100 h) 24 ... 240 V AC/DC at 50/60 Hz AC with LED, Screw terminal | - | 0 | 0
3RP1505-1BW30-Z | W98 | 3RP1505-1BW30-ZW98 | 1 | UN | 1 | 15 | C | D | N | N | 85364900 | 16 | 4011209439870 | 0.15 | KG | 236.34 | 236.34 | CP15 | CP15 | Timing relay, Multifunction Phased-out product !!! For further information, please contact our sales department 2 change-over contacts, 16 functions 15 time ranges (0.05 s-100 h) 24...240 V AC/DC at 50/60 Hz AC with LED, screw terminal Pack = 20 units | - | 0 | 0
3RP1505-1BW30-Z | X95 | 3RP1505-1BW30-ZX95 | 1 | UN | 1 | 10 | C | D | EAR99 | N | 85364900 | 137 | 4011209441972 | 0.15 | KG | 294.92 | 294.92 | CP15 | CP15 | Timing relay, Multifunction Phased-out product !!! For further information, please contact our sales department 2 change-over contacts, 16 functions 15 time ranges (0.05 s-100 h) 24...240 V AC/DC at 50/60 Hz AC with LED, screw terminal Pack = 137 units | - | 0 | 7
3RP1505-1BW38-0AB3 |  | 3RP1505-1BW38-0AB3 | 1 | UN | 1 | 10 | C | D | N | N | 85364900 | 1 | 4011209437845 | 0.155 | KG | 256.54 | 256.54 | CP15 | CP15 | Timing relay, Multifunction Phased-out product !!! For further information, please contact our sales department 2 change-over contacts, 16 functions 15 time ranges (0.05 s-100 h) 24 ... 240 V AC/DC at 50/60 Hz AC with LED hard gold-plated contacts | - | 0 | 9
3RP1505-1RW30 |  | 3RP1505-1RW30 | 1 | UN | 1 | 10 | C | D | N | N | 85364900 | 1 | 4011209444621 | 0.169 | KG | 300.98 | 300.98 | CP15 | CP15 | Timing relay, Multifunction Phased-out product !!! For further information, please contact our sales department 2 change-over contacts, 8 functions 15 time ranges (0.05 s-100 h) screw terminal Positively driven and gold-plated relay contacts 24-240 V AC/DC at 50/60 Hz AC | - | 0 | 0
3RP1505-2AP30 |  | 3RP1505-2AP30 | 1 | UN | 1 | 10 | C | D | N | N | 85364900 | 1 | 4011209445086 | 0.132 | KG | 184.83 | 184.83 | CP15 | CP15 | Timing relay, Multifunction Phased-out product !!! For further information, please contact our sales department Spring-type terminal 1 change-over contact 8 functions 24 V AC/DC/200...240 V AC 50/60 Hz AC 15 time ranges (0.05 s-100 h) | - | 0 | 0
3RP1505-2AQ30 |  | 3RP1505-2AQ30 | 1 | UN | 1 | 10 | C | D | N | N | 85364900 | 1 | 4011209445079 | 0.133 | KG | 184.83 | 184.83 | CP15 | CP15 | Timing relay, Multifunction Phased-out product !!! For further information, please contact our sales department Spring-type terminal 1 change-over contact 8 functions 24 V AC/DC/100...127 V AC at 50/60 Hz AC 15 time ranges (0.05 s-100 h) | - | 0 | 0
3RP1505-2AW30 |  | 3RP1505-2AW30 | 1 | UN | 1 | 10 | C | D | N | N | 85364900 | 1 | 4011209445284 | 0.14 | KG | 208.06 | 208.06 | CP15 | CP15 | Timing relay, Multifunction Phased-out product !!! For further information, please contact our sales department Spring-type terminal 1 change-over contact 8 functions 24 V...240 V AC/DC at 50/60 Hz AC 15 time ranges (0.05 s-100 h) | - | 0 | 0
3RP1505-2BP30 |  | 3RP1505-2BP30 | 1 | UN | 1 | 10 | C | D | N | N | 85364900 | 1 | 4011209445109 | 0.146 | KG | 209.07 | 209.07 | CP15 | CP15 | Timing relay, Multifunction Phased-out product !!! For further information, please contact our sales department Spring-type terminal 2 change-over contacts, 16 functions 24 V 200-240 V AC and 24 V DC at 50/60 Hz AC 15 time ranges (0.05 s-100 h) | - | 0 | 0
3RP1505-2BQ30 |  | 3RP1505-2BQ30 | 1 | UN | 1 | 10 | C | D | N | N | 85364900 | 1 | 4011209445093 | 0.142 | KG | 209.07 | 209.07 | CP15 | CP15 | Timing relay, Multifunction Phased-out product !!! For further information, please contact our sales department Spring-type terminal 2 change-over contacts, 16 functions 24 V AC/DC/100...127 V AC at 50/60 Hz AC 15 time ranges (0.05 s-100 h) | - | 0 | 0
3RP1505-2BW30 |  | 3RP1505-2BW30 | 1 | UN | 1 | 10 | C | D | N | N | 85364900 | 1 | 4011209445116 | 0.15 | KG | 256.54 | 256.54 | CP15 | CP15 | Timing relay, Multifunction Phased-out product !!! For further information, please contact our sales department Spring-type terminal 2 change-over contacts, 16 functions 24 ... 240 V AC/DC at 50/60 Hz AC 15 time ranges (0.05 s-100 h) | - | 0 | 0
3RP1505-2RW30 |  | 3RP1505-2RW30 | 1 | UN | 1 | 10 | C | D | N | N | 85364900 | 1 | 4011209469303 | 0.148 | KG | 307.04 | 307.04 | CP15 | CP15 | Timing relay, Multifunction Phased-out product !!! For further information, please contact our sales department Spring-type terminal 2 change-over contacts, 8 functions Positively driven 24...240 V AC/DC at 50/60 Hz AC 15 time ranges (0.05 s-100 h) | - | 0 | 0
3RP1505-2RW30-0AC1 |  | 3RP1505-2RW30-0AC1 | 1 | UN | 1 | 10 | C | D | N | N | 85364900 | 1 | 4011209864450 | 0.144 | KG | 307.04 | 307.04 | CP15 | CP15 | Timing relay, ansprechverzÃ¶gert Phased-out product !!! For further information, please contact our sales department Spring-type terminal 2 change-over contacts Positively driven 24...240 V AC/DC hard gold-plated contacts Time 30 ms permanently set | - | 0 | 9
3RP1511-1AP30 |  | 3RP1511-1AP30 | 1 | UN | 1 | 10 | C | D | N | N | 85364900 | 1 | 4011209318700 | 0.104 | KG | 96.56 | 96.56 | CP15 | CP15 | Timing relay, electronic Phased-out product !!! For further information, please contact our sales department ansprechverzÃ¶gert 1 change-over contact, 1 time range 0.5 s...10 s 24 AC, 200...240 V and 24 V DC at 50/60 Hz AC with LED, Screw terminal | - | 0 | 0
3RP1511-1AQ30 |  | 3RP1511-1AQ30 | 1 | UN | 1 | 10 | C | D | N | N | 85364900 | 1 | 4011209318717 | 0.103 | KG | 96.56 | 96.56 | CP15 | CP15 | Timing relay, electronic Phased-out product !!! For further information, please contact our sales department ansprechverzÃ¶gert 1 change-over contact, 1 time range 0.5 s...10 s 24 AC, 100...127 V and 24 V DC at 50/60 Hz AC with LED, Screw terminal | - | 0 | 0
3RP1511-2AP30 |  | 3RP1511-2AP30 | 1 | UN | 1 | 10 | C | D | N | N | 85364900 | 1 | 4011209444904 | 0.099 | KG | 98.17 | 98.17 | CP15 | CP15 | Timing relay, Multifunction Phased-out product !!! For further information, please contact our sales department Spring-type terminal 1 change-over contact, ansprechverzÃ¶gert 0.5...10 s 24 V AC/DC/200...240 V AC at 50/60 Hz AC | - | 0 | 0
3RP1511-2AQ30 |  | 3RP1511-2AQ30 | 1 | UN | 1 | 10 | C | D | N | N | 85364900 | 1 | 4011209444874 | 0.105 | KG | 98.17 | 98.17 | CP15 | CP15 | Timing relay, Multifunction Phased-out product !!! For further information, please contact our sales department Spring-type terminal 1 change-over contact, ansprechverzÃ¶gert 0.5...10 s 24 V AC/DC/100...127 V AC at 50/60 Hz AC | - | 0 | 0
3RP1512-1AP30 |  | 3RP1512-1AP30 | 1 | UN | 1 | 10 | C | D | N | N | 85364900 | 1 | 4011209318724 | 0.105 | KG | 96.56 | 96.56 | CP15 | CP15 | Timing relay, electronic Phased-out product !!! For further information, please contact our sales department ansprechverzÃ¶gert 1 change-over contact 1 time range 1.5 s...30 s 24 AC, 200...240 V and 24 V DC at 50/60 Hz AC with LED, Screw terminal | - | 0 | 0
3RP1512-1AP30-Z | W98 | 3RP1512-1AP30-ZW98 | 1 | UN | 1 | 15 | C | D | N | N | 85364900 | 24 | 4011209436039 | 0.1 | KG | 90.8 | 90.8 | CP15 | CP15 | Timing relay, electronic Phased-out product !!! For further information, please contact our sales department ansprechverzÃ¶gert 1 change-over contact, 1 time range 1.5...30 s 24 AC, 200-240 V and 24 V DC at 50/60 Hz AC with LED, screw terminal Reusable packaging Pack = 24 units | - | 0 | 0
3RP1512-1AP30-Z | X95 | 3RP1512-1AP30-ZX95 | 1 | UN | 1 | 10 | C | D | N | N | 85364900 | 192 | 4011209402232 | 0.68 | KG | 90.8 | 90.8 | CP15 | CP15 | Timing relay, electronic Phased-out product !!! For further information, please contact our sales department ansprechverzÃ¶gert 1 change-over contact, 1 time range 1.5...30 s 24 AC, 200-240 V and 24 V DC at 50/60 Hz AC with LED, screw terminal Pack = 192 units | - | 0 | 0
3RP1512-1AQ30 |  | 3RP1512-1AQ30 | 1 | UN | 1 | 10 | C | D | N | N | 85364900 | 1 | 4011209318731 | 0.103 | KG | 96.56 | 96.56 | CP15 | CP15 | Timing relay, electronic Phased-out product !!! For further information, please contact our sales department ansprechverzÃ¶gert 1 change-over contact, 1 time range 1.5 s...30 s 24 AC, 100...127 V and 24 V DC at 50/60 Hz AC with LED, Screw terminal | - | 0 | 0
3RP1512-2AP30 |  | 3RP1512-2AP30 | 1 | UN | 1 | 10 | C | D | N | N | 85364900 | 1 | 4011209444911 | 0.098 | KG | 98.17 | 98.17 | CP15 | CP15 | Timing relay, Multifunction Phased-out product !!! For further information, please contact our sales department Spring-type terminal 1 change-over contact, ansprechverzÃ¶gert 1 time range 1.5...30 s 24 V AC/DC/200...240 V AC at 50/60 Hz AC | - | 0 | 0
3RP1512-2AQ30 |  | 3RP1512-2AQ30 | 1 | UN | 1 | 10 | C | D | N | N | 85364900 | 1 | 4011209444881 | 0.099 | KG | 98.17 | 98.17 | CP15 | CP15 | Timing relay, Multifunction Phased-out product !!! For further information, please contact our sales department Spring-type terminal 1 change-over contact, ansprechverzÃ¶gert 1 time range 1.5...30 s 24 V AC/DC/100...127 V AC at 50/60 Hz AC | - | 0 | 0
3RP1513-1AP30 |  | 3RP1513-1AP30 | 1 | UN | 1 | 10 | C | D | N | N | 85364900 | 1 | 4011209318748 | 0.109 | KG | 96.56 | 96.56 | CP15 | CP15 | Timing relay, electronic Phased-out product !!! For further information, please contact our sales department ansprechverzÃ¶gert 1 change-over contact, 1 time range 5 s...100 s 24 AC, 200...240 V and 24 V DC at 50/60 Hz AC with LED, Screw terminal | - | 0 | 0
3RP1513-1AP30-Z | X95 | 3RP1513-1AP30-ZX95 | 1 | UN | 1 | 15 | C | D | N | N | 85364900 | 192 | 4011209904545 | 0.109 | KG | 113.12 | 113.12 | CP15 | CP15 | Timing relay, electronic Phased-out product !!! For further information, please contact our sales department ansprechverzÃ¶gert 1 change-over contact, 1 time range 5...100 s 24 AC, 200-240 V and 24 V DC at 50/60 Hz AC with LED, screw terminal Pack = 192 units | - | 0 | 7
3RP1513-1AQ30 |  | 3RP1513-1AQ30 | 1 | UN | 1 | 10 | C | D | N | N | 85364900 | 1 | 4011209318755 | 0.103 | KG | 96.56 | 96.56 | CP15 | CP15 | Timing relay, electronic Phased-out product !!! For further information, please contact our sales department ansprechverzÃ¶gert 1 change-over contact, 1 time range 5 s...100 s 24 AC, 100...127 V and 24 V DC at 50/60 Hz AC with LED, Screw terminal | - | 0 | 0
3RP1513-2AP30 |  | 3RP1513-2AP30 | 1 | UN | 1 | 10 | C | D | N | N | 85364900 | 1 | 4011209444928 | 0.099 | KG | 98.17 | 98.17 | CP15 | CP15 | Timing relay, Multifunction Phased-out product !!! For further information, please contact our sales department Spring-type terminal 1 change-over contact, ansprechverzÃ¶gert 5 s...100 s 24 V AC/DC/200...240 V AC at 50/60 Hz AC | - | 0 | 0
3RP1513-2AQ30 |  | 3RP1513-2AQ30 | 1 | UN | 1 | 10 | C | D | N | N | 85364900 | 1 | 4011209444898 | 0.099 | KG | 98.17 | 98.17 | CP15 | CP15 | Timing relay, Multifunction Phased-out product !!! For further information, please contact our sales department Spring-type terminal 1 change-over contact, ansprechverzÃ¶gert 5 s...100 s 24 V AC/DC/100...127 V AC at 50/60 Hz AC | - | 0 | 0
3RP1518-1AP38-0AA2 |  | 3RP1518-1AP38-0AA2 | 1 | UN | 1 | 10 | C | D | N | N | 85364900 | 1 | 4011209406094 | 0.1 | KG | 105.04 | 105.04 | CP15 | CP15 | Timing relay, Setup with ON delay Phased-out product For further information, please contact our sales department 1 W, 5 time ranges 15 s - 100 s 24 AC, 200...240 V and 24 V DC at 50/60 Hz AC with 2 LEDs Screw terminal | - | 0 | 9
3RP1518-1BW38-0AB7 |  | 3RP1518-1BW38-0AB7 | 1 | UN | 1 | 10 | C | D | N | N | 85364900 | 1 | 4011209535671 | 0.148 | KG | 121.2 | 121.2 | CP15 | CP15 | Timing relay, Setup with ON delay Phased-out product For further information, please contact our sales department 3 minutes set permanently set 2 change-over contacts Hard gold-pated relay contacts 24...240 V AC/DC | - | 0 | 9
3RP1518-1BW38-0AB8 |  | 3RP1518-1BW38-0AB8 | 1 | UN | 1 | 10 | C | D | N | N | 85364900 | 1 | 4011209535688 | 0.145 | KG | 124.23 | 124.23 | CP15 | CP15 | Timing relay, Setup with ON delay Phased-out product For further information, please contact our sales department 5 minutes set permanently set 2 change-over contacts Hard gold-pated relay contacts 24...240 V AC/DC | - | 0 | 9
3RP1518-2AQ38-0AA2 |  | 3RP1518-2AQ38-0AA2 | 1 | UN | 1 | 15 | C | D | N | N | 85364900 | 1 |  | 0.108 | KG | 108.07 | 108.07 | CP15 | CP15 | Timing relay, Setup with ON delay Phased-out product For further information, please contact our sales department 1 W, Range 15 s...100 s 24 AC, 100...127 V and 24 V DC at 50/60 Hz AC with LED, Spring-type terminal | - | 0 | 9
3RP1525-1AP30 |  | 3RP1525-1AP30 | 1 | UN | 1 | 10 | C | D | N | N | 85364900 | 1 | 4011209318762 | 0.116 | KG | 124.23 | 124.23 | CP15 | CP15 | Timing relay, electronic Phased-out product !!! For further information, please contact our sales department ansprechverzÃ¶gert 1 change-over contact 15 time ranges 0.05 s...100 h 24 AC, 200...240 V and 24 V DC at 50/60 Hz AC with LED, Screw terminal | - | 0 | 0
3RP1525-1AP30-Z | W96 | 3RP1525-1AP30-ZW96 | 1 | UN | 1 | 15 | C | D | N | N | 85364900 | 96 | 4011209916586 | 0.11 | KG | 118.17 | 118.17 | CP15 | CP15 | Timing relay, electronic Phased-out product !!! For further information, please contact our sales department ON delay 1 change-over contact, 15 time ranges 0.05 s...100 h 24 AC, 200-240 V and 24 V DC at 50/60 Hz AC with LED, screw terminal Multi-unit packaging Pack = 96 units | - | 0 | 0
3RP1525-1AP30-Z | W97 | 3RP1525-1AP30-ZW97 | 1 | UN | 1 | 15 | C | D | N | N | 85364900 | 48 | 4011209441736 | 0.11 | KG | 118.17 | 118.17 | CP15 | CP15 | Timing relay, electronic Phased-out product !!! For further information, please contact our sales department ansprechverzÃ¶gert 1 change-over contact, 15 time ranges 0.05 s...100 h 24 AC, 200-240 V and 24 V DC at 50/60 Hz AC with LED, screw terminal Reusable packaging Pack = 192 units | - | 0 | 0
3RP1525-1AP30-Z | W98 | 3RP1525-1AP30-ZW98 | 1 | UN | 1 | 15 | C | D | N | N | 85364900 | 24 |  | 0.095 | KG | 118.17 | 118.17 | CP15 | CP15 | Timing relay, electronic Phased-out product !!! For further information, please contact our sales department ansprechverzÃ¶gert 1 change-over contact, 15 time ranges 0.05 s...100 h 24 AC, 200-240 V and 24 V DC at 50/60 Hz AC with LED, screw terminal Multi-unit packaging Pack = 20 units | - | 0 | 9
3RP1525-1AP30-Z | X95 | 3RP1525-1AP30-ZX95 | 1 | UN | 1 | 15 | C | D | N | N | 85364900 | 192 | 4011209400856 | 0.095 | KG | 118.17 | 118.17 | CP15 | CP15 | Timing relay, electronic Phased-out product !!! For further information, please contact our sales department ansprechverzÃ¶gert 1 change-over contact, 15 time ranges 0.05 s...100 h 24 AC, 200-240 V and 24 V DC at 50/60 Hz AC with LED, Screw terminal | - | 0 | 0
3RP1525-1AQ30 |  | 3RP1525-1AQ30 | 1 | UN | 1 | 10 | C | D | N | N | 85364900 | 1 | 4011209318779 | 0.14 | KG | 124.23 | 124.23 | CP15 | CP15 | Timing relay, electronic Phased-out product !!! For further information, please contact our sales department ansprechverzÃ¶gert 1 change-over contact 15 time ranges 0.05 s...100 h 24 AC, 100...127 V and 24 V DC at 50/60 Hz AC with LED, Screw terminal | - | 0 | 0
3RP1525-1BP30 |  | 3RP1525-1BP30 | 1 | UN | 1 | 10 | C | D | N | N | 85364900 | 1 | 4011209318786 | 0.147 | KG | 139.38 | 139.38 | CP15 | CP15 | Timing relay, electronic Phased-out product !!! For further information, please contact our sales department ansprechverzÃ¶gert 2 change-over contacts, 15 time ranges 0.05 s...100 h 24 AC, 200...240 V and 24 V DC at 50/60 Hz AC with LED, Screw terminal | - | 0 | 0
3RP1525-1BP30-Z | W98 | 3RP1525-1BP30-ZW98 | 1 | UN | 1 | 15 | C | D | EAR99 | N | 85364900 | 16 | 4011209554023 | 0.11 | KG | 131.3 | 131.3 | CP15 | CP15 | Timing relay, electronic Phased-out product !!! For further information, please contact our sales department ansprechverzÃ¶gert 2 change-over contacts, 15 time ranges 0.05 s...100 h 24 AC, 200-240 V and 24 V DC at 50/60 Hz AC with LED, screw terminal Reusable packaging Pack = 16 units | - | 0 | 0
3RP1525-1BP30-Z | X95 | 3RP1525-1BP30-ZX95 | 1 | UN | 1 | 15 | C | D | N | N | 85364900 | 137 | 4011209401150 | 0.132 | KG | 131.3 | 131.3 | CP15 | CP15 | Timing relay, electronic Phased-out product !!! For further information, please contact our sales department ansprechverzÃ¶gert 2 change-over contacts, 15 time ranges 0.05 s...100 h 24 AC, 200-240 V and 24 V DC at 50/60 Hz AC with LED, Screw terminal | - | 0 | 0
3RP1525-1BQ30 |  | 3RP1525-1BQ30 | 1 | UN | 1 | 10 | C | D | N | N | 85364900 | 1 | 4011209318793 | 0.148 | KG | 139.38 | 139.38 | CP15 | CP15 | Timing relay, electronic Phased-out product !!! For further information, please contact our sales department ansprechverzÃ¶gert 2 change-over contacts, 15 time ranges 0.05 s...100 h 24 AC, 100...127 V and 24 V DC at 50/60 Hz AC with LED, Screw terminal | - | 0 | 0
3RP1525-1BR30 |  | 3RP1525-1BR30 | 1 | UN | 1 | 10 | C | D | N | N | 85364190 | 1 | 4011209318809 | 0.152 | KG | 139.38 | 139.38 | CP15 | CP15 | Timing relay, electronic Phased-out product !!! For further information, please contact our sales department ansprechverzÃ¶gert 2 change-over contacts, 15 time ranges 0.05 s...100 h 42...48 V AC/DC, 60 V AC/DC with LED, Screw terminal | - | 0 | 0
3RP1525-1BW30 |  | 3RP1525-1BW30 | 1 | UN | 1 | 10 | C | D | EAR99 | N | 85364900 | 1 | 4011209368378 | 0.145 | KG | 180.79 | 180.79 | CP15 | CP15 | Timing relay, electronic Phased-out product !!! For further information, please contact our sales department ansprechverzÃ¶gert 2 change-over contacts, 15 time ranges 0.05 s...100 h 24...240 V AC/DC, Wide voltage range at 50/60 Hz AC screw terminal | - | 0 | 0
3RP1525-1BW38-0AB3 |  | 3RP1525-1BW38-0AB3 | 1 | UN | 1 | 10 | C | D | N | N | 85364900 | 1 | 4011209572003 | 0.147 | KG | 175.74 | 175.74 | CP15 | CP15 | Timing relay, electronic Phased-out product !!! For further information, please contact our sales department 2 change-over contacts, ansprechverzÃ¶gert hard gold-plated, 15 time ranges 0.05 s...100 h 24...240 V AC/DC at 50/60 Hz AC Screw terminal | - | 0 | 9
3RP1525-2AP30 |  | 3RP1525-2AP30 | 1 | UN | 1 | 10 | C | D | N | N | 85364900 | 1 | 4011209444942 | 0.103 | KG | 126.25 | 126.25 | CP15 | CP15 | Timing relay, Multifunction Phased-out product !!! For further information, please contact our sales department Spring-type terminal 1 change-over contact, ansprechverzÃ¶gert 0.05 s...100 h 24 V AC/DC/200...240 V AC at 50/60 Hz AC | - | 0 | 0
3RP1525-2AQ30 |  | 3RP1525-2AQ30 | 1 | UN | 1 | 10 | C | D | N | N | 85364900 | 1 | 4011209444935 | 0.1 | KG | 126.25 | 126.25 | CP15 | CP15 | Timing relay, Multifunction Phased-out product !!! For further information, please contact our sales department Spring-type terminal 1 change-over contact, ansprechverzÃ¶gert 0.05 s...100 h 24 V AC/DC/100...127 V AC at 50/60 Hz AC | - | 0 | 0
3RP1525-2BP30 |  | 3RP1525-2BP30 | 1 | UN | 1 | 10 | C | D | N | N | 85364900 | 1 | 4011209444973 | 0.135 | KG | 141.4 | 141.4 | CP15 | CP15 | Timing relay, Multifunction Phased-out product !!! For further information, please contact our sales department Spring-type terminal 2 change-over contacts, ansprechverzÃ¶gert 0.5 s...100 h 24 V AC/DC/200...240 V AC at 50/60 Hz AC | - | 0 | 0
3RP1525-2BQ30 |  | 3RP1525-2BQ30 | 1 | UN | 1 | 10 | C | D | N | N | 85364900 | 1 | 4011209444966 | 0.14 | KG | 141.4 | 141.4 | CP15 | CP15 | Timing relay, Multifunction Phased-out product !!! For further information, please contact our sales department Spring-type terminal 2 change-over contacts, ansprechverzÃ¶gert 0.5 s...100 h 24 V AC/DC/100...127 V AC at 50/60 Hz AC | - | 0 | 0
3RP1525-2BW30 |  | 3RP1525-2BW30 | 1 | UN | 1 | 10 | C | D | N | N | 85364900 | 1 | 4011209444980 | 0.138 | KG | 183.82 | 183.82 | CP15 | CP15 | Timing relay, Multifunction Phased-out product !!! For further information, please contact our sales department Spring-type terminal 2 change-over contacts, ansprechverzÃ¶gert 0.05 s...100 h, 24-240 V AC/DC at 50/60 Hz AC | - | 0 | 0
3RP1527-1EC30 |  | 3RP1527-1EC30 | 1 | UN | 1 | 10 | C | D | N | N | 85364900 | 1 | 4011209321601 | 0.096 | KG | 96.56 | 96.56 | CP15 | CP15 | Timing relay, Phased-out product !!! For further information, please contact our sales department ansprechverzÃ¶gert 1 NO contact (semiconductor) 4 time ranges, 0.05 s....240 s 24...66 V AC/DC, 2-wire screw terminal | - | 0 | 0
3RP1527-1EM30 |  | 3RP1527-1EM30 | 1 | UN | 1 | 10 | C | D | N | N | 85364900 | 1 | 4011209321618 | 0.097 | KG | 96.56 | 96.56 | CP15 | CP15 | Timing relay, Phased-out product !!! For further information, please contact our sales department ansprechverzÃ¶gert 1 NO contact (semiconductor) 4 time ranges, 0.05 s....240 s 90...240 V AC/DC, 2-wire screw terminal | - | 0 | 0
3RP1527-2EC30 |  | 3RP1527-2EC30 | 1 | UN | 1 | 10 | C | D | N | N | 85364900 | 1 | 4011209445260 | 0.091 | KG | 98.17 | 98.17 | CP15 | CP15 | Timing relay, Phased-out product !!! For further information, please contact our sales department ansprechverzÃ¶gert 1 NO contact (semiconductor) 4 time ranges, 0.05 s....240 s 24...66 V AC/DC, 2-wire spring-type terminals | - | 0 | 0
3RP1527-2EM30 |  | 3RP1527-2EM30 | 1 | UN | 1 | 10 | C | D | N | N | 85364900 | 1 | 4011209445277 | 0.091 | KG | 98.17 | 98.17 | CP15 | CP15 | Timing relay, Phased-out product !!! For further information, please contact our sales department ansprechverzÃ¶gert 1 NO contact (semiconductor) 4 time ranges, 0.05 s....240 s 90...240 V AC/DC, 2-wire spring-type terminals | - | 0 | 0
3RP1531-1AP30 |  | 3RP1531-1AP30 | 1 | UN | 1 | 10 | C | D | N | N | 85364900 | 1 | 4011209318816 | 0.142 | KG | 165.64 | 165.64 | CP15 | CP15 | Timing relay, electronic Phased-out product !!! For further information, please contact our sales department OFF delay 1 change-over contact, with auxiliary voltage 1 time range 0.5 s...10 s 24 AC, 200...240 V and 24 V DC at 50/60 Hz AC with LED, Screw terminal | - | 0 | 0
3RP1531-1AP30-Z | W98 | 3RP1531-1AP30-ZW98 | 1 | UN | 1 | 15 | C | D | EAR99 | N | 85364900 | 24 | 4011209637535 | 0.14 | KG | 154.53 | 154.53 | CP15 | CP15 | Timing relay, electronic Phased-out product !!! For further information, please contact our sales department 1 change-over contact, OFF delay with control signal 1 time range, 0.5...10 s 24-240 V AC/DC at 50/60 Hz AC Multi-unit packaging Pack = 24 units | - | 0 | 9
3RP1531-1AP30-Z | X95 | 3RP1531-1AP30-ZX95 | 1 | UN | 1 | 15 | C | D | N | N | 85364900 | 137 | 4011209613249 | 0.124 | KG | 154.53 | 154.53 | CP15 | CP15 | Timing relay, electronic Phased-out product !!! For further information, please contact our sales department OFF delay with control signal, 1 change-over contact 1 time range, 0.5...10 s 24 V AC/DC and 200-240 V AC at 50/60 Hz AC screw terminal | - | 0 | 9
3RP1531-1AQ30 |  | 3RP1531-1AQ30 | 1 | UN | 1 | 10 | C | D | N | N | 85364900 | 1 | 4011209318823 | 0.14 | KG | 165.64 | 165.64 | CP15 | CP15 | Timing relay, electronic Phased-out product !!! For further information, please contact our sales department OFF delay 1 change-over contact, with auxiliary voltage 1 time range 0.5 s...10 s 24 AC, 100...127 V and 24 V DC at 50/60 Hz AC with LED, Screw terminal | - | 0 | 0
3RP1531-2AP30 |  | 3RP1531-2AP30 | 1 | UN | 1 | 10 | C | D | N | N | 85364900 | 1 | 4011209445031 | 0.132 | KG | 169.68 | 169.68 | CP15 | CP15 | Timing relay, Multifunction Phased-out product !!! For further information, please contact our sales department Spring-type terminal 1 change-over contact, OFF delay 0.5 s...10 s 24 V AC/DC/200...240 V AC at 50/60 Hz AC | - | 0 | 0
3RP1531-2AQ30 |  | 3RP1531-2AQ30 | 1 | UN | 1 | 10 | C | D | N | N | 85364900 | 1 | 4011209445000 | 0.132 | KG | 169.68 | 169.68 | CP15 | CP15 | Timing relay, Multifunction Phased-out product !!! For further information, please contact our sales department Spring-type terminal 1 change-over contact, OFF delay 0.5 s...10 s 24 V AC/DC/100...127 V AC at 50/60 Hz AC | - | 0 | 0
3RP1532-1AP30 |  | 3RP1532-1AP30 | 1 | UN | 1 | 10 | C | D | N | N | 85364900 | 1 | 4011209318830 | 0.142 | KG | 165.64 | 165.64 | CP15 | CP15 | Timing relay, electronic Phased-out product !!! For further information, please contact our sales department OFF delay 1 change-over contact, with auxiliary voltage 1 time range 1.5 s...30 s 24 AC, 200...240 V and 24 V DC at 50/60 Hz AC screw terminal | - | 0 | 0
3RP1532-1AQ30 |  | 3RP1532-1AQ30 | 1 | UN | 1 | 10 | C | D | N | N | 85364900 | 1 | 4011209318847 | 0.141 | KG | 165.64 | 165.64 | CP15 | CP15 | Timing relay, electronic Phased-out product !!! For further information, please contact our sales department OFF delay 1 change-over contact, with auxiliary voltage 1 time range 1.5 s...30 s 24 AC, 100...127 V and 24 V DC at 50/60 Hz AC with LED, Screw terminal | - | 0 | 0
3RP1532-2AP30 |  | 3RP1532-2AP30 | 1 | UN | 1 | 10 | C | D | N | N | 85364900 | 1 | 4011209445048 | 0.135 | KG | 169.68 | 169.68 | CP15 | CP15 | Timing relay, Multifunction Phased-out product !!! For further information, please contact our sales department Spring-type terminal 1 change-over contact, OFF delay 1.5 s...30 s 24 V AC/DC/200...240 V AC at 50/60 Hz AC | - | 0 | 0
3RP1532-2AQ30 |  | 3RP1532-2AQ30 | 1 | UN | 1 | 10 | C | D | N | N | 85364900 | 1 | 4011209445017 | 0.136 | KG | 169.68 | 169.68 | CP15 | CP15 | Timing relay, Multifunction Phased-out product !!! For further information, please contact our sales department Spring-type terminal 1 change-over contact, OFF delay 1.5 s...30 s 24 V AC/DC/100...127 V AC at 50/60 Hz AC | - | 0 | 0
3RP1533-1AP30 |  | 3RP1533-1AP30 | 1 | UN | 1 | 10 | C | D | N | N | 85364900 | 1 | 4011209318854 | 0.146 | KG | 165.64 | 165.64 | CP15 | CP15 | Timing relay, electronic Phased-out product !!! For further information, please contact our sales department OFF delay 1 change-over contact, with auxiliary voltage 1 time range, 5 s...100 s 24 AC, 200...240 V and 24 V DC at 50/60 Hz AC with LED, Screw terminal | - | 0 | 0
3RP1533-1AQ30 |  | 3RP1533-1AQ30 | 1 | UN | 1 | 10 | C | D | N | N | 85364900 | 1 | 4011209318861 | 0.141 | KG | 165.64 | 165.64 | CP15 | CP15 | Timing relay, electronic Phased-out product !!! For further information, please contact our sales department OFF delay 1 change-over contact, with auxiliary voltage 1 time range, 5 s...100 s 24 AC, 100...127 V and 24 V DC at 50/60 Hz AC with LED, Screw terminal | - | 0 | 0
3RP1533-2AP30 |  | 3RP1533-2AP30 | 1 | UN | 1 | 10 | C | D | N | N | 85364900 | 1 | 4011209445055 | 0.134 | KG | 169.68 | 169.68 | CP15 | CP15 | Timing relay, Multifunction Phased-out product !!! For further information, please contact our sales department Spring-type terminal 1 change-over contact, OFF delay 5 s...100 s 24 V AC/DC/200...240 V AC at 50/60 Hz AC | - | 0 | 0
3RP1533-2AQ30 |  | 3RP1533-2AQ30 | 1 | UN | 1 | 10 | C | D | N | N | 85364900 | 1 | 4011209445024 | 0.133 | KG | 169.68 | 169.68 | CP15 | CP15 | Timing relay, Multifunction Phased-out product !!! For further information, please contact our sales department Spring-type terminal 1 change-over contact, OFF delay 5 s...100 s 24 V AC/DC/100...127 V AC at 50/60 Hz AC | - | 0 | 0
3RP1535-1BW30 |  | 3RP1535-1BW30 | 1 | UN | 1 | 10 | C | D | N | N | 85364900 | 1 | 4011209368361 | 0.155 | KG | 237.35 | 237.35 | CP15 | CP15 | !!!Phased-out product!!! The preferred successor is 3RP2535-1AW30 Timing relay, electronic OFF delay 2 change-over contacts, 15 time ranges 0.05 s...100 h 24...240 V DC, Wide voltage range at 50/60 Hz AC | - | 0 | 9
3RP1538-1BP38-0AA1 |  | 3RP1538-1BP38-0AA1 | 1 | UN | 1 | 10 | C | D | N | N | 85364900 | 1 | 4011209435889 | 0.16 | KG | 219.17 | 219.17 | CP15 | CP15 | !!! Phased-out product !!! The successor product series is 3RP25 Timing relay, please contact Sales 2 change-over contacts, Fixed time range 0.05 s...1 s 24 AC, 200...240 V and 24 V DC at 50/60 Hz AC | - | 0 | 9
3RP1540-1AB31 |  | 3RP1540-1AB31 | 1 | UN | 1 | 10 | C | D | N | N | 85364190 | 1 | 4011209762893 | 0.108 | KG | 210.08 | 210.08 | CP15 | CP15 | Timing relay, electronic Phased-out product !!! For further information, please contact our sales department OFF delay 1 change-over contact, without auxiliary voltage 9 time ranges, 0.05 s...600 s 24 V AC/DC with LED, Screw terminal | - | 0 | 0
3RP1540-1AJ31 |  | 3RP1540-1AJ31 | 1 | UN | 1 | 10 | C | D | N | N | 85364900 | 1 | 4011209762916 | 0.108 | KG | 210.08 | 210.08 | CP15 | CP15 | Timing relay, electronic Phased-out product !!! For further information, please contact our sales department OFF delay 1 change-over contact, without auxiliary voltage 9 time ranges, 0.05 s...600 s 100...127 V AC/DC with LED, Screw terminal | - | 0 | 0
3RP1540-1AN31 |  | 3RP1540-1AN31 | 1 | UN | 1 | 10 | C | D | N | N | 85364900 | 1 | 4011209762923 | 0.108 | KG | 210.08 | 210.08 | CP15 | CP15 | Timing relay, electronic Phased-out product !!! For further information, please contact our sales department OFF delay 1 change-over contact, without auxiliary voltage 9 time ranges, 0.05 s...600 s 200...240 V AC/DC with LED, Screw terminal | - | 0 | 0
3RP1540-1AW31 |  | 3RP1540-1AW31 | 1 | UN | 1 | 10 | C | D | N | N | 85364900 | 1 | 4011209763104 | 0.108 | KG | 232.3 | 232.3 | CP15 | CP15 | Timing relay, electronic Phased-out product !!! For further information, please contact our sales department OFF delay 1 change-over contact, without auxiliary voltage 9 time ranges, 0.05 s...600 s 24-240 V AC/DC at 50/60 Hz AC with LED, Screw terminal | - | 0 | 0
3RP1540-1BB31 |  | 3RP1540-1BB31 | 1 | UN | 1 | 10 | C | D | N | N | 85364190 | 1 | 4011209762947 | 0.141 | KG | 243.41 | 243.41 | CP15 | CP15 | Timing relay, electronic Phased-out product !!! For further information, please contact our sales department OFF delay 2 change-over contacts, without auxiliary voltage 9 time ranges, 0.05 s...600 s 24 V AC/DC with LED, screw terminal | - | 0 | 0
3RP1540-1BE30 |  | 3RP1540-1BE30 | 1 | UN | 1 | 10 | C | D | EAR99 | N | 85364900 | 1 |  | 0.159 | KG | 286.84 | 286.84 | CP15 | CP15 | TIMING RELAY, ELECTRONIC, Phased-out product !!! FOR FURTHER INFO CONTACT OUR SALES DEPARTMENT OFF DELAY 2 CHANGE-OVER CONTACTS, WITHOUT AUXILIARY VOLTAGE, 7 TIME RANGE 0.05...100S, 50 V DC, WITH LED, SCREW TERMINAL | - | 0 | 7
3RP1540-1BJ31 |  | 3RP1540-1BJ31 | 1 | UN | 1 | 10 | C | D | N | N | 85364900 | 1 | 4011209762954 | 0.143 | KG | 243.41 | 243.41 | CP15 | CP15 | Timing relay, electronic Phased-out product !!! For further information, please contact our sales department OFF delay 2 change-over contacts, without auxiliary voltage 9 time ranges, 0.05 s...600 s 100...127 V AC/DC with LED, Screw terminal | - | 0 | 0
3RP1540-1BN31 |  | 3RP1540-1BN31 | 1 | UN | 1 | 10 | C | D | N | N | 85364900 | 1 | 4011209762978 | 0.14 | KG | 243.41 | 243.41 | CP15 | CP15 | Timing relay, electronic Phased-out product !!! For further information, please contact our sales department OFF delay 2 change-over contacts, without auxiliary voltage 9 time ranges, 0.05 s...600 s 200...240 V AC/DC with LED, Screw terminal | - | 0 | 0
3RP1540-1BN31-Z | X95 | 3RP1540-1BN31-ZX95 | 1 | UN | 1 | 15 | C | D | EAR99 | N | 85364900 | 137 |  | 0.154 | KG | 285.83 | 285.83 | CP15 | CP15 | Timing relay, electronic Phased-out product !!! For further information, please contact our sales department OFF delay 2 change-over contacts, without auxiliary voltage 7 time ranges, 0.05 s...100 s 200...240 V AC/DC with LED, screw terminal | - | 0 | 7
3RP1540-1BW31 |  | 3RP1540-1BW31 | 1 | UN | 1 | 10 | C | D | N | N | 85364900 | 1 | 4011209763142 | 0.14 | KG | 269.67 | 269.67 | CP15 | CP15 | Timing relay, electronic Phased-out product !!! For further information, please contact our sales department OFF delay 2 change-over contacts, without auxiliary voltage 9 time ranges, 0.05 s...600 s 24-240 V AC/DC at 50/60 Hz AC with LED, Screw terminal | - | 0 | 0
3RP1540-2AB31 |  | 3RP1540-2AB31 | 1 | UN | 1 | 10 | C | D | N | N | 85364190 | 1 | 4011209762992 | 0.102 | KG | 214.12 | 214.12 | CP15 | CP15 | Timing relay, electronic Phased-out product !!! For further information, please contact our sales department OFF delay 1 change-over contact, without auxiliary voltage 9 time ranges, 0.05 s...600 s 24 V AC/DC with LED Spring-type terminal | - | 0 | 0
3RP1540-2AJ31 |  | 3RP1540-2AJ31 | 1 | UN | 1 | 10 | C | D | N | N | 85364900 | 1 | 4011209763012 | 0.1 | KG | 214.12 | 214.12 | CP15 | CP15 | Timing relay, Processor basis Phased-out product !!! For further information, please contact our sales department OFF delay 1 change-over contact, without auxiliary voltage 0.05 s...600 s, 100-127 V AC/DC Spring-type terminal | - | 0 | 0
3RP1540-2AN31 |  | 3RP1540-2AN31 | 1 | UN | 1 | 10 | C | D | N | N | 85364900 | 1 | 4011209763029 | 0.105 | KG | 214.12 | 214.12 | CP15 | CP15 | Timing relay, Processor basis Phased-out product !!! For further information, please contact our sales department OFF delay 1 change-over contact, without auxiliary voltage 0.05 s...600 s, 200-240 V AC/DC Spring-type terminal | - | 0 | 0
3RP1540-2AW31 |  | 3RP1540-2AW31 | 1 | UN | 1 | 10 | C | D | N | N | 85364900 | 1 | 4011209763135 | 0.104 | KG | 237.35 | 237.35 | CP15 | CP15 | Timing relay, electronic Phased-out product !!! For further information, please contact our sales department OFF delay 1 change-over contact, without auxiliary voltage 9 time ranges, 0.05 s...600 s 24-240 V AC/DC with LED at 50/60 Hz AC Spring-type terminal | - | 0 | 0
3RP1540-2BB31 |  | 3RP1540-2BB31 | 1 | UN | 1 | 10 | C | D | N | N | 85364190 | 1 | 4011209763036 | 0.133 | KG | 250.48 | 250.48 | CP15 | CP15 | Timing relay, Processor basis Phased-out product !!! For further information, please contact our sales department OFF delay 2 change-over contacts, without auxiliary voltage 0.05 s...600 s, 24 V AC/DC Spring-type terminal | - | 0 | 0
3RP1540-2BJ31 |  | 3RP1540-2BJ31 | 1 | UN | 1 | 10 | C | D | N | N | 85364900 | 1 | 4011209763050 | 0.135 | KG | 250.48 | 250.48 | CP15 | CP15 | Timing relay, Processor basis Phased-out product !!! For further information, please contact our sales department OFF delay 2 change-over contacts, without auxiliary voltage 0.05 s...600 s, 100-127 V AC/DC Spring-type terminal | - | 0 | 0
3RP1540-2BN31 |  | 3RP1540-2BN31 | 1 | UN | 1 | 10 | C | D | N | N | 85364900 | 1 | 4011209763074 | 0.136 | KG | 250.48 | 250.48 | CP15 | CP15 | Timing relay, Processor basis Phased-out product !!! For further information, please contact our sales department OFF delay 2 change-over contacts, without auxiliary voltage 0.05 s...600 s, 200-240 V AC/DC Spring-type terminal | - | 0 | 0
3RP1540-2BW31 |  | 3RP1540-2BW31 | 1 | UN | 1 | 10 | C | D | N | N | 85364900 | 1 | 4011209763159 | 0.135 | KG | 274.72 | 274.72 | CP15 | CP15 | Timing relay, Processor basis Phased-out product !!! For further information, please contact our sales department Spring-type terminal 2 change-over contacts, OFF delay 0.05 s...600 s, 24-240 V AC/DC at 50/60 Hz AC | - | 0 | 0
3RP1555-1AP30 |  | 3RP1555-1AP30 | 1 | UN | 1 | 10 | C | D | N | N | 85364900 | 1 | 4011209320116 | 0.107 | KG | 233.31 | 233.31 | CP15 | CP15 | Timing relay, electronic Phased-out product !!! For further information, please contact our sales department Clock generator, 1 change-over contact 15 time ranges (0.05 s-100 h) 24 V 200-240 V AC and 24 V DC at 50/60 Hz AC with LED, Screw terminal | - | 0 | 0
3RP1555-1AQ30 |  | 3RP1555-1AQ30 | 1 | UN | 1 | 10 | C | D | N | N | 85364900 | 1 | 4011209320123 | 0.107 | KG | 233.31 | 233.31 | CP15 | CP15 | Timing relay, electronic Phased-out product !!! For further information, please contact our sales department Clock generator, 1 change-over contact 15 time ranges (0.05 s-100 h) 24 V AC, 100-127 V and 24 V DC at 50/60 Hz AC with LED, Screw terminal | - | 0 | 0
3RP1555-1AR30 |  | 3RP1555-1AR30 | 1 | UN | 1 | 10 | C | D | N | N | 85364190 | 1 | 4011209320130 | 0.1 | KG | 233.31 | 233.31 | CP15 | CP15 | Timing relay, electronic Phased-out product !!! For further information, please contact our sales department Clock generator, 1 change-over contact 15 time ranges (0.05 s-100 h) 42 ... 48 V/ 60 V AC/DC with LED, Screw terminal | - | 0 | 0
3RP1555-2AP30 |  | 3RP1555-2AP30 | 1 | UN | 1 | 10 | C | D | N | N | 85364900 | 1 | 4011209445215 | 0.104 | KG | 240.38 | 240.38 | CP15 | CP15 | Timing relay, electronic Phased-out product !!! For further information, please contact our sales department Spring-type terminal 1 change-over contact clock generator 0.5 s...100 h 24 V AC/DC, 200-240 V AC with LED, at 50/60 Hz AC | - | 0 | 0
3RP1555-2AQ30 |  | 3RP1555-2AQ30 | 1 | UN | 1 | 10 | C | D | N | N | 85364900 | 1 | 4011209445208 | 0.12 | KG | 240.38 | 240.38 | CP15 | CP15 | Timing relay, Multifunction Phased-out product !!! For further information, please contact our sales department Spring-type terminal 1 change-over contact clock generator 0.5 s...100 h 24 V AC/DC, 100-127 V AC with LED, at 50/60 Hz AC | - | 0 | 0
3RP1555-2AR30 |  | 3RP1555-2AR30 | 1 | UN | 1 | 15 | C | D | N | N | 85364190 | 1 | 4011209445192 | 0.113 | KG | 240.38 | 240.38 | CP15 | CP15 | Timing relay, electronic Phased-out product !!! For further information, please contact our sales department Spring-type terminal 1 change-over contact clock generator 0.5 s...100 h 42...48/60 V AC/DC, with LED | - | 0 | 0
3RP1560-1SP30 |  | 3RP1560-1SP30 | 1 | UN | 1 | 10 | C | D | N | N | 85364900 | 1 | 4011209448339 | 0.175 | KG | 222.2 | 222.2 | CP15 | CP15 | Timing relay, electronic Phased-out product !!! For further information, please contact our sales department with star-delta (wye-delta) function 1...20 s, Overshoot time 30-600 s 0.85 ...1.1 US 24 V AC/DC, 200...240 V AC at 50/60 Hz AC screw terminal | - | 0 | 0
3RP1560-1SQ30 |  | 3RP1560-1SQ30 | 1 | UN | 1 | 10 | C | D | N | N | 85364900 | 1 | 4011209448322 | 0.175 | KG | 222.2 | 222.2 | CP15 | CP15 | Timing relay, electronic Phased-out product !!! For further information, please contact our sales department with star-delta (wye-delta) function 1...20 s, Overshoot time 30-600 s 0.85 ...1.1 US 24 V AC/DC, 100...127 V AC at 50/60 Hz AC screw terminal | - | 0 | 0
3RP1560-2SP30 |  | 3RP1560-2SP30 | 1 | UN | 1 | 10 | C | D | N | N | 85364900 | 1 | 4011209457591 | 0.158 | KG | 226.24 | 226.24 | CP15 | CP15 | Timing relay, electronic Phased-out product !!! For further information, please contact our sales department with star-delta (wye-delta) function 1...20 s, Overshoot time 30-600 s 0.85 ...1.1 US 24 V AC/DC, 200...240 V AC at 50/60 Hz AC Spring-type terminal | - | 0 | 0
3RP1574-1NM20 |  | 3RP1574-1NM20 | 1 | UN | 1 | 10 | C | D | N | N | 85364900 | 1 | 4011209645745 | 0.11 | KG | 143.42 | 143.42 | CP15 | CP15 | Timing relay, electronic Phased-out product !!! For further information, please contact our sales department with star-delta (wye-delta) function 1 NO contact, delayed 1 NO contact, instantaneous 1 time range 1...20 s 200-240 V AC and 380-440 V AC screw terminal | - | 0 | 0
3RP1574-1NP30 |  | 3RP1574-1NP30 | 1 | UN | 1 | 10 | C | D | N | N | 85364900 | 1 | 4011209320147 | 0.127 | KG | 124.23 | 124.23 | CP15 | CP15 | Timing relay, electronic Phased-out product !!! For further information, please contact our sales department with star-delta (wye-delta) function 1 NO contact, delayed 1 NO contact, instantaneous 1 time range 1...20 s 24 V AC/DC and 200...240 V AC at 50/60 Hz AC screw terminal | - | 0 | 0
3RP1574-1NP30-Z | W96 | 3RP1574-1NP30-ZW96 | 1 | UN | 1 | 15 | C | D | N | N | 85364900 | 96 | 4011209575288 | 0.253 | KG | 118.17 | 118.17 | CP15 | CP15 | Timing relay, electronic Phased-out product !!! For further information, please contact our sales department with star-delta (wye-delta) function 1 NO contact, delayed 1 NO contact instantaneous 1 time range 1...20 s 24 V AC/DC and 200-240 V AC at 50/60 Hz AC screw terminal Multi-unit packaging Pack = 96 units | - | 0 | 9
3RP1574-1NP30-Z | W97 | 3RP1574-1NP30-ZW97 | 1 | UN | 1 | 15 | C | D | EAR99 | N | 85364900 | 48 |  | 0.102 | KG | 118.17 | 118.17 | CP15 | CP15 | Timing relay, electronic Phased-out product !!! For further information, please contact our sales department with star-delta (wye-delta) function 1 NO contact delayed 1 NO contact instantaneous 1 time range 1...20 s 24 V AC/DC and 200-240 V AC at 50/60 Hz AC Screw terminal Multi-unit packaging Pack = 48 units | - | 0 | 0
3RP1574-1NP30-Z | W98 | 3RP1574-1NP30-ZW98 | 1 | UN | 1 | 15 | C | D | N | N | 85364900 | 24 | 4011209900172 | 0.253 | KG | 118.17 | 118.17 | CP15 | CP15 | Timing relay, electronic Phased-out product !!! For further information, please contact our sales department with star-delta (wye-delta) function 1 NO contact, delayed 1 NO contact instantaneous 1 time range 1...20 s 24 V AC/DC and 200-240 V AC at 50/60 Hz AC screw terminal Multi-unit packaging | - | 0 | 9
3RP1574-1NP30-Z | X95 | 3RP1574-1NP30-ZX95 | 1 | UN | 1 | 15 | C | D | N | N | 85364900 | 192 | 4011209446977 | 0.14 | KG | 118.17 | 118.17 | CP15 | CP15 | Timing relay, electronic Phased-out product !!! For further information, please contact our sales department with star-delta (wye-delta) function 1 NO contact delayed 1 NO contact instantaneous 1 time range 1...20 s 24 V AC/DC and 200-240 V AC at 50/60 Hz AC screw terminal Reusable packaging Pack = 192 units | - | 0 | 0
3RP1574-1NQ30 |  | 3RP1574-1NQ30 | 1 | UN | 1 | 10 | C | D | N | N | 85364900 | 1 | 4011209320154 | 0.112 | KG | 124.23 | 124.23 | CP15 | CP15 | Timing relay, electronic Phased-out product !!! For further information, please contact our sales department with star-delta (wye-delta) function 1 NO contact, delayed 1 NO contact, instantaneous 1 time range 1...20 s 24 V AC/DC and 100...127 V AC at 50/60 Hz AC screw terminal | - | 0 | 0
3RP1574-1NQ30-Z | W97 | 3RP1574-1NQ30-ZW97 | 1 | UN | 1 | 15 | C | D | N | N | 85364900 | 48 |  | 0.253 | KG | 118.17 | 118.17 | CP15 | CP15 | Timing relay, electronic Phased-out product !!! For further information, please contact our sales department with star-delta (wye-delta) function 1 NO contact delayed 1 NO contact instantaneous 1 time range 1...20 s 24 V AC/DC and 100-127 V AC at 50/60 Hz AC screw terminal Multi-unit packaging Pack = 48 units | - | 0 | 0
3RP1574-1NQ30-Z | X95 | 3RP1574-1NQ30-ZX95 | 1 | UN | 1 | 15 | C | D | N | N | 85364900 | 192 | 4011209478930 | 0.101 | KG | 118.17 | 118.17 | CP15 | CP15 | Timing relay, electronic Phased-out product !!! For further information, please contact our sales department with star-delta (wye-delta) function 1 NO contact, delayed 1 NO contact instantaneous 1 time range 1...20 s 24 AC, 100-127 V, 24 V DC at 50/60 Hz AC screw terminal | - | 0 | 0
3RP1574-2NM20 |  | 3RP1574-2NM20 | 1 | UN | 1 | 10 | C | D | N | N | 85364900 | 1 | 4011209645769 | 0.11 | KG | 137.36 | 137.36 | CP15 | CP15 | Timing relay, electronic Phased-out product !!! For further information, please contact our sales department with star-delta (wye-delta) function 1 NO contact, delayed 1 NO contact instantaneous 1 time range 1...20 s 200-240 V AC and 380-440 V AC Spring-type terminal | - | 0 | 0
3RP1574-2NP30 |  | 3RP1574-2NP30 | 1 | UN | 1 | 10 | C | D | N | N | 85364900 | 1 | 4011209445246 | 0.113 | KG | 119.18 | 119.18 | CP15 | CP15 | Timing relay, Multifunction Phased-out product !!! For further information, please contact our sales department Spring-type terminal 1 NO contact, delayed 1 NO contact instantaneous 1 time range 1...20 s 24 V AC/DC, 200-240 V AC at 50/60 Hz AC | - | 0 | 0
3RP1574-2NQ30 |  | 3RP1574-2NQ30 | 1 | UN | 1 | 10 | C | D | N | N | 85364900 | 1 | 4011209445222 | 0.108 | KG | 119.18 | 119.18 | CP15 | CP15 | Timing relay, Multifunction Phased-out product !!! For further information, please contact our sales department Spring-type terminal 1 NO contact, delayed 1 NO contact instantaneous 1 time range 1...20 s 24 V AC/DC, 100-127 V AC at 50/60 Hz AC | - | 0 | 0
3RP1576-1NM20 |  | 3RP1576-1NM20 | 1 | UN | 1 | 10 | C | D | N | N | 85364900 | 1 | 4011209645752 | 0.107 | KG | 143.42 | 143.42 | CP15 | CP15 | Timing relay, electronic Phased-out product !!! For further information, please contact our sales department with star-delta (wye-delta) function 1 NO contact, delayed 1 NO contact, instantaneous 1 time range 3...60 s 200-240 V AC and 380-440 V AC screw terminal | - | 0 | 0
3RP1576-1NP30 |  | 3RP1576-1NP30 | 1 | UN | 1 | 10 | C | D | N | N | 85364900 | 1 | 4011209320161 | 0.12 | KG | 124.23 | 124.23 | CP15 | CP15 | Timing relay, electronic Phased-out product !!! For further information, please contact our sales department with star-delta (wye-delta) function 1 NO contact, delayed 1 NO contact, instantaneous 1 time range 3...60 s 24 V AC/DC and 200...240 V AC at 50/60 Hz AC screw terminal | - | 0 | 0
3RP1576-1NQ30 |  | 3RP1576-1NQ30 | 1 | UN | 1 | 10 | C | D | N | N | 85364900 | 1 | 4011209320178 | 0.112 | KG | 124.23 | 124.23 | CP15 | CP15 | Timing relay, electronic Phased-out product !!! For further information, please contact our sales department with star-delta (wye-delta) function 1 NO contact, delayed 1 NO contact, instantaneous 1 time range 3...60 s 24 V AC/DC and 100...127 V AC at 50/60 Hz AC screw terminal | - | 0 | 0
3RP1576-2NM20 |  | 3RP1576-2NM20 | 1 | UN | 1 | 15 | C | D | N | N | 85364900 | 1 | 4011209645776 | 0.12 | KG | 146.45 | 146.45 | CP15 | CP15 | Timing relay, electronic Phased-out product !!! For further information, please contact our sales department with star-delta (wye-delta) function 1 NO contact, delayed 1 NO contact, instantaneous 1 time range 3...60 s 200-240 V AC and 380-440 V AC Spring-type terminal | - | 0 | 0
3RP1576-2NP30 |  | 3RP1576-2NP30 | 1 | UN | 1 | 10 | C | D | N | N | 85364900 | 1 | 4011209445253 | 0.118 | KG | 126.25 | 126.25 | CP15 | CP15 | Timing relay, Multifunction Phased-out product !!! For further information, please contact our sales department Spring-type terminal 1 NO contact, delayed 1 NO contact, instantaneous 3 s...60 s 24 V AC/DC 200-240 V AC at 50/60 Hz AC | - | 0 | 0
3RP1576-2NQ30 |  | 3RP1576-2NQ30 | 1 | UN | 1 | 10 | C | D | N | N | 85364900 | 1 | 4011209445239 | 0.107 | KG | 126.25 | 126.25 | CP15 | CP15 | Timing relay, Multifunction Phased-out product !!! For further information, please contact our sales department Spring-type terminal 1 NO contact, delayed 1 NO contact, instantaneous 3 s...60 s 24 V AC/DC 100-127 V AC at 50/60 Hz AC | - | 0 | 0
3RP1578-1NP38-0AB1 |  | 3RP1578-1NP38-0AB1 | 1 | UN | 1 | 10 | C | D | N | N | 85364900 | 1 | 4011209435919 | 0.113 | KG | 150.49 | 150.49 | CP15 | CP15 | Timing relay, star-delta (wye-delta) Phased-out product !!! For further information, please contact our sales department 1 NO delayed, 1 NO instantaneous 20 s runtime, 0 ms pause 24 V AC/DC and 200-240 V AC at 50/60 Hz AC | - | 0 | 9
3RP1578-1NP38-0AB2 |  | 3RP1578-1NP38-0AB2 | 1 | UN | 1 | 10 | C | D | N | N | 85364900 | 1 | 4011209435926 | 0.115 | KG | 150.49 | 150.49 | CP15 | CP15 | Timing relay, star-delta (wye-delta) Phased-out product !!! For further information, please contact our sales department 1 NO delayed, 1 NO instantaneous 20 s runtime, 120 ms pause 24 V AC/DC and 200-240 V AC at 50/60 Hz AC | - | 0 | 9
3RP1578-1NQ38-0AB1 |  | 3RP1578-1NQ38-0AB1 | 1 | UN | 1 | 10 | C | D | EAR99 | N | 85364900 | 1 | 4011209435896 | 0.115 | KG | 186.85 | 186.85 | CP15 | CP15 | TIMING RELAY,SET UP STAR-DELTA (WYE-DELTA, Phased-out product !!! FOR FURTHER INFO CONTACT OUR SALES DEPARTMENT 1 S DEL., 1 S UNVERS., 20S RUN TIME, 0MS PAUSE TIME 24 V AC/DC and AC 100...127V, FOR AC 50/60 Hz | - | 0 | 7
3RP1578-1NQ38-0AB2 |  | 3RP1578-1NQ38-0AB2 | 1 | UN | 1 | 10 | C | D | N | N | 85364900 | 1 | 4011209435902 | 0.115 | KG | 150.49 | 150.49 | CP15 | CP15 | Timing relay, star-delta (wye-delta) Phased-out product !!! For further information, please contact our sales department 1 NO delayed, 1 NO instantaneous 20 s runtime, 120 ms pause 24 V AC/DC and 100-127 V AC at 50/60 Hz AC | - | 0 | 9
3RP1901-0A |  | 3RP1901-0A | 1 | UN | 1 | 10 | C | D | N | N | 85389099 | 5 | 4011209331556 | 0.003 | KG | 6.88 | 6.88 | CP15 | CP15 | !!! Phased-out product !!! Successor product is 3RP2901-0A Set of labels for multifunction device with 1 changeover contact Set of labels (1 unit) with 8 functions | - | 0 | 7
3RP1901-0B |  | 3RP1901-0B | 1 | UN | 1 | 10 | C | D | N | N | 85389099 | 5 | 4011209321687 | 0.006 | KG | 8.45 | 8.45 | CP15 | CP15 | !!! Phased-out product !!! Successor product is 3RP2901-0B Set of labels for multifunction device with 2 changeover contacts Set of labels (1 unit) with 16 functions | - | 0 | 0
3RP1901-0BA10 |  | 3RP1901-0BA10 | 1 | UN | 1 | 20 | D | D | N | N | 85389099 | 5 | 4011209367142 | 0.015 | KG | 10.2 | 10.2 | CP15 | CP15 | SET OF LABELS F. MULTIFUNC. DEVICE, 2 CO CONTACTS, COMPRISING = 2 X 5 LABEL SET. ON-DELAY | - | 0 | 7
3RP1902 |  | 3RP1902 | 1 | UN | 1 | 5 | B | D | N | N | 85389099 | 5 | 4011209321694 | 0.003 | KG | 4.58 | 4.58 | CP15 | CP15 | Sealable cover for devices with 1 or 2 change-over contacts for protection against unauthorized configuring | - | 0 | 0
3RP1902-0B |  | 3RP1902-0B | 1 | UN | 1 | 30 | D | D | N | N | 85389099 | 5 | 4011209856158 | 0.003 | KG | 4.85 | 4.85 | CP15 | CP15 | Sealable cover for devices with 1 or 2 change-over contacts for protection against unauthorized configuring | - | 0 | 0
3RP1903 |  | 3RP1903 | 1 | UN | 1 | 5 | B | D | N | N | 85389099 | 10 | 4011209321700 | 0.002 | KG | 1.49 | 1.45 | CP15 | CP15 | Push-in lug/adapter for screw mounting for devices with 1 or 2 change-over contacts | Lista Papel 2020 SI | 0 | 0
3RP2005-1AP30 |  | 3RP2005-1AP30 | 1 | UN | 1 | 1 | A | D | N | N | 85364900 | 1 | 4011209569430 | 0.12 | KG | 122.21 | 119.18 | CP15 | CP15 | Timing relay, electronic Multifunction, 8 functions 1 change-over contact 24 V AC/DC, 200 to 240 V AC at 50/60 Hz AC 0.05 s to 100 h Overall width 45 mm screw terminal | Lista Papel 2020 SI | 0 | 0
3RP2005-1AQ30 |  | 3RP2005-1AQ30 | 1 | UN | 1 | 1 | A | D | N | N | 85364900 | 1 | 4011209569447 | 0.12 | KG | 122.21 | 119.18 | CP15 | CP15 | Timing relay, electronic Multifunction, 8 functions 1 change-over contact 24 V AC/DC, 100 to 127 V AC at 50/60 Hz AC 0.05 s to 100 h Overall width 45 mm screw terminal | Lista Papel 2020 SI | 0 | 0
3RP2005-1BW30 |  | 3RP2005-1BW30 | 1 | UN | 1 | 1 | A | D | N | N | 85364900 | 1 | 4011209569454 | 0.13 | KG | 162.61 | 157.56 | CP15 | CP15 | Timing relay, electronic Multifunction, 16 functions 2 change-over contacts 24 to 240 V AC/DC at 50/60 Hz AC 0.05 s to 100 h Overall width 45 mm screw terminal | Lista Papel 2020 SI | 0 | 0
3RP2005-2AP30 |  | 3RP2005-2AP30 | 1 | UN | 1 | 1 | A | D | N | N | 85364900 | 1 | 4011209569485 | 0.12 | KG | 129.28 | 125.24 | CP15 | CP15 | Timing relay, electronic Multifunction, 8 functions 1 change-over contact 24 V AC/DC, 200 to 240 V AC at 50/60 Hz AC 0.05 s to 100 h Overall width 45 mm Spring-type terminal | Lista Papel 2020 SI | 0 | 0
3RP2005-2AQ30 |  | 3RP2005-2AQ30 | 1 | UN | 1 | 2 | A | D | N | N | 85364900 | 1 | 4011209569492 | 0.12 | KG | 129.28 | 125.24 | CP15 | CP15 | Timing relay, electronic Multifunction, 8 functions 1 change-over contact 24 V AC/DC, 100 AC to 127 V at 50/60 Hz AC 0.05 s to 100 h Overall width 45 mm Spring-type terminal | Lista Papel 2020 SI | 0 | 0
3RP2005-2BW30 |  | 3RP2005-2BW30 | 1 | UN | 1 | 2 | A | D | N | N | 85364900 | 1 | 4011209569508 | 0.13 | KG | 165.64 | 160.59 | CP15 | CP15 | Timing relay, electronic Multifunction, 16 functions 2 change-over contacts 24 to 240 V AC/DC at 50/60 Hz AC 0.05 s to 100 h Overall width 45 mm Spring-type terminal | Lista Papel 2020 SI | 0 | 0
3RP2025-1AP30 |  | 3RP2025-1AP30 | 1 | UN | 1 | 1 | A | D | N | N | 85364900 | 1 | 4011209569416 | 0.11 | KG | 81.2 | 78.88 | CP15 | CP15 | Timing relay, electronic ansprechverzÃ¶gert 1 change-over contact 24 V AC/DC, 200 to 240 V AC at 50/60 Hz AC 0.05 s to 100 h Overall width 45 mm screw terminal | Lista Papel 2020 SI | 0 | 0
3RP2025-1AQ30 |  | 3RP2025-1AQ30 | 1 | UN | 1 | 1 | A | D | N | N | 85364900 | 1 | 4011209569423 | 0.11 | KG | 81.2 | 78.88 | CP15 | CP15 | Timing relay, electronic ansprechverzÃ¶gert 1 change-over contact 24 V AC/DC, 200 to 127 V AC at 50/60 Hz AC 0.05 s to 100 h Overall width 45 mm screw terminal | Lista Papel 2020 SI | 0 | 0
3RP2025-2AP30 |  | 3RP2025-2AP30 | 1 | UN | 1 | 1 | A | D | N | N | 85364900 | 1 | 4011209569461 | 0.11 | KG | 85.24 | 82.82 | CP15 | CP15 | Timing relay, electronic ansprechverzÃ¶gert 1 change-over contact 24 V AC/DC, 200 to 240 V AC at 50/60 Hz AC 0.05 s to 100 h Overall width 45 mm Spring-type terminal | Lista Papel 2020 SI | 0 | 0
3RP2025-2AQ30 |  | 3RP2025-2AQ30 | 1 | UN | 1 | 5 | B | D | N | N | 85364900 | 1 | 4011209569478 | 0.11 | KG | 85.24 | 82.82 | CP15 | CP15 | Timing relay, electronic ansprechverzÃ¶gert 1 change-over contact 24 V AC/DC, 200 to 127 V AC at 50/60 Hz AC 0.05 s to 100 h Overall width 45 mm Spring-type terminal | Lista Papel 2020 SI | 0 | 0
3RP2505-1AB30 |  | 3RP2505-1AB30 | 1 | UN | 1 | 1 | A | D | N | N | 85364900 | 1 | 4011209943452 | 0.145 | KG | 119.18 | 116.15 | CP15 | CP15 | Timing relay, Multifunction 1 change-over contact, 13 functions 7 time ranges (0.05 s...100 h) 24 V AC/DC at 50/60 Hz AC with LED, Screw terminal | Lista Papel 2020 SI | 0 | 0
3RP2505-1AW30 |  | 3RP2505-1AW30 | 1 | UN | 1 | 1 | A | D | N | N | 85364900 | 1 | 4011209943476 | 0.15 | KG | 132.31 | 128.27 | CP15 | CP15 | Timing relay, Multifunction 1 change-over contact, 13 functions 7 time ranges (0.05 s...100 h) 12...240 V AC/DC at 50/60 Hz AC with LED, Screw terminal | Lista Papel 2020 SI | 0 | 0
3RP2505-1BB30 |  | 3RP2505-1BB30 | 1 | UN | 1 | 1 | A | D | N | N | 85364900 | 1 | 4011209943490 | 0.175 | KG | 133.32 | 129.28 | CP15 | CP15 | Timing relay, Multifunction 2 change-over contacts, 27 functions 7 time ranges (0.05 s...100 h) 24 V AC/DC at 50/60 Hz AC with LED, Screw terminal | Lista Papel 2020 SI | 0 | 0
3RP2505-1BT20 |  | 3RP2505-1BT20 | 1 | UN | 1 | 1 | A | D | N | N | 85364900 | 1 | 4011209944350 | 0.179 | KG | 145.44 | 141.4 | CP15 | CP15 | Timing relay, Multifunction 2 change-over contacts, 27 functions 7 time ranges (0.05 s...100 h) 400-440 V AC at 50/60 Hz AC with LED, Screw terminal | Lista Papel 2020 SI | 0 | 0
3RP2505-1BW30 |  | 3RP2505-1BW30 | 1 | UN | 1 | 1 | A | D | N | N | 85364900 | 1 | 4011209943513 | 0.18 | KG | 164.63 | 159.58 | CP15 | CP15 | Timing relay, Multifunction 2 change-over contacts, 27 functions 7 time ranges (0.05 s...100 h) 12-240 V AC/DC at 50/60 Hz AC with LED, Screw terminal | Lista Papel 2020 SI | 0 | 0
3RP2505-1CW30 |  | 3RP2505-1CW30 | 1 | UN | 1 | 2 | A | D | N | N | 85364900 | 1 | 4011209943919 | 0.151 | KG | 132.31 | 132.31 | CP15 | CP15 | Timing relay, Multifunction 1 NO semiconductor 13 functions 7 time ranges (0.05 s...100 h) 12-240 V AC/DC at 50/60 Hz AC with LED, Screw terminal | novo jan 2018 | 0 | 0
3RP2505-1RW30 |  | 3RP2505-1RW30 | 1 | UN | 1 | 1 | A | D | N | N | 85364900 | 1 | 4047621010946 | 0.186 | KG | 195.94 | 195.94 | CP15 | CP15 | Timing relay, Multifunction 2 change-over contacts, 13 functions Positively driven Relay contacts 24...240 V AC/DC at 50/60 Hz AC 7 time ranges (0.05 s...100 h) with LED, Screw terminal | novo jan 2018 | 0 | 0
3RP2505-2AB30 |  | 3RP2505-2AB30 | 1 | UN | 1 | 2 | A | D | N | N | 85364900 | 1 | 4011209943469 | 0.14 | KG | 119.18 | 116.15 | CP15 | CP15 | Timing relay, Multifunction 1 change-over contact, 13 functions 7 time ranges (0.05 s...100 h) 24 V AC/DC at 50/60 Hz AC with LED Spring-type terminal (push-in) | Lista Papel 2020 SI | 0 | 0
3RP2505-2AW30 |  | 3RP2505-2AW30 | 1 | UN | 1 | 1 | A | D | N | N | 85364900 | 1 | 4011209943483 | 0.141 | KG | 132.31 | 128.27 | CP15 | CP15 | Timing relay, Multifunction 1 change-over contact, 13 functions 7 time ranges (0.05 s...100 h) 12-240 V AC/DC at 50/60 Hz AC with LED Spring-type terminal (push-in) | Lista Papel 2020 SI | 0 | 0
3RP2505-2BB30 |  | 3RP2505-2BB30 | 1 | UN | 1 | 1 | A | D | N | N | 85364900 | 1 | 4011209943506 | 0.166 | KG | 133.32 | 129.28 | CP15 | CP15 | Timing relay, Multifunction 2 change-over contacts, 27 functions 7 time ranges (0.05 s...100 h) 24 V AC/DC at 50/60 Hz AC with LED Spring-type terminal (push-in) | Lista Papel 2020 SI | 0 | 0
3RP2505-2BT20 |  | 3RP2505-2BT20 | 1 | UN | 1 | 2 | A | D | N | N | 85364900 | 1 | 4011209944367 | 0.174 | KG | 145.44 | 145.44 | CP15 | CP15 | Timing relay, Multifunction 2 change-over contacts, 27 functions 7 time ranges (0.05 s...100 h) 400-440 V AC at 50/60 Hz AC with LED Spring-type terminal (push-in) | novo jan 2018 | 0 | 0
3RP2505-2BW30 |  | 3RP2505-2BW30 | 1 | UN | 1 | 1 | A | D | N | N | 85364900 | 1 | 4011209943520 | 0.18 | KG | 164.63 | 159.58 | CP15 | CP15 | Timing relay, Multifunction 2 change-over contacts, 27 functions 7 time ranges (0.05 s...100 h) 12-240 V AC/DC at 50/60 Hz AC with LED Spring-type terminal (push-in) | Lista Papel 2020 SI | 0 | 0
3RP2505-2BW30-0FL0 |  | 3RP2505-2BW30-0FL0 | 1 | UN | 1 | 15 | C | D | N | N | 85364900 | 1 |  | 0.16 | KG | 159.58 | 159.58 | CP15 | CP15 | Timing relay, Multifunction 2 change-over contacts, 27 functions 7 time ranges (1.10,100) s 10 min (1.10,100) h 12 V...240 V AC/DC at 50/60 Hz AC with LED, Spring-type terminal (push-in) | novo jan 2018 | 0 | 9
3RP2505-2CW30 |  | 3RP2505-2CW30 | 1 | UN | 1 | 2 | A | D | N | N | 85364900 | 1 | 4011209943926 | 0.146 | KG | 132.31 | 132.31 | CP15 | CP15 | Timing relay, Multifunction 1 NO semiconductor 13 functions 7 time ranges (0.05 s...100 h) 12-240 V AC/DC at 50/60 Hz AC with LED, Spring-type terminal (push-in) | novo jan 2018 | 0 | 0
3RP2505-2RW30 |  | 3RP2505-2RW30 | 1 | UN | 1 | 2 | A | D | N | N | 85364900 | 1 | 4047621010953 | 0.175 | KG | 195.94 | 195.94 | CP15 | CP15 | Timing relay, Multifunction 2 change-over contacts, 13 functions Positively driven Relay contacts 24...240 V AC/DC at 50/60 Hz AC 7 time ranges (0.05 s...100 h) with LED Spring-type terminal (push-in) | novo jan 2018 | 0 | 0
3RP2505-2RW30-0FL0 |  | 3RP2505-2RW30-0FL0 | 1 | UN | 1 | 15 | C | D | N | N | 85364900 | 1 |  | 0.166 | KG | 191.9 | 191.9 | CP15 | CP15 | Timing relay, Multifunction Push-in connection 2 change-over contacts, 13 functions Positively driven relay contacts 24...240 V AC/DC at 50/60 Hz AC 7 time ranges (1.10,100) s 10 min (1.10,100) h | novo jan 2018 | 0 | 9
3RP2511-1AW30 |  | 3RP2511-1AW30 | 1 | UN | 1 | 1 | A | D | N | N | 85364900 | 1 | 4011209943544 | 0.14 | KG | 63.53 | 61.71 | CP15 | CP15 | Timing relay, electronic ansprechverzÃ¶gert 1 change-over contact, 1 time range 0.5...10 s 12-240 V AC/DC at 50/60 Hz AC with LED, Screw terminal | Lista Papel 2020 SI | 0 | 0
3RP2511-2AW30 |  | 3RP2511-2AW30 | 1 | UN | 1 | 1 | A | D | N | N | 85364900 | 1 | 4011209943551 | 0.129 | KG | 63.53 | 61.71 | CP15 | CP15 | Timing relay, electronic ansprechverzÃ¶gert 1 change-over contact, 1 time range 0.5...10 s 12-240 V AC/DC at 50/60 Hz AC with LED, Spring-type terminal (push-in) | Lista Papel 2020 SI | 0 | 0
3RP2512-1AW30 |  | 3RP2512-1AW30 | 1 | UN | 1 | 1 | A | D | N | N | 85364900 | 1 | 4011209943568 | 0.139 | KG | 63.53 | 61.71 | CP15 | CP15 | Timing relay, electronic ansprechverzÃ¶gert 1 change-over contact, 1 time range 1.5...30 s 12-240 V AC/DC at 50/60 Hz AC with LED, Screw terminal | Lista Papel 2020 SI | 0 | 0
3RP2512-2AW30 |  | 3RP2512-2AW30 | 1 | UN | 1 | 1 | A | D | N | N | 85364900 | 1 | 4011209943575 | 0.132 | KG | 63.53 | 61.71 | CP15 | CP15 | Timing relay, electronic ansprechverzÃ¶gert 1 change-over contact, 1 time range 1.5...30 s 12-240 V AC/DC at 50/60 Hz AC with LED, Spring-type terminal (push-in) | Lista Papel 2020 SI | 0 | 0
3RP2513-1AW30 |  | 3RP2513-1AW30 | 1 | UN | 1 | 1 | A | D | N | N | 85364900 | 1 | 4011209943599 | 0.138 | KG | 63.53 | 61.71 | CP15 | CP15 | Timing relay, electronic ansprechverzÃ¶gert 1 change-over contact, 1 time range 5...100 s 12-240 V AC/DC at 50/60 Hz AC with LED, Screw terminal | Lista Papel 2020 SI | 0 | 0
3RP2513-2AW30 |  | 3RP2513-2AW30 | 1 | UN | 1 | 2 | A | D | N | N | 85364900 | 1 | 4011209943605 | 0.131 | KG | 63.53 | 61.71 | CP15 | CP15 | Timing relay, electronic ansprechverzÃ¶gert 1 change-over contact, 1 time range 5...100 s 12-240 V AC/DC at 50/60 Hz AC with LED, Spring-type terminal (push-in) | Lista Papel 2020 SI | 0 | 0
3RP2525-1AW30 |  | 3RP2525-1AW30 | 1 | UN | 1 | 1 | A | D | N | N | 85364900 | 1 | 4011209943612 | 0.138 | KG | 82.21 | 79.89 | CP15 | CP15 | Timing relay, electronic on-delay 1 change-over contact, 7 time ranges 0.05 s...100 h 12-240 V AC/DC at 50/60 Hz AC with LED, screw terminal | Lista Papel 2020 SI | 0 | 0
3RP2525-1BB30 |  | 3RP2525-1BB30 | 1 | UN | 1 | 2 | A | D | N | N | 85364900 | 1 | 4011209943643 | 0.16 | KG | 90.29 | 87.77 | CP15 | CP15 | Timing relay, electronic on-delay 2 change-over contacts, 7 time ranges 0.05 s...100 h 24 V AC/DC at 50/60 Hz AC with LED, screw terminal | Lista Papel 2020 SI | 0 | 0
3RP2525-1BW30 |  | 3RP2525-1BW30 | 1 | UN | 1 | 1 | A | D | N | N | 85364900 | 1 | 4011209943667 | 0.171 | KG | 120.19 | 117.16 | CP15 | CP15 | Timing relay, electronic on-delay 2 change-over contacts, 7 time ranges 0.05 s...100 h 12-240 V AC/DC at 50/60 Hz AC with LED, screw terminal | Lista Papel 2020 SI | 0 | 0
3RP2525-2AW30 |  | 3RP2525-2AW30 | 1 | UN | 1 | 1 | A | D | N | N | 85364900 | 1 | 4011209943636 | 0.13 | KG | 82.21 | 82.21 | CP15 | CP15 | Timing relay, electronic on-delay 1 change-over contact, 7 time ranges 0.05 s...100 h 12-240 V AC/DC at 50/60 Hz AC with LED, Spring-type terminal (Push-In) | novo jan 2018 | 0 | 0
3RP2525-2BB30 |  | 3RP2525-2BB30 | 1 | UN | 1 | 2 | A | D | N | N | 85364900 | 1 | 4011209943650 | 0.16 | KG | 90.29 | 90.29 | CP15 | CP15 | Timing relay, electronic on-delay 2 change-over contacts, 7 time ranges 0.05 s...100 h 24 V AC/DC at 50/60 Hz AC with LED, Spring-type terminal (Push-In) | novo jan 2018 | 0 | 0
3RP2525-2BW30 |  | 3RP2525-2BW30 | 1 | UN | 1 | 1 | A | D | N | N | 85364900 | 1 | 4011209943674 | 0.161 | KG | 120.19 | 120.19 | CP15 | CP15 | Timing relay, electronic on-delay 2 change-over contacts, 7 time ranges 0.05 s...100 h 12-240 V AC/DC at 50/60 Hz AC with LED, Spring-type terminal (Push-In) | novo jan 2018 | 0 | 0
3RP2527-1EW30 |  | 3RP2527-1EW30 | 1 | UN | 1 | 2 | A | D | N | N | 85364900 | 1 | 4011209943681 | 0.124 | KG | 63.53 | 61.71 | CP15 | CP15 | Timing relay, electronic ansprechverzÃ¶gert 1 NO (semiconductor) 2-wire 4 time ranges 0.05...240 s 12-240 V AC/DC screw terminal | Lista Papel 2020 SI | 0 | 0
3RP2527-2EW30 |  | 3RP2527-2EW30 | 1 | UN | 1 | 2 | A | D | N | N | 85364900 | 1 | 4011209943704 | 0.127 | KG | 63.53 | 61.71 | CP15 | CP15 | Timing relay, electronic ansprechverzÃ¶gert 1 NO (semiconductor) 2-wire 4 time ranges 0.05...240 s 12-240 V AC/DC Spring-type terminal (push-in) | Lista Papel 2020 SI | 0 | 0
3RP2535-1AW30 |  | 3RP2535-1AW30 | 1 | UN | 1 | 1 | A | D | N | N | 85364900 | 1 | 4011209943711 | 0.148 | KG | 110.09 | 107.06 | CP15 | CP15 | Timing relay, OFF delay with control signal 1 change-over contact, 15 time ranges 0.05 s...100 h 12-240 V DC, Wide voltage range at 50/60 Hz AC with LED, Screw terminal | Lista Papel 2020 SI | 0 | 0
3RP2535-2AW30 |  | 3RP2535-2AW30 | 1 | UN | 1 | 1 | A | D | N | N | 85364900 | 1 | 4011209943728 | 0.14 | KG | 110.09 | 107.06 | CP15 | CP15 | Timing relay, OFF delay with control signal 1 change-over contact, 15 time ranges 0.05 s...100 h 12-240 V DC, Wide voltage range at 50/60 Hz AC with LED, Spring-type terminal (push-in) | Lista Papel 2020 SI | 0 | 0
3RP2540-1AB30 |  | 3RP2540-1AB30 | 1 | UN | 1 | 2 | A | D | N | N | 85364900 | 1 | 4011209943735 | 0.165 | KG | 136.35 | 132.31 | CP15 | CP15 | Timing relay, electronic OFF delay without control signal or smooth passing make contact non-volatile 24 V AC/DC, 1 change-over contact 7 time ranges, 0.05...600 s with LED, Screw terminal | Lista Papel 2020 SI | 0 | 0
3RP2540-1AW30 |  | 3RP2540-1AW30 | 1 | UN | 1 | 1 | A | D | N | N | 85364900 | 1 | 4011209943759 | 0.17 | KG | 152.51 | 148.47 | CP15 | CP15 | Timing relay, electronic OFF delay without control signal or smooth passing make contact non-volatile 7 time ranges 0.05...600 s 12-240 V AC/DC, 1 change-over contact at 50/60 Hz AC with LED, Screw terminal | Lista Papel 2020 SI | 0 | 0
3RP2540-1BB30 |  | 3RP2540-1BB30 | 1 | UN | 1 | 2 | A | D | N | N | 85364900 | 1 | 4011209943773 | 0.173 | KG | 159.58 | 155.54 | CP15 | CP15 | Timing relay, electronic OFF delay without control signal or smooth passing make contact non-volatile 7 time ranges 0.05...600 s 24 V AC/DC, 2 change-over contacts with LED, Screw terminal | Lista Papel 2020 SI | 0 | 0
3RP2540-1BW30 |  | 3RP2540-1BW30 | 1 | UN | 1 | 1 | A | D | N | N | 85364900 | 1 | 4011209943797 | 0.178 | KG | 177.76 | 172.71 | CP15 | CP15 | Timing relay, electronic OFF delay without control signal or smooth passing make contact non-volatile 7 time ranges 0.05...600 s 12-240 V AC/DC, 2 change-over contacts at 50/60 Hz AC with LED, Screw terminal | Lista Papel 2020 SI | 0 | 0
3RP2540-2AB30 |  | 3RP2540-2AB30 | 1 | UN | 1 | 2 | A | D | N | N | 85364900 | 1 | 4011209943742 | 0.153 | KG | 136.35 | 132.31 | CP15 | CP15 | Timing relay, electronic OFF delay without control signal or smooth passing make contact non-volatile 7 time ranges 0.05...600 s 24 V AC/DC, 1 change-over contact with LED, Spring-type terminal (push-in) | Lista Papel 2020 SI | 0 | 0
3RP2540-2AW30 |  | 3RP2540-2AW30 | 1 | UN | 1 | 2 | A | D | N | N | 85364900 | 1 | 4011209943766 | 0.161 | KG | 152.51 | 148.47 | CP15 | CP15 | Timing relay, electronic OFF delay without control signal or smooth passing make contact non-volatile 7 time ranges 0.05...600 s 12-240 V AC/DC at 50/60 Hz AC, 1 change-over contact with LED Spring-type terminal (push-in) | Lista Papel 2020 SI | 0 | 0
3RP2540-2BB30 |  | 3RP2540-2BB30 | 1 | UN | 1 | 2 | A | D | N | N | 85364900 | 1 | 4011209943780 | 0.167 | KG | 159.58 | 155.54 | CP15 | CP15 | Timing relay, electronic OFF delay without control signal or smooth passing make contact non-volatile 7 time ranges 0.05...600 s 24 V AC/DC, 2 change-over contacts with LED, Spring-type terminal (push-in) | Lista Papel 2020 SI | 0 | 0
3RP2540-2BW30 |  | 3RP2540-2BW30 | 1 | UN | 1 | 2 | A | D | N | N | 85364900 | 1 | 4011209943803 | 0.17 | KG | 177.76 | 172.71 | CP15 | CP15 | Timing relay, electronic OFF delay without control signal or smooth passing make contact non-volatile 7 time ranges 0.05...600 s 12-240 V AC/DC at 50/60 Hz AC, 2 change-over contacts with LED Spring-type terminal (push-in) | Lista Papel 2020 SI | 0 | 0
3RP2555-1AW30 |  | 3RP2555-1AW30 | 1 | UN | 1 | 1 | A | D | N | N | 85364900 | 1 | 4011209943810 | 0.141 | KG | 153.52 | 149.48 | CP15 | CP15 | Timing relay, electronic Flasher relay asymmetrical 1 change-over contact 15 time ranges, 0.05 s-100 h 12-240 V AC/DC at 50/60 Hz AC with LED, Screw terminal | Lista Papel 2020 SI | 0 | 0
3RP2555-2AW30 |  | 3RP2555-2AW30 | 1 | UN | 1 | 2 | A | D | N | N | 85364900 | 1 | 4011209943827 | 0.13 | KG | 153.52 | 149.48 | CP15 | CP15 | Timing relay, electronic Flasher relay asymmetrical 1 change-over contact 15 time ranges, 0.05 s-100 h 12-240 V AC/DC at 50/60 Hz AC with LED, Spring-type terminal (push-in) | Lista Papel 2020 SI | 0 | 0
3RP2560-1SW30 |  | 3RP2560-1SW30 | 1 | UN | 1 | 2 | A | D | N | N | 85364900 | 1 | 4011209943834 | 0.184 | KG | 147.46 | 143.42 | CP15 | CP15 | Timing relay, electronic with star-delta (wye-delta) function 1-20 s, Overshoot time 30-600 s 3 NO contacts with common potential 12-240 V AC/DC at 50/60 Hz AC screw terminal 0.85 ...1.1 US | Lista Papel 2020 SI | 0 | 0
3RP2560-2SW30 |  | 3RP2560-2SW30 | 1 | UN | 1 | 2 | A | D | N | N | 85364900 | 1 | 4011209943841 | 0.175 | KG | 147.46 | 143.42 | CP15 | CP15 | Timing relay, electronic with star-delta (wye-delta) function 1-20 s, Overshoot time 30-600 s 3 NO contacts with common potential 12-240 V AC/DC at 50/60 Hz AC with LED, 0.85 ...1.1 US | Lista Papel 2020 SI | 0 | 0
3RP2574-1NM20 |  | 3RP2574-1NM20 | 1 | UN | 1 | 2 | A | D | N | N | 85364900 | 1 | 4011209944374 | 0.159 | KG | 94.03 | 94.03 | CP15 | CP15 | Timing relay, electronic with star-delta (wye-delta) function 1 NO delayed 1 NO instantaneous 1 time range, 1...20 s 200-240 V AC and 380-440 V AC screw terminal | novo jan 2018 | 0 | 0
3RP2574-1NW30 |  | 3RP2574-1NW30 | 1 | UN | 1 | 1 | A | D | N | N | 85364900 | 1 | 4011209943858 | 0.158 | KG | 82.21 | 79.89 | CP15 | CP15 | Timing relay, electronic with star-delta (wye-delta) function 1 NO delayed 1 NO instantaneous 1 time range, 1...20 s 12-240 V AC/DC at 50/60 Hz AC screw terminal | Lista Papel 2020 SI | 0 | 0
3RP2574-2NM20 |  | 3RP2574-2NM20 | 1 | UN | 1 | 2 | A | D | N | N | 85364900 | 1 | 4011209944381 | 0.15 | KG | 94.03 | 91.41 | CP15 | CP15 | Timing relay, electronic with star-delta (wye-delta) function 1 NO delayed 1 NO instantaneous 1 time range, 1...20 s 200-240 V AC and 380-440 V AC with LED, Spring-type terminal (push-in) | Lista Papel 2020 SI | 0 | 0
3RP2574-2NW30 |  | 3RP2574-2NW30 | 1 | UN | 1 | 1 | A | D | N | N | 85364900 | 1 | 4011209943865 | 0.152 | KG | 82.21 | 79.89 | CP15 | CP15 | Timing relay, electronic with star-delta (wye-delta) function 1 NO delayed 1 NO instantaneous 1 time range, 1...20 s 12-240 V AC/DC at 50/60 Hz AC with LED, Spring-type terminal (push-in) | Lista Papel 2020 SI | 0 | 0
3RP2576-1NM20 |  | 3RP2576-1NM20 | 1 | UN | 1 | 2 | A | D | N | N | 85364900 | 1 | 4011209944398 | 0.16 | KG | 94.03 | 94.03 | CP15 | CP15 | Timing relay, electronic with star-delta (wye-delta) function 1 NO delayed 1 NO instantaneous 1 time range, 3...60 s 200-240 V AC and 380-440 V AC with LED, Screw terminal | novo jan 2018 | 0 | 0
3RP2576-1NW30 |  | 3RP2576-1NW30 | 1 | UN | 1 | 1 | A | D | N | N | 85364900 | 1 | 4011209943889 | 0.158 | KG | 82.21 | 79.89 | CP15 | CP15 | Timing relay, electronic with star-delta (wye-delta) function 1 NO delayed 1 NO instantaneous 1 time range, 3...60 s 12-240 V AC/DC at 50/60 Hz AC with LED, Screw terminal | Lista Papel 2020 SI | 0 | 0
3RP2576-2NM20 |  | 3RP2576-2NM20 | 1 | UN | 1 | 2 | A | D | N | N | 85364900 | 1 | 4011209944404 | 0.15 | KG | 94.03 | 91.41 | CP15 | CP15 | Timing relay, electronic with star-delta (wye-delta) function 1 NO delayed 1 NO instantaneous 1 time range, 3...60 s 200-240 V AC and 380-440 V AC with LED, Spring-type terminal (push-in) | Lista Papel 2020 SI | 0 | 0
3RP2576-2NW30 |  | 3RP2576-2NW30 | 1 | UN | 1 | 2 | A | D | N | N | 85364900 | 1 | 4011209943872 | 0.152 | KG | 82.21 | 79.89 | CP15 | CP15 | Timing relay, electronic with star-delta (wye-delta) function 1 NO delayed 1 NO instantaneous 1 time range, 3...60 s 12-240 V AC/DC at 50/60 Hz AC with LED, Spring-type terminal (push-in) | Lista Papel 2020 SI | 0 | 0
3RP2901-0A |  | 3RP2901-0A | 1 | UN | 1 | 10 | C | D | N | N | 85389099 | 5 | 4011209953833 | 0.003 | KG | 5.44 | 5.44 | CP15 | CP15 | Set of labels for multifunction device, 1 CO Set of labels (1 unit) with 8 functions | novo jan 2018 | 0 | 0
3RP2901-0B |  | 3RP2901-0B | 1 | UN | 1 | 10 | C | D | N | N | 85389099 | 5 | 4011209953840 | 0.005 | KG | 7.19 | 7.19 | CP15 | CP15 | Set of labels for multifunction device, 2 CO Set of labels (1 unit) with 16 functions | novo jan 2018 | 0 | 0
3RQ2000-1AW00 |  | 3RQ2000-1AW00 | 1 | UN | 1 | 7 | C | D | N | N | 85364900 | 1 | 4047621050317 | 0.17 | KG | 50 | 48.58 | CP16 | CP16 | Coupling relay in industrial enclosure 1 changeover contact Wide voltage range 24 V to 240 V AC/DC Screw terminals | Lista Papel 2020 SI | 0 | 0
3RQ2000-1BW00 |  | 3RQ2000-1BW00 | 1 | UN | 1 | 7 | C | D | N | N | 85364900 | 1 | 4047621050355 | 0.175 | KG | 63.33 | 61.51 | CP16 | CP16 | Coupling relay in industrial enclosure 2 changeover contacts Wide voltage range 24 V to 240 V AC/DC Screw terminals | Lista Papel 2020 SI | 0 | 0
3RQ2000-1CW00 |  | 3RQ2000-1CW00 | 1 | UN | 1 | 7 | C | D | N | N | 85364900 | 1 | 4047621050416 | 0.195 | KG | 71.51 | 69.49 | CP16 | CP16 | Coupling relay in industrial enclosure 3 changeover contacts Wide voltage range 24 V to 240 V AC/DC Screw terminals | Lista Papel 2020 SI | 0 | 0
3RQ2000-1CW01 |  | 3RQ2000-1CW01 | 1 | UN | 1 | 7 | C | D | N | N | 85364900 | 1 | 4047621050447 | 0.195 | KG | 82.11 | 79.79 | CP16 | CP16 | Coupling relay in industrial enclosure 3 hard gold-plated changeover contacts Wide voltage range 24 V to 240 V AC/DC Screw terminals | Lista Papel 2020 SI | 0 | 0
3RQ2000-2AW00 |  | 3RQ2000-2AW00 | 1 | UN | 1 | 7 | C | D | N | N | 85364900 | 1 | 4047621050324 | 0.163 | KG | 50 | 48.58 | CP16 | CP16 | Coupling relay in industrial enclosure 1 changeover contact Wide voltage range 24 V to 240 V AC/DC Spring-type terminals | Lista Papel 2020 SI | 0 | 0
3RQ2000-2BW00 |  | 3RQ2000-2BW00 | 1 | UN | 1 | 7 | C | D | N | N | 85364900 | 1 | 4047621050362 | 0.2 | KG | 63.33 | 61.51 | CP16 | CP16 | Coupling relay in industrial enclosure 2 changeover contacts Wide voltage range 24 V to 240 V AC/DC Spring-type terminals | Lista Papel 2020 SI | 0 | 0
3RQ2000-2CW00 |  | 3RQ2000-2CW00 | 1 | UN | 1 | 7 | C | D | N | N | 85364900 | 1 | 4047621050430 | 0.185 | KG | 71.51 | 69.49 | CP16 | CP16 | Coupling relay in industrial enclosure 3 changeover contacts Wide voltage range 24 V to 240 V AC/DC Spring-type terminals | Lista Papel 2020 SI | 0 | 0
3RQ2000-2CW01 |  | 3RQ2000-2CW01 | 1 | UN | 1 | 7 | C | D | N | N | 85364900 | 1 | 4047621050454 | 0.183 | KG | 82.11 | 79.79 | CP16 | CP16 | Coupling relay in industrial enclosure 3 hard gold-plated changeover contacts Wide voltage range 24 V to 240 V AC/DC Spring-type terminals | Lista Papel 2020 SI | 0 | 0
3RQ3018-1AB00 |  | 3RQ3018-1AB00 | 1 | UN | 1 | 2 | A | D | N | N | 85364900 | 5 | 4047621000800 | 0.035 | KG | 34.24 | 33.23 | CP07 | CP07 | Output coupler Relay coupler, 1 change-over contact 24 V AC/DC Overall width 6.2 mm screw terminal Thermal current 6A | Lista Papel 2020 SI | 0 | 0
3RQ3018-1AB01 |  | 3RQ3018-1AB01 | 1 | UN | 1 | 2 | A | D | N | N | 85364190 | 5 | 4047621000817 | 0.035 | KG | 35.45 | 34.44 | CP07 | CP07 | Output coupler Relay coupler, 1 change-over contact hard gold-plated contacts 24 V AC/DC Overall width 6.2 mm screw terminal Thermal current 6A | Lista Papel 2020 SI | 0 | 0
3RQ3018-1AE00 |  | 3RQ3018-1AE00 | 1 | UN | 1 | 2 | A | D | N | N | 85364900 | 5 | 4047621000824 | 0.036 | KG | 28.48 | 28.48 | CP07 | CP07 | Output coupler Relay coupler, 1 change-over contact 115 V AC/DC Overall width 6.2 mm screw terminal Thermal current 6A | novo jan 2018 | 0 | 0
3RQ3018-1AF00 |  | 3RQ3018-1AF00 | 1 | UN | 1 | 2 | A | D | N | N | 85364900 | 5 | 4047621000831 | 0.036 | KG | 36.46 | 35.45 | CP07 | CP07 | Output coupler Relay coupler, 1 change-over contact 230 V AC/DC Overall width 6.2 mm screw terminal Thermal current 6A | Lista Papel 2020 SI | 0 | 0
3RQ3018-2AB00 |  | 3RQ3018-2AB00 | 1 | UN | 1 | 2 | A | D | N | N | 85364190 | 5 | 4047621000909 | 0.033 | KG | 34.24 | 33.23 | CP07 | CP07 | Output coupler Relay coupler, 1 change-over contact 24 V AC/DC Overall width 6.2 mm Spring-type terminal (push-in) Thermal current 6A | Lista Papel 2020 SI | 0 | 0
3RQ3018-2AB01 |  | 3RQ3018-2AB01 | 1 | UN | 1 | 2 | A | D | N | N | 85364190 | 5 | 4047621000916 | 0.033 | KG | 35.45 | 34.44 | CP07 | CP07 | Output coupler 1 change-over contact hard gold-plated 24 V AC/DC Enclosure width 6.2 mm Spring-type terminal (push-in) Thermal current 6A | Lista Papel 2020 SI | 0 | 0
3RQ3018-2AE00 |  | 3RQ3018-2AE00 | 1 | UN | 1 | 2 | A | D | N | N | 85364900 | 5 | 4047621000923 | 0.033 | KG | 28.48 | 28.48 | CP07 | CP07 | Output coupler Relay coupler, 1 change-over contact 115 V AC/DC Overall width 6.2 mm Spring-type terminal (push-in) Thermal current 6A | novo jan 2018 | 0 | 0
3RQ3018-2AF00 |  | 3RQ3018-2AF00 | 1 | UN | 1 | 2 | A | D | N | N | 85364900 | 5 | 4047621000930 | 0.033 | KG | 36.46 | 35.45 | CP07 | CP07 | Output coupler Relay coupler, 1 change-over contact 230 V AC/DC Overall width 6.2 mm Spring-type terminal (push-in) Thermal current 6A | Lista Papel 2020 SI | 0 | 0
3RQ3018-2AM08-0AA0 |  | 3RQ3018-2AM08-0AA0 | 1 | UN | 1 | 2 | A | D | N | N | 85364190 | 5 | 4047621003665 | 0.033 | KG | 24.04 | 24.04 | CP07 | CP07 | Output coupler Relay coupler, 1 W, 24 V DC Operating range 0.7 to 1.25 x US Enclosure width 6.2 mm Spring-type terminal (push-in) Thermal current 6A | novo jan 2018 | 0 | 0
3RQ3018-2AN08-0AA0 |  | 3RQ3018-2AN08-0AA0 | 1 | UN | 1 | 2 | A | D | N | N | 85364900 | 5 | 4047621003672 | 0.033 | KG | 28.48 | 28.48 | CP07 | CP07 | Output coupler Relay coupler, 1 change-over contact 110 V DC Operating range 0.7 to 1.25 x US Overall width 6.2 mm Spring-type terminal (push-in) Thermal current 6A | novo jan 2018 | 0 | 0
3RQ3038-1AB00 |  | 3RQ3038-1AB00 | 1 | UN | 1 | 2 | A | D | N | N | 85364190 | 5 | 4047621000848 | 0.035 | KG | 40 | 38.89 | CP07 | CP07 | Input coupler Relay coupler, 1 change-over contact 24 V AC/DC Overall width 6.2 mm screw terminal Thermal current 6A | Lista Papel 2020 SI | 0 | 0
3RQ3038-1AB01 |  | 3RQ3038-1AB01 | 1 | UN | 1 | 2 | A | D | N | N | 85364190 | 5 | 4047621000855 | 0.035 | KG | 42.22 | 41.01 | CP07 | CP07 | Input coupler Relay coupler, 1 change-over contact hard gold-plated contacts 24 V AC/DC screw terminal Overall width 6.2 mm Thermal current 6A | Lista Papel 2020 SI | 0 | 0
3RQ3038-1AE00 |  | 3RQ3038-1AE00 | 1 | UN | 1 | 2 | A | D | N | N | 85364900 | 5 | 4047621000862 | 0.035 | KG | 44.44 | 43.23 | CP07 | CP07 | Input coupler Relay coupler, 1 change-over contact 115 V AC/DC Overall width 6.2 mm screw terminal Thermal current 6A | Lista Papel 2020 SI | 0 | 0
3RQ3038-1AE01 |  | 3RQ3038-1AE01 | 1 | UN | 1 | 2 | A | D | N | N | 85364900 | 5 | 4047621000879 | 0.034 | KG | 46.76 | 45.45 | CP07 | CP07 | Input coupler Relay coupler, 1 change-over contact hard gold-plated contacts 115 V AC/DC screw terminal Overall width 6.2 mm Thermal current 6A | Lista Papel 2020 SI | 0 | 0
3RQ3038-1AF00 |  | 3RQ3038-1AF00 | 1 | UN | 1 | 2 | A | D | N | N | 85364900 | 5 | 4047621000886 | 0.035 | KG | 46.76 | 45.45 | CP07 | CP07 | Input coupler Relay coupler, 1 change-over contact 1 change-over contact, 230 V AC/DC screw terminal Thermal current 6A | Lista Papel 2020 SI | 0 | 0
3RQ3038-1AF01 |  | 3RQ3038-1AF01 | 1 | UN | 1 | 2 | A | D | N | N | 85364900 | 5 | 4047621000893 | 0.035 | KG | 49.09 | 47.67 | CP07 | CP07 | Input coupler Relay coupler, 1 change-over contact hard gold-plated contacts 230 V AC/DC screw terminal Overall width 6.2 mm Thermal current 6A | Lista Papel 2020 SI | 0 | 0
3RQ3038-2AB00 |  | 3RQ3038-2AB00 | 1 | UN | 1 | 2 | A | D | N | N | 85364190 | 5 | 4047621007922 | 0.033 | KG | 40 | 40 | CP07 | CP07 | Input coupler Relay coupler, 1 change-over contact 24 V AC/DC Overall width 6.2 mm Spring-type terminal (push-in) Thermal current 6A | novo jan 2018 | 0 | 0
3RQ3038-2AB01 |  | 3RQ3038-2AB01 | 1 | UN | 1 | 2 | A | D | N | N | 85364190 | 5 | 4047621000947 | 0.033 | KG | 42.22 | 41.01 | CP07 | CP07 | Input coupler Relay coupler, 1 change-over contact hard gold-plated 24 V AC/DC Spring-type terminal (push-in) Overall width 6.2 mm Thermal current 6A | Lista Papel 2020 SI | 0 | 0
3RQ3038-2AE00 |  | 3RQ3038-2AE00 | 1 | UN | 1 | 2 | A | D | N | N | 85364900 | 5 | 4047621000978 | 0.034 | KG | 44.44 | 44.44 | CP07 | CP07 | Input coupler Relay coupler, 1 change-over contact 115 V AC/DC Overall width 6.2 mm Spring-type terminal (push-in) Thermal current 6A | novo jan 2018 | 0 | 0
3RQ3038-2AE01 |  | 3RQ3038-2AE01 | 1 | UN | 1 | 2 | A | D | N | N | 85364190 | 5 | 4047621007939 | 0.033 | KG | 46.76 | 46.76 | CP07 | CP07 | Input coupler Relay coupler, 1 change-over contact hard gold-plated contacts 115 V AC/DC Spring-type terminal (push-in)) Overall width 6.2 mm Thermal current 6A | novo jan 2018 | 0 | 0
3RQ3038-2AF00 |  | 3RQ3038-2AF00 | 1 | UN | 1 | 2 | A | D | N | N | 85364900 | 5 | 4047621000954 | 0.033 | KG | 46.76 | 45.45 | CP07 | CP07 | Input coupler Relay coupler, 1 change-over contact 230 V AC/DC Overall width 6.2 mm Spring-type terminal (push-in) Thermal current 6A | Lista Papel 2020 SI | 0 | 0
3RQ3038-2AF01 |  | 3RQ3038-2AF01 | 1 | UN | 1 | 2 | A | D | N | N | 85364900 | 5 | 4047621000961 | 0.033 | KG | 49.09 | 47.67 | CP07 | CP07 | Input coupler Relay coupler, 1 change-over contact hard gold-plated 230 V AC/DC Spring-type terminal (push-in) Overall width 6.2 mm Thermal current 6A | Lista Papel 2020 SI | 0 | 0
3RQ3050-1SM50 |  | 3RQ3050-1SM50 | 1 | UN | 1 | 2 | A | D | N | N | 85364900 | 5 | 4047621000527 | 0.031 | KG | 62.82 | 61 | CP07 | CP07 | Output coupler Optocoupler 1 NO, Transistor, 24 V DC Output max. 60 V DC, 0.5 A screw terminal Overall width 6.2 mm Thermal current 0.5 A | Lista Papel 2020 SI | 0 | 0
3RQ3050-2SM50 |  | 3RQ3050-2SM50 | 1 | UN | 1 | 2 | A | D | N | N | 85364900 | 5 | 4047621000619 | 0.029 | KG | 62.82 | 61 | CP07 | CP07 | Output coupler Optocoupler 1 NO, Transistor, 24 V DC Output max. 60 V DC, 0.5 A Spring-type terminal (push-in) Overall width 6.2 mm Thermal current 0.5 A | Lista Papel 2020 SI | 0 | 0
3RQ3052-1SM30 |  | 3RQ3052-1SM30 | 1 | UN | 1 | 2 | A | D | N | N | 85364190 | 5 | 4047621000534 | 0.032 | KG | 46.76 | 45.45 | CP07 | CP07 | Output coupler Optocoupler 1 NO, Transistor, 24 V DC Output max. 30 V DC, 2 A short circuit-proof screw terminal Overall width 6.2 mm Thermal current 2A | Lista Papel 2020 SI | 0 | 0
3RQ3052-1SM40 |  | 3RQ3052-1SM40 | 1 | UN | 1 | 2 | A | D | N | N | 85364190 | 5 | 4047621000541 | 0.031 | KG | 64.94 | 63.13 | CP07 | CP07 | Output coupler Optocoupler 1 NO contact, Transistor Input 24 V DC Output max. 60 V DC, 2 A Overall width 6.2 mm screw terminal Thermal current 2A | Lista Papel 2020 SI | 0 | 0
3RQ3052-1SM50 |  | 3RQ3052-1SM50 | 1 | UN | 1 | 2 | A | D | N | N | 85364900 | 5 | 4047621000558 | 0.034 | KG | 90.09 | 87.57 | CP07 | CP07 | Output coupler Optocoupler 1 NO triac, Input 24 V DC Output 20-264 V AC, 2 A Overall width 6.2 mm screw terminal Thermal current 2A | Lista Papel 2020 SI | 0 | 0
3RQ3052-2SM30 |  | 3RQ3052-2SM30 | 1 | UN | 1 | 2 | A | D | N | N | 85364190 | 5 | 4047621000626 | 0.03 | KG | 46.76 | 45.45 | CP07 | CP07 | Output coupler Optocoupler 1 NO, Transistor, 24 V DC Output max. 30 V DC, 2 A short circuit-proof Spring-type terminal (push-in) Overall width 6.2 mm Thermal current 2A | Lista Papel 2020 SI | 0 | 0
3RQ3052-2SM40 |  | 3RQ3052-2SM40 | 1 | UN | 1 | 2 | A | D | N | N | 85364190 | 5 | 4047621000633 | 0.029 | KG | 64.94 | 64.94 | CP07 | CP07 | Output coupler Optocoupler 1 NO contact, Transistor Input 24 V DC Output max. 60 V DC, 2 A Width 6.2 mm Spring-type terminal (push-in) Thermal current 2A | novo jan 2018 | 0 | 0
3RQ3052-2SM50 |  | 3RQ3052-2SM50 | 1 | UN | 1 | 2 | A | D | N | N | 85364900 | 5 | 4047621000640 | 0.031 | KG | 90.09 | 87.57 | CP07 | CP07 | Output coupler Optocoupler 1 NO triac, Input 24 V DC Output 20-264 V AC, 2 A Width 6.2 mm Spring-type terminal (push-in) Thermal current 2A | Lista Papel 2020 SI | 0 | 0
3RQ3053-1SG30 |  | 3RQ3053-1SG30 | 1 | UN | 1 | 2 | A | D | N | N | 85364900 | 5 | 4047621000565 | 0.033 | KG | 67.37 | 65.45 | CP07 | CP07 | Output coupler Optocoupler 1 NO transistor, 110-230 V AC/DC Output max. 30 V DC, 3 A short circuit-proof Enclosure width 6.2 mm screw terminal Thermal current 3A | Lista Papel 2020 SI | 0 | 0
3RQ3053-2SG30 |  | 3RQ3053-2SG30 | 1 | UN | 1 | 2 | A | D | N | N | 85364900 | 5 | 4047621000657 | 0.031 | KG | 67.37 | 65.45 | CP07 | CP07 | Output coupler Optocoupler 1 NO transistor, 110-230 V AC/DC Output max. 30 V DC, 3 A short circuit-proof Enclosure width 6.2 mm Spring-type terminal (push-in) Thermal current 3A | Lista Papel 2020 SI | 0 | 0
3RQ3055-1SM30 |  | 3RQ3055-1SM30 | 1 | UN | 1 | 2 | A | D | N | N | 85364190 | 5 | 4047621000572 | 0.032 | KG | 62.82 | 61 | CP07 | CP07 | Output coupler Optocoupler 1 S, transistor, 24 V DC Output max. 30 V DC, 5 A Short circuit-proof Screw terminal Overall width 6.2 mm Thermal current 5 A | Lista Papel 2020 SI | 0 | 0
3RQ3055-2SM30 |  | 3RQ3055-2SM30 | 1 | UN | 1 | 2 | A | D | N | N | 85364190 | 5 | 4047621000664 | 0.031 | KG | 62.82 | 61 | CP07 | CP07 | Output coupler Optocoupler 1 NO, Transistor, 24 V DC Output max. 30 V DC, 5 A short circuit-proof Spring-type terminal (push-in) Overall width 6.2 mm Thermal current 5A | Lista Papel 2020 SI | 0 | 0
3RQ3065-1SM30 |  | 3RQ3065-1SM30 | 1 | UN | 1 | 2 | A | D | N | N | 85364190 | 5 | 4047621000589 | 0.032 | KG | 85.65 | 83.22 | CP07 | CP07 | Output coupler Optocoupler 1 NO, Transistor, 24 V DC Output max. 30 V DC, 5 A with M-0-A switch short circuit-proof screw terminal Overall width 6.2 mm Thermal current 5A | Lista Papel 2020 SI | 0 | 0
3RQ3065-2SM30 |  | 3RQ3065-2SM30 | 1 | UN | 1 | 2 | A | D | N | N | 85364190 | 5 | 4047621000671 | 0.031 | KG | 85.65 | 83.22 | CP07 | CP07 | Output coupler Optocoupler 1 NO, Transistor, 24 V DC Output max. 30 V DC, 5 A short circuit-proof with M-0-A switch Spring-type terminal (push-in) Overall width 6.2 mm Thermal current 5A | Lista Papel 2020 SI | 0 | 0
3RQ3070-1SB30 |  | 3RQ3070-1SB30 | 1 | UN | 1 | 2 | A | D | N | N | 85364190 | 5 | 4047621000596 | 0.031 | KG | 74.13 | 72.01 | CP07 | CP07 | Input coupler Optocoupler 1 NO contact, Transistor Input 24 V AC/DC Output max. 30 V DC, 0.5 A Overall width 6.2 mm screw terminal Thermal current 0.5 A | Lista Papel 2020 SI | 0 | 0
3RQ3070-1SG30 |  | 3RQ3070-1SG30 | 1 | UN | 1 | 2 | A | D | N | N | 85364900 | 5 | 4047621000602 | 0.032 | KG | 79.89 | 77.67 | CP07 | CP07 | Input coupler Optocoupler 1 NO contact, Transistor Input 110-230 V AC/DC Output max. 30 V DC, 0.5 A short circuit-proof Overall width 6.2 mm screw terminal Thermal current 0.5 A | Lista Papel 2020 SI | 0 | 0
3RQ3070-2SB30 |  | 3RQ3070-2SB30 | 1 | UN | 1 | 2 | A | D | N | N | 85364190 | 5 | 4047621000688 | 0.029 | KG | 74.13 | 74.13 | CP07 | CP07 | Input coupler Optocoupler 1 NO contact, Transistor Input 24 V AC/DC Output max. 30 V DC, 0.5 A Overall width 6.2 mm Spring-type terminal (push-in) Thermal current 0.5 A | novo jan 2018 | 0 | 0
3RQ3070-2SG30 |  | 3RQ3070-2SG30 | 1 | UN | 1 | 2 | A | D | N | N | 85364900 | 5 | 4047621000695 | 0.029 | KG | 79.89 | 77.67 | CP07 | CP07 | Input coupler Optocoupler 1 NO contact, Transistor Input 110-230 V AC/DC Output max. 30 V DC, 0.5 A short circuit-proof Overall width 6.2 mm Spring-type terminal (push-in) Thermal current 0.5 A | Lista Papel 2020 SI | 0 | 0
3RQ3118-1AB00 |  | 3RQ3118-1AB00 | 1 | UN | 1 | 2 | A | D | N | N | 85364190 | 5 | 4047621000336 | 0.035 | KG | 25.05 | 24.34 | CP07 | CP07 | Output coupler with plug-in Relay, 1 change-over contact screw terminal 24 V AC/DC Enclosure width 6.2 mm Thermal current 6A | Lista Papel 2020 SI | 0 | 0
3RQ3118-1AB01 |  | 3RQ3118-1AB01 | 1 | UN | 1 | 2 | A | D | N | N | 85364190 | 5 | 4047621000442 | 0.035 | KG | 29.59 | 28.79 | CP07 | CP07 | Output coupler with plug-in Relay, 1 CO, hard gold-plated screw terminal 24 V AC/DC Enclosure width 6.2 mm Thermal current 6A | Lista Papel 2020 SI | 0 | 0
3RQ3118-1AE00 |  | 3RQ3118-1AE00 | 1 | UN | 1 | 2 | A | D | N | N | 85364900 | 5 | 4047621000374 | 0.035 | KG | 35.45 | 34.44 | CP07 | CP07 | Output coupler with plug-in Relay, 1 change-over contact screw terminal 115 V AC/DC Enclosure width 6.2 mm Thermal current 6A | Lista Papel 2020 SI | 0 | 0
3RQ3118-1AE01 |  | 3RQ3118-1AE01 | 1 | UN | 1 | 2 | A | D | N | N | 85364900 | 5 | 4047621000459 | 0.035 | KG | 40 | 38.89 | CP07 | CP07 | Output coupler with plug-in Relay, 1 CO, hard gold-plated Screw terminal 115 V AC/DC Enclosure width 6.2 mm Thermal current 6A | Lista Papel 2020 SI | 0 | 0
3RQ3118-1AF00 |  | 3RQ3118-1AF00 | 1 | UN | 1 | 2 | A | D | N | N | 85364900 | 5 | 4047621000381 | 0.035 | KG | 33.03 | 32.12 | CP07 | CP07 | Output coupler with plug-in Relay, 1 change-over contact screw terminal 230 V AC/DC Enclosure width 6.2 mm Thermal current 6A | Lista Papel 2020 SI | 0 | 0
3RQ3118-1AF01 |  | 3RQ3118-1AF01 | 1 | UN | 1 | 2 | A | D | N | N | 85364900 | 5 | 4047621000466 | 0.035 | KG | 38.78 | 37.67 | CP07 | CP07 | Output coupler with plug-in Relay, 1 CO, hard gold-plated screw terminal 230 V AC/DC Enclosure width 6.2 mm Thermal current 6A | Lista Papel 2020 SI | 0 | 0
3RQ3118-1AM00 |  | 3RQ3118-1AM00 | 1 | UN | 1 | 2 | A | D | N | N | 85364190 | 5 | 4047621000398 | 0.035 | KG | 21.72 | 21.11 | CP07 | CP07 | Output coupler with plug-in Relay, 1 change-over contact screw terminal 24 V DC Enclosure width 6.2 mm Thermal current 6A | Lista Papel 2020 SI | 0 | 0
3RQ3118-1AM01 |  | 3RQ3118-1AM01 | 1 | UN | 1 | 2 | A | D | N | N | 85364190 | 5 | 4047621000473 | 0.035 | KG | 26.26 | 25.55 | CP07 | CP07 | Output coupler with plug-in Relay, 1 CO, hard gold-plated screw terminal 24 V DC Enclosure width 6.2 mm Thermal current 6A | Lista Papel 2020 SI | 0 | 0
3RQ3118-2AB00 |  | 3RQ3118-2AB00 | 1 | UN | 1 | 2 | A | D | N | N | 85364190 | 5 | 4047621000404 | 0.034 | KG | 25.05 | 24.34 | CP07 | CP07 | Output coupler with plug-in Relay, 1 change-over contact Spring-type terminal (push-in) 24 V AC/DC Enclosure width 6.2 mm Thermal current 6A | Lista Papel 2020 SI | 0 | 0
3RQ3118-2AB01 |  | 3RQ3118-2AB01 | 1 | UN | 1 | 2 | A | D | N | N | 85364190 | 5 | 4047621000480 | 0.033 | KG | 29.59 | 28.79 | CP07 | CP07 | Output coupler with plug-in Relay, 1 CO, hard gold-plated Spring-type terminal (push-in) 24 V AC/DC Enclosure width 6.2 mm Thermal current 6A | Lista Papel 2020 SI | 0 | 0
3RQ3118-2AE00 |  | 3RQ3118-2AE00 | 1 | UN | 1 | 2 | A | D | N | N | 85364900 | 5 | 4047621000411 | 0.034 | KG | 35.45 | 34.44 | CP07 | CP07 | Output coupler with plug-in Relay, 1 change-over contact Spring-type terminal (push-in) 115 V AC/DC Enclosure width 6.2 mm Thermal current 6A | Lista Papel 2020 SI | 0 | 0
3RQ3118-2AE01 |  | 3RQ3118-2AE01 | 1 | UN | 1 | 2 | A | D | N | N | 85364900 | 5 | 4047621000497 | 0.033 | KG | 40 | 38.89 | CP07 | CP07 | Output coupler with plug-in Relay, 1 CO, hard gold-plated Spring-type terminal (push-in) 115 V AC/DC Enclosure width 6.2 mm Thermal current 6A | Lista Papel 2020 SI | 0 | 0
3RQ3118-2AF00 |  | 3RQ3118-2AF00 | 1 | UN | 1 | 2 | A | D | N | N | 85364900 | 5 | 4047621000428 | 0.033 | KG | 33.03 | 32.12 | CP07 | CP07 | Output coupler with plug-in Relay, 1 change-over contact Spring-type terminal (push-in) 230 V AC/DC Enclosure width 6.2 mm Thermal current 6A | Lista Papel 2020 SI | 0 | 0
3RQ3118-2AF01 |  | 3RQ3118-2AF01 | 1 | UN | 1 | 2 | A | D | N | N | 85364900 | 5 | 4047621000503 | 0.033 | KG | 38.78 | 37.67 | CP07 | CP07 | Output coupler with plug-in Relay, 1 CO, hard gold-plated Spring-type terminal (push-in) 230 V AC/DC Enclosure width 6.2 mm Thermal current 6A | Lista Papel 2020 SI | 0 | 0
3RQ3118-2AM00 |  | 3RQ3118-2AM00 | 1 | UN | 1 | 2 | A | D | N | N | 85364190 | 5 | 4047621000435 | 0.033 | KG | 21.72 | 21.11 | CP07 | CP07 | Output coupler with plug-in Relay, 1 change-over contact Spring-type terminal (push-in) 24 V DC Enclosure width 6.2 mm Thermal current 6A | Lista Papel 2020 SI | 0 | 0
3RQ3118-2AM01 |  | 3RQ3118-2AM01 | 1 | UN | 1 | 2 | A | D | N | N | 85364190 | 5 | 4047621000510 | 0.033 | KG | 26.26 | 25.55 | CP07 | CP07 | Output coupler with plug-in Relay, 1 CO, hard gold-plated Spring-type terminal (push-in) 24 V DC Enclosure width 6.2 mm Thermal current 6A | Lista Papel 2020 SI | 0 | 0
3RQ3900-0A |  | 3RQ3900-0A | 1 | UN | 1 | 2 | A | D | N | N | 85389099 | 10 | 4047621003078 | 0.014 | KG | 3.19 | 3.19 | CP07 | CP07 | Galvanic isolation plate | novo jan 2018 | 0 | 0
3RQ3901-0A |  | 3RQ3901-0A | 1 | UN | 1 | 2 | A | D | N | N | 85366990 | 10 | 4047621003085 | 0.645 | G | 1.36 | 1.36 | CP07 | CP07 | Connecting comb 2-pole | novo jan 2018 | 0 | 0
3RQ3901-0B |  | 3RQ3901-0B | 1 | UN | 1 | 2 | A | D | N | N | 85366990 | 10 | 4047621003092 | 0.001 | KG | 2.4 | 2.4 | CP07 | CP07 | Connecting comb 4-pole | novo jan 2018 | 0 | 0
3RQ3901-0C |  | 3RQ3901-0C | 1 | UN | 1 | 2 | A | D | N | N | 85366990 | 10 | 4047621003108 | 0.002 | KG | 4.1 | 4.1 | CP07 | CP07 | Connecting comb 8-pole | novo jan 2018 | 0 | 0
3RQ3901-0D |  | 3RQ3901-0D | 1 | UN | 1 | 2 | A | D | N | N | 85366990 | 10 | 4047621003115 | 0.004 | KG | 7.08 | 7.08 | CP07 | CP07 | Connecting comb 16-pole | novo jan 2018 | 0 | 0
3RQ3902-0A |  | 3RQ3902-0A | 100 | UN | 1 | 2 | A | D | N | N | 85389099 | 2000 | 4047621003122 | 0.09 | G | 11.51 | 11.51 | CP07 | CP07 | clip-on label 5 x 5 mm | novo jan 2018 | 0 | 0
3RQ3902-0B |  | 3RQ3902-0B | 100 | UN | 1 | 2 | A | D | N | N | 85389099 | 1200 | 4047621003139 | 0.172 | G | 25.65 | 25.65 | CP07 | CP07 | clip-on label 6 x 12 mm | novo jan 2018 | 0 | 0
3RR2141-1AA30 |  | 3RR2141-1AA30 | 1 | UN | 1 | 2 | A | D | N | N | 85364900 | 1 | 4011209787230 | 217 | G | 103.02 | 99.99 | CP32 | CP32 | Monitoring relay, can be mounted to Contactor 3RT2, Size S00 basic, analog adjustment Apparent current monitoring 1.6-16 A, 20-400 Hz, 2-phase Supply 24 V AC/DC 1 change-over contact Monitoring for Current overshoot and undershoot Phase failure, Cable break with or without fault buffer ON delay 0-60 s Noise pulse suppression 0-30 s Switching hysteresis 6% Screw connection system | Lista Papel 2020 SI | 0 | 0
3RR2141-1AW30 |  | 3RR2141-1AW30 | 1 | UN | 1 | 2 | A | D | N | N | 85364900 | 1 | 4011209787247 | 218 | G | 117.16 | 114.13 | CP32 | CP32 | Monitoring relay, can be mounted to Contactor 3RT2, Size S00 basic, analog adjustment Apparent current monitoring 1.6-16 A, 20-400 Hz, 2-phase Supply 24-240 V AC/DC 1 change-over contact Monitoring for Current overshoot and undershoot Phase failure, Cable break with or without fault buffer ON delay 0-60 s Noise pulse suppression 0-30 s Switching hysteresis 6% Screw connection system | Lista Papel 2020 SI | 0 | 0
3RR2141-2AA30 |  | 3RR2141-2AA30 | 1 | UN | 1 | 2 | A | D | N | N | 85364900 | 1 | 4011209787315 | 217 | G | 103.02 | 99.99 | CP32 | CP32 | Monitoring relay, can be mounted to Contactor 3RT2, Size S00 basic, analog adjustment Apparent current monitoring 1.6-16 A, 20-400 Hz, 2-phase Supply 24 V AC/DC 1 change-over contact Monitoring for Current overshoot and undershoot Phase failure, Cable break with or without fault buffer ON delay 0-60 s Noise pulse suppression 0-30 s Switching hysteresis 6% spring-type connection system | Lista Papel 2020 SI | 0 | 0
3RR2141-2AW30 |  | 3RR2141-2AW30 | 1 | UN | 1 | 2 | A | D | N | N | 85364900 | 1 | 4011209787322 | 217 | G | 117.16 | 114.13 | CP32 | CP32 | Monitoring relay, can be mounted to Contactor 3RT2, Size S00 basic, analog adjustment Apparent current monitoring 1.6-16 A, 20-400 Hz, 2-phase Supply 24-240 V AC/DC 1 change-over contact Monitoring for Current overshoot and undershoot Phase failure, Cable break with or without fault buffer ON delay 0-60 s Noise pulse suppression 0-30 s Switching hysteresis 6% spring-type connection system | Lista Papel 2020 SI | 0 | 0
3RR2142-1AA30 |  | 3RR2142-1AA30 | 1 | UN | 1 | 2 | A | D | N | N | 85364900 | 1 | 4011209787254 | 303 | G | 123.22 | 120.19 | CP32 | CP32 | Monitoring relay, can be mounted to Contactor 3RT2, Size S0 basic, analog adjustment Apparent current monitoring 4...40 A, 50...60 Hz, 2-phase Supply 24 V AC/DC 1 change-over contact Monitoring for Current overshoot and undershoot Phase failure, Cable break with or without fault buffer ON delay 0-60 s Noise pulse suppression 0-30 s Switching hysteresis 6% Screw connection system | Lista Papel 2020 SI | 0 | 0
3RR2142-1AW30 |  | 3RR2142-1AW30 | 1 | UN | 1 | 2 | A | D | N | N | 85364900 | 1 | 4011209787261 | 303 | G | 135.34 | 131.3 | CP32 | CP32 | Monitoring relay, can be mounted to Contactor 3RT2, Size S0 basic, analog adjustment Apparent current monitoring 4...40 A, 50...60 Hz, 2-phase Supply 24-240 V AC/DC 1 change-over contact Monitoring for Current overshoot and undershoot Phase failure, Cable break with or without fault buffer ON delay 0-60 s Noise pulse suppression 0-30 s Switching hysteresis 6% Screw connection system | Lista Papel 2020 SI | 0 | 0
3RR2142-2AA30 |  | 3RR2142-2AA30 | 1 | UN | 1 | 2 | A | D | N | N | 85364900 | 1 | 4011209787339 | 303 | G | 123.22 | 120.19 | CP32 | CP32 | Monitoring relay, can be mounted to Contactor 3RT2, Size S0 basic, analog adjustment Apparent current monitoring 4...40 A, 50...60 Hz, 2-phase Supply 24 V AC/DC 1 change-over contact Monitoring for Current overshoot and undershoot Phase failure, Cable break with or without fault buffer ON delay 0-60 s Noise pulse suppression 0-30 s Switching hysteresis 6% spring-type connection system | Lista Papel 2020 SI | 0 | 0
3RR2142-2AW30 |  | 3RR2142-2AW30 | 1 | UN | 1 | 2 | A | D | N | N | 85364900 | 1 | 4011209787346 | 303 | G | 135.34 | 131.3 | CP32 | CP32 | Monitoring relay, can be mounted to Contactor 3RT2, Size S0 basic, analog adjustment Apparent current monitoring 4...40 A, 50...60 Hz, 2-phase Supply 24-240 V AC/DC 1 change-over contact Monitoring for Current overshoot and undershoot Phase failure, Cable break with or without fault buffer ON delay 0-60 s Noise pulse suppression 0-30 s Switching hysteresis 6% spring-type connection system | Lista Papel 2020 SI | 0 | 0
3RR2143-1AA30 |  | 3RR2143-1AA30 | 1 | UN | 1 | 2 | A | D | N | N | 85364900 | 1 | 4011209936225 | 242 | G | 172.71 | 167.66 | CP32 | CP32 | Monitoring relay, can be mounted to Contactor 3RT2, Size S2 basic, analog adjustment Apparent current monitoring 8...80 A, 50...60 Hz, 2-phase Supply 24 V AC/DC 1 change-over contact Monitoring for Current overshoot and undershoot Phase failure, Cable break with or without fault buffer ON delay 0-60 s Noise pulse suppression 0-30 s Switching hysteresis 6% Screw connection system | Lista Papel 2020 SI | 0 | 0
3RR2143-1AW30 |  | 3RR2143-1AW30 | 1 | UN | 1 | 2 | A | D | N | N | 85364900 | 1 | 4011209940093 | 242 | G | 190.89 | 185.84 | CP32 | CP32 | Monitoring relay, can be mounted to Contactor 3RT2, Size S2 basic, analog adjustment Apparent current monitoring 8...80 A, 50...60 Hz, 2-phase Supply 24-240 V AC/DC 1 change-over contact Monitoring for Current overshoot and undershoot Phase failure, Cable break with or without fault buffer ON delay 0-60 s Noise pulse suppression 0-30 s Switching hysteresis 6% Screw connection system | Lista Papel 2020 SI | 0 | 0
3RR2143-3AA30 |  | 3RR2143-3AA30 | 1 | UN | 1 | 2 | A | D | N | N | 85364900 | 1 | 4011209937802 | 242 | G | 172.71 | 167.66 | CP32 | CP32 | Monitoring relay, can be mounted to Contactor 3RT2, Size S2 basic, analog adjustment Apparent current monitoring 8...80 A, 50...60 Hz, 2-phase Supply 24 V AC/DC 1 change-over contact Monitoring for Current overshoot and undershoot Phase failure, Cable break with or without fault buffer ON delay 0-60 s Noise pulse suppression 0-30 s Switching hysteresis 6% spring-type connection system | Lista Papel 2020 SI | 0 | 0
3RR2143-3AW30 |  | 3RR2143-3AW30 | 1 | UN | 1 | 2 | A | D | N | N | 85364900 | 1 | 4011209937772 | 242 | G | 190.89 | 185.84 | CP32 | CP32 | Monitoring relay, can be mounted to Contactor 3RT2, Size S2 basic, analog adjustment Apparent current monitoring 8...80 A, 50...60 Hz, 2-phase Supply 24-240 V AC/DC 1 change-over contact Monitoring for Current overshoot and undershoot Phase failure, Cable break with or without fault buffer ON delay 0-60 s Noise pulse suppression 0-30 s Switching hysteresis 6% spring-type connection system | Lista Papel 2020 SI | 0 | 0
3RR2241-1FA30 |  | 3RR2241-1FA30 | 1 | UN | 1 | 2 | A | D | N | N | 85364900 | 1 | 4011209787278 | 242 | G | 208.06 | 202 | CP32 | CP32 | Monitoring relay, can be mounted to Contactor 3RT2, Size S00 standard, digitally adjustable Apparant/active current monitoring 1.6-16 A, 20-400 Hz, 3-phase Supply 24 V AC/DC 1 change-over contact, 1 semiconductor output for alarm and warning Monitoring for Current overshoot and undershoot Phase failure, Cable break Phase sequence Residual current Blocking current Warning and alarm thresholds with or without fault buffer ON delay 0-99 s Noise pulse suppression 0-30 s Pause after fault 0-300 min Screw connection system | Lista Papel 2020 SI | 0 | 0
3RR2241-1FW30 |  | 3RR2241-1FW30 | 1 | UN | 1 | 2 | A | D | N | N | 85364900 | 1 | 4011209787285 | 242 | G | 218.16 | 212.1 | CP32 | CP32 | Monitoring relay, can be mounted to Contactor 3RT2, Size S00 standard, digitally adjustable Apparant/active current monitoring 1.6-16 A, 20-400 Hz, 3-phase Supply 24-240 V AC/DC 1 change-over contact, 1 semiconductor output for alarm and warning Monitoring for Current overshoot and undershoot Phase failure, Cable break Phase sequence Residual current Blocking current Warning and alarm thresholds with or without fault buffer ON delay 0-99 s Noise pulse suppression 0-30 s Pause after fault 0-300 min Screw connection system | Lista Papel 2020 SI | 0 | 0
3RR2241-2FA30 |  | 3RR2241-2FA30 | 1 | UN | 1 | 2 | A | D | N | N | 85364900 | 1 | 4011209787353 | 242 | G | 208.06 | 202 | CP32 | CP32 | Monitoring relay, can be mounted to Contactor 3RT2, Size S00 standard, digitally adjustable Apparant/active current monitoring 1.6-16 A, 20-400 Hz, 3-phase Supply 24 V AC/DC 1 change-over contact, 1 semiconductor output for alarm and warning Monitoring for Current overshoot and undershoot Phase failure, Cable break Phase sequence Residual current Blocking current Warning and alarm thresholds with or without fault buffer ON delay 0-99 s Noise pulse suppression 0-30 s Pause after fault 0-300 min spring-type connection system | Lista Papel 2020 SI | 0 | 0
3RR2241-2FW30 |  | 3RR2241-2FW30 | 1 | UN | 1 | 2 | A | D | N | N | 85364900 | 1 | 4011209787360 | 242 | G | 218.16 | 212.1 | CP32 | CP32 | Monitoring relay, can be mounted to Contactor 3RT2, Size S00 standard, digitally adjustable Apparant/active current monitoring 1.6-16 A, 20-400 Hz, 3-phase Supply 24-240 V AC/DC 1 change-over contact, 1 semiconductor output for alarm and warning Monitoring for Current overshoot and undershoot Phase failure, Cable break Phase sequence Residual current Blocking current Warning and alarm thresholds with or without fault buffer ON delay 0-99 s Noise pulse suppression 0-30 s Pause after fault 0-300 min spring-type connection system | Lista Papel 2020 SI | 0 | 0
3RR2242-1FA30 |  | 3RR2242-1FA30 | 1 | UN | 1 | 2 | A | D | N | N | 85364900 | 1 | 4011209787292 | 328 | G | 232.3 | 226.24 | CP32 | CP32 | Monitoring relay, can be mounted to Contactor 3RT2, Size S0 standard, digitally adjustable Apparant/active current monitoring 4...40 A, 20...400 Hz, 3-phase Supply 24 V AC/DC 1 change-over contact, 1 semiconductor output for alarm and warning Monitoring for Current overshoot and undershoot Phase failure, Cable break Phase sequence Residual current Blocking current Warning and alarm thresholds with or without fault buffer ON delay 0-99 s Noise pulse suppression 0-30 s Pause after fault 0-300 min Screw connection system | Lista Papel 2020 SI | 0 | 0
3RR2242-1FW30 |  | 3RR2242-1FW30 | 1 | UN | 1 | 2 | A | D | N | N | 85364900 | 1 | 4011209787308 | 328 | G | 246.44 | 239.37 | CP32 | CP32 | Monitoring relay, can be mounted to Contactor 3RT2, Size S0 standard, digitally adjustable Apparant/active current monitoring 4...40 A, 20...400 Hz, 3-phase Supply 24-240 V AC/DC 1 change-over contact, 1 semiconductor output for alarm and warning Monitoring for Current overshoot and undershoot Phase failure, Cable break Phase sequence Residual current Blocking current Warning and alarm thresholds with or without fault buffer ON delay 0-99 s Noise pulse suppression 0-30 s Pause after fault 0-300 min Screw connection system | Lista Papel 2020 SI | 0 | 0
3RR2242-2FA30 |  | 3RR2242-2FA30 | 1 | UN | 1 | 2 | A | D | N | N | 85364900 | 1 | 4011209787377 | 328 | G | 232.3 | 226.24 | CP32 | CP32 | Monitoring relay, can be mounted to Contactor 3RT2, Size S0 standard, digitally adjustable Apparant/active current monitoring 4...40 A, 20...400 Hz, 3-phase Supply 24 V AC/DC 1 change-over contact, 1 semiconductor output for alarm and warning Monitoring for Current overshoot and undershoot Phase failure, Cable break Phase sequence Residual current Blocking current Warning and alarm thresholds with or without fault buffer ON delay 0-99 s Noise pulse suppression 0-30 s Pause after fault 0-300 min spring-type connection system | Lista Papel 2020 SI | 0 | 0
3RR2242-2FW30 |  | 3RR2242-2FW30 | 1 | UN | 1 | 2 | A | D | N | N | 85364900 | 1 | 4011209787384 | 328 | G | 246.44 | 239.37 | CP32 | CP32 | Monitoring relay, can be mounted to Contactor 3RT2, Size S0 standard, digitally adjustable Apparant/active current monitoring 4...40 A, 20...400 Hz, 3-phase Supply 24-240 V AC/DC 1 change-over contact, 1 semiconductor output for alarm and warning Monitoring for Current overshoot and undershoot Phase failure, Cable break Phase sequence Residual current Blocking current Warning and alarm thresholds with or without fault buffer ON delay 0-99 s Noise pulse suppression 0-30 s Pause after fault 0-300 min spring-type connection system | Lista Papel 2020 SI | 0 | 0
3RR2243-1FA30 |  | 3RR2243-1FA30 | 1 | UN | 1 | 2 | A | D | N | N | 85364900 | 1 | 4011209936188 | 242 | G | 303 | 294.92 | CP32 | CP32 | Monitoring relay, can be mounted to Contactor 3RT2, Size S2 standard, digitally adjustable Apparant/active current monitoring 8...80 A, 20...400 Hz, 3-phase Supply 24 V AC/DC 1 change-over contact, 1 semiconductor output for alarm and warning Monitoring for Current overshoot and undershoot Phase failure, Cable break Phase sequence Residual current Blocking current Warning and alarm thresholds with or without fault buffer ON delay 0-99 s Noise pulse suppression 0-30 s Pause after fault 0-300 min Screw connection system | Lista Papel 2020 SI | 0 | 0
3RR2243-1FW30 |  | 3RR2243-1FW30 | 1 | UN | 1 | 2 | A | D | N | N | 85364900 | 1 | 4011209936195 | 242 | G | 320.17 | 311.08 | CP32 | CP32 | Monitoring relay, can be mounted to Contactor 3RT2, Size S2 standard, digitally adjustable Apparant/active current monitoring 8...80 A, 20...400 Hz, 3-phase Supply 24-240 V AC/DC 1 change-over contact, 1 semiconductor output for alarm and warning Monitoring for Current overshoot and undershoot Phase failure, Cable break Phase sequence Residual current Blocking current Warning and alarm thresholds with or without fault buffer ON delay 0-99 s Noise pulse suppression 0-30 s Pause after fault 0-300 min Screw connection system | Lista Papel 2020 SI | 0 | 0
3RR2243-3FA30 |  | 3RR2243-3FA30 | 1 | UN | 1 | 2 | A | D | N | N | 85364900 | 1 | 4011209937789 | 242 | G | 303 | 294.92 | CP32 | CP32 | Monitoring relay, can be mounted to Contactor 3RT2, Size S2 standard, digitally adjustable Apparant/active current monitoring 8...80 A, 20...400 Hz, 3-phase Supply 24 V AC/DC 1 change-over contact, 1 semiconductor output for alarm and warning Monitoring for Current overshoot and undershoot Phase failure, Cable break Phase sequence Residual current Blocking current Warning and alarm thresholds with or without fault buffer ON delay 0-99 s Noise pulse suppression 0-30 s Pause after fault 0-300 min spring-type connection system | Lista Papel 2020 SI | 0 | 0
3RR2243-3FW30 |  | 3RR2243-3FW30 | 1 | UN | 1 | 2 | A | D | N | N | 85364900 | 1 | 4011209937796 | 242 | G | 320.17 | 311.08 | CP32 | CP32 | Monitoring relay, can be mounted to Contactor 3RT2, Size S2 standard, digitally adjustable Apparant/active current monitoring 8...80 A, 20...400 Hz, 3-phase Supply 24-240 V AC/DC 1 change-over contact, 1 semiconductor output for alarm and warning Monitoring for Current overshoot and undershoot Phase failure, Cable break Phase sequence Residual current Blocking current Warning and alarm thresholds with or without fault buffer ON delay 0-99 s Noise pulse suppression 0-30 s Pause after fault 0-300 min spring-type connection system | Lista Papel 2020 SI | 0 | 0
3RR2441-1AA40 |  | 3RR2441-1AA40 | 1 | UN | 1 | 2 | A | D | N | N | 85364900 | 1 | 4011209911710 | 242 | G | 269.67 | 261.59 | CP32 | CP32 | Current monitoring relay for IO-Link, can be mounted to Contactor 3RT2, Size S00 Apparant/active current monitoring 1.6-16 A, 20-400 Hz, 3-phase Supply voltage 24 V DC 1 change-over contact Monitoring for Current overshoot and undershoot Current asymmetry Phase failure, Cable break Phase sequence, Residual current Blocking current, Switching cycle and Operating hours counter Warning and alarm thresholds Auto-reset or manual reset ON delay 0-9999.9 s OFF delay 0-9999.9 s Reclosing delay 0-300 min Screw connection system | Lista Papel 2020 SI | 0 | 0
3RR2441-2AA40 |  | 3RR2441-2AA40 | 1 | UN | 1 | 2 | A | D | N | N | 85364900 | 1 | 4011209915855 | 242 | G | 269.67 | 261.59 | CP32 | CP32 | Current monitoring relay for IO-Link, can be mounted to Contactor 3RT2, Size S00 Apparant/active current monitoring 1.6-16 A, 20-400 Hz, 3-phase Supply voltage 24 V DC 1 change-over contact Monitoring for Current overshoot and undershoot Current asymmetry Phase failure, Cable break Phase sequence, Residual current Blocking current, Switching cycle and Operating hours counter Warning and alarm thresholds Auto-reset or manual reset ON delay 0-9999.9 s OFF delay 0-9999.9 s Reclosing delay 0-300 min spring-type connection system | Lista Papel 2020 SI | 0 | 0
3RR2442-1AA40 |  | 3RR2442-1AA40 | 1 | UN | 1 | 2 | A | D | N | N | 85364900 | 1 | 4011209911727 | 328 | G | 307.04 | 297.95 | CP32 | CP32 | Current monitoring relay for IO-Link, can be mounted to Contactor 3RT2, Size S0 Apparant/active current monitoring 4-40 A, 20-400 Hz, 3-phase Supply voltage 24 V DC 1 change-over contact Monitoring for Current overshoot and undershoot Current asymmetry Phase failure, Cable break Phase sequence, Residual current Blocking current, Switching cycle and Operating hours counter Warning and alarm thresholds Auto-reset or manual reset ON delay 0-9999.9 s OFF delay 0-9999.9 s Reclosing delay 0-300 min Screw connection system | Lista Papel 2020 SI | 0 | 0
3RR2442-2AA40 |  | 3RR2442-2AA40 | 1 | UN | 1 | 2 | A | D | N | N | 85364900 | 1 | 4011209915862 | 328 | G | 307.04 | 297.95 | CP32 | CP32 | Current monitoring relay for IO-Link, can be mounted to Contactor, 3RT2, Size S0 Apparant/active current monitoring 4-40 A, 20-400 Hz, 3-phase Supply voltage 24 V DC 1 change-over contact Monitoring for Current overshoot and undershoot Current asymmetry Phase failure, Cable break Phase sequence, Residual current Blocking current, Switching cycle and Operating hours counter Warning and alarm thresholds Auto-reset or manual reset ON delay 0-9999.9 s OFF delay 0-9999.9 s Reclosing delay 0-300 min spring-type connection system | Lista Papel 2020 SI | 0 | 0
3RR2443-1AA40 |  | 3RR2443-1AA40 | 1 | UN | 1 | 2 | A | D | N | N | 85364900 | 1 | 4011209936263 | 242 | G | 428.24 | 416.12 | CP32 | CP32 | Current monitoring relay for IO-Link, can be mounted to Contactor, 3RT2, Size S2 Apparant/active current monitoring 8-80 A, 20-400 Hz, 3-phase Supply voltage 24 V DC 1 change-over contact Monitoring for Current overshoot and undershoot Current asymmetry Phase failure, Cable break Phase sequence, Residual current Blocking current, Switching cycle and Operating hours counter Warning and alarm thresholds Auto-reset or manual reset ON delay 0-9999.9 s OFF delay 0-9999.9 s Reclosing delay 0-300 min Screw connection system | Lista Papel 2020 SI | 0 | 0
3RR2443-3AA40 |  | 3RR2443-3AA40 | 1 | UN | 1 | 2 | A | D | EAR99 | N | 85364900 | 1 | 4011209937765 | 242 | G | 428.24 | 416.12 | CP32 | CP32 | Current monitoring relay for IO-Link, can be mounted to Contactor, 3RT2, Size S2 Apparant/active current monitoring 8-80 A, 20-400 Hz, 3-phase Supply voltage 24 V DC 1 change-over contact Monitoring for Current overshoot and undershoot Current asymmetry Phase failure, Cable break Phase sequence, Residual current Blocking current, Switching cycle and Operating hours counter Warning and alarm thresholds Auto-reset or manual reset ON delay 0-9999.9 s OFF delay 0-9999.9 s Reclosing delay 0-300 min spring-type connection system | Lista Papel 2020 SI | 0 | 0
3RR2940 |  | 3RR2940 | 1 | UN | 1 | 2 | A | D | N | N | 85389099 | 5 | 4011209858800 | 0.002 | KG | 5.19 | 5.19 | CP32 | CP32 | Sealable cover for directly mountable current monitoring relays 3RR2 for protection against unauthorized configuring | - | 0 | 0
3RS1000-1CD00 |  | 3RS1000-1CD00 | 1 | UN | 1 | 10 | C | D | N | N | 85364190 | 1 | 4011209535244 | 0.135 | KG | 166.65 | 161.6 | CP16 | CP16 | Temperature monitoring relay PT100, Overshoot 1 threshold value, Width 22.5 mm -50 Â°C to 50 Â°C 24 V AC/DC 1 NO + 1 NC, quiescent current principle screw terminal | Lista Papel 2020 SI | 0 | 0
3RS1000-1CD00-0FB0 |  | 3RS1000-1CD00-0FB0 | 1 | UN | 1 | 10 | C | D | N | N | 85364190 | 1 | 4011209550896 | 0.135 | KG | 230.28 | 230.28 | CP16 | CP16 | Temperature monitoring relay PT100, Overshoot 1 threshold value, Width 22.5 mm -50 Â°C to 50 Â°C 24 V AC/DC 1 NO + 1 NC, quiescent current principle screw terminal ABB 1SAR700001R0005 | - | 0 | 7
3RS1000-1CD10 |  | 3RS1000-1CD10 | 1 | UN | 1 | 10 | C | D | N | N | 85364190 | 1 | 4011209535251 | 0.133 | KG | 166.65 | 161.6 | CP16 | CP16 | Temperature monitoring relay PT100, Overshoot 1 threshold value, Width 22.5 mm 0 Â°C to 100 Â°C 24 V AC/DC 1 NO + 1 NC, quiescent current principle screw terminal | Lista Papel 2020 SI | 0 | 0
3RS1000-1CD10-0FB0 |  | 3RS1000-1CD10-0FB0 | 1 | UN | 1 | 10 | C | D | N | N | 85364190 | 1 |  | 0.135 | KG | 230.28 | 230.28 | CP16 | CP16 | Temperature monitoring relay PT100, Overshoot 1 threshold value, Width 22.5 mm 0 Â°C to 100 Â°C 24 V AC/DC 1 NO + 1 NC, quiescent current principle screw terminal ABB 1SAR700002R0005 | - | 0 | 7
3RS1000-1CD20 |  | 3RS1000-1CD20 | 1 | UN | 1 | 10 | C | D | N | N | 85364190 | 1 | 4011209535268 | 0.13 | KG | 166.65 | 161.6 | CP16 | CP16 | Temperature monitoring relay PT100, Overshoot 1 threshold value, Width 22.5 mm 0 Â°C to 200 Â°C 24 V AC/DC 1 NO + 1 NC, quiescent current principle screw terminal | Lista Papel 2020 SI | 0 | 0
3RS1000-1CD20-0FB0 |  | 3RS1000-1CD20-0FB0 | 1 | UN | 1 | 10 | C | D | N | N | 85364190 | 1 |  | 0.135 | KG | 230.28 | 230.28 | CP16 | CP16 | Temperature monitoring relay PT100, Overshoot 1 threshold value, Width 22.5 mm 0 Â°C to 200 Â°C 24 V AC/DC 1 NO + 1 NC, quiescent current principle screw terminal ABB 1SAR700003R0005 | - | 0 | 7
3RS1000-1CK00 |  | 3RS1000-1CK00 | 1 | UN | 1 | 10 | C | D | N | N | 85364900 | 1 | 4011209535275 | 0.173 | KG | 166.65 | 161.6 | CP16 | CP16 | Temperature monitoring relay PT100, Overshoot 1 threshold value, Width 22.5 mm -50 Â°C to 50 Â°C 110-120/220-240 V AC 1 NO + 1 NC, quiescent current principle screw terminal | Lista Papel 2020 SI | 0 | 0
3RS1000-1CK00-0FB0 |  | 3RS1000-1CK00-0FB0 | 1 | UN | 1 | 10 | C | D | N | N | 85364900 | 1 |  | 0.177 | KG | 230.28 | 230.28 | CP16 | CP16 | Temperature monitoring relay PT100, Overshoot 1 threshold value, Width 22.5 mm -50 Â°C to 50 Â°C 110-120/220-240 V AC 1 NO + 1 NC, quiescent current principle screw terminal ABB 1SAR70001R0006 | - | 0 | 7
3RS1000-1CK10 |  | 3RS1000-1CK10 | 1 | UN | 1 | 2 | A | D | N | N | 85364900 | 1 | 4011209535282 | 0.19 | KG | 166.65 | 161.6 | CP16 | CP16 | Temperature monitoring relay PT100, Overshoot 1 threshold value, Width 22.5 mm 0 Â°C to 100 Â°C 110-120/220-240 V AC 1 NO + 1 NC, quiescent current principle screw terminal | Lista Papel 2020 SI | 0 | 0
3RS1000-1CK10-0FB0 |  | 3RS1000-1CK10-0FB0 | 1 | UN | 1 | 10 | C | D | N | N | 85364900 | 1 |  | 0.179 | KG | 230.28 | 230.28 | CP16 | CP16 | Temperature monitoring relay PT100, Overshoot 1 threshold value, Width 22.5 mm 0 Â°C to 100 Â°C 110-120/220-240 V AC 1 NO + 1 NC, quiescent current principle screw terminal ABB 1SAR700002R0006 | - | 0 | 7
3RS1000-1CK20 |  | 3RS1000-1CK20 | 1 | UN | 1 | 2 | A | D | N | N | 85364900 | 1 | 4011209535299 | 0.179 | KG | 166.65 | 161.6 | CP16 | CP16 | Temperature monitoring relay PT100, Overshoot 1 threshold value, Width 22.5 mm 0 Â°C to 200 Â°C 110-120/220-240 V AC 1 NO + 1 NC, quiescent current principle screw terminal | Lista Papel 2020 SI | 0 | 0
3RS1000-1CK20-0FB0 |  | 3RS1000-1CK20-0FB0 | 1 | UN | 1 | 10 | C | D | N | N | 85364900 | 1 |  | 0.173 | KG | 230.28 | 230.28 | CP16 | CP16 | Temperature monitoring relay PT100, Overshoot 1 threshold value, Width 22.5 mm 0 Â°C to 200 Â°C 110-120/220-240 V AC 1 NO + 1 NC, quiescent current principle screw terminal ABB 1SAR700003R0006 | - | 0 | 7
3RS1000-2CD00 |  | 3RS1000-2CD00 | 1 | UN | 1 | 10 | C | D | N | N | 85364190 | 1 | 4011209538948 | 0.127 | KG | 170.69 | 165.64 | CP16 | CP16 | Temperature monitoring relay PT100, Overshoot 1 threshold value, Width 22.5 mm -50 Â°C to 50 Â°C 24 V AC/DC 1 NO + 1 NC, quiescent current principle Spring-type terminal | Lista Papel 2020 SI | 0 | 0
3RS1000-2CD10 |  | 3RS1000-2CD10 | 1 | UN | 1 | 10 | C | D | N | N | 85364190 | 1 | 4011209538955 | 0.128 | KG | 170.69 | 165.64 | CP16 | CP16 | Temperature monitoring relay PT100, Overshoot 1 threshold value, Width 22.5 mm 0 Â°C to 100 Â°C 24 V AC/DC 1 NO + 1 NC, quiescent current principle Spring-type terminal | Lista Papel 2020 SI | 0 | 0
3RS1000-2CD20 |  | 3RS1000-2CD20 | 1 | UN | 1 | 10 | C | D | N | N | 85364190 | 1 | 4011209538962 | 0.13 | KG | 170.69 | 165.64 | CP16 | CP16 | Temperature monitoring relay PT100, Overshoot 1 threshold value, Width 22.5 mm 0 Â°C to 200 Â°C 24 V AC/DC 1 NO + 1 NC, quiescent current principle Spring-type terminal | Lista Papel 2020 SI | 0 | 0
3RS1000-2CK00 |  | 3RS1000-2CK00 | 1 | UN | 1 | 10 | C | D | N | N | 85364900 | 1 | 4011209538979 | 0.167 | KG | 170.69 | 165.64 | CP16 | CP16 | Temperature monitoring relay PT100, Overshoot 1 threshold value, Width 22.5 mm -50 Â°C to 50 Â°C 110-120/220-240 V AC 1 NO + 1 NC, quiescent current principle Spring-type terminal | Lista Papel 2020 SI | 0 | 0
3RS1000-2CK10 |  | 3RS1000-2CK10 | 1 | UN | 1 | 2 | A | D | N | N | 85364900 | 1 | 4011209538986 | 0.169 | KG | 170.69 | 165.64 | CP16 | CP16 | Temperature monitoring relay PT100, Overshoot 1 threshold value, Width 22.5 mm 0 Â°C to 100 Â°C 110-120/220-240 V AC 1 NO + 1 NC, quiescent current principle Spring-type terminal | Lista Papel 2020 SI | 0 | 0
3RS1000-2CK20 |  | 3RS1000-2CK20 | 1 | UN | 1 | 10 | C | D | N | N | 85364900 | 1 | 4011209538993 | 0.17 | KG | 170.69 | 165.64 | CP16 | CP16 | Temperature monitoring relay PT100, Overshoot 1 threshold value, Width 22.5 mm 0 Â°C to 200 Â°C 110-120/220-240 V AC 1 NO + 1 NC, quiescent current principle Spring-type terminal | Lista Papel 2020 SI | 0 | 0
3RS1002-2CD10 |  | 3RS1002-2CD10 | 1 | UN | 1 | 10 | C | D | N | N | 85364190 | 1 | 4011209606531 | 0.127 | KG | 170.69 | 170.69 | CP16 | CP16 | Temperature monitoring relay PT1000, Overshoot 1 threshold value, Width 22.5 mm 0 Â°C to 100 Â°C 24 V AC/DC 1 NO + 1 NC, quiescent current principle Spring-type terminal 1 NO + 1 NC, Quiescent current principle Spring-type terminal | - | 0 | 0
3RS1002-2CD20 |  | 3RS1002-2CD20 | 1 | UN | 1 | 10 | C | D | N | N | 85364190 | 1 | 4011209606548 | 0.128 | KG | 170.69 | 170.69 | CP16 | CP16 | Temperature monitoring relay PT1000, Overshoot 1 threshold value, Width 22.5 mm 0 Â°C to 200 Â°C 24 V AC/DC 1 NO + 1 NC, quiescent current principle Spring-type terminal 1 NO + 1 NC, Quiescent current principle Spring-type terminal | - | 0 | 0
3RS1002-2CD30 |  | 3RS1002-2CD30 | 1 | UN | 1 | 10 | C | D | N | N | 85364190 | 1 | 4011209680098 | 0.121 | KG | 229.27 | 229.27 | CP16 | CP16 | Temperature monitoring relay PT1000, Overshoot 1 threshold value, Width 22.5 mm 100 Â°C to 300 Â°C 24 V AC/DC 1 NO + 1 NC, quiescent current principle Spring-type terminal 1 NO + 1 NC, Quiescent current principle Spring-type terminal | - | 0 | 9
3RS1010-1CD00 |  | 3RS1010-1CD00 | 1 | UN | 1 | 10 | C | D | N | N | 85364190 | 1 | 4011209535305 | 0.14 | KG | 166.65 | 161.6 | CP16 | CP16 | Temperature monitoring relay Pt100, Undershoot 1 threshold value, Width 22.5 mm -50 Â°C to 50 Â°C 24 V AC/DC 1 NO + 1 NC, quiescent current principle screw terminal | Lista Papel 2020 SI | 0 | 0
3RS1010-1CD00-0FB0 |  | 3RS1010-1CD00-0FB0 | 1 | UN | 1 | 10 | C | D | N | N | 85364190 | 1 |  | 0.136 | KG | 230.28 | 230.28 | CP16 | CP16 | Temperature monitoring relay Pt100, Undershoot 1 threshold value, Width 22.5 mm -50 Â°C to 50 Â°C 24 V AC/DC 1 NO + 1 NC, quiescent current principle screw terminal ABB 1SAR700004R0005 | - | 0 | 7
3RS1010-1CD10 |  | 3RS1010-1CD10 | 1 | UN | 1 | 10 | C | D | N | N | 85364190 | 1 | 4011209535312 | 0.14 | KG | 166.65 | 161.6 | CP16 | CP16 | Temperature monitoring relay Pt100, Undershoot 1 threshold value, Width 22.5 mm 0 Â°C to 100 Â°C 24 V AC/DC 1 NO + 1 NC, quiescent current principle screw terminal | Lista Papel 2020 SI | 0 | 0
3RS1010-1CD10-0FB0 |  | 3RS1010-1CD10-0FB0 | 1 | UN | 1 | 10 | C | D | N | N | 85364190 | 1 |  | 0.149 | KG | 230.28 | 230.28 | CP16 | CP16 | Temperature monitoring relay Pt100, Undershoot 1 threshold value, Width 22.5 mm 0 Â°C to 100 Â°C 24 V AC/DC 1 NO + 1 NC, quiescent current principle screw terminal ABB 1SAR700005R0005 | - | 0 | 7
3RS1010-1CD20 |  | 3RS1010-1CD20 | 1 | UN | 1 | 10 | C | D | N | N | 85364190 | 1 | 4011209535329 | 0.124 | KG | 166.65 | 161.6 | CP16 | CP16 | Temperature monitoring relay Pt100, Undershoot 1 threshold value, Width 22.5 mm 0 Â°C to 200 Â°C 24 V AC/DC 1 NO + 1 NC, quiescent current principle screw terminal | Lista Papel 2020 SI | 0 | 0
3RS1010-1CD20-0FB0 |  | 3RS1010-1CD20-0FB0 | 1 | UN | 1 | 10 | C | D | N | N | 85364190 | 1 |  | 0.135 | KG | 230.28 | 230.28 | CP16 | CP16 | Temperature monitoring relay Pt100, Undershoot 1 threshold value, Width 22.5 mm 0 Â°C to 200 Â°C 24 V AC/DC 1 NO + 1 NC, quiescent current principle screw terminal ABB 1SAR700006R0005 | - | 0 | 7
3RS1010-1CK00 |  | 3RS1010-1CK00 | 1 | UN | 1 | 10 | C | D | N | N | 85364900 | 1 | 4011209535336 | 0.147 | KG | 166.65 | 161.6 | CP16 | CP16 | Temperature monitoring relay Pt100, Undershoot 1 threshold value, Width 22.5 mm -50 Â°C to 50 Â°C 110-120/220-240 V AC 1 NO + 1 NC, quiescent current principle screw terminal | Lista Papel 2020 SI | 0 | 0
3RS1010-1CK00-0FB0 |  | 3RS1010-1CK00-0FB0 | 1 | UN | 1 | 10 | C | D | N | N | 85364900 | 1 |  | 0.177 | KG | 230.28 | 230.28 | CP16 | CP16 | Temperature monitoring relay Pt100, Undershoot 1 threshold value, Width 22.5 mm -50 Â°C to 50 Â°C 110-120/220-240 V AC 1 NO + 1 NC, quiescent current principle screw terminal ABB 1SAR700004R0006 | - | 0 | 7
3RS1010-1CK10 |  | 3RS1010-1CK10 | 1 | UN | 1 | 10 | C | D | N | N | 85364900 | 1 | 4011209535343 | 0.185 | KG | 166.65 | 161.6 | CP16 | CP16 | Temperature monitoring relay Pt100, Undershoot 1 threshold value, Width 22.5 mm 0 Â°C to 100 Â°C 110-120/220-240 V AC 1 NO + 1 NC, quiescent current principle screw terminal | Lista Papel 2020 SI | 0 | 0
3RS1010-1CK10-0FB0 |  | 3RS1010-1CK10-0FB0 | 1 | UN | 1 | 10 | C | D | N | N | 85364900 | 1 |  | 0.187 | KG | 230.28 | 230.28 | CP16 | CP16 | Temperature monitoring relay Pt100, Undershoot 1 threshold value, Width 22.5 mm 0 Â°C to 100 Â°C 110-120/220-240 V AC 1 NO + 1 NC, quiescent current principle screw terminal ABB 1SAR700004R0006 | - | 0 | 7
3RS1010-1CK20 |  | 3RS1010-1CK20 | 1 | UN | 1 | 10 | C | D | N | N | 85364900 | 1 | 4011209535350 | 0.191 | KG | 166.65 | 161.6 | CP16 | CP16 | Temperature monitoring relay Pt100, Undershoot 1 threshold value, Width 22.5 mm 0 Â°C to 200 Â°C 110-120/220-240 V AC 1 NO + 1 NC, quiescent current principle screw terminal | Lista Papel 2020 SI | 0 | 0
3RS1010-1CK20-0FB0 |  | 3RS1010-1CK20-0FB0 | 1 | UN | 1 | 10 | C | D | N | N | 85364900 | 1 |  | 0.174 | KG | 230.28 | 230.28 | CP16 | CP16 | Temperature monitoring relay Pt100, Undershoot 1 threshold value, Width 22.5 mm 0 Â°C to 200 Â°C 110-120/220-240 V AC 1 NO + 1 NC, quiescent current principle screw terminal ABB 1SAR 700006R0006 | - | 0 | 7
3RS1020-1DD00 |  | 3RS1020-1DD00 | 1 | UN | 1 | 10 | C | D | N | N | 85364190 | 1 | 4011209535749 | 0.155 | KG | 253.51 | 246.44 | CP16 | CP16 | Temperature monitoring relay PT100, Overshoot 2 threshold values, Width 22.5 mm -50 Â°C to 50 Â°C 24 V AC/DC 1 NO + 1 CO, Load and quiescent current screw terminal | Lista Papel 2020 SI | 0 | 0
3RS1020-1DD00-0FB0 |  | 3RS1020-1DD00-0FB0 | 1 | UN | 1 | 10 | C | D | N | N | 85364190 | 1 |  | 0.157 | KG | 349.46 | 349.46 | CP16 | CP16 | Temperature monitoring relay PT100, Overshoot 2 threshold values, Width 22.5 mm -50 Â°C to 50 Â°C 24 V AC/DC 1 NO + 1 CO, Load and quiescent current screw terminal ABB 1SAR 700011R0005 | - | 0 | 7
3RS1020-1DD10 |  | 3RS1020-1DD10 | 1 | UN | 1 | 10 | C | D | N | N | 85364190 | 1 | 4011209535756 | 0.155 | KG | 253.51 | 246.44 | CP16 | CP16 | Temperature monitoring relay PT100, Overshoot 2 threshold values, Width 22.5 mm 0 Â°C to 100 Â°C 24 V AC/DC 1 NO + 1 CO, Load and quiescent current screw terminal | Lista Papel 2020 SI | 0 | 0
3RS1020-1DD10-0FB0 |  | 3RS1020-1DD10-0FB0 | 1 | UN | 1 | 10 | C | D | N | N | 85364190 | 1 |  | 0.16 | KG | 349.46 | 349.46 | CP16 | CP16 | Temperature monitoring relay PT100, Overshoot 2 threshold values, Width 22.5 mm 0 Â°C to 100 Â°C 24 V AC/DC 1 NO + 1 CO, Load and quiescent current screw terminal ABB 1SAR700012R0005 | - | 0 | 7
3RS1020-1DD20 |  | 3RS1020-1DD20 | 1 | UN | 1 | 10 | C | D | N | N | 85364190 | 1 | 4011209535763 | 0.16 | KG | 253.51 | 246.44 | CP16 | CP16 | Temperature monitoring relay PT100, Overshoot 2 threshold values, Width 22.5 mm 0 Â°C to 200 Â°C 24 V AC/DC 1 NO + 1 CO, Load and quiescent current screw terminal | Lista Papel 2020 SI | 0 | 0
3RS1020-1DD20-0FB0 |  | 3RS1020-1DD20-0FB0 | 1 | UN | 1 | 10 | C | D | N | N | 85364190 | 1 |  | 0.167 | KG | 349.46 | 349.46 | CP16 | CP16 | Temperature monitoring relay PT100, Overshoot 2 threshold values, Width 22.5 mm 0 Â°C to 200 Â°C 24 V AC/DC 1 NO + 1 CO, Load and quiescent current screw terminal ABB 1SAR700013R0005 | - | 0 | 7
3RS1020-1DW00 |  | 3RS1020-1DW00 | 1 | UN | 1 | 10 | C | D | N | N | 85364900 | 1 | 4011209535770 | 0.164 | KG | 279.77 | 271.69 | CP16 | CP16 | Temperature monitoring relay PT100, Overshoot 2 threshold values, Width 22.5 mm -50 Â°C to 50 Â°C 24 - 240 V AC/DC 1 NO + 1 CO, Load and quiescent current screw terminal | Lista Papel 2020 SI | 0 | 0
3RS1020-1DW00-0FB0 |  | 3RS1020-1DW00-0FB0 | 1 | UN | 1 | 10 | C | D | N | N | 85364900 | 1 |  | 0.164 | KG | 385.82 | 385.82 | CP16 | CP16 | Temperature monitoring relay PT100, Overshoot 2 threshold values, Width 22.5 mm -50 Â°C to 50 Â°C 24-240 V AC/DC 1 NO + 1 CO, Load and quiescent current screw terminal ABB 1SAR700011R0010 | - | 0 | 7
3RS1020-1DW10 |  | 3RS1020-1DW10 | 1 | UN | 1 | 10 | C | D | N | N | 85364900 | 1 | 4011209535787 | 0.197 | KG | 279.77 | 271.69 | CP16 | CP16 | Temperature monitoring relay PT100, Overshoot 2 threshold values, Width 22.5 mm 0 Â°C to 100 Â°C 24 - 240 V AC/DC 1 NO + 1 CO, Load and quiescent current screw terminal | Lista Papel 2020 SI | 0 | 0
3RS1020-1DW10-0FB0 |  | 3RS1020-1DW10-0FB0 | 1 | UN | 1 | 10 | C | D | N | N | 85364900 | 1 |  | 0.168 | KG | 385.82 | 385.82 | CP16 | CP16 | Temperature monitoring relay PT100, Overshoot 2 threshold values, Width 22.5 mm 0 Â°C to 100 Â°C 24-240 V AC/DC 1 NO + 1 CO, Load and quiescent current screw terminal ABB 1SAR700012R0010 | - | 0 | 7
3RS1020-1DW20 |  | 3RS1020-1DW20 | 1 | UN | 1 | 2 | A | D | N | N | 85364900 | 1 | 4011209535794 | 0.155 | KG | 279.77 | 271.69 | CP16 | CP16 | Temperature monitoring relay PT100, Overshoot 2 threshold values, Width 22.5 mm 0 Â°C to 200 Â°C 24 - 240 V AC/DC 1 NO + 1 CO, Load and quiescent current screw terminal | Lista Papel 2020 SI | 0 | 0
3RS1020-1DW20-0FB0 |  | 3RS1020-1DW20-0FB0 | 1 | UN | 1 | 10 | C | D | EAR99 | N | 85364900 | 1 |  | 0.165 | KG | 385.82 | 385.82 | CP16 | CP16 | Temperature monitoring relay PT100, Overshoot 2 threshold values, Width 22.5 mm 0 Â°C to 200 Â°C 24-240 V AC/DC 1 NO + 1 CO, Load and quiescent current screw terminal ABB 1SAR700013R0010 | - | 0 | 7
3RS1020-2DW20 |  | 3RS1020-2DW20 | 1 | UN | 1 | 10 | C | D | N | N | 85364900 | 1 | 4011209539112 | 0.158 | KG | 286.84 | 278.76 | CP16 | CP16 | Temperature monitoring relay PT100, Overshoot 2 threshold values, Width 22.5 mm 0 Â°C to 200 Â°C 24 - 240 V AC/DC 1 NO + 1 CO, Load and quiescent current Spring-type terminal | Lista Papel 2020 SI | 0 | 0
3RS1030-1DD00 |  | 3RS1030-1DD00 | 1 | UN | 1 | 10 | C | D | N | N | 85364190 | 1 | 4011209535824 | 0.16 | KG | 253.51 | 246.44 | CP16 | CP16 | Temperature monitoring relay Pt100, Undershoot 2 threshold values, Width 22.5 mm -50 Â°C to 50 Â°C 24 V AC/DC 1 NO + 1 CO, Load and quiescent current screw terminal | Lista Papel 2020 SI | 0 | 0
3RS1030-1DD00-0FB0 |  | 3RS1030-1DD00-0FB0 | 1 | UN | 1 | 10 | C | D | N | N | 85364190 | 1 |  | 0.165 | KG | 349.46 | 349.46 | CP16 | CP16 | Temperature monitoring relay Pt100, Undershoot 2 threshold values, Width 22.5 mm -50 Â°C to 50 Â°C 24 V AC/DC 1 NO + 1 CO, Load and quiescent current screw terminal ABB 1SAR700014R0005 | - | 0 | 7
3RS1030-1DD10 |  | 3RS1030-1DD10 | 1 | UN | 1 | 10 | C | D | N | N | 85364190 | 1 | 4011209535817 | 0.166 | KG | 253.51 | 246.44 | CP16 | CP16 | Temperature monitoring relay Pt100, Undershoot 2 threshold values, Width 22.5 mm 0 Â°C to 100 Â°C 24 V AC/DC 1 NO + 1 CO, Load and quiescent current screw terminal | Lista Papel 2020 SI | 0 | 0
3RS1030-1DD10-0FB0 |  | 3RS1030-1DD10-0FB0 | 1 | UN | 1 | 10 | C | D | N | N | 85364190 | 1 |  | 0.166 | KG | 349.46 | 349.46 | CP16 | CP16 | Temperature monitoring relay Pt100, Undershoot 2 threshold values, Width 22.5 mm 0 Â°C to 100 Â°C 24 V AC/DC 1 NO + 1 CO, Load and quiescent current screw terminal ABB 1SAR700015R0005 | - | 0 | 7
3RS1030-1DD20 |  | 3RS1030-1DD20 | 1 | UN | 1 | 10 | C | D | N | N | 85364190 | 1 | 4011209535800 | 0.16 | KG | 253.51 | 246.44 | CP16 | CP16 | Temperature monitoring relay Pt100, Undershoot 2 threshold values, Width 22.5 mm 0 Â°C to 200 Â°C 24 V AC/DC 1 NO + 1 CO, Load and quiescent current screw terminal | Lista Papel 2020 SI | 0 | 0
3RS1030-1DD20-0FB0 |  | 3RS1030-1DD20-0FB0 | 1 | UN | 1 | 10 | C | D | N | N | 85364190 | 1 |  | 0.165 | KG | 349.46 | 349.46 | CP16 | CP16 | Temperature monitoring relay Pt100, Undershoot 2 threshold values, Width 22.5 mm 0 Â°C to 200 Â°C 24 V AC/DC 1 NO + 1 CO, Load and quiescent current screw terminal ABB 1SAR700016R0005 | - | 0 | 7
3RS1030-1DW00 |  | 3RS1030-1DW00 | 1 | UN | 1 | 10 | C | D | N | N | 85364900 | 1 | 4011209535831 | 0.168 | KG | 279.77 | 271.69 | CP16 | CP16 | Temperature monitoring relay Pt100, Undershoot 2 threshold values, Width 22.5 mm -50 Â°C to 50 Â°C 24 - 240 V AC/DC 1 NO + 1 CO, Load and quiescent current screw terminal | Lista Papel 2020 SI | 0 | 0
3RS1030-1DW00-0FB0 |  | 3RS1030-1DW00-0FB0 | 1 | UN | 1 | 10 | C | D | N | N | 85364900 | 1 |  | 0.167 | KG | 385.82 | 385.82 | CP16 | CP16 | Temperature monitoring relay Pt100, Undershoot 2 threshold values, Width 22.5 mm -50 Â°C to 50 Â°C 24-240 V AC/DC 1 NO + 1 CO, Load and quiescent current screw terminal ABB 1SAR700014R0010 | - | 0 | 7
3RS1030-1DW10 |  | 3RS1030-1DW10 | 1 | UN | 1 | 10 | C | D | N | N | 85364900 | 1 | 4011209535848 | 0.167 | KG | 279.77 | 271.69 | CP16 | CP16 | Temperature monitoring relay Pt100, Undershoot 2 threshold values, Width 22.5 mm 0 Â°C to 100 Â°C 24 - 240 V AC/DC 1 NO + 1 CO, Load and quiescent current screw terminal | Lista Papel 2020 SI | 0 | 0
3RS1030-1DW10-0FB0 |  | 3RS1030-1DW10-0FB0 | 1 | UN | 1 | 10 | C | D | N | N | 85364900 | 1 |  | 0.161 | KG | 385.82 | 385.82 | CP16 | CP16 | Temperature monitoring relay Pt100, Undershoot 2 threshold values, Width 22.5 mm 0 Â°C to 100 Â°C 24-240 V AC/DC 1 NO + 1 CO, Load and quiescent current screw terminal ABB 1SAR700015R0010 | - | 0 | 7
3RS1030-1DW20 |  | 3RS1030-1DW20 | 1 | UN | 1 | 10 | C | D | N | N | 85364900 | 1 | 4011209535855 | 0.165 | KG | 279.77 | 271.69 | CP16 | CP16 | Temperature monitoring relay Pt100, Undershoot 2 threshold values, Width 22.5 mm 0 Â°C to 200 Â°C 24 - 240 V AC/DC 1 NO + 1 CO, Load and quiescent current screw terminal | Lista Papel 2020 SI | 0 | 0
3RS1030-1DW20-0FB0 |  | 3RS1030-1DW20-0FB0 | 1 | UN | 1 | 10 | C | D | N | N | 85364900 | 1 |  | 0.168 | KG | 385.82 | 385.82 | CP16 | CP16 | Temperature monitoring relay Pt100, Undershoot 2 threshold values, Width 22.5 mm 0 Â°C to 200 Â°C 24-240 V AC/DC 1 NO + 1 CO, Load and quiescent current screw terminal ABB 1SAR700016R0010 | - | 0 | 7
3RS1030-2DD20 |  | 3RS1030-2DD20 | 1 | UN | 1 | 10 | C | D | N | N | 85364190 | 1 | 4011209539143 | 0.14 | KG | 257.55 | 250.48 | CP16 | CP16 | Temperature monitoring relay Pt100, Undershoot 2 threshold values, Width 22.5 mm 0 Â°C to 200 Â°C 24 V AC/DC 1 NO + 1 CO, Load and quiescent current Spring-type terminal | Lista Papel 2020 SI | 0 | 0
3RS1040-1GD50 |  | 3RS1040-1GD50 | 1 | UN | 1 | 2 | A | D | N | N | 85364190 | 1 | 4011209534520 | 0.294 | KG | 335.32 | 326.23 | CP16 | CP16 | Temperature monitoring relay PT100/1000 KTY83/84, NTC 2 threshold values digitally adjustable -50 Â°C to 500 Â°C 24 V AC/DC 2 x 1 CO + 1 NO, Width 45 mm screw terminal | Lista Papel 2020 SI | 0 | 0
3RS1040-1GD50-0FB0 |  | 3RS1040-1GD50-0FB0 | 1 | UN | 1 | 10 | C | D | N | N | 85364190 | 1 |  | 0.29 | KG | 335.32 | 335.32 | CP16 | CP16 | Temperature monitoring relay PT100/1000 KTY83/84, NTC 2 threshold values digitally adjustable -50 Â°C to 500 Â°C 24 V AC/DC 2 x 1 CO + 1 NO, Width 45 mm screw terminal ABB 1SAR700100R0005 | - | 0 | 9
3RS1040-1GW50 |  | 3RS1040-1GW50 | 1 | UN | 1 | 2 | A | D | N | N | 85364900 | 1 | 4011209534537 | 0.309 | KG | 359.56 | 349.46 | CP16 | CP16 | Temperature monitoring relay PT100/1000, KTY83/84, NTC 2 threshold values digitally adjustable -50 Â°C to 500 Â°C 24 - 240 V AC/DC 2 x 1 CO + 1 NO, Width 45 mm screw terminal | Lista Papel 2020 SI | 0 | 0
3RS1040-1GW50-0FB0 |  | 3RS1040-1GW50-0FB0 | 1 | UN | 1 | 10 | C | D | N | N | 85364900 | 1 |  | 0.299 | KG | 359.56 | 359.56 | CP16 | CP16 | Temperature monitoring relay PT100/1000, KTY83/84, NTC 2 threshold values digitally adjustable -50 Â°C to 500 Â°C 24 - 240 V AC/DC 2 x 1 CO + 1 NO, Width 45 mm screw terminal ABB 1SAR700100R0010 | - | 0 | 9
3RS1040-2GD50 |  | 3RS1040-2GD50 | 1 | UN | 1 | 2 | A | D | N | N | 85364190 | 1 | 4011209534544 | 0.277 | KG | 339.36 | 330.27 | CP16 | CP16 | Temperature monitoring relay PT100/1000, KTY83/84, NTC 2 threshold values digitally adjustable -50 Â°C to 500 Â°C 24 V AC/DC 2 x 1 CO + 1 NO, Width 45 mm Spring-type terminal | Lista Papel 2020 SI | 0 | 0
3RS1040-2GW50 |  | 3RS1040-2GW50 | 1 | UN | 1 | 2 | A | D | N | N | 85364900 | 1 | 4011209534551 | 0.292 | KG | 366.63 | 356.53 | CP16 | CP16 | Temperature monitoring relay PT100/1000, KTY83/84, NTC 2 threshold values digitally adjustable -50 Â°C to 500 Â°C 24 - 240 V AC/DC 2 x 1 CO + 1 NO, Width 45 mm Spring-type terminal | Lista Papel 2020 SI | 0 | 0
3RS1041-1GW50 |  | 3RS1041-1GW50 | 1 | UN | 1 | 2 | A | D | EAR99 | N | 85364900 | 1 | 4011209534568 | 0.31 | KG | 550.45 | 535.3 | CP16 | CP16 | Temperature monitoring relay PT100/1000, KTY83/84, NTC 3 sensors, 2 threshold values digitally adjustable -50 Â°C to 500 Â°C 24 - 240 V AC/DC 2 x 1 CO + 1 NO, Width 45 mm screw terminal | Lista Papel 2020 SI | 0 | 0
3RS1041-1GW50-0FB0 |  | 3RS1041-1GW50-0FB0 | 1 | UN | 1 | 10 | C | D | EAR99 | N | 85364900 | 1 |  | 0.306 | KG | 550.45 | 550.45 | CP16 | CP16 | Temperature monitoring relay PT100/1000, KTY83/84, NTC 3 sensors, 2 threshold values digitally adjustable -50 Â°C to 500 Â°C 24 - 240 V AC/DC 2 x 1 CO + 1 NO, Width 45 mm screw terminal ABB 1SAR700110R0010 | - | 0 | 9
3RS1041-2GW50 |  | 3RS1041-2GW50 | 1 | UN | 1 | 2 | A | D | EAR99 | N | 85364900 | 1 | 4011209534575 | 0.297 | KG | 561.56 | 545.4 | CP16 | CP16 | Temperature monitoring relay PT100/1000, KTY83/84, NTC 3 sensors, 2 threshold values digitally adjustable -50 Â°C to 500 Â°C 24 - 240 V AC/DC 2 x 1 CO + 1 NO, Width 45 mm Spring-type terminal | Lista Papel 2020 SI | 0 | 0
3RS1042-1GD70 |  | 3RS1042-1GD70 | 1 | UN | 1 | 10 | C | D | N | N | 85364190 | 1 | 4011209589766 | 0.3 | KG | 354.51 | 354.51 | CP16 | CP16 | Temperature monitoring relay PT100/1000 KTY83/84, NTC 2 threshold values digitally adjustable -50 Â°C to 750 Â°C (sensor-dependent) 24 V AC/DC 2 x 1 CO + 1 NO, Width 45 mm screw terminal | - | 0 | 0
3RS1042-1GW70 |  | 3RS1042-1GW70 | 1 | UN | 1 | 2 | A | D | N | N | 85364900 | 1 | 4011209589773 | 0.302 | KG | 378.75 | 378.75 | CP16 | CP16 | Temperature monitoring relay PT100/1000 KTY83/84, NTC 2 threshold values digitally adjustable -50 Â°C to 750 Â°C (sensor-dependent) 24-240 V AC/DC 2 x 1 CO + 1 NO, Width 45 mm screw terminal | - | 0 | 0
3RS1042-2GD70 |  | 3RS1042-2GD70 | 1 | UN | 1 | 10 | C | D | N | N | 85364190 | 1 | 4011209589803 | 0.282 | KG | 359.56 | 359.56 | CP16 | CP16 | Temperature monitoring relay PT100/1000 KTY83/84, NTC 2 threshold values digitally adjustable -50 Â°C to 750 Â°C (sensor-dependent) 24 V AC/DC 2 x 1 CO + 1 NO, Width 45 mm spring-type connection system | - | 0 | 0
3RS1042-2GW70 |  | 3RS1042-2GW70 | 1 | UN | 1 | 10 | C | D | N | N | 85364190 | 1 | 4011209589810 | 0.285 | KG | 386.83 | 386.83 | CP16 | CP16 | Temperature monitoring relay PT100/1000 KTY83/84, NTC 2 threshold values digitally adjustable -50 Â°C to 750 Â°C (sensor-dependent) 24-240 V AC/DC 2 x 1 CO + 1 NO, Width 45 mm spring-type connection system | - | 0 | 0
3RS1100-1CD20 |  | 3RS1100-1CD20 | 1 | UN | 1 | 10 | C | D | N | N | 85364190 | 1 | 4011209535527 | 0.132 | KG | 166.65 | 161.6 | CP16 | CP16 | Temperature monitoring relay Thermocouple type J, overshoot 1 threshold value, Width 22.5 mm 0 Â°C to 200 Â°C 24 V AC/DC 1 NO + 1 NC, quiescent current principle screw terminal | Lista Papel 2020 SI | 0 | 0
3RS1100-1CD30 |  | 3RS1100-1CD30 | 1 | UN | 1 | 10 | C | D | N | N | 85364190 | 1 | 4011209535534 | 0.135 | KG | 166.65 | 161.6 | CP16 | CP16 | Temperature monitoring relay Thermocouple type J, overshoot 1 threshold value, Width 22.5 mm 0 Â°C to 600 Â°C 24 V AC/DC 1 NO + 1 NC, quiescent current principle screw terminal | Lista Papel 2020 SI | 0 | 0
3RS1100-1CK20 |  | 3RS1100-1CK20 | 1 | UN | 1 | 10 | C | D | N | N | 85364900 | 1 | 4011209535541 | 0.18 | KG | 166.65 | 161.6 | CP16 | CP16 | Temperature monitoring relay Thermocouple type J, overshoot 1 threshold value, Width 22.5 mm 0 Â°C to 200 Â°C 110-120/220-240 V AC 1 NO + 1 NC, quiescent current principle screw terminal | Lista Papel 2020 SI | 0 | 0
3RS1100-1CK30 |  | 3RS1100-1CK30 | 1 | UN | 1 | 10 | C | D | N | N | 85364900 | 1 | 4011209535558 | 0.18 | KG | 166.65 | 161.6 | CP16 | CP16 | Temperature monitoring relay Thermocouple type J, overshoot 1 threshold value, Width 22.5 mm 0 Â°C to 600 Â°C 110-120/220-240 V AC 1 NO + 1 NC, quiescent current principle screw terminal | Lista Papel 2020 SI | 0 | 0
3RS1100-2CD20 |  | 3RS1100-2CD20 | 1 | UN | 1 | 10 | C | D | N | N | 85364190 | 1 | 4011209539198 | 0.13 | KG | 170.69 | 165.64 | CP16 | CP16 | Temperature monitoring relay Thermocouple type J, overshoot 1 threshold value, Width 22.5 mm 0 Â°C to 200 Â°C 24 V AC/DC 1 NO + 1 NC, quiescent current principle Spring-type terminal | Lista Papel 2020 SI | 0 | 0
3RS1101-1CD20 |  | 3RS1101-1CD20 | 1 | UN | 1 | 10 | C | D | N | N | 85364190 | 1 | 4011209535367 | 0.134 | KG | 166.65 | 161.6 | CP16 | CP16 | Temperature monitoring relay Thermocouple type K, overshoot 1 threshold value, Width 22.5 mm 0 Â°C to 200 Â°C 24 V AC/DC 1 NO + 1 NC, quiescent current principle screw terminal | Lista Papel 2020 SI | 0 | 0
3RS1101-1CD30 |  | 3RS1101-1CD30 | 1 | UN | 1 | 10 | C | D | N | N | 85364190 | 1 | 4011209535374 | 0.135 | KG | 166.65 | 161.6 | CP16 | CP16 | Temperature monitoring relay Thermocouple type K, overshoot 1 threshold value, Width 22.5 mm 0 Â°C to 600 Â°C 24 V AC/DC 1 NO + 1 NC, quiescent current principle screw terminal | Lista Papel 2020 SI | 0 | 0
3RS1101-1CD40 |  | 3RS1101-1CD40 | 1 | UN | 1 | 10 | C | D | N | N | 85364190 | 1 | 4011209535428 | 0.14 | KG | 166.65 | 161.6 | CP16 | CP16 | Temperature monitoring relay Thermocouple type K, overshoot 1 threshold value, Width 22.5 mm 500 Â°C to 1000 Â°C 24 V AC/DC 1 NO + 1 NC, quiescent current principle screw terminal | Lista Papel 2020 SI | 0 | 0
3RS1101-1CK20 |  | 3RS1101-1CK20 | 1 | UN | 1 | 10 | C | D | N | N | 85364900 | 1 | 4011209535435 | 0.173 | KG | 166.65 | 161.6 | CP16 | CP16 | Temperature monitoring relay Thermocouple type K, overshoot 1 threshold value, Width 22.5 mm 0 Â°C to 200 Â°C 110-120/220-240 V AC 1 NO + 1 NC, quiescent current principle screw terminal | Lista Papel 2020 SI | 0 | 0
3RS1101-1CK30 |  | 3RS1101-1CK30 | 1 | UN | 1 | 10 | C | D | N | N | 85364900 | 1 | 4011209535442 | 0.18 | KG | 166.65 | 161.6 | CP16 | CP16 | Temperature monitoring relay Thermocouple type K, overshoot 1 threshold value, Width 22.5 mm 0 Â°C to 600 Â°C 110-120/220-240 V AC 1 NO + 1 NC, quiescent current principle screw terminal | Lista Papel 2020 SI | 0 | 0
3RS1101-1CK40 |  | 3RS1101-1CK40 | 1 | UN | 1 | 10 | C | D | N | N | 85364900 | 1 | 4011209535459 | 0.174 | KG | 166.65 | 161.6 | CP16 | CP16 | Temperature monitoring relay Thermocouple type K, overshoot 1 threshold value, Width 22.5 mm 500 Â°C to 1000 Â°C 110-120/220-240 V AC 1 NO + 1 NC, quiescent current principle screw terminal | Lista Papel 2020 SI | 0 | 0
3RS1120-1DD20 |  | 3RS1120-1DD20 | 1 | UN | 1 | 10 | C | D | N | N | 85364190 | 1 | 4011209535992 | 0.17 | KG | 253.51 | 246.44 | CP16 | CP16 | Temperature monitoring relay Thermocouple type J, overshoot 2 threshold values, Width 22.5 mm 0 Â°C to 200 Â°C 24 V AC/DC 1 NO + 1 CO, Load and quiescent current screw terminal | Lista Papel 2020 SI | 0 | 0
3RS1120-1DD30 |  | 3RS1120-1DD30 | 1 | UN | 1 | 10 | C | D | N | N | 85364190 | 1 | 4011209536005 | 0.154 | KG | 253.51 | 246.44 | CP16 | CP16 | Temperature monitoring relay Thermocouple type J, overshoot 2 threshold values, Width 22.5 mm 0 Â°C to 600 Â°C 24 V AC/DC 1 NO + 1 CO, Load and quiescent current screw terminal | Lista Papel 2020 SI | 0 | 0
3RS1120-1DW20 |  | 3RS1120-1DW20 | 1 | UN | 1 | 10 | C | D | N | N | 85364900 | 1 | 4011209536012 | 0.22 | KG | 279.77 | 271.69 | CP16 | CP16 | Temperature monitoring relay Thermocouple type J, overshoot 2 threshold values, Width 22.5 mm 0 Â°C to 200 Â°C 24 - 240 V AC/DC 1 NO + 1 CO, Load and quiescent current screw terminal | Lista Papel 2020 SI | 0 | 0
3RS1120-1DW30 |  | 3RS1120-1DW30 | 1 | UN | 1 | 10 | C | D | N | N | 85364900 | 1 | 4011209536029 | 0.165 | KG | 279.77 | 271.69 | CP16 | CP16 | Temperature monitoring relay Thermocouple type J, overshoot 2 threshold values, Width 22.5 mm 0 Â°C to 600 Â°C 24 - 240 V AC/DC 1 NO + 1 CO, Load and quiescent current screw terminal | Lista Papel 2020 SI | 0 | 0
3RS1120-2DD20 |  | 3RS1120-2DD20 | 1 | UN | 1 | 10 | C | D | N | N | 85364190 | 1 | 4011209539402 | 0.15 | KG | 257.55 | 250.48 | CP16 | CP16 | Temperature monitoring relay Thermocouple type J, overshoot 2 threshold values, Width 22.5 mm 0 Â°C to 200 Â°C 24 V AC/DC 1 NO + 1 CO, Load and quiescent current Spring-type terminal | Lista Papel 2020 SI | 0 | 0
3RS1121-1DD40 |  | 3RS1121-1DD40 | 1 | UN | 1 | 10 | C | D | N | N | 85364190 | 1 | 4011209535893 | 0.155 | KG | 253.51 | 246.44 | CP16 | CP16 | Temperature monitoring relay Thermocouple type K, overshoot 2 threshold values, Width 22.5 mm 500 Â°C to 1000 Â°C 24 V AC/DC 1 NO + 1 CO, Load and quiescent current screw terminal | Lista Papel 2020 SI | 0 | 0
3RS1121-1DW20 |  | 3RS1121-1DW20 | 1 | UN | 1 | 10 | C | D | N | N | 85364900 | 1 | 4011209535909 | 0.167 | KG | 279.77 | 271.69 | CP16 | CP16 | Temperature monitoring relay Thermocouple type K, overshoot 2 threshold values, Width 22.5 mm 0 Â°C to 200 Â°C 24 - 240 V AC/DC 1 NO + 1 CO, Load and quiescent current screw terminal | Lista Papel 2020 SI | 0 | 0
3RS1121-1DW30 |  | 3RS1121-1DW30 | 1 | UN | 1 | 10 | C | D | N | N | 85364900 | 1 | 4011209535916 | 0.16 | KG | 279.77 | 271.69 | CP16 | CP16 | Temperature monitoring relay Thermocouple type K, overshoot 2 threshold values, Width 22.5 mm 0 Â°C to 600 Â°C 24 - 240 V AC/DC 1 NO + 1 CO, Load and quiescent current screw terminal | Lista Papel 2020 SI | 0 | 0
3RS1140-1GD60 |  | 3RS1140-1GD60 | 1 | UN | 1 | 2 | A | D | N | N | 85364190 | 1 | 4011209544079 | 0.3 | KG | 335.32 | 326.23 | CP16 | CP16 | Temperature monitoring relay Thermocouple J, T, E, K, N 2 threshold values digitally adjustable -99 Â°C to 999 Â°C 24 V AC/DC 2 x 1 CO + 1 NO, Width 45 mm screw terminal | Lista Papel 2020 SI | 0 | 0
3RS1140-1GW60 |  | 3RS1140-1GW60 | 1 | UN | 1 | 2 | A | D | N | N | 85364900 | 1 | 4011209544086 | 0.305 | KG | 359.56 | 349.46 | CP16 | CP16 | Temperature monitoring relay Thermocouple J, T, E, K, N 2 threshold values digitally adjustable -99 Â°C to 999 Â°C 24 - 240 V AC/DC 2 x 1 CO + 1 NO, Width 45 mm screw terminal | Lista Papel 2020 SI | 0 | 0
3RS1140-2GD60 |  | 3RS1140-2GD60 | 1 | UN | 1 | 10 | C | D | N | N | 85364190 | 1 | 4011209544093 | 0.277 | KG | 339.36 | 330.27 | CP16 | CP16 | Temperature monitoring relay Thermocouple J, T, E, K, N 2 threshold values digitally adjustable -99 Â°C to 999 Â°C 24 V AC/DC 2 x 1 CO + 1 NO, Width 45 mm Spring-type terminal | Lista Papel 2020 SI | 0 | 0
3RS1140-2GW60 |  | 3RS1140-2GW60 | 1 | UN | 1 | 10 | C | D | N | N | 85364900 | 1 | 4011209544109 | 0.294 | KG | 366.63 | 356.53 | CP16 | CP16 | Temperature monitoring relay Thermocouple J, T, E, K, N 2 threshold values digitally adjustable -99 Â°C to 999 Â°C 24 - 240 V AC/DC 2 x 1 CO + 1 NO, Width 45 mm Spring-type terminal | Lista Papel 2020 SI | 0 | 0
3RS1142-1GD80 |  | 3RS1142-1GD80 | 1 | UN | 1 | 10 | C | D | N | N | 85364190 | 1 | 4011209589780 | 0.285 | KG | 354.51 | 354.51 | CP16 | CP16 | Temperature monitoring relay Thermocouple J,K, T,E, N,S, R,B 2 threshold values digitally adjustable -99 Â°C to 1800 Â°C (sensor-dependent) 24 V AC/DC 2 x 1 CO + 1 NO, Width 45 mm screw terminal | - | 0 | 0
3RS1142-1GW80 |  | 3RS1142-1GW80 | 1 | UN | 1 | 2 | A | D | N | N | 85364900 | 1 | 4011209589797 | 0.304 | KG | 378.75 | 378.75 | CP16 | CP16 | Temperature monitoring relay Thermocouple J,K, T,E, N,S, R,B 2 threshold values digitally adjustable -99 Â°C to 1800 Â°C (sensor-dependent) 24-240 V AC/DC 2 x 1 CO + 1 NO, Width 45 mm screw terminal | - | 0 | 0
3RS1142-2GD80 |  | 3RS1142-2GD80 | 1 | UN | 1 | 10 | C | D | N | N | 85364190 | 1 | 4011209589827 | 0.275 | KG | 359.56 | 359.56 | CP16 | CP16 | Temperature monitoring relay Thermocouple J,K, T,E, N,S, R,B 2 threshold values digitally adjustable -99 Â°C to 1800 Â°C (sensor-dependent) 24 V AC/DC 2 x 1 CO + 1 NO, Width 45 mm Spring-type terminal | - | 0 | 0
3RS1142-2GW80 |  | 3RS1142-2GW80 | 1 | UN | 1 | 10 | C | D | N | N | 85364900 | 1 | 4011209589834 | 0.293 | KG | 386.83 | 386.83 | CP16 | CP16 | Temperature monitoring relay Thermocouple J,K, T,E, N,S, R,B 2 threshold values digitally adjustable -99 Â°C to 1800 Â°C (sensor-dependent) 24-240 V AC/DC 2 x 1 CO + 1 NO, Width 45 mm Spring-type terminal | - | 0 | 0
3RS1440-1HB50 |  | 3RS1440-1HB50 | 1 | UN | 1 | 2 | A | D | N | N | 85364190 | 1 | 4011209895928 | 0.317 | KG | 363.6 | 363.6 | CP16 | CP16 | Temperature monitoring relay for IO-Link PT100/1000, KTY83/84, NTC 2 limit values -50 Â°C to 750 Â°C 3 x 1 CO, Width 45 mm screw terminal | - | 0 | 0
3RS1440-2HB50 |  | 3RS1440-2HB50 | 1 | UN | 1 | 2 | A | D | N | N | 85364900 | 1 | 4011209895935 | 0.267 | KG | 375.72 | 375.72 | CP16 | CP16 | Temperature monitoring relay for IO-Link PT100/1000, KTY83/84, NTC 2 limit values -50 Â°C to 750 Â°C 3 x 1 CO, Width 45 mm Spring-type terminal | - | 0 | 0
3RS1441-1HB50 |  | 3RS1441-1HB50 | 1 | UN | 1 | 2 | A | D | N | N | 85364900 | 1 | 4011209895942 | 0.333 | KG | 575.7 | 575.7 | CP16 | CP16 | Temperature monitoring relay for IO-Link PT100/1000, KTY83/84, NTC 1 to 3 sensors, 2 limit values -50 Â°C to 750 Â°C 3 x 1 CO, Width 45 mm screw terminal | - | 0 | 0
3RS1441-2HB50 |  | 3RS1441-2HB50 | 1 | UN | 1 | 2 | A | D | N | N | 85364900 | 1 | 4011209895959 | 0.3 | KG | 592.87 | 592.87 | CP16 | CP16 | Temperature monitoring relay for IO-Link PT100/1000, KTY83/84, NTC 1 to 3 sensors, 2 limit values -50 Â°C to 750 Â°C 3 x 1 CO, Width 45 mm Spring-type terminal | - | 0 | 0
3RS1540-1HB80 |  | 3RS1540-1HB80 | 1 | UN | 1 | 2 | A | D | N | N | 85364900 | 1 | 4011209895966 | 0.32 | KG | 363.6 | 363.6 | CP16 | CP16 | Temperature monitoring relay for IO-Link Thermocouple J,K, T,E, N,R, S,B 2 limit values -99 Â°C to 1800 Â°C 3 x 1 CO, Width 45 mm screw terminal | - | 0 | 0
3RS1540-2HB80 |  | 3RS1540-2HB80 | 1 | UN | 1 | 2 | A | D | N | N | 85364190 | 1 | 4011209895973 | 0.32 | KG | 375.72 | 375.72 | CP16 | CP16 | Temperature monitoring relay for IO-Link Thermocouple J,K, T,E, N,R, S,B 2 limit values -99 Â°C to 1800 Â°C 3 x 1 CO, Width 45 mm Spring-type terminal | - | 0 | 0
3RS1700-1AD00 |  | 3RS1700-1AD00 | 1 | UN | 1 | 15 | C | D | N | N | 85389091 | 1 | 4011209537491 | 0.055 | KG | 249.47 | 249.47 | CP16 | CP16 | interface converter Phased-out product !!! For further information, please contact our sales department 24 V AC/DC, 2-way separation input: 0-10 V output: 0-10 V screw terminal | - | 0 | 0
3RS1700-1AE00 |  | 3RS1700-1AE00 | 1 | UN | 1 | 15 | C | D | N | N | 85389091 | 1 | 4011209858558 | 0.071 | KG | 278.76 | 278.76 | CP16 | CP16 | interface converter Phased-out product !!! For further information, please contact our sales department 24 V AC/DC, 3-way separation input: 0-10 V output: 0-10 V screw terminal | - | 0 | 0
3RS1700-1CD00 |  | 3RS1700-1CD00 | 1 | UN | 1 | 15 | C | D | N | N | 85389091 | 1 | 4011209537521 | 0.058 | KG | 249.47 | 249.47 | CP16 | CP16 | interface converter Phased-out product !!! For further information, please contact our sales department 24 V AC/DC, 2-way separation input: 0-10 V output: 0-20 mA screw terminal | - | 0 | 0
3RS1700-1CE00 |  | 3RS1700-1CE00 | 1 | UN | 1 | 15 | C | D | N | N | 85389091 | 1 | 4011209858565 | 0.072 | KG | 278.76 | 278.76 | CP16 | CP16 | interface converter Phased-out product !!! For further information, please contact our sales department 24 V AC/DC, 3-way separation input: 0-10 V output: 0-20 mA screw terminal | - | 0 | 0
3RS1700-1DD00 |  | 3RS1700-1DD00 | 1 | UN | 1 | 15 | C | D | N | N | 85389091 | 1 | 4011209537538 | 0.056 | KG | 249.47 | 249.47 | CP16 | CP16 | interface converter Phased-out product !!! For further information, please contact our sales department 24 V AC/DC, 2-way separation input: 0-10 V Output: 4-20 mA screw terminal | - | 0 | 0
3RS1700-1DE00 |  | 3RS1700-1DE00 | 1 | UN | 1 | 15 | C | D | N | N | 85389091 | 1 | 4011209858572 | 0.07 | KG | 278.76 | 278.76 | CP16 | CP16 | interface converter Phased-out product !!! For further information, please contact our sales department 24 V AC/DC, 3-way separation input: 0-10 V Output: 4-20 mA screw terminal | - | 0 | 0
3RS1700-2AD00 |  | 3RS1700-2AD00 | 1 | UN | 1 | 15 | C | D | N | N | 85389091 | 1 | 4011209537729 | 0.053 | KG | 255.53 | 255.53 | CP16 | CP16 | interface converter Phased-out product !!! For further information, please contact our sales department 24 V AC/DC, 2-way separation input: 0-10 V output: 0-10 V Spring-type terminal | - | 0 | 0
3RS1700-2AD08-0AC0 |  | 3RS1700-2AD08-0AC0 | 1 | UN | 1 | 15 | C | D | N | N | 85389091 | 60 | 4011209719712 | 0.052 | KG | 396.93 | 396.93 | CP16 | CP16 | interface converter Phased-out product !!! For further information, please contact our sales department 24 V AC/DC, 2-way separation input: 0-10 V output: 0-10 V Spring-type terminal Painted printed circuit board | - | 0 | 9
3RS1700-2AE00 |  | 3RS1700-2AE00 | 1 | UN | 1 | 15 | C | D | N | N | 85389091 | 1 | 4011209858657 | 0.065 | KG | 284.82 | 284.82 | CP16 | CP16 | interface converter Phased-out product !!! For further information, please contact our sales department 24 V AC/DC, 3-way separation input: 0-10 V output: 0-10 V Spring-type terminal | - | 0 | 0
3RS1700-2CD00 |  | 3RS1700-2CD00 | 1 | UN | 1 | 15 | C | D | N | N | 85389091 | 1 | 4011209537736 | 0.047 | KG | 255.53 | 255.53 | CP16 | CP16 | interface converter Phased-out product !!! For further information, please contact our sales department 24 V AC/DC, 2-way separation input: 0-10 V output: 0-20 mA Spring-type terminal | - | 0 | 0
3RS1700-2CE00 |  | 3RS1700-2CE00 | 1 | UN | 1 | 15 | C | D | N | N | 85389091 | 1 | 4011209858664 | 0.064 | KG | 284.82 | 284.82 | CP16 | CP16 | interface converter Phased-out product !!! For further information, please contact our sales department 24 V AC/DC, 3-way separation input: 0-10 V output: 0-20 mA Spring-type terminal | - | 0 | 0
3RS1700-2DD00 |  | 3RS1700-2DD00 | 1 | UN | 1 | 15 | C | D | N | N | 85389091 | 1 | 4011209537743 | 0.053 | KG | 255.53 | 255.53 | CP16 | CP16 | interface converter Phased-out product !!! For further information, please contact our sales department 24 V AC/DC, 2-way separation input: 0-10 V Output: 4-20 mA Spring-type terminal | - | 0 | 0
3RS1700-2DE00 |  | 3RS1700-2DE00 | 1 | UN | 1 | 15 | C | D | N | N | 85389091 | 1 | 4011209858671 | 0.065 | KG | 284.82 | 284.82 | CP16 | CP16 | interface converter Phased-out product !!! For further information, please contact our sales department 24 V AC/DC, 3-way separation input: 0-10 V Output: 4-20 mA Spring-type terminal | - | 0 | 0
3RS1702-1AD00 |  | 3RS1702-1AD00 | 1 | UN | 1 | 15 | C | D | N | N | 85389091 | 1 | 4011209537569 | 0.055 | KG | 249.47 | 249.47 | CP16 | CP16 | interface converter Phased-out product !!! For further information, please contact our sales department 24 V AC/DC, 2-way separation input: 0-20 mA output: 0-10 V screw terminal | - | 0 | 0
3RS1702-1AD08-0AB0 |  | 3RS1702-1AD08-0AB0 | 1 | UN | 1 | 15 | C | D | N | N | 85389091 | 30 | 4011209676220 | 0.056 | KG | 316.13 | 316.13 | CP16 | CP16 | interface converter Phased-out product !!! For further information, please contact our sales department 24 V AC/DC, 2-way separation input: 0-20 mA output: 0-12 V screw terminal | - | 0 | 9
3RS1702-1AE00 |  | 3RS1702-1AE00 | 1 | UN | 1 | 15 | C | D | N | N | 85389091 | 1 | 4011209858589 | 0.071 | KG | 278.76 | 278.76 | CP16 | CP16 | interface converter Phased-out product !!! For further information, please contact our sales department 24 V AC/DC, 3-way separation input: 0-20 mA output: 0-10 V screw terminal | - | 0 | 0
3RS1702-1CD00 |  | 3RS1702-1CD00 | 1 | UN | 1 | 15 | C | D | N | N | 85389091 | 1 | 4011209537576 | 0.055 | KG | 249.47 | 249.47 | CP16 | CP16 | interface converter Phased-out product !!! For further information, please contact our sales department 24 V AC/DC, 2-way separation input: 0-20 mA output: 0-20 mA screw terminal | - | 0 | 0
3RS1702-1CE00 |  | 3RS1702-1CE00 | 1 | UN | 1 | 15 | C | D | N | N | 85389091 | 1 | 4011209858596 | 0.066 | KG | 278.76 | 278.76 | CP16 | CP16 | interface converter Phased-out product !!! For further information, please contact our sales department 24 V AC/DC, 3-way separation input: 0-20 mA output: 0-20 mA screw terminal | - | 0 | 0
3RS1702-1DD00 |  | 3RS1702-1DD00 | 1 | UN | 1 | 15 | C | D | N | N | 85389091 | 1 | 4011209537583 | 0.056 | KG | 249.47 | 249.47 | CP16 | CP16 | interface converter Phased-out product !!! For further information, please contact our sales department 24 V AC/DC, 2-way separation input: 0-20 mA output: 4-20 mA screw terminal | - | 0 | 0
3RS1702-1DE00 |  | 3RS1702-1DE00 | 1 | UN | 1 | 15 | C | D | N | N | 85389091 | 1 | 4011209858602 | 0.07 | KG | 278.76 | 278.76 | CP16 | CP16 | interface converter Phased-out product !!! For further information, please contact our sales department 24 V AC/DC, 3-way separation input: 0-20 mA output: 4-20 mA screw terminal | - | 0 | 0
3RS1702-2AD00 |  | 3RS1702-2AD00 | 1 | UN | 1 | 15 | C | D | N | N | 85389091 | 1 | 4011209537750 | 0.051 | KG | 255.53 | 255.53 | CP16 | CP16 | interface converter Phased-out product !!! For further information, please contact our sales department 24 V AC/DC, 2-way separation input: 0-20 mA output: 0-10 V Spring-type terminal | - | 0 | 0
3RS1702-2AE00 |  | 3RS1702-2AE00 | 1 | UN | 1 | 15 | C | D | N | N | 85389091 | 1 | 4011209858688 | 0.065 | KG | 284.82 | 284.82 | CP16 | CP16 | interface converter Phased-out product !!! For further information, please contact our sales department 24 V AC/DC, 3-way separation input: 0-20 mA output: 0-10 V Spring-type terminal | - | 0 | 0
3RS1702-2CD00 |  | 3RS1702-2CD00 | 1 | UN | 1 | 15 | C | D | N | N | 85389091 | 1 | 4011209537767 | 0.08 | KG | 255.53 | 255.53 | CP16 | CP16 | interface converter Phased-out product !!! For further information, please contact our sales department 24 V AC/DC, 2-way separation input: 0-20 mA output: 0-20 mA Spring-type terminal | - | 0 | 0
3RS1702-2CE00 |  | 3RS1702-2CE00 | 1 | UN | 1 | 15 | C | D | N | N | 85389091 | 1 | 4011209858695 | 0.064 | KG | 284.82 | 284.82 | CP16 | CP16 | interface converter Phased-out product !!! For further information, please contact our sales department 24 V AC/DC, 3-way separation input: 0-20 mA output: 0-20 mA Spring-type terminal | - | 0 | 0
3RS1702-2DD00 |  | 3RS1702-2DD00 | 1 | UN | 1 | 15 | C | D | N | N | 85389091 | 1 | 4011209537774 | 0.051 | KG | 255.53 | 255.53 | CP16 | CP16 | interface converter Phased-out product !!! For further information, please contact our sales department 24 V AC/DC, 2-way separation input: 0-20 mA output: 4-20 mA Spring-type terminal | - | 0 | 0
3RS1702-2DE00 |  | 3RS1702-2DE00 | 1 | UN | 1 | 15 | C | D | N | N | 85389091 | 1 | 4011209858701 | 0.064 | KG | 301.99 | 301.99 | CP16 | CP16 | interface converter Phased-out product !!! For further information, please contact our sales department 24 V AC/DC, 3-way separation input: 0-20 mA output: 4-20 mA Spring-type terminal | - | 0 | 0
3RS1703-1AD00 |  | 3RS1703-1AD00 | 1 | UN | 1 | 15 | C | D | N | N | 85389091 | 1 | 4011209537590 | 0.055 | KG | 249.47 | 249.47 | CP16 | CP16 | interface converter Phased-out product !!! For further information, please contact our sales department 24 V AC/DC, 2-way separation input: 4-20 mA output: 0-10 V screw terminal | - | 0 | 0
3RS1703-1AE00 |  | 3RS1703-1AE00 | 1 | UN | 1 | 15 | C | D | N | N | 85389091 | 1 | 4011209858619 | 0.071 | KG | 278.76 | 278.76 | CP16 | CP16 | interface converter Phased-out product !!! For further information, please contact our sales department 24 V AC/DC, 3-way separation input: 4-20 mA output: 0-10 V screw terminal | - | 0 | 0
3RS1703-1CD00 |  | 3RS1703-1CD00 | 1 | UN | 1 | 15 | C | D | N | N | 85389091 | 1 | 4011209537606 | 0.057 | KG | 249.47 | 249.47 | CP16 | CP16 | interface converter Phased-out product !!! For further information, please contact our sales department 24 V AC/DC, 2-way separation input: 4-20 mA output: 0-20 mA screw terminal | - | 0 | 0
3RS1703-1CE00 |  | 3RS1703-1CE00 | 1 | UN | 1 | 15 | C | D | N | N | 85389091 | 1 | 4011209858626 | 0.071 | KG | 278.76 | 278.76 | CP16 | CP16 | interface converter Phased-out product !!! For further information, please contact our sales department 24 V AC/DC, 3-way separation input: 4-20 mA output: 0-20 mA screw terminal | - | 0 | 0
3RS1703-1DD00 |  | 3RS1703-1DD00 | 1 | UN | 1 | 15 | C | D | N | N | 85389091 | 1 | 4011209537613 | 0.058 | KG | 249.47 | 249.47 | CP16 | CP16 | interface converter Phased-out product !!! For further information, please contact our sales department 24 V AC/DC, 2-way separation input: 4-20 mA output: 4-20 mA screw terminal | - | 0 | 0
3RS1703-1DE00 |  | 3RS1703-1DE00 | 1 | UN | 1 | 15 | C | D | N | N | 85389091 | 1 | 4011209858633 | 0.071 | KG | 278.76 | 278.76 | CP16 | CP16 | interface converter Phased-out product !!! For further information, please contact our sales department 24 V AC/DC, 3-way separation input: 4-20 mA output: 4-20 mA screw terminal | - | 0 | 0
3RS1703-2AD00 |  | 3RS1703-2AD00 | 1 | UN | 1 | 15 | C | D | N | N | 85389091 | 1 | 4011209537798 | 0.052 | KG | 255.53 | 255.53 | CP16 | CP16 | interface converter Phased-out product !!! For further information, please contact our sales department 24 V AC/DC, 2-way separation input: 4-20 mA output: 0-10 V Spring-type terminal | - | 0 | 0
3RS1703-2AE00 |  | 3RS1703-2AE00 | 1 | UN | 1 | 15 | C | D | N | N | 85389091 | 1 | 4011209858718 | 0.065 | KG | 284.82 | 284.82 | CP16 | CP16 | interface converter Phased-out product !!! For further information, please contact our sales department 24 V AC/DC, 3-way separation input: 4-20 mA output: 0-10 V Spring-type terminal | - | 0 | 0
3RS1703-2CD00 |  | 3RS1703-2CD00 | 1 | UN | 1 | 15 | C | D | N | N | 85389091 | 1 | 4011209537804 | 0.048 | KG | 255.53 | 255.53 | CP16 | CP16 | interface converter Phased-out product !!! For further information, please contact our sales department 24 V AC/DC, 2-way separation input: 4-20 mA output: 0-20 mA Spring-type terminal | - | 0 | 0
3RS1703-2CE00 |  | 3RS1703-2CE00 | 1 | UN | 1 | 15 | C | D | N | N | 85389091 | 1 | 4011209858725 | 0.065 | KG | 284.82 | 284.82 | CP16 | CP16 | interface converter Phased-out product !!! For further information, please contact our sales department 24 V AC/DC, 3-way separation input: 4-20 mA output: 0-20 mA Spring-type terminal | - | 0 | 0
3RS1703-2DD00 |  | 3RS1703-2DD00 | 1 | UN | 1 | 15 | C | D | N | N | 85389091 | 1 | 4011209537811 | 0.051 | KG | 255.53 | 255.53 | CP16 | CP16 | interface converter Phased-out product !!! For further information, please contact our sales department 24 V AC/DC, 2-way separation input: 4-20 mA output: 4-20 mA Spring-type terminal | - | 0 | 0
3RS1703-2DE00 |  | 3RS1703-2DE00 | 1 | UN | 1 | 15 | C | D | N | N | 85389091 | 1 | 4011209858732 | 0.065 | KG | 284.82 | 284.82 | CP16 | CP16 | interface converter Phased-out product !!! For further information, please contact our sales department 24 V AC/DC, 3-way separation input: 4-20 mA output: 4-20 mA Spring-type terminal | - | 0 | 0
3RS1705-1FD00 |  | 3RS1705-1FD00 | 1 | UN | 1 | 15 | C | D | N | N | 85389091 | 1 | 4011209537620 | 0.057 | KG | 326.23 | 326.23 | CP16 | CP16 | interface converter Phased-out product !!! For further information, please contact our sales department 24 V AC/DC, 2-way separation input: 0-10 V, 0/4-20 mA output: 0-10 V, 0/4-20 mA screw terminal | - | 0 | 0
3RS1705-1FE00 |  | 3RS1705-1FE00 | 1 | UN | 1 | 15 | C | D | N | N | 85389091 | 1 | 4011209858640 | 0.071 | KG | 364.61 | 364.61 | CP16 | CP16 | interface converter Phased-out product !!! For further information, please contact our sales department 24 V AC/DC, 3-way separation input: 0-10 V, 0/4-20 mA output: 0-10 V, 0/4-20 mA screw terminal | - | 0 | 0
3RS1705-1FW00 |  | 3RS1705-1FW00 | 1 | UN | 1 | 15 | C | D | N | N | 85389091 | 1 | 4011209537637 | 0.093 | KG | 472.68 | 472.68 | CP16 | CP16 | interface converter Phased-out product !!! For further information, please contact our sales department 24-240 V UC, 3-way separation input: 0-10 V, 0/4-20 mA output: 0-10 V, 0/4-20 mA screw terminal | - | 0 | 0
3RS1705-1KD00 |  | 3RS1705-1KD00 | 1 | UN | 1 | 15 | C | D | N | N | 85389091 | 1 | 4011209537644 | 0.057 | KG | 357.54 | 357.54 | CP16 | CP16 | interface converter Phased-out product !!! For further information, please contact our sales department 24 V AC/DC, 2-way separation input: 0-10 V, 0/4-20 mA output: 0-50/100 Hz/1/10 kHz screw terminal | - | 0 | 0
3RS1705-1KW00 |  | 3RS1705-1KW00 | 1 | UN | 1 | 15 | C | D | N | N | 85389091 | 1 | 4011209537651 | 0.093 | KG | 510.05 | 510.05 | CP16 | CP16 | interface converter Phased-out product !!! For further information, please contact our sales department 24-240 V UC, 3-way separation input: 0-10 V, 0/4-20 mA output: 0-50/100 Hz/1/10 kHz screw terminal | - | 0 | 0
3RS1705-2FD00 |  | 3RS1705-2FD00 | 1 | UN | 1 | 15 | C | D | N | N | 85389091 | 1 | 4011209537828 | 0.053 | KG | 331.28 | 331.28 | CP16 | CP16 | interface converter Phased-out product !!! For further information, please contact our sales department 24 V AC/DC, 2-way separation input: 0-10 V, 0/4-20 mA output: 0-10 V, 0/4-20 mA Spring-type terminal | - | 0 | 0
3RS1705-2FE00 |  | 3RS1705-2FE00 | 1 | UN | 1 | 15 | C | D | N | N | 85389091 | 1 | 4011209858749 | 0.065 | KG | 370.67 | 370.67 | CP16 | CP16 | interface converter Phased-out product !!! For further information, please contact our sales department 24 V AC/DC, 3-way separation input: 0-10 V, 0/4-20 mA output: 0-10 V, 0/4-20 mA Spring-type terminal | - | 0 | 0
3RS1705-2FW00 |  | 3RS1705-2FW00 | 1 | UN | 1 | 15 | C | D | N | N | 85389091 | 1 | 4011209537835 | 0.089 | KG | 478.74 | 478.74 | CP16 | CP16 | interface converter Phased-out product !!! For further information, please contact our sales department 24-240 V UC, 3-way separation input: 0-10 V, 0/4-20 mA output: 0-10 V, 0/4-20 mA Spring-type terminal | - | 0 | 0
3RS1705-2KD00 |  | 3RS1705-2KD00 | 1 | UN | 1 | 15 | C | D | N | N | 85389091 | 1 | 4011209537842 | 0.05 | KG | 359.56 | 359.56 | CP16 | CP16 | interface converter Phased-out product !!! For further information, please contact our sales department 24 V AC/DC, 2-way separation input: 0-10 V, 0/4-20 mA output: 0-50/100 Hz/1/10 kHz Spring-type terminal | - | 0 | 0
3RS1705-2KW00 |  | 3RS1705-2KW00 | 1 | UN | 1 | 15 | C | D | N | N | 85389091 | 1 | 4011209537859 | 0.086 | KG | 516.11 | 516.11 | CP16 | CP16 | interface converter Phased-out product !!! For further information, please contact our sales department 24-240 V UC, 3-way separation input: 0-10 V, 0/4-20 mA output: 0-50/100 Hz/1/10 kHz Spring-type terminal | - | 0 | 0
3RS1706-1FD00 |  | 3RS1706-1FD00 | 1 | UN | 1 | 15 | C | D | N | N | 85389091 | 1 | 4011209537675 | 0.084 | KG | 429.25 | 429.25 | CP16 | CP16 | interface converter Phased-out product !!! For further information, please contact our sales department 24 V AC/DC, 2-way separation input: 0-60 mV, 0-300 mV 0-500 mV, 0-1/0-2/0-5/0-10 V 0-20 V, 2-10 V, 0-5 mA, 0-10 mA 0-20 mA, 4-20 mA,+-5 mA,+-20 mA output: 0-10 V, 0/4-20 mA screw terminal | - | 0 | 0
3RS1706-1FE00 |  | 3RS1706-1FE00 | 1 | UN | 1 | 15 | C | D | N | N | 85389091 | 1 | 4011209537682 | 0.085 | KG | 493.89 | 493.89 | CP16 | CP16 | interface converter Phased-out product !!! For further information, please contact our sales department 24 V AC/DC, 3-way separation input: 0-60 mV, 0-300 mV 0-500 mV, 0-1/0-2/0-5/0-10 V 0-20 V, 2-10 V, 0-5 mA, 0-10 mA 0-20 mA, 4-20 mA,+-5 mA,+-20 mA output: 0-10 V, 0/4-20 mA screw terminal | - | 0 | 0
3RS1706-1FE08-0AA0 |  | 3RS1706-1FE08-0AA0 | 1 | UN | 1 | 15 | C | D | N | N | 85044082 | 1 |  | 0.082 | KG | 554.49 | 554.49 | CP16 | CP16 | interface converter Phased-out product !!! For further information, please contact our sales department 24 V AC/DC, 3-way separation input: 0-60 mV, 0-300 mV 0-500 mV, 0-1/0-2/0-5/0-10 V 0-20 V, 2-10 V, 0-5 mA, 0-10 mA 0-20 mA, 4-20 mA,+-5 mA,+-20 mA output: 100 mV non-adjustable screw terminal | - | 0 | 9
3RS1706-1FW00 |  | 3RS1706-1FW00 | 1 | UN | 1 | 15 | C | D | N | N | 85389091 | 1 | 4011209537699 | 0.093 | KG | 582.77 | 582.77 | CP16 | CP16 | interface converter Phased-out product !!! For further information, please contact our sales department 24-240 V UC, 3-way separation input: 0-60 mV, 0-300 mV 0-500 mV, 0-1/0-2/0-5/0-10 V 0-20 V, 2-10 V, 0-5 mA, 0-10 mA 0-20 mA, 4-20 mA,+-5 mA,+-20 mA output: 0-10 V, 0/4-20 mA screw terminal | - | 0 | 0
3RS1706-2FD00 |  | 3RS1706-2FD00 | 1 | UN | 1 | 15 | C | D | N | N | 85389091 | 1 | 4011209537873 | 0.085 | KG | 438.34 | 438.34 | CP16 | CP16 | interface converter Phased-out product !!! For further information, please contact our sales department 24 V AC/DC, 2-way separation input: 0-60 mV, 0-300 mV 0-500 mV, 0-1/0-2/0-5/0-10 V 0-20 V, 2-10 V, 0-5 mA, 0-10 mA 0-20 mA, 4-20 mA,+-5 mA,+-20 mA output: 0-10 V, 0/4-20 mA Spring-type terminal | - | 0 | 0
3RS1706-2FE00 |  | 3RS1706-2FE00 | 1 | UN | 1 | 15 | C | D | N | N | 85389091 | 1 | 4011209537880 | 0.079 | KG | 501.97 | 501.97 | CP16 | CP16 | interface converter Phased-out product !!! For further information, please contact our sales department 24 V AC/DC, 3-way separation input: 0-60 mV, 0-300 mV 0-500 mV, 0-1/0-2/0-5/0-10 V 0-20 V, 2-10 V, 0-5 mA, 0-10 mA 0-20 mA, 4-20 mA,+-5 mA,+-20 mA output: 0-10 V, 0/4-20 mA Spring-type terminal | - | 0 | 0
3RS1706-2FW00 |  | 3RS1706-2FW00 | 1 | UN | 1 | 15 | C | D | N | N | 85389091 | 1 | 4011209537897 | 0.088 | KG | 589.84 | 589.84 | CP16 | CP16 | interface converter Phased-out product !!! For further information, please contact our sales department 24-240 V UC, 3-way separation input: 0-60 mV, 0-300 mV 0-500 mV, 0-1/0-2/0-5/0-10 V 0-20 V, 2-10 V, 0-5 mA, 0-10 mA 0-20 mA, 4-20 mA,+-5 mA,+-20 mA output: 0-10 V, 0/4-20 mA Spring-type terminal | - | 0 | 0
3RS1720-1ET00 |  | 3RS1720-1ET00 | 1 | UN | 1 | 15 | C | D | N | N | 85389091 | 1 | 4011209537668 | 0.053 | KG | 249.47 | 249.47 | CP16 | CP16 | interface converter Phased-out product !!! For further information, please contact our sales department Loop power isolator, 1-channel input: 0/4-20 mA output: 0/4-20 mA Width 6.2 mm screw terminal | - | 0 | 0
3RS1720-2ET00 |  | 3RS1720-2ET00 | 1 | UN | 1 | 15 | C | D | N | N | 85389091 | 1 | 4011209537866 | 0.044 | KG | 255.53 | 255.53 | CP16 | CP16 | interface converter Phased-out product !!! For further information, please contact our sales department Loop power isolator, 1-channel input: 0/4-20 mA output: 0/4-20 mA Width 6.2 mm spring-type terminal | - | 0 | 0
3RS1721-1ET00 |  | 3RS1721-1ET00 | 1 | UN | 1 | 15 | C | D | N | N | 85389091 | 1 | 4011209542709 | 0.062 | KG | 249.47 | 249.47 | CP16 | CP16 | interface converter Phased-out product !!! For further information, please contact our sales department Loop power isolator, 1-channel input: 0/4-20 mA output: 0/4-20 mA screw terminal | - | 0 | 0
3RS1721-2ET00 |  | 3RS1721-2ET00 | 1 | UN | 1 | 15 | C | D | N | N | 85389091 | 1 | 4011209542723 | 0.058 | KG | 255.53 | 255.53 | CP16 | CP16 | interface converter Phased-out product !!! For further information, please contact our sales department Loop power isolator, 1-channel input: 0/4-20 mA output: 0/4-20 mA Spring-type terminal | - | 0 | 0
3RS1722-1ET00 |  | 3RS1722-1ET00 | 1 | UN | 1 | 15 | C | D | N | N | 85389091 | 1 | 4011209542716 | 0.073 | KG | 357.54 | 357.54 | CP16 | CP16 | interface converter Phased-out product !!! For further information, please contact our sales department Loop power isolator, 2-channel input: 0/4-20 mA output: 0/4-20 mA screw terminal | - | 0 | 0
3RS1722-2ET00 |  | 3RS1722-2ET00 | 1 | UN | 1 | 15 | C | D | N | N | 85389091 | 1 | 4011209542730 | 0.068 | KG | 359.56 | 359.56 | CP16 | CP16 | interface converter Phased-out product !!! For further information, please contact our sales department Loop power isolator, 2-channel input: 0/4-20 mA output: 0/4-20 mA Spring-type terminal | - | 0 | 0
3RS1725-1FD00 |  | 3RS1725-1FD00 | 1 | UN | 1 | 15 | C | D | N | N | 85389091 | 1 | 4011209537705 | 0.083 | KG | 378.75 | 378.75 | CP16 | CP16 | interface converter Phased-out product !!! For further information, please contact our sales department with Manual-Auto switch 24 V AC/DC, 2-way separation input: 0-10 V, 0/4-20 mA output: 0-10 V, 0/4-20 mA screw terminal | - | 0 | 0
3RS1725-1FW00 |  | 3RS1725-1FW00 | 1 | UN | 1 | 15 | C | D | N | N | 85389091 | 1 | 4011209537712 | 0.097 | KG | 606 | 606 | CP16 | CP16 | interface converter Phased-out product !!! For further information, please contact our sales department with Manual-Auto switch 24 V AC/DC, 3-way separation input: 0-10 V, 0/4-20 mA output: 0-10 V, 0/4-20 mA screw terminal | - | 0 | 0
3RS1725-2FD00 |  | 3RS1725-2FD00 | 1 | UN | 1 | 15 | C | D | N | N | 85389091 | 1 | 4011209537903 | 0.082 | KG | 387.84 | 387.84 | CP16 | CP16 | interface converter Phased-out product !!! For further information, please contact our sales department with Manual-Auto switch 24 V AC/DC, 2-way separation input: 0-10 V, 0/4-20 mA output: 0-10 V, 0/4-20 mA Spring-type terminal | - | 0 | 0
3RS1725-2FW00 |  | 3RS1725-2FW00 | 1 | UN | 1 | 15 | C | D | N | N | 85389091 | 1 | 4011209537927 | 0.092 | KG | 617.11 | 617.11 | CP16 | CP16 | interface converter Phased-out product !!! For further information, please contact our sales department with Manual-Auto switch 24 V AC/DC, 3-way separation input: 0-10 V, 0/4-20 mA output: 0-10 V, 0/4-20 mA Spring-type terminal | - | 0 | 0
3RS1800-1AP00 |  | 3RS1800-1AP00 | 1 | UN | 1 | 2 | A | D | N | N | 85364900 | 1 | 4011209584457 | 0.11 | KG | 46.86 | 42.62 | CP16 | CP16 | !!! Phased-out product !!! The preferred successor is 3RQ2000-1AW00. Coupling relay in industrial enclosure 1 change-over contact Combination voltage 24 V and 220-240 V AC/DC Screw terminal | Lista Papel 2020 SI | 0 | 0
3RS1800-1AQ00 |  | 3RS1800-1AQ00 | 1 | UN | 1 | 2 | A | D | N | N | 85364900 | 1 | 4011209584440 | 0.107 | KG | 46.86 | 42.62 | CP16 | CP16 | !!! Phased-out product !!! The preferred successor is 3RQ2000-1AW00. Coupling relays in industrial enclosure 1 change-over contact Combination voltage 24 V and 110-120 V AC/DC Screw terminal | Lista Papel 2020 SI | 0 | 0
3RS1800-1BP00 |  | 3RS1800-1BP00 | 1 | UN | 1 | 2 | A | D | N | N | 85364900 | 1 | 4011209584471 | 0.135 | KG | 56.26 | 51.11 | CP16 | CP16 | !!! Phased-out product !!! The preferred successor is 3RQ2000-1BW00. Coupling relays in Coupling relays in industrial enclosure 2 change-over contacts Combination voltage 24 V and 220-240 V AC/DC Screw terminal | Lista Papel 2020 SI | 0 | 0
3RS1800-1BQ00 |  | 3RS1800-1BQ00 | 1 | UN | 1 | 2 | A | D | N | N | 85364900 | 1 | 4011209584464 | 0.131 | KG | 56.26 | 51.11 | CP16 | CP16 | !!! Phased-out product !!! The preferred successor is 3RQ2000-1BW00. Coupling relays in industrial enclosure 2 change-over contacts Combination voltage 24 V and 110-120 V AC/DC Screw terminal | Lista Papel 2020 SI | 0 | 0
3RS1800-1BW00 |  | 3RS1800-1BW00 | 1 | UN | 1 | 2 | A | D | N | N | 85364900 | 1 | 4011209584594 | 0.108 | KG | 70.9 | 64.44 | CP16 | CP16 | !!! Phased-out product !!! The preferred successor is 3RQ2000-1BW00. Coupling relays in industrial enclosure 2 change-over contacts Wide voltage range 24 V to 240 V AC/DC Screw terminal | Lista Papel 2020 SI | 0 | 0
3RS1800-1HP00 |  | 3RS1800-1HP00 | 1 | UN | 1 | 2 | A | D | N | N | 85364900 | 1 | 4011209584495 | 0.155 | KG | 65.65 | 59.69 | CP16 | CP16 | !!! Phased-out product !!! The preferred successor is 3RQ2000-1CW00. Coupling relays in industrial enclosure 3 change-over contacts Combination voltage 24 V and 220-240 V AC/DC Screw terminal | Lista Papel 2020 SI | 0 | 0
3RS1800-1HP01 |  | 3RS1800-1HP01 | 1 | UN | 1 | 2 | A | D | N | N | 85364900 | 1 | 4011209584518 | 0.153 | KG | 77.67 | 70.6 | CP16 | CP16 | !!! Phased-out product !!! The preferred successor is 3RQ2000-1CW01. Coupling relays in industrial enclosure 3 change-over contacts hard gold-plated Combination voltage 24 V and 220-240 V AC/DC Screw terminal | Lista Papel 2020 SI | 0 | 0
3RS1800-1HQ00 |  | 3RS1800-1HQ00 | 1 | UN | 1 | 2 | A | D | N | N | 85364900 | 1 | 4011209584488 | 0.156 | KG | 65.65 | 59.69 | CP16 | CP16 | !!! Phased-out product !!! The preferred successor is 3RQ2000-1CW00. Coupling relays in industrial enclosure 3 change-over contacts Combination voltage 24 V and 110-120 V AC/DC Screw terminal | Lista Papel 2020 SI | 0 | 0
3RS1800-1HQ01 |  | 3RS1800-1HQ01 | 1 | UN | 1 | 5 | B | D | N | N | 85364900 | 1 | 4011209584501 | 0.155 | KG | 77.67 | 70.6 | CP16 | CP16 | !!! Phased-out product !!! The preferred successor is 3RQ2000-1CW01. Coupling relays in industrial enclosure 3 change-over contacts hard gold-plated Combination voltage 24 V and 110-120 V AC/DC Screw terminal | Lista Papel 2020 SI | 0 | 0
3RS1800-1HW00 |  | 3RS1800-1HW00 | 1 | UN | 1 | 2 | A | D | N | N | 85364900 | 1 | 4011209584600 | 0.158 | KG | 80.3 | 73.02 | CP16 | CP16 | !!! Phased-out product !!! The preferred successor is 3RQ2000-1CW00. Coupling relays in industrial enclosure 3 change-over contacts Wide voltage range 24 V to 240 V AC/DC Screw terminal | Lista Papel 2020 SI | 0 | 0
3RS1800-1HW01 |  | 3RS1800-1HW01 | 1 | UN | 1 | 2 | A | D | N | N | 85364900 | 1 | 4011209584617 | 0.15 | KG | 92.31 | 83.93 | CP16 | CP16 | !!! Phased-out product !!! The preferred successor is 3RQ2000-1CW01. Coupling relays in industrial enclosure 3 change-over contacts hard gold-plated Wide voltage range 24 V to 240 V AC/DC Screw terminal | Lista Papel 2020 SI | 0 | 0
3RS1800-2AP00 |  | 3RS1800-2AP00 | 1 | UN | 1 | 2 | A | D | N | N | 85364900 | 1 | 4011209584532 | 0.107 | KG | 47.67 | 43.33 | CP16 | CP16 | !!! Phased-out product !!! The preferred successor is 3RQ2000-2AW00. Coupling relays in industrial enclosure 1 change-over contact Combination voltage 24 V and 220-240 V AC/DC Spring-type terminal | Lista Papel 2020 SI | 0 | 0
3RS1800-2AQ00 |  | 3RS1800-2AQ00 | 1 | UN | 1 | 5 | B | D | N | N | 85364900 | 1 | 4011209584525 | 0.103 | KG | 47.67 | 43.33 | CP16 | CP16 | !!! Phased-out product !!! The preferred successor is 3RQ2000-2AW00. Coupling relays in industrial enclosure 1 change-over contact Combination voltage 24 V and 110-120 V AC/DC Spring-type terminal | Lista Papel 2020 SI | 0 | 0
3RS1800-2BP00 |  | 3RS1800-2BP00 | 1 | UN | 1 | 2 | A | D | N | N | 85364900 | 1 | 4011209584549 | 0.122 | KG | 57.37 | 52.12 | CP16 | CP16 | !!! Phased-out product !!! The preferred successor is 3RQ2000-2BW00. Coupling relays in industrial enclosure 2 change-over contacts Combination voltage 24 V and 220-240 V AC/DC Spring-type terminal | Lista Papel 2020 SI | 0 | 0
3RS1800-2BQ00 |  | 3RS1800-2BQ00 | 1 | UN | 1 | 2 | A | D | N | N | 85364900 | 1 | 4011209584655 | 0.125 | KG | 57.37 | 52.12 | CP16 | CP16 | !!! Phased-out product !!! The preferred successor is 3RQ2000-2BW00. Coupling relays in industrial enclosure 2 change-over contacts Combination voltage 24 V and 110-120 V AC/DC Spring-type terminal | Lista Papel 2020 SI | 0 | 0
3RS1800-2BW00 |  | 3RS1800-2BW00 | 1 | UN | 1 | 2 | A | D | N | N | 85364900 | 1 | 4011209584624 | 0.13 | KG | 72.42 | 65.85 | CP16 | CP16 | !!! Phased-out product !!! The preferred successor is 3RQ2000-2BW00. Coupling relays in industrial enclosure 2 change-over contacts Wide voltage range 24 V to 240 V AC/DC Spring-type terminal | Lista Papel 2020 SI | 0 | 0
3RS1800-2HP00 |  | 3RS1800-2HP00 | 1 | UN | 1 | 2 | A | D | N | N | 85364900 | 1 | 4011209584563 | 0.146 | KG | 66.96 | 60.9 | CP16 | CP16 | !!! Phased-out product !!! The preferred successor is 3RQ2000-2CW00. Coupling relays in industrial enclosure 3 change-over contacts Combination voltage 24 V and 220-240 V AC/DC Spring-type terminal | Lista Papel 2020 SI | 0 | 0
3RS1800-2HP01 |  | 3RS1800-2HP01 | 1 | UN | 1 | 2 | A | D | N | N | 85364900 | 1 | 4011209584587 | 0.146 | KG | 78.58 | 71.41 | CP16 | CP16 | !!! Phased-out product !!! The preferred successor is 3RQ2000-2CW01. Coupling relays in industrial enclosure 3 change-over contacts hard gold-plated Combination voltage 24 V and 220-240 V AC/DC Spring-type terminal | Lista Papel 2020 SI | 0 | 0
3RS1800-2HQ00 |  | 3RS1800-2HQ00 | 1 | UN | 1 | 5 | B | D | N | N | 85364900 | 1 | 4011209584556 | 0.147 | KG | 66.96 | 60.9 | CP16 | CP16 | !!! Phased-out product !!! The preferred successor is 3RQ2000-2CW00. Coupling relays in industrial enclosure 3 change-over contacts Combination voltage 24 V and 110-120 V AC/DC Spring-type terminal | Lista Papel 2020 SI | 0 | 0
3RS1800-2HQ01 |  | 3RS1800-2HQ01 | 1 | UN | 1 | 5 | B | D | N | N | 85364900 | 1 | 4011209584570 | 0.147 | KG | 78.58 | 71.41 | CP16 | CP16 | !!! Phased-out product !!! The preferred successor is 3RQ2000-2CW01. Coupling relays in industrial enclosure 3 change-over contacts hard gold-plated Combination voltage 24 V and 110-120 V AC/DC Spring-type terminal | Lista Papel 2020 SI | 0 | 0
3RS1800-2HW00 |  | 3RS1800-2HW00 | 1 | UN | 1 | 2 | A | D | N | N | 85364900 | 1 | 4011209584631 | 0.15 | KG | 81.81 | 74.34 | CP16 | CP16 | !!! Phased-out product !!! The preferred successor is 3RQ2000-2CW00. Coupling relays in industrial enclosure 3 change-over contacts Wide voltage range 24 V to 240 V AC/DC Spring-type terminal | Lista Papel 2020 SI | 0 | 0
3RS1800-2HW01 |  | 3RS1800-2HW01 | 1 | UN | 1 | 2 | A | D | N | N | 85364900 | 1 | 4011209584648 | 0.15 | KG | 93.93 | 85.35 | CP16 | CP16 | !!! Phased-out product !!! The preferred successor is 3RQ2000-2CW01. Coupling relays in industrial enclosure 3 change-over contacts hard gold-plated Wide voltage range 24 V to 240 V AC/DC Spring-type terminal | Lista Papel 2020 SI | 0 | 0
3RS1901-1A |  | 3RS1901-1A | 1 | UN | 1 | 15 | C | D | N | N | 85389099 | 5 | 4011209544116 | 0.035 | KG | 2.47 | 2.47 | CP16 | CP16 | accessories Replaceable inscription for digital 1-sensor devices German | - | 0 | 0
3RS1901-1AA00-0FB0 |  | 3RS1901-1AA00-0FB0 | 1 | UN | 1 | 10 | C | D | N | N | 85389099 | 5 |  | 0.001 | KG | 3.4 | 3.4 | CP16 | CP16 | accessories Replaceable inscription for digital 1-sensor devices German ABB 1SAR700101R0100 | - | 0 | 7
3RS1901-1B |  | 3RS1901-1B | 1 | UN | 1 | 15 | C | D | N | N | 85389099 | 5 | 4011209544123 | 0.006 | KG | 2.47 | 2.47 | CP16 | CP16 | accessories Replaceable inscription for digital 3-sensor device German | - | 0 | 0
3RS1901-1BA00-0FB0 |  | 3RS1901-1BA00-0FB0 | 1 | UN | 1 | 10 | C | D | N | N | 85389099 | 5 |  | 0.001 | KG | 3.4 | 3.4 | CP16 | CP16 | accessories Replaceable inscription for digital 1-sensor devices German ABB 1SAR700111R0100 | - | 0 | 7
3RS1901-1C |  | 3RS1901-1C | 1 | UN | 1 | 15 | C | D | N | N | 85389099 | 5 | 4011209544130 | 0.005 | KG | 2.47 | 2.47 | CP16 | CP16 | accessories Replaceable inscription for digital 1-sensor devices English | - | 0 | 0
3RS1901-1CA00-0FB0 |  | 3RS1901-1CA00-0FB0 | 1 | UN | 1 | 10 | C | D | N | N | 85389099 | 5 |  | 0.001 | KG | 3.4 | 3.4 | CP16 | CP16 | accessories Replaceable inscription for digital 1-sensor devices German ABB 1SAR700102R0100 | - | 0 | 7
3RS1901-1D |  | 3RS1901-1D | 1 | UN | 1 | 15 | C | D | N | N | 85389099 | 5 | 4011209544147 | 0.001 | KG | 2.47 | 2.47 | CP16 | CP16 | accessories Replaceable inscription for digital 3-sensor device English | - | 0 | 0
3RS1901-1DA00-0FB0 |  | 3RS1901-1DA00-0FB0 | 1 | UN | 1 | 15 | C | D | N | N | 85389099 | 5 |  | 0.001 | KG | 2.47 | 2.47 | CP16 | CP16 | accessories Replaceable inscription for digital 3-sensor device English ABB 1SAR700112R010 | - | 0 | 9
3RS2040-1GD50 |  | 3RS2040-1GD50 | 1 | UN | 1 | 10 | C | D | N | N | 85364190 | 1 | 4011209565661 | 0.331 | KG | 354.51 | 354.51 | CP16 | CP16 | Temperature monitoring relay PT100/1000 KTY83/84, NTC 2 threshold values digitally adjustable -58 Â°F to 932 Â°F 24 V AC/DC 2 x 1 CO + 1 NO, Width 45 mm screw terminal | - | 0 | 0
3RS2040-1GW50 |  | 3RS2040-1GW50 | 1 | UN | 1 | 10 | C | D | N | N | 85364900 | 1 | 4011209565678 | 0.307 | KG | 378.75 | 378.75 | CP16 | CP16 | Temperature monitoring relay PT100/1000, KTY83/84, NTC 2 threshold values digitally adjustable -58 Â°F to 932 Â°F 24 - 240 V AC/DC 2 x 1 CO + 1 NO, Width 45 mm screw terminal | - | 0 | 0
3RS2040-2GD50 |  | 3RS2040-2GD50 | 1 | UN | 1 | 10 | C | D | N | N | 85364190 | 1 | 4011209626317 | 0.276 | KG | 341.38 | 341.38 | CP16 | CP16 | Temperature monitoring relay PT100/1000, KTY83/84, NTC 2 threshold values digitally adjustable -58 Â°F to 932 Â°F 24 V AC/DC 2 x 1 CO + 1 NO, Width 45 mm Spring-type terminal | - | 0 | 0
3RS2040-2GW50 |  | 3RS2040-2GW50 | 1 | UN | 1 | 10 | C | D | N | N | 85364900 | 1 | 4011209626324 | 0.275 | KG | 366.63 | 366.63 | CP16 | CP16 | Temperature monitoring relay PT100/1000, KTY83/84, NTC 2 threshold values digitally adjustable -58 Â°F to 932 Â°F 24 - 240 V AC/DC 2 x 1 CO + 1 NO, Width 45 mm Spring-type terminal | - | 0 | 0
3RS2041-1GW50 |  | 3RS2041-1GW50 | 1 | UN | 1 | 10 | C | D | EAR99 | N | 85364900 | 1 | 4011209565685 | 0.315 | KG | 550.45 | 550.45 | CP16 | CP16 | Temperature monitoring relay PT100/1000, KTY83/84, NTC 3 sensors, 2 threshold values digitally adjustable -58 Â°F to 932 Â°F 24 - 240 V AC/DC 2 x 1 CO + 1 NO, Width 45 mm screw terminal | - | 0 | 0
3RS2041-2GW50 |  | 3RS2041-2GW50 | 1 | UN | 1 | 15 | C | D | N | N | 85364900 | 1 | 4011209626355 | 0.299 | KG | 550.45 | 550.45 | CP16 | CP16 | Temperature monitoring relay PT100/1000, KTY83/84, NTC 3 sensors, 2 threshold values digitally adjustable -58 Â°F to 932 Â°F 24 - 240 V AC/DC 2 x 1 CO + 1 NO, Width 45 mm Spring-type terminal | - | 0 | 0
3RS2140-1GD60 |  | 3RS2140-1GD60 | 1 | UN | 1 | 10 | C | D | N | N | 85364190 | 1 | 4011209565692 | 0.297 | KG | 354.51 | 354.51 | CP16 | CP16 | Temperature monitoring relay Thermocouple J, T, E, K, N 2 threshold values digitally adjustable -99 Â°F to 1830 Â°F 24 V AC/DC 2 x 1 CO + 1 NO, Width 45 mm screw terminal | - | 0 | 0
3RS2140-1GW60 |  | 3RS2140-1GW60 | 1 | UN | 1 | 10 | C | D | N | N | 85364900 | 1 | 4011209565708 | 0.309 | KG | 378.75 | 378.75 | CP16 | CP16 | Temperature monitoring relay Thermocouple J, T, E, K, N 2 threshold values digitally adjustable -99 Â°F to 1830 Â°F 24 - 240 V AC/DC 2 x 1 CO + 1 NO, Width 45 mm screw terminal | - | 0 | 0
3RS2140-2GD60 |  | 3RS2140-2GD60 | 1 | UN | 1 | 15 | C | D | N | N | 85364190 | 1 | 4011209626331 | 0.274 | KG | 341.38 | 341.38 | CP16 | CP16 | Temperature monitoring relay Thermocouple J, T, E, K, N 2 threshold values digitally adjustable -99 Â°F to 1830 Â°F 24 V AC/DC 2 x 1 CO + 1 NO, Width 45 mm Spring-type terminal | - | 0 | 0
3RS2140-2GW60 |  | 3RS2140-2GW60 | 1 | UN | 1 | 15 | C | D | N | N | 85364900 | 1 | 4011209626348 | 0.292 | KG | 366.63 | 366.63 | CP16 | CP16 | Temperature monitoring relay Thermocouple J, T, E, K, N 2 threshold values digitally adjustable -99 Â°F to 1830 Â°F 24 - 240 V AC/DC 2 x 1 CO + 1 NO, Width 45 mm Spring-type terminal | - | 0 | 0
3RS7000-1AE00 |  | 3RS7000-1AE00 | 1 | UN | 1 | 2 | A | D | N | N | 85389091 | 1 | 4047621000367 | 0.048 | KG | 162.61 | 157.56 | CP16 | CP16 | Separation amplifier 24 V AC/DC, 3-way separation input: 0-10 V output: 0-10 V screw terminal | Lista Papel 2020 SI | 0 | 0
3RS7000-1CE00 |  | 3RS7000-1CE00 | 1 | UN | 1 | 2 | A | D | N | N | 85389091 | 1 | 4047621001005 | 0.049 | KG | 162.61 | 157.56 | CP16 | CP16 | Separation amplifier 24 V AC/DC, 3-way separation input: 0-10 V output: 0-20 mA screw terminal | Lista Papel 2020 SI | 0 | 0
3RS7000-1DE00 |  | 3RS7000-1DE00 | 1 | UN | 1 | 2 | A | D | N | N | 85389091 | 1 | 4047621001012 | 0.048 | KG | 162.61 | 157.56 | CP16 | CP16 | Separation amplifier 24 V AC/DC, 3-way separation input: 0-10 V output: 4-20 mA screw terminal | Lista Papel 2020 SI | 0 | 0
3RS7000-2AE00 |  | 3RS7000-2AE00 | 1 | UN | 1 | 2 | A | D | N | N | 85389091 | 1 | 4047621001173 | 0.046 | KG | 162.61 | 157.56 | CP16 | CP16 | Separation amplifier 24 V AC/DC, 3-way separation input: 0-10 V output: 0-10 V Spring-type terminal (push-in) | Lista Papel 2020 SI | 0 | 0
3RS7000-2CE00 |  | 3RS7000-2CE00 | 1 | UN | 1 | 2 | A | D | N | N | 85389091 | 1 | 4047621001180 | 0.046 | KG | 162.61 | 157.56 | CP16 | CP16 | Separation amplifier 24 V AC/DC, 3-way separation input: 0-10 V output: 0-20 mA Spring-type terminal (push-in) | Lista Papel 2020 SI | 0 | 0
3RS7000-2DE00 |  | 3RS7000-2DE00 | 1 | UN | 1 | 2 | A | D | N | N | 85389091 | 1 | 4047621001197 | 0.046 | KG | 162.61 | 157.56 | CP16 | CP16 | Separation amplifier 24 V AC/DC, 3-way separation input: 0-10 V output: 4-20 mA Spring-type terminal (push-in) | Lista Papel 2020 SI | 0 | 0
3RS7002-1AE00 |  | 3RS7002-1AE00 | 1 | UN | 1 | 2 | A | D | N | N | 85389091 | 1 | 4047621001029 | 0.049 | KG | 162.61 | 157.56 | CP16 | CP16 | Separation amplifier 24 V AC/DC, 3-way separation input: 0-20 mA output: 0-10 V screw terminal | Lista Papel 2020 SI | 0 | 0
3RS7002-1CE00 |  | 3RS7002-1CE00 | 1 | UN | 1 | 2 | A | D | N | N | 85389091 | 1 | 4047621001036 | 0.047 | KG | 162.61 | 157.56 | CP16 | CP16 | Separation amplifier 24 V AC/DC, 3-way separation input: 0-20 mA output: 0-20 mA screw terminal | Lista Papel 2020 SI | 0 | 0
3RS7002-1DE00 |  | 3RS7002-1DE00 | 1 | UN | 1 | 2 | A | D | N | N | 85389091 | 1 | 4047621001043 | 0.048 | KG | 162.61 | 157.56 | CP16 | CP16 | Separation amplifier 24 V AC/DC, 3-way separation input: 0-20 mA output: 4-20 mA screw terminal | Lista Papel 2020 SI | 0 | 0
3RS7002-2AE00 |  | 3RS7002-2AE00 | 1 | UN | 1 | 2 | A | D | N | N | 85389091 | 1 | 4047621001203 | 0.046 | KG | 162.61 | 157.56 | CP16 | CP16 | Separation amplifier 24 V AC/DC, 3-way separation input: 0-20 mA output: 0-10 V Spring-type terminal (push-in) | Lista Papel 2020 SI | 0 | 0
3RS7002-2CE00 |  | 3RS7002-2CE00 | 1 | UN | 1 | 2 | A | D | N | N | 85389091 | 1 | 4047621001210 | 0.043 | KG | 162.61 | 157.56 | CP16 | CP16 | Separation amplifier 24 V AC/DC, 3-way separation input: 0-20 mA output: 0-20 mA Spring-type terminal (push-in) | Lista Papel 2020 SI | 0 | 0
3RS7002-2DE00 |  | 3RS7002-2DE00 | 1 | UN | 1 | 2 | A | D | N | N | 85389091 | 1 | 4047621001227 | 0.046 | KG | 162.61 | 157.56 | CP16 | CP16 | Separation amplifier 24 V AC/DC, 3-way separation input: 0-20 mA output: 4-20 mA Spring-type terminal (push-in) | Lista Papel 2020 SI | 0 | 0
3RS7003-1AE00 |  | 3RS7003-1AE00 | 1 | UN | 1 | 2 | A | D | N | N | 85389091 | 1 | 4047621001050 | 0.048 | KG | 162.61 | 157.56 | CP16 | CP16 | Separation amplifier 24 V AC/DC, 3-way separation input: 4-20 mA output: 0-10 V screw terminal | Lista Papel 2020 SI | 0 | 0
3RS7003-1CE00 |  | 3RS7003-1CE00 | 1 | UN | 1 | 2 | A | D | N | N | 85389091 | 1 | 4047621001067 | 0.048 | KG | 162.61 | 157.56 | CP16 | CP16 | Separation amplifier 24 V AC/DC, 3-way separation input: 4-20 mA output: 0-20 mA screw terminal | Lista Papel 2020 SI | 0 | 0
3RS7003-1DE00 |  | 3RS7003-1DE00 | 1 | UN | 1 | 2 | A | D | N | N | 85389091 | 1 | 4047621001074 | 0.048 | KG | 162.61 | 157.56 | CP16 | CP16 | Separation amplifier 24 V AC/DC, 3-way separation input: 4-20 mA output: 4-20 mA screw terminal | Lista Papel 2020 SI | 0 | 0
3RS7003-2AE00 |  | 3RS7003-2AE00 | 1 | UN | 1 | 2 | A | D | N | N | 85389091 | 1 | 4047621001234 | 0.046 | KG | 162.61 | 157.56 | CP16 | CP16 | Separation amplifier 24 V AC/DC, 3-way separation input: 4-20 mA output: 0-10 V Spring-type terminal (push-in) | Lista Papel 2020 SI | 0 | 0
3RS7003-2CE00 |  | 3RS7003-2CE00 | 1 | UN | 1 | 2 | A | D | N | N | 85389091 | 1 | 4047621001241 | 0.046 | KG | 162.61 | 157.56 | CP16 | CP16 | Separation amplifier 24 V AC/DC, 3-way separation input: 4-20 mA output: 0-20 mA Spring-type terminal (push-in) | Lista Papel 2020 SI | 0 | 0
3RS7003-2DE00 |  | 3RS7003-2DE00 | 1 | UN | 1 | 2 | A | D | N | N | 85389091 | 1 | 4047621001258 | 0.046 | KG | 162.61 | 157.56 | CP16 | CP16 | Separation amplifier 24 V AC/DC, 3-way separation input: 4-20 mA output: 4-20 mA Spring-type terminal (push-in) | Lista Papel 2020 SI | 0 | 0
3RS7005-1FE00 |  | 3RS7005-1FE00 | 1 | UN | 1 | 2 | A | D | N | N | 85389091 | 1 | 4047621001081 | 0.048 | KG | 212.1 | 206.04 | CP16 | CP16 | Separation amplifier 24 V AC/DC, 3-way separation input: 0-10 V, 0/4-20 mA output: 0-10 V, 0/4-20 mA screw terminal | Lista Papel 2020 SI | 0 | 0
3RS7005-1FW00 |  | 3RS7005-1FW00 | 1 | UN | 1 | 2 | A | D | N | N | 85389091 | 1 | 4047621001098 | 0.076 | KG | 295.93 | 287.85 | CP16 | CP16 | Signal converter 24-240 V AC/DC, 3-way separation Input: 0-10 V, 0/4-20 mA Output: 0-10 V, 0/4 - 20 mA Screw terminal | Lista Papel 2020 SI | 0 | 0
3RS7005-1KE00 |  | 3RS7005-1KE00 | 1 | UN | 1 | 2 | A | D | N | N | 85389091 | 1 | 4047621001104 | 0.048 | KG | 222.2 | 216.14 | CP16 | CP16 | Separation amplifier 24 V AC/DC, 3-way separation input: 0-10 V, 0/4-20 mA output: 0-50/100 Hz/1/10 kHz screw terminal | Lista Papel 2020 SI | 0 | 0
3RS7005-1KW00 |  | 3RS7005-1KW00 | 1 | UN | 1 | 2 | A | D | N | N | 85389091 | 1 | 4047621001111 | 0.076 | KG | 343.4 | 333.3 | CP16 | CP16 | Signal converter 24-240 V AC/DC, 3-way separation Input: 0-10 V, 0/4 - 20 mA Output: 0-50/100 Hz/1/10 kHz Screw terminal | Lista Papel 2020 SI | 0 | 0
3RS7005-2FE00 |  | 3RS7005-2FE00 | 1 | UN | 1 | 2 | A | D | N | N | 85389091 | 1 | 4047621001265 | 0.047 | KG | 212.1 | 206.04 | CP16 | CP16 | Separation amplifier 24 V AC/DC, 3-way separation input: 0-10 V, 0/4-20 mA; output: 0 - 10 V, 0/4 - 20mA Spring-type terminal (push-in) | Lista Papel 2020 SI | 0 | 0
3RS7005-2FW00 |  | 3RS7005-2FW00 | 1 | UN | 1 | 2 | A | D | N | N | 85389091 | 1 | 4047621001272 | 0.075 | KG | 295.93 | 287.85 | CP16 | CP16 | Signal converter 24-240 V AC/DC, 3-way separation Input: 0-10 V, 0/4 - 20 mA; Output: 0 - 10 V, 0/4 - 20 mA Spring-type terminal (push-in) | Lista Papel 2020 SI | 0 | 0
3RS7005-2KE00 |  | 3RS7005-2KE00 | 1 | UN | 1 | 2 | A | D | N | N | 85389091 | 1 | 4047621001289 | 0.048 | KG | 222.2 | 216.14 | CP16 | CP16 | Separation amplifier 24 V AC/DC, 3-way separation input: 0-10 V, 0/4-20 mA; output: 0-50/100 Hz/1/10 kHz; Spring-type terminal (push-in) | Lista Papel 2020 SI | 0 | 0
3RS7005-2KW00 |  | 3RS7005-2KW00 | 1 | UN | 1 | 2 | A | D | N | N | 85389091 | 1 | 4047621001296 | 0.074 | KG | 343.4 | 333.3 | CP16 | CP16 | Signal converter 24-240 V AC/DC, 3-way separation Input: 0-10 V, 0/4 - 20 mA; Output: 0-50/100 Hz/1/10 kHz; Spring-type terminal (push-in) | Lista Papel 2020 SI | 0 | 0
3RS7006-1FE00 |  | 3RS7006-1FE00 | 1 | UN | 1 | 2 | A | D | N | N | 85389091 | 1 | 4047621001128 | 0.076 | KG | 309.06 | 309.06 | CP16 | CP16 | Separation amplifier 24 V AC/DC, 3-way separation input: 0-60 mV, 0-100 mV 0-300 mV, 0-500 mV, 0-1 V 0-2 V, 0-5 V, 0-10 mA, 0-20 V 2-10 V, 0-5 mA, 0-10 mA 0-20mA, 4-20 mA, +-5 mA, +-20 mA output: 0 - 10 V, 0/4 - 20 mA screw terminal | novo jan 2018 | 0 | 0
3RS7006-1FW00 |  | 3RS7006-1FW00 | 1 | UN | 1 | 2 | A | D | N | N | 85389091 | 1 | 4047621001135 | 0.077 | KG | 364.61 | 364.61 | CP16 | CP16 | Separation amplifier 24-240 V AC/DC, 3-way separation input: 0-60 mV, 0-100 mV 0-300 mV, 0-500 mV, 0-1 V 0-20 V, 2-10 V, 0-5 mA, 0-10 mA 2-10 V, 0-5 mA, 0-10 mA 0-20mA, 4-20 mA, +-5 mA, +-20 mA output: 0 - 10 V, 0/4 - 20 mA screw terminal | novo jan 2018 | 0 | 0
3RS7006-2FE00 |  | 3RS7006-2FE00 | 1 | UN | 1 | 2 | A | D | N | N | 85389091 | 1 | 4047621001302 | 0.074 | KG | 309.06 | 309.06 | CP16 | CP16 | Separation amplifier 24 V AC/DC, 3-way separation input: 0-60 mV, 0-100 mV 0-300 mV, 0-500 mV, 0-1 V 0-20 V, 2-10 V, 0-5 mA, 0-10 mA 2-10 V, 0-5 mA, 0-10 mA 0-20mA, 4-20 mA, +-5 mA, +-20 mA output: 0 - 10 V, 0/4 - 20 mA Spring-type terminal (push-in) | novo jan 2018 | 0 | 0
3RS7006-2FW00 |  | 3RS7006-2FW00 | 1 | UN | 1 | 2 | A | D | N | N | 85389091 | 1 | 4047621001319 | 0.074 | KG | 364.61 | 364.61 | CP16 | CP16 | Separation amplifier 24-240 V AC/DC, 3-way separation input: 0-60 mV, 0-100 mV 0-300 mV, 0-500 mV, 0-1 V 0-20 V, 2-10 V, 0-5 mA, 0-10 mA 2-10 V, 0-5 mA, 0-10 mA 0-20mA, 4-20 mA, +-5 mA, +-20 mA output: 0 - 10 V, 0/4 - 20 mA Spring-type terminal (push-in) | novo jan 2018 | 0 | 0
3RS7020-1ET00 |  | 3RS7020-1ET00 | 1 | UN | 1 | 2 | A | D | N | N | 85389091 | 1 | 4047621001166 | 0.045 | KG | 159.58 | 155.54 | CP16 | CP16 | Separation amplifier Loop power isolator, 1-channel input: 4-20 mA output: 4-20 mA Width 6.2 mm screw terminal | Lista Papel 2020 SI | 0 | 0
3RS7020-2ET00 |  | 3RS7020-2ET00 | 1 | UN | 1 | 2 | A | D | N | N | 85389091 | 1 | 4047621001340 | 0.043 | KG | 159.58 | 155.54 | CP16 | CP16 | Separation amplifier Loop power isolator, 1-channel input: 4-20 mA output: 4-20 mA Width 6.2 mm Spring-type terminal (push-in) | Lista Papel 2020 SI | 0 | 0
3RS7025-1FE00 |  | 3RS7025-1FE00 | 1 | UN | 1 | 2 | A | D | N | N | 85389091 | 1 | 4047621001142 | 0.077 | KG | 240.38 | 240.38 | CP16 | CP16 | Separation amplifier with Manual-Auto switch 24 V AC/DC, 3-way separation input: 0-10 V, 0/4-20 mA output: 0-10 V, 0/4-20 mA screw terminal | novo jan 2018 | 0 | 0
3RS7025-1FW00 |  | 3RS7025-1FW00 | 1 | UN | 1 | 2 | A | D | N | N | 85389091 | 1 | 4047621001159 | 0.078 | KG | 381.78 | 381.78 | CP16 | CP16 | Signal converter with Manual-Auto switch 24-240 V AC/DC, 3-way separation input: 0-10 V, 0/4-20 mA output: 0-10 V, 0/4-20 mA screw terminal | novo jan 2018 | 0 | 0
3RS7025-2FE00 |  | 3RS7025-2FE00 | 1 | UN | 1 | 2 | A | D | N | N | 85389091 | 1 | 4047621001326 | 0.076 | KG | 240.38 | 240.38 | CP16 | CP16 | Signal converter with Manual-Auto switch 24 V AC/DC, 3-way separation input: 0-10 V, 0/4-20 mA output: 0-10 V, 0/4-20 mA Spring-type terminal (push-in) | novo jan 2018 | 0 | 0
3RS7025-2FW00 |  | 3RS7025-2FW00 | 1 | UN | 1 | 2 | A | D | N | N | 85389091 | 1 | 4047621001333 | 0.075 | KG | 381.78 | 381.78 | CP16 | CP16 | Separation amplifier with Manual-Auto switch 24-240 V AC/DC, 3-way separation input: 0-10 V, 0/4-20 mA output: 0-10 V, 0/4-20 mA Spring-type terminal (push-in) | novo jan 2018 | 0 | 0
3RT1015-1AB01 |  | 3RT1015-1AB01 | 1 | UN | 1 | 5 | B | D | N | N | 85364900 | 1 | 4011209272484 | 0.207 | KG | 48.36 | 48.36 | CP02 | CP02 | Power contactor, AC-3 7 A, 3 kW / 400 V 1 NO, 24 V AC, 50/60 Hz 3-pole, Size S00 Screw terminal !!! Phased-out product !!! Successor is SIRIUS 3RT2 Preferred successor type is >>3RT2015-1AB01<< | - | 0 | 7
3RT1015-1AB01-0KY0 |  | 3RT1015-1AB01-0KY0 | 1 | UN | 1 | 15 | C | D | N | N | 85364900 | 1 | 4011209680234 | 0.205 | KG | 55.29 | 55.29 | CP02 | CP02 | Power contactor, AC-3 7 A, 3 kW / 400 V 1 NO, 24 V AC, 50/60 Hz 3-pole, Size S00 Screw terminal with product management ID-No. York Customer-specific version !!! Phased-out product !!! Successor is SIRIUS 3RT2 | - | 0 | 9
3RT1015-1AB01-1AA0 |  | 3RT1015-1AB01-1AA0 | 1 | UN | 1 | 15 | C | D | N | N | 85364900 | 1 | 4011209428775 | 0.207 | KG | 62.51 | 62.51 | CP02 | CP02 | Power contactor, AC-3 7 A, 3 kW / 400 V 1 NO, 24 V AC, 50/60 Hz 3-pole, Size S00 Screw terminal Upright mounting position !!! Phased-out product !!! Successor is SIRIUS 3RT2 Preferred successor type is >>3RT2015-1AB01-1AA0<< | - | 0 | 7
3RT1015-1AB01-Z | W95 | 3RT1015-1AB01-ZW95 | 1 | UN | 1 | 15 | C | D | N | N | 85364900 | 144 | 4011209342385 | 0.19 | KG | 55.29 | 55.29 | CP02 | CP02 | Power contactor, AC-3 7 A, 3 kW / 400 V 1 NO, 24 V AC, 50/60 Hz 3-pole, Size S00 Screw terminal Multi-unit packaging Pack = 144 units !!! Phased-out product !!! Successor is SIRIUS 3RT2 | - | 0 | 7
3RT1015-1AB01-Z | W96 | 3RT1015-1AB01-ZW96 | 1 | UN | 1 | 15 | C | D | N | N | 85364900 | 90 | 4011209342392 | 0.19 | KG | 55.29 | 55.29 | CP02 | CP02 | Power contactor, AC-3 7 A, 3 kW / 400 V 1 NO, 24 V AC, 50/60 Hz 3-pole, Size S00 Screw terminal Multi-unit packaging Pack = 90 units !!! Phased-out product !!! Successor is SIRIUS 3RT2 | - | 0 | 7
3RT1015-1AB01-Z | W97 | 3RT1015-1AB01-ZW97 | 1 | UN | 1 | 20 | D | D | N | N | 85364900 | 42 | 4011209342408 | 0.19 | KG | 48.36 | 48.36 | CP02 | CP02 | Power contactor, AC-3 7 A, 3 kW / 400 V 1 NO, 24 V AC, 50/60 Hz 3-pole, Size S00 Screw terminal Multi-unit packaging Pack = 42 units !!! Phased-out product !!! Successor is SIRIUS 3RT2 | - | 0 | 7
3RT1015-1AB01-Z | W98 | 3RT1015-1AB01-ZW98 | 1 | UN | 1 | 15 | C | D | N | N | 85364900 | 20 | 4011209342415 | 0.19 | KG | 55.29 | 55.29 | CP02 | CP02 | Power contactor, AC-3 7 A, 3 kW / 400 V 1 NO, 24 V AC, 50/60 Hz 3-pole, Size S00 Screw terminal Multi-unit packaging Pack = 20 units !!! Phased-out product !!! Successor is SIRIUS 3RT2 | - | 0 | 7
3RT1015-1AB01-Z | X95 | 3RT1015-1AB01-ZX95 | 1 | UN | 1 | 20 | D | D | N | N | 85364900 | 144 | 4011209342378 | 0.191 | KG | 48.36 | 48.36 | CP02 | CP02 | Power contactor, AC-3 7 A, 3 kW / 400 V 1 NO, 24 V AC, 50/60 Hz 3-pole, Size S00 Screw terminal Reusable packaging Pack = 144 units !!! Phased-out product !!! Successor is SIRIUS 3RT2 | - | 0 | 7
3RT1015-1AB02 |  | 3RT1015-1AB02 | 1 | UN | 1 | 5 | B | D | N | N | 85364900 | 1 | 4011209272491 | 0.206 | KG | 48.36 | 48.36 | CP02 | CP02 | Power contactor, AC-3 7 A, 3 kW / 400 V 1 NC, 24 V AC, 50/60 Hz 3-pole, Size S00 Screw terminal !!! Phased-out product !!! Successor is SIRIUS 3RT2 Preferred successor type is >>3RT2015-1AB02<< | - | 0 | 7
3RT1015-1AB02-1AA0 |  | 3RT1015-1AB02-1AA0 | 1 | UN | 1 | 15 | C | D | N | N | 85364900 | 1 | 4011209428782 | 0.21 | KG | 71.35 | 71.35 | CP02 | CP02 | Power contactor, AC-3 7 A, 3 kW / 400 V 1 NC, 24 V AC, 50/60 Hz 24 V AC, 50/60 Hz 3-pole, Size S00 Screw terminal Upright mounting position !!! Phased-out product !!! Successor is SIRIUS 3RT2 Preferred successor type is >>3RT2015-1AB02-1AA0<< | - | 0 | 7
3RT1015-1AB02-Z | W97 | 3RT1015-1AB02-ZW97 | 1 | UN | 1 | 20 | D | D | N | N | 85364900 | 42 | 4011209436145 | 0.19 | KG | 48.36 | 48.36 | CP02 | CP02 | Power contactor, AC-3 7 A, 3 kW / 400 V 1 NC, 24 V AC, 50/60 Hz 24 V AC, 50/60 Hz 3-pole, Size S00 Screw terminal Multi-unit packaging Pack = 42 units !!! Phased-out product !!! Successor is SIRIUS 3RT2 | - | 0 | 7
3RT1015-1AB02-Z | W98 | 3RT1015-1AB02-ZW98 | 1 | UN | 1 | 15 | C | D | N | N | 85364900 | 20 | 4011209850330 | 0.193 | KG | 55.29 | 55.29 | CP02 | CP02 | Power contactor, AC-3 7 A, 3 kW / 400 V Multi-unit packaging Pack = 20 units !!! Phased-out product !!! Successor is SIRIUS 3RT2 | - | 0 | 7
3RT1015-1AB02-Z | X95 | 3RT1015-1AB02-ZX95 | 1 | UN | 1 | 20 | D | D | N | N | 85364900 | 144 | 4011209421691 | 0.195 | KG | 48.36 | 48.36 | CP02 | CP02 | Power contactor, AC-3 7 A, 3 kW / 400 V 1 NC, 24 V AC, 50/60 Hz 3-pole, Size S00 Screw terminal Reusable packaging Pack = 144 units !!! Phased-out product !!! Successor is SIRIUS 3RT2 | - | 0 | 7
3RT1015-1AC11 |  | 3RT1015-1AC11 | 1 | UN | 1 | 20 | D | D | N | N | 85364900 | 1 | 4011209443600 | 0.201 | KG | 55.48 | 55.48 | CP02 | CP02 | Power contactor, AC-3 7 A, 3 kW / 400 V 1 NO, 24 V AC, 50/60 Hz 3-pole, Size S00 Screw terminal !!! Phased-out product !!! Successor is SIRIUS 3RT2 | - | 0 | 7
3RT1015-1AD01 |  | 3RT1015-1AD01 | 1 | UN | 1 | 15 | C | D | N | N | 85364900 | 1 | 4011209338401 | 0.203 | KG | 53.01 | 53.01 | CP02 | CP02 | Power contactor, AC-3 7 A, 3 kW / 400 V 1 NO, 42 V AC, 50/60 Hz 3-pole, Size S00 Screw terminal !!! Phased-out product !!! Successor is SIRIUS 3RT2 Preferred successor type is >>3RT2015-1AD01<< | - | 0 | 7
3RT1015-1AD01-Z | X95 | 3RT1015-1AD01-ZX95 | 1 | UN | 1 | 15 | C | D | N | N | 85364900 | 144 | 4011209779105 | 0.188 | KG | 60.9 | 60.9 | CP02 | CP02 | Power contactor, AC-3 7 A, 3 kW / 400 V 1 NO, 42 V AC, 50/60 Hz 3-pole, Size S00 Screw terminal Reusable packaging Pack = 144 units !!! Phased-out product !!! Successor is SIRIUS 3RT2 Preferred successor type is >>3RT2015-1AD01-ZX95<< | - | 0 | 7
3RT1015-1AD02 |  | 3RT1015-1AD02 | 1 | UN | 1 | 15 | C | D | N | N | 85364900 | 1 | 4011209350137 | 0.213 | KG | 53.01 | 53.01 | CP02 | CP02 | Power contactor, AC-3 7 A, 3 kW / 400 V 1 NC, 42 V AC, 50/60 Hz 3-pole, Size S00 Screw terminal !!! Phased-out product !!! Successor is SIRIUS 3RT2 Preferred successor type is >>3RT2015-1AD02<< | - | 0 | 7
3RT1015-1AF01 |  | 3RT1015-1AF01 | 1 | UN | 1 | 5 | B | D | N | N | 85364900 | 1 | 4011209272507 | 0.204 | KG | 48.36 | 48.36 | CP02 | CP02 | Power contactor, AC-3 7 A, 3 kW / 400 V 1 NO, 110 V AC, 50/60 Hz 3-pole, Size S00 Screw terminal !!! Phased-out product !!! Successor is SIRIUS 3RT2 Preferred successor type is >>3RT2015-1AF01<< | - | 0 | 7
3RT1015-1AF01-1AA0 |  | 3RT1015-1AF01-1AA0 | 1 | UN | 1 | 15 | C | D | N | N | 85364900 | 1 | 4011209428812 | 0.2 | KG | 62.51 | 62.51 | CP02 | CP02 | Power contactor, AC-3 7 A, 3 kW / 400 V 1 NO, 110 V AC, 50/60 Hz 3-pole, Size S00 Screw terminal Upright mounting position !!! Phased-out product !!! Successor is SIRIUS 3RT2 | - | 0 | 7
3RT1015-1AF01-Z | W96 | 3RT1015-1AF01-ZW96 | 1 | UN | 1 | 15 | C | D | N | N | 85364900 | 90 |  | 0.188 | KG | 55.29 | 55.29 | CP02 | CP02 | Power contactor, AC-3 7 A, 3 kW / 400 V 1 NO, 110 V AC, 50/60 Hz 3-pole, Size S00 Screw terminal Multi-unit packaging Pack = 90 units !!! Phased-out product !!! Successor is SIRIUS 3RT2 | - | 0 | 7
3RT1015-1AF01-Z | W97 | 3RT1015-1AF01-ZW97 | 1 | UN | 1 | 15 | C | D | N | N | 85364900 | 42 | 4011209404748 | 0.19 | KG | 55.29 | 55.29 | CP02 | CP02 | Power contactor, AC-3 7 A, 3 kW / 400 V 1 NO, 110 V AC, 50/60 Hz 3-pole, Size S00 Screw terminal Multi-unit packaging Pack = 42 units !!! Phased-out product !!! Successor is SIRIUS 3RT2 | - | 0 | 7
3RT1015-1AF01-Z | W98 | 3RT1015-1AF01-ZW98 | 1 | UN | 1 | 15 | C | D | N | N | 85364900 | 20 | 4011209404755 | 0.19 | KG | 55.29 | 55.29 | CP02 | CP02 | Power contactor, AC-3 7 A, 3 kW / 400 V 1 NO, 110 V AC, 50/60 Hz 3-pole, Size S00 Screw terminal Multi-unit packaging Pack = 20 units !!! Phased-out product !!! Successor is SIRIUS 3RT2 | - | 0 | 7
3RT1015-1AF01-Z | X95 | 3RT1015-1AF01-ZX95 | 1 | UN | 1 | 15 | C | D | N | N | 85364900 | 144 | 4011209404410 | 0.196 | KG | 55.29 | 55.29 | CP02 | CP02 | Power contactor, AC-3 7 A, 3 kW / 400 V 1 NO, 110 V AC, 50/60 Hz 3-pole, Size S00 Screw terminal Reusable packaging Pack = 144 units !!! Phased-out product !!! Successor is SIRIUS 3RT2 | - | 0 | 7
3RT1015-1AF02 |  | 3RT1015-1AF02 | 1 | UN | 1 | 5 | B | D | N | N | 85364900 | 1 | 4011209272514 | 0.203 | KG | 48.36 | 48.36 | CP02 | CP02 | Power contactor, AC-3 7 A, 3 kW / 400 V 1 NC, 110 V AC, 50/60 Hz 3-pole, Size S00 Screw terminal !!! Phased-out product !!! Successor is SIRIUS 3RT2 Preferred successor type is >>3RT2015-1AF02<< | - | 0 | 7
3RT1015-1AF02-Z | X95 | 3RT1015-1AF02-ZX95 | 1 | UN | 1 | 15 | C | D | N | N | 85364900 | 144 | 4011209471535 | 0.199 | KG | 55.29 | 55.29 | CP02 | CP02 | Power contactor, AC-3 7 A, 3 kW / 400 V 1 NC, 110 V AC, 50/60 Hz 3-pole, Size S00 Screw terminal Reusable packaging Pack = 144 units !!! Phased-out product !!! Successor is SIRIUS 3RT2 | - | 0 | 7
3RT1015-1AG61 |  | 3RT1015-1AG61 | 1 | UN | 1 | 5 | B | D | N | N | 85364900 | 1 | 4011209493681 | 0.205 | KG | 53.01 | 53.01 | CP02 | CP02 | Power contactor, AC-3 7 A, 3 kW / 400 V 1 NO, 100 V AC, 50 Hz 100-110 V, 60 Hz 3-pole, Size S00 Screw terminal !!! Phased-out product !!! Successor is SIRIUS 3RT2 Preferred successor type is >>3RT2015-1AG61<< | - | 0 | 7
3RT1015-1AG62 |  | 3RT1015-1AG62 | 1 | UN | 1 | 15 | C | D | N | N | 85364900 | 1 | 4011209493704 | 0.205 | KG | 53.01 | 53.01 | CP02 | CP02 | Power contactor, AC-3 7 A, 3 kW / 400 V 1 NC, 100 V AC, 50 Hz 100-110 V, 60 Hz 3-pole, Size S00 Screw terminal !!! Phased-out product !!! Successor is SIRIUS 3RT2 Preferred successor type is >>3RT2015-1AG62<< | - | 0 | 7
3RT1015-1AH01 |  | 3RT1015-1AH01 | 1 | UN | 1 | 15 | C | D | N | N | 85364900 | 1 | 4011209350144 | 0.204 | KG | 48.36 | 48.36 | CP02 | CP02 | Power contactor, AC-3 7 A, 3 kW / 400 V 1 NO, 48 V AC, 50/60 Hz 3-pole, Size S00 Screw terminal !!! Phased-out product !!! Successor is SIRIUS 3RT2 Preferred successor type is >>3RT2015-1AH01<< | - | 0 | 7
3RT1015-1AH01-Z | W95 | 3RT1015-1AH01-ZW95 | 1 | UN | 1 | 15 | C | D | N | N | 85364900 | 144 | 4011209666573 | 0.19 | KG | 55.29 | 55.29 | CP02 | CP02 | Power contactor, AC-3 7 A, 3 kW / 400 V 1 NO, 48 V AC, 50/60 Hz 3-pole, Size S00 Screw terminal Multi-unit packaging Pack = 144 units !!! Phased-out product !!! Successor is SIRIUS 3RT2 | - | 0 | 7
3RT1015-1AH01-Z | X95 | 3RT1015-1AH01-ZX95 | 1 | UN | 1 | 15 | C | D | N | N | 85364900 | 144 | 4011209666191 | 0.19 | KG | 55.29 | 55.29 | CP02 | CP02 | Power contactor, AC-3 7 A, 3 kW / 400 V 1 NO, 48 V AC, 50/60 Hz 3-pole, Size S00 Screw terminal Reusable packaging Pack = 144 units !!! Phased-out product !!! Successor is SIRIUS 3RT2 | - | 0 | 7
3RT1015-1AH02 |  | 3RT1015-1AH02 | 1 | UN | 1 | 15 | C | D | N | N | 85364900 | 1 | 4011209369481 | 0.205 | KG | 48.36 | 48.36 | CP02 | CP02 | Power contactor, AC-3 7 A, 3 kW / 400 V 1 NC, 48 V AC, 50/60 Hz 3-pole, Size S00 Screw terminal !!! Phased-out product !!! Successor is SIRIUS 3RT2 Preferred successor type is >>3RT2015-1AH02<< | - | 0 | 7
3RT1015-1AK61 |  | 3RT1015-1AK61 | 1 | UN | 1 | 5 | B | D | N | N | 85364900 | 1 | 4011209348110 | 0.204 | KG | 48.36 | 48.36 | CP02 | CP02 | Power contactor, AC-3 7 A, 3 kW / 400 V 1 NO, 110 V AC 50 Hz/120 V, 60 Hz 3-pole, Size S00 Screw terminal !!! Phased-out product !!! Successor is SIRIUS 3RT2 Preferred successor type is >>3RT2015-1AK61<< | - | 0 | 7
3RT1015-1AK61-1AA0 |  | 3RT1015-1AK61-1AA0 | 1 | UN | 1 | 15 | C | D | N | N | 85364900 | 1 | 4011209904514 | 0.203 | KG | 71.35 | 71.35 | CP02 | CP02 | Power contactor, AC-3 7 A, 3 kW / 400 V 1 NO, 110 V AC, 50 Hz / 120 V 60 Hz, 3-pole, Size S00 Screw terminal Upright mounting position !!! Phased-out product !!! Successor is SIRIUS 3RT2 Preferred successor type is >>3RT2015-1AK61-1AA0<< | - | 0 | 7
3RT1015-1AK61-Z | W97 | 3RT1015-1AK61-ZW97 | 1 | UN | 1 | 15 | C | D | N | N | 85364900 | 42 | 4011209505391 | 0.19 | KG | 55.29 | 55.29 | CP02 | CP02 | Power contactor, AC-3 7 A, 3 kW / 400 V 1 NO, 110 V AC 50 Hz/120 V, 60 Hz 3-pole, Size S00 Screw terminal Multi-unit packaging Pack = 42 units !!! Phased-out product !!! Successor is SIRIUS 3RT2 | - | 0 | 7
3RT1015-1AK61-Z | W98 | 3RT1015-1AK61-ZW98 | 1 | UN | 1 | 15 | C | D | N | N | 85364900 | 20 | 4011209505407 | 0.19 | KG | 55.29 | 55.29 | CP02 | CP02 | Power contactor, AC-3 7 A, 3 kW / 400 V 1 NO, 110 V AC 50 Hz/120 V, 60 Hz 3-pole, Size S00 Screw terminal Multi-unit packaging Pack = 20 units !!! Phased-out product !!! Successor is SIRIUS 3RT2 | - | 0 | 7
3RT1015-1AK61-Z | X95 | 3RT1015-1AK61-ZX95 | 1 | UN | 1 | 15 | C | D | N | N | 85364900 | 144 | 4011209402058 | 0.193 | KG | 55.29 | 55.29 | CP02 | CP02 | Power contactor, AC-3 7 A, 3 kW / 400 V 1 NO, 110 V AC 50 Hz/120 V, 60 Hz 3-pole, Size S00 Screw terminal Reusable packaging Pack = 144 units !!! Phased-out product !!! Successor is SIRIUS 3RT2 | - | 0 | 7
3RT1015-1AK62 |  | 3RT1015-1AK62 | 1 | UN | 1 | 5 | B | D | N | N | 85364900 | 1 | 4011209348127 | 0.205 | KG | 48.36 | 48.36 | CP02 | CP02 | Power contactor, AC-3 7 A, 3 kW / 400 V 1 NC, 110 V AC 50 Hz/120 V, 60 Hz 3-pole, Size S00 Screw terminal !!! Phased-out product !!! Successor is SIRIUS 3RT2 Preferred successor type is >>3RT2015-1AK62<< | - | 0 | 7
3RT1015-1AK62-1AA0 |  | 3RT1015-1AK62-1AA0 | 1 | UN | 1 | 15 | C | D | N | N | 85364900 | 1 | 4011209411401 | 0.205 | KG | 71.35 | 71.35 | CP02 | CP02 | Power contactor, AC-3 7 A, 3 kW / 400 V 1 NC, 110 V AC 50 Hz/120 V, 60 Hz 3-pole, Size S00 Screw terminal Upright mounting position !!! Phased-out product !!! Successor is SIRIUS 3RT2 | - | 0 | 7
3RT1015-1AK62-Z | W98 | 3RT1015-1AK62-ZW98 | 1 | UN | 1 | 15 | C | D | N | N | 85364900 | 20 | 4011209902183 | 0.19 | KG | 55.29 | 55.29 | CP02 | CP02 | Power contactor, AC-3 7 A, 3 kW / 400 V 1 NC, 110 V AC 50 Hz/120 V, 60 Hz 3-pole, Size S00 Screw terminal Multi-unit packaging Pack = 20 units !!! Phased-out product !!! Successor is SIRIUS 3RT2 | - | 0 | 7
3RT1015-1AK62-Z | X95 | 3RT1015-1AK62-ZX95 | 1 | UN | 1 | 15 | C | D | N | N | 85364900 | 144 | 4011209446601 | 0.19 | KG | 55.29 | 55.29 | CP02 | CP02 | Power contactor, AC-3 7 A, 3 kW / 400 V 1 NC, 110 V AC 50 Hz/120 V, 60 Hz 3-pole, Size S00 Screw terminal Reusable packaging Pack = 144 units !!! Phased-out product !!! Successor is SIRIUS 3RT2 | - | 0 | 7
3RT1015-1AL01 |  | 3RT1015-1AL01 | 1 | UN | 1 | 15 | C | D | N | N | 85364900 | 1 | 4011209589964 | 0.205 | KG | 60.9 | 60.9 | CP02 | CP02 | Power contactor, AC-3 7 A, 3 kW / 400 V 1 NO, 125 V AC 50/60 Hz, 3-pole, Size S00, Screw terminal !!! Phased-out product !!! Successor is SIRIUS 3RT2 | - | 0 | 7
3RT1015-1AM21 |  | 3RT1015-1AM21 | 1 | UN | 1 | 15 | C | D | N | N | 85364900 | 1 | 4011209382473 | 0.208 | KG | 60.9 | 60.9 | CP02 | CP02 | Power contactor, AC-3 7 A, 3 kW / 400 V 1 NO, 208 V AC, 50/60 Hz 3-pole, Size S00 Screw terminal !!! Phased-out product !!! Successor is SIRIUS 3RT2 | - | 0 | 7
3RT1015-1AM22 |  | 3RT1015-1AM22 | 1 | UN | 1 | 5 | B | D | N | N | 85364900 | 1 | 4011209388925 | 0.204 | KG | 60.9 | 60.9 | CP02 | CP02 | Power contactor, AC-3 7 A, 3 kW / 400 V 1 NC, 208 V AC, 50/60 Hz 3-pole, Size S00 Screw terminal !!! Phased-out product !!! Successor is SIRIUS 3RT2 Preferred successor type is >>3RT2015-1AM22<< | - | 0 | 9
3RT1015-1AN21 |  | 3RT1015-1AN21 | 1 | UN | 1 | 5 | B | D | N | N | 85364900 | 1 | 4011209353398 | 0.2 | KG | 48.36 | 48.36 | CP02 | CP02 | Power contactor, AC-3 7 A, 3 kW / 400 V 1 NO, 220 V AC, 50/60 Hz 3-pole, Size S00 Screw terminal !!! Phased-out product !!! Successor is SIRIUS 3RT2 Preferred successor type is >>3RT2015-1AN21<< | - | 0 | 7
3RT1015-1AN22 |  | 3RT1015-1AN22 | 1 | UN | 1 | 15 | C | D | N | N | 85364900 | 1 | 4011209373808 | 0.201 | KG | 48.36 | 48.36 | CP02 | CP02 | Power contactor, AC-3 7 A, 3 kW / 400 V 1 NC, 220 V AC, 50/60 Hz 3-pole, Size S00 Screw terminal !!! Phased-out product !!! Successor is SIRIUS 3RT2 Preferred successor type is >>3RT2015-1AN22<< | - | 0 | 7
3RT1015-1AN61 |  | 3RT1015-1AN61 | 1 | UN | 1 | 20 | D | D | N | N | 85364900 | 1 | 4011209493728 | 0.201 | KG | 55.48 | 55.48 | CP02 | CP02 | Power contactor, AC-3 7 A, 3 kW / 400 V 1 NO, 200 V AC, 50 Hz 200-220 V, 60 Hz 3-pole, Size S00 Screw terminal !!! Phased-out product !!! Successor is SIRIUS 3RT2 Preferred successor type is >>3RT2015-1AN61<< | - | 0 | 7
3RT1015-1AN62 |  | 3RT1015-1AN62 | 1 | UN | 1 | 15 | C | D | N | N | 85364900 | 1 | 4011209493735 | 0.199 | KG | 60.9 | 60.9 | CP02 | CP02 | Power contactor, AC-3 7 A, 3 kW / 400 V 1 NC, 200 V AC, 50 Hz 200-220 V, 60 Hz, 3-pole Size S00, Screw terminal !!! Phased-out product !!! Successor is SIRIUS 3RT2 Preferred successor type is >>3RT2015-1AN62<< | - | 0 | 7
3RT1015-1AP01 |  | 3RT1015-1AP01 | 1 | UN | 1 | 5 | B | D | N | N | 85364900 | 1 | 4011209272521 | 0.204 | KG | 48.36 | 48.36 | CP02 | CP02 | Power contactor, AC-3 7 A, 3 kW / 400 V 1 NO, 230 V AC, 50/60 Hz 3-pole, Size S00 Screw terminal !!! Phased-out product !!! Successor is SIRIUS 3RT2 Preferred successor type is >>3RT2015-1AP01<< | - | 0 | 7
3RT1015-1AP01-1AA0 |  | 3RT1015-1AP01-1AA0 | 1 | UN | 1 | 15 | C | D | N | N | 85364900 | 1 | 4011209428843 | 0.24 | KG | 62.51 | 62.51 | CP02 | CP02 | Power contactor, AC-3 7 A, 3 kW / 400 V 1 NO, 230 V AC, 50/60 Hz 3-pole, Size S00 Screw terminal Upright mounting position !!! Phased-out product !!! Successor is SIRIUS 3RT2 Preferred successor type is >>3RT2015-1AP01-1AA0<< | - | 0 | 7
3RT1015-1AP01-Z | W95 | 3RT1015-1AP01-ZW95 | 1 | UN | 1 | 20 | D | D | N | N | 85364900 | 144 | 4011209323186 | 0.19 | KG | 48.36 | 48.36 | CP02 | CP02 | Power contactor, AC-3 7 A, 3 kW / 400 V 1 NO, 230 V AC, 50/60 Hz 3-pole, Size S00 Screw terminal Multi-unit packaging Pack = 144 units !!! Phased-out product !!! Successor is SIRIUS 3RT2 | - | 0 | 7
3RT1015-1AP01-Z | W96 | 3RT1015-1AP01-ZW96 | 1 | UN | 1 | 20 | D | D | N | N | 85364900 | 90 | 4011209323889 | 0.19 | KG | 48.36 | 48.36 | CP02 | CP02 | Power contactor, AC-3 7 A, 3 kW / 400 V 1 NO, 230 V AC, 50/60 Hz 3-pole, Size S00 Screw terminal Multi-unit packaging Pack = 90 units !!! Phased-out product !!! Successor is SIRIUS 3RT2 | - | 0 | 7
3RT1015-1AP01-Z | W97 | 3RT1015-1AP01-ZW97 | 1 | UN | 1 | 20 | D | D | N | N | 85364900 | 42 | 4011209324589 | 0.19 | KG | 48.36 | 48.36 | CP02 | CP02 | Power contactor, AC-3 7 A, 3 kW / 400 V 1 NO, 230 V AC, 50/60 Hz 3-pole, Size S00 Screw terminal Multi-unit packaging Pack = 42 units !!! Phased-out product !!! Successor is SIRIUS 3RT2 | - | 0 | 7
3RT1015-1AP01-Z | W98 | 3RT1015-1AP01-ZW98 | 1 | UN | 1 | 20 | D | D | N | N | 85364900 | 20 | 4011209325289 | 0.19 | KG | 48.36 | 48.36 | CP02 | CP02 | Power contactor, AC-3 7 A, 3 kW / 400 V 1 NO, 230 V AC, 50/60 Hz 3-pole, Size S00 Screw terminal Multi-unit packaging Pack = 20 units !!! Phased-out product !!! Successor is SIRIUS 3RT2 | - | 0 | 7
3RT1015-1AP01-Z | X95 | 3RT1015-1AP01-ZX95 | 1 | UN | 1 | 10 | C | D | N | N | 85364900 | 144 | 4011209312234 | 0.188 | KG | 48.36 | 48.36 | CP02 | CP02 | Power contactor, AC-3 7 A, 3 kW / 400 V 1 NO, 230 V AC, 50/60 Hz 3-pole, Size S00 Screw terminal Reusable packaging Pack = 144 units !!! Phased-out product !!! Successor is SIRIUS 3RT2 | - | 0 | 7
3RT1015-1AP02 |  | 3RT1015-1AP02 | 1 | UN | 1 | 5 | B | D | N | N | 85364900 | 1 | 4011209272538 | 0.203 | KG | 48.36 | 48.36 | CP02 | CP02 | Power contactor, AC-3 7 A, 3 kW / 400 V 1 NC, 230 V AC, 50/60 Hz 3-pole, Size S00 Screw terminal !!! Phased-out product !!! Successor is SIRIUS 3RT2 Preferred successor type is >>3RT2015-1AP02<< | - | 0 | 7
3RT1015-1AP02-1AA0 |  | 3RT1015-1AP02-1AA0 | 1 | UN | 1 | 15 | C | D | N | N | 85364900 | 1 | 4011209428850 | 0.202 | KG | 71.35 | 71.35 | CP02 | CP02 | Power contactor, AC-3 7 A, 3 kW / 400 V 1 NC, 230 V AC, 50/60 Hz 3-pole, Size S00 Screw terminal Upright mounting position !!! Phased-out product !!! Successor is SIRIUS 3RT2 Preferred successor type is >>3RT2015-1AP02-1AA0<< | - | 0 | 7
3RT1015-1AP02-Z | W95 | 3RT1015-1AP02-ZW95 | 1 | UN | 1 | 15 | C | D | N | N | 85364900 | 144 | 4011209342248 | 0.19 | KG | 55.29 | 55.29 | CP02 | CP02 | Power contactor, AC-3 7 A, 3 kW / 400 V 1 NC, 230 V AC, 50/60 Hz 3-pole, Size S00 Screw terminal Multi-unit packaging Pack = 144 units !!! Phased-out product !!! Successor is SIRIUS 3RT2 | - | 0 | 7
3RT1015-1AP02-Z | W96 | 3RT1015-1AP02-ZW96 | 1 | UN | 1 | 15 | C | D | N | N | 85364900 | 90 | 4011209342255 | 0.19 | KG | 55.29 | 55.29 | CP02 | CP02 | Power contactor, AC-3 7 A, 3 kW / 400 V 1 NC, 230 V AC, 50/60 Hz 3-pole, Size S00 Screw terminal Multi-unit packaging Pack = 90 units !!! Phased-out product !!! Successor is SIRIUS 3RT2 Preferred successor type is >>3RT2015-1AP02-ZW96<< | - | 0 | 7
3RT1015-1AP02-Z | W97 | 3RT1015-1AP02-ZW97 | 1 | UN | 1 | 15 | C | D | N | N | 85364900 | 42 | 4011209342262 | 0.19 | KG | 55.29 | 55.29 | CP02 | CP02 | Power contactor, AC-3 7 A, 3 kW / 400 V 1 NC, 230 V AC, 50/60 Hz 3-pole, Size S00 Screw terminal Multi-unit packaging Pack = 42 units !!! Phased-out product !!! Successor is SIRIUS 3RT2 | - | 0 | 7
3RT1015-1AP02-Z | W98 | 3RT1015-1AP02-ZW98 | 1 | UN | 1 | 15 | C | D | N | N | 85364900 | 20 | 4011209342279 | 0.19 | KG | 55.29 | 55.29 | CP02 | CP02 | Power contactor, AC-3 7 A, 3 kW / 400 V 1 NC, 230 V AC, 50/60 Hz 3-pole, Size S00 Screw terminal Multi-unit packaging Pack = 20 units !!! Phased-out product !!! Successor is SIRIUS 3RT2 | - | 0 | 7
3RT1015-1AP02-Z | X95 | 3RT1015-1AP02-ZX95 | 1 | UN | 1 | 5 | B | D | N | N | 85364900 | 144 | 4011209338210 | 0.189 | KG | 55.29 | 55.29 | CP02 | CP02 | Power contactor, AC-3 7 A, 3 kW / 400 V 1 NC, 230 V AC, 50/60 Hz 3-pole, Size S00 Screw terminal Reusable packaging Pack = 144 units !!! Phased-out product !!! Successor is SIRIUS 3RT2 Preferred successor type is >>3RT2015-1AP02-ZX95<< | - | 0 | 7
3RT1015-1AP04-3MA0 |  | 3RT1015-1AP04-3MA0 | 1 | UN | 1 | 5 | B | D | N | N | 85364900 | 1 | 4011209515642 | 0.247 | KG | 77.14 | 77.14 | CP02 | CP02 | Power contactor, AC-3 7 A, 3 kW / 400 V 2 NO + 2 NC, captive 230 V AC, 50/60 Hz 3-pole, S00 Screw terminal for SUVA applications !!! Phased-out product !!! Successor is SIRIUS 3RT2 Preferred successor type is >>3RT2015-1AP04-3MA0<< | - | 0 | 7
3RT1015-1AP61 |  | 3RT1015-1AP61 | 1 | UN | 1 | 15 | C | D | N | N | 85364900 | 1 | 4011209348134 | 0.202 | KG | 48.36 | 48.36 | CP02 | CP02 | Power contactor, AC-3 7 A, 3 kW / 400 V 1 NO, 220 V AC 50 Hz / 240 V, 60 Hz 3-pole, Size S00 Screw terminal Screw terminal !!! Phased-out product !!! Successor is SIRIUS 3RT2 Preferred successor type is >>3RT2015-1AP61<< | - | 0 | 7
3RT1015-1AP62 |  | 3RT1015-1AP62 | 1 | UN | 1 | 20 | D | D | N | N | 85364900 | 1 | 4011209348141 | 0.203 | KG | 50.45 | 50.45 | CP02 | CP02 | Power contactor, AC-3 7 A, 3 kW / 400 V 1 NC, 220 V AC 50 Hz / 240 V, 60 Hz 3-pole, Size S00 Screw terminal Screw terminal !!! Phased-out product !!! Successor is SIRIUS 3RT2 Preferred successor type is >>3RT2015-1AP62<< | - | 0 | 7
3RT1015-1AR01 |  | 3RT1015-1AR01 | 1 | UN | 1 | 15 | C | D | N | N | 85364900 | 1 | 4011209404816 | 0.204 | KG | 60.9 | 60.9 | CP02 | CP02 | Power contactor, AC-3 7 A, 3 kW / 400 V 1 NO, 415 V AC, 50/60 Hz 3-pole, Size S00 Screw terminal !!! Phased-out product !!! Successor is SIRIUS 3RT2 | - | 0 | 7
3RT1015-1AR02 |  | 3RT1015-1AR02 | 1 | UN | 1 | 15 | C | D | N | N | 85364900 | 1 | 4011209405295 | 0.228 | KG | 60.9 | 60.9 | CP02 | CP02 | Power contactor, AC-3 7 A, 3 kW / 400 V 1 NC, 415 V AC, 50/60 Hz 3-pole, Size S00 Screw terminal !!! Phased-out product !!! Successor is SIRIUS 3RT2 | - | 0 | 7
3RT1015-1AR21 |  | 3RT1015-1AR21 | 1 | UN | 1 | 20 | D | D | N | N | 85364900 | 1 | 4011209478183 | 0.201 | KG | 55.48 | 55.48 | CP02 | CP02 | Power contactor, AC-3 7 A, 3 kW / 400 V 1 NO, 440 V AC, 50/60 Hz 3-pole, Size S00 Screw terminal !!! Phased-out product !!! Successor is SIRIUS 3RT2 | - | 0 | 7
3RT1015-1AR61 |  | 3RT1015-1AR61 | 1 | UN | 1 | 20 | D | D | N | N | 85364900 | 1 | 4011209493742 | 0.204 | KG | 55.48 | 55.48 | CP02 | CP02 | Power contactor, AC-3 7 A, 3 kW / 400 V 1 NO, 400 V AC 50/60 Hz, 440 V, 60 Hz 3-pole, Size S00 Screw terminal !!! Phased-out product !!! Successor is SIRIUS 3RT2 Preferred successor type is >>3RT2015-1AR61<< | - | 0 | 7
3RT1015-1AR62 |  | 3RT1015-1AR62 | 1 | UN | 1 | 15 | C | D | N | N | 85364900 | 1 | 4011209493759 | 0.22 | KG | 60.9 | 60.9 | CP02 | CP02 | Power contactor, AC-3 7 A, 3 kW / 400 V 1 NC, 400 V AC, 50 Hz 60 Hz, 440 V, 60 Hz 3-pole, Size S00 Screw terminal !!! Phased-out product !!! Successor is SIRIUS 3RT2 Preferred successor type is >>3RT2015-1AR62<< | - | 0 | 7
3RT1015-1AS01 |  | 3RT1015-1AS01 | 1 | UN | 1 | 15 | C | D | N | N | 85364900 | 1 | 4011209468290 | 0.202 | KG | 60.9 | 60.9 | CP02 | CP02 | Power contactor, AC-3 7 A, 3 kW / 400 V 1 NO, 500 V AC, 50/60 Hz 3-pole, Size S00, Screw terminal !!! Phased-out product !!! Successor is SIRIUS 3RT2 | - | 0 | 7
3RT1015-1AS02 |  | 3RT1015-1AS02 | 1 | UN | 1 | 15 | C | D | N | N | 85364900 | 1 | 4011209468306 | 0.2 | KG | 60.9 | 60.9 | CP02 | CP02 | Power contactor, AC-3 7 A, 3 kW / 400 V 1 NC, 500 V AC, 50/60 Hz 3-pole, Size S00, Screw terminal !!! Phased-out product !!! Successor is SIRIUS 3RT2 | - | 0 | 7
3RT1015-1AT61 |  | 3RT1015-1AT61 | 1 | UN | 1 | 15 | C | D | N | N | 85364900 | 1 | 4011209382480 | 0.203 | KG | 60.9 | 60.9 | CP02 | CP02 | Power contactor, AC-3 7 A, 3 kW / 400 V 1 NO, 600 V AC, 60 Hz 3-pole, Size S00 Screw terminal !!! Phased-out product !!! Successor is SIRIUS 3RT2 Preferred successor type is >>3RT2015-1AT61<< | - | 0 | 7
3RT1015-1AT62 |  | 3RT1015-1AT62 | 1 | UN | 1 | 15 | C | D | N | N | 85364900 | 1 | 4011209382466 | 0.203 | KG | 60.9 | 60.9 | CP02 | CP02 | Power contactor, AC-3 7 A, 3 kW / 400 V 1 NC, 600 V AC, 60 Hz 3-pole, Size S00, Screw terminal !!! Phased-out product !!! Successor is SIRIUS 3RT2 Preferred successor type is >>3RT2015-1AT62<< | - | 0 | 7
3RT1015-1AU01 |  | 3RT1015-1AU01 | 1 | UN | 1 | 15 | C | D | N | N | 85364900 | 1 | 4011209362451 | 0.205 | KG | 55.29 | 55.29 | CP02 | CP02 | Power contactor, AC-3 7 A, 3 kW / 400 V 1 NO, 240 V AC, 50/60 Hz 3-pole, Size S00 Screw terminal !!! Phased-out product !!! Successor is SIRIUS 3RT2 Preferred successor type is >>3RT2015-1AU01<< | - | 0 | 7
3RT1015-1AU02 |  | 3RT1015-1AU02 | 1 | UN | 1 | 15 | C | D | N | N | 85364900 | 1 | 4011209362468 | 0.206 | KG | 55.29 | 55.29 | CP02 | CP02 | Power contactor, AC-3 7 A, 3 kW / 400 V 1 NC, 240 V AC, 50/60 Hz 3-pole, Size S00, Screw terminal !!! Phased-out product !!! Successor is SIRIUS 3RT2 | - | 0 | 7
3RT1015-1AU02-1AA0 |  | 3RT1015-1AU02-1AA0 | 1 | UN | 1 | 5 | B | D | N | N | 85364900 | 1 | 4011209428881 | 0.19 | KG | 71.35 | 71.35 | CP02 | CP02 | Power contactor, AC-3 7 A, 3 kW / 400 V 1 NC, 240 V AC, 50/60 Hz 3-pole, Size S00, Screw terminal Upright mounting position !!! Phased-out product !!! Successor is SIRIUS 3RT2 | - | 0 | 9
3RT1015-1AU61 |  | 3RT1015-1AU61 | 1 | UN | 1 | 15 | C | D | N | N | 85364900 | 1 | 4011209389106 | 0.204 | KG | 60.9 | 60.9 | CP02 | CP02 | Power contactor, AC-3 7 A, 3 kW / 400 V 1 NO, 277 V AC, 60 Hz 3-pole, Size S00 Screw terminal !!! Phased-out product !!! Successor is SIRIUS 3RT2 Preferred successor type is >>3RT2015-1AU61<< | - | 0 | 7
3RT1015-1AV01 |  | 3RT1015-1AV01 | 1 | UN | 1 | 5 | B | D | N | N | 85364900 | 1 | 4011209350151 | 0.201 | KG | 53.01 | 53.01 | CP02 | CP02 | Power contactor, AC-3 7 A, 3 kW / 400 V 1 NO, 400 V AC, 50/60 Hz 3-pole, Size S00 Screw terminal !!! Phased-out product !!! Successor is SIRIUS 3RT2 Preferred successor type is >>3RT2015-1AV01<< | - | 0 | 7
3RT1015-1AV01-1AA0 |  | 3RT1015-1AV01-1AA0 | 1 | UN | 1 | 15 | C | D | N | N | 85364900 | 1 | 4011209428898 | 0.205 | KG | 76.76 | 76.76 | CP02 | CP02 | Power contactor, AC-3 7 A, 3 kW / 400 V 1 NO, 400 V AC, 50/60 Hz 3-pole, Size S00, Screw terminal Upright mounting position !!! Phased-out product !!! Successor is SIRIUS 3RT2 | - | 0 | 7
3RT1015-1AV02 |  | 3RT1015-1AV02 | 1 | UN | 1 | 15 | C | D | N | N | 85364900 | 1 | 4011209350168 | 0.202 | KG | 53.01 | 53.01 | CP02 | CP02 | Power contactor, AC-3 7 A, 3 kW / 400 V 1 NC, 400 V AC, 50/60 Hz 3-pole, Size S00 Screw terminal !!! Phased-out product !!! Successor is SIRIUS 3RT2 Preferred successor type is >>3RT2015-1AV02<< | - | 0 | 7
3RT1015-1AV02-1AA0 |  | 3RT1015-1AV02-1AA0 | 1 | UN | 1 | 5 | B | D | N | N | 85364900 | 1 | 4011209428904 | 0.201 | KG | 76.76 | 76.76 | CP02 | CP02 | Power contactor, AC-3 7 A, 3 kW / 400 V 1 NC, 400 V AC, 50/60 Hz 3-pole, Size S00, Screw terminal Upright mounting position !!! Phased-out product !!! Successor is SIRIUS 3RT2 | - | 0 | 9
3RT1015-1AV61 |  | 3RT1015-1AV61 | 1 | UN | 1 | 15 | C | D | N | N | 85364900 | 1 | 4011209388932 | 0.201 | KG | 53.01 | 53.01 | CP02 | CP02 | Power contactor, AC-3 7 A, 3 kW / 400 V 1 NO, 480 V AC, 60 Hz 3-pole, Size S00 Screw terminal !!! Phased-out product !!! Successor is SIRIUS 3RT2 Preferred successor type is >>3RT2015-1AV61<< | - | 0 | 7
3RT1015-1AV62 |  | 3RT1015-1AV62 | 1 | UN | 1 | 15 | C | D | N | N | 85364900 | 1 | 4011209388949 | 0.204 | KG | 60.9 | 60.9 | CP02 | CP02 | Power contactor, AC-3 7 A, 3 kW / 400 V 1 NC, 480 V AC, 60 Hz 3-pole, Size S00 Screw terminal !!! Phased-out product !!! Successor is SIRIUS 3RT2 Preferred successor type is >>3RT2015-1AV62<< | - | 0 | 7
3RT1015-1AX22-0VA2 |  | 3RT1015-1AX22-0VA2 | 1 | UN | 1 | 15 | C | D | N | N | 85364900 | 1 | 4011209579194 | 0.207 | KG | 60.9 | 60.9 | CP02 | CP02 | Power contactor, AC-3 7 A, 3 kW / 400 V 1 NC, 135 V AC, 50 Hz 3-pole, Size S00 Screw terminal !!! Phased-out product !!! Successor is SIRIUS 3RT2 | - | 0 | 9
3RT1015-1BA41 |  | 3RT1015-1BA41 | 1 | UN | 1 | 15 | C | D | N | N | 85364900 | 1 | 4011209362437 | 0.26 | KG | 63.56 | 63.56 | CP02 | CP02 | Power contactor, AC-3 7 A, 3 kW / 400 V 1 NO, 12 V DC 3-pole, Size S00 Screw terminal !!! Phased-out product !!! Successor is SIRIUS 3RT2 Preferred successor type is >>3RT2015-1BA41<< | - | 0 | 7
3RT1015-1BA42 |  | 3RT1015-1BA42 | 1 | UN | 1 | 15 | C | D | N | N | 85364900 | 1 | 4011209393738 | 0.264 | KG | 72.87 | 72.87 | CP02 | CP02 | Power contactor, AC-3 7 A, 3 kW / 400 V 1 NC, 12 V DC 3-pole, Size S00 Screw terminal !!! Phased-out product !!! Successor is SIRIUS 3RT2 Preferred successor type is >>3RT2015-1BA42<< | - | 0 | 7
3RT1015-1BB41 |  | 3RT1015-1BB41 | 1 | UN | 1 | 5 | B | D | N | N | 85364900 | 1 | 4011209272545 | 0.265 | KG | 56.34 | 56.34 | CP02 | CP02 | Power contactor, AC-3 7 A, 3 kW / 400 V 1 NO, 24 V DC 3-pole, Size S00 Screw terminal !!! Phased-out product !!! Successor is SIRIUS 3RT2 Preferred successor type is >>3RT2015-1BB41<< | - | 0 | 7
3RT1015-1BB41-Z | W95 | 3RT1015-1BB41-ZW95 | 1 | UN | 1 | 20 | D | D | N | N | 85364900 | 144 | 4011209326835 | 0.25 | KG | 56.34 | 56.34 | CP02 | CP02 | Power contactor, AC-3 7 A, 3 kW / 400 V 1 NO, 24 V DC 3-pole, Size S00 Screw terminal Multi-unit packaging Pack = 144 units !!! Phased-out product !!! Successor is SIRIUS 3RT2 | - | 0 | 7
3RT1015-1BB41-Z | W96 | 3RT1015-1BB41-ZW96 | 1 | UN | 1 | 20 | D | D | N | N | 85364900 | 90 | 4011209326842 | 0.25 | KG | 56.34 | 56.34 | CP02 | CP02 | Power contactor, AC-3 7 A, 3 kW / 400 V 1 NO, 24 V DC 3-pole, Size S00 Screw terminal Multi-unit packaging Pack = 90 units !!! Phased-out product !!! Successor is SIRIUS 3RT2 | - | 0 | 7
3RT1015-1BB41-Z | W97 | 3RT1015-1BB41-ZW97 | 1 | UN | 1 | 20 | D | D | N | N | 85364900 | 42 | 4011209326859 | 0.25 | KG | 56.34 | 56.34 | CP02 | CP02 | Power contactor, AC-3 7 A, 3 kW / 400 V 1 NO, 24 V DC 3-pole, Size S00 Screw terminal Multi-unit packaging Pack = 42 units !!! Phased-out product !!! Successor is SIRIUS 3RT2 | - | 0 | 7
3RT1015-1BB41-Z | W98 | 3RT1015-1BB41-ZW98 | 1 | UN | 1 | 20 | D | D | N | N | 85364900 | 20 | 4011209326866 | 0.25 | KG | 56.34 | 56.34 | CP02 | CP02 | Power contactor, AC-3 7 A, 3 kW / 400 V 1 NO, 24 V DC 3-pole, Size S00 Screw terminal Multi-unit packaging Pack = 20 units !!! Phased-out product !!! Successor is SIRIUS 3RT2 | - | 0 | 7
3RT1015-1BB41-Z | X95 | 3RT1015-1BB41-ZX95 | 1 | UN | 1 | 10 | C | D | N | N | 85364900 | 144 | 4011209326774 | 0.55 | KG | 56.34 | 56.34 | CP02 | CP02 | Power contactor, AC-3 7 A, 3 kW / 400 V 1 NO, 24 V DC 3-pole, Size S00 Screw terminal Reusable packaging Pack = 144 units !!! Phased-out product !!! Successor is SIRIUS 3RT2 | - | 0 | 7
3RT1015-1BB42 |  | 3RT1015-1BB42 | 1 | UN | 1 | 5 | B | D | N | N | 85364900 | 1 | 4011209272552 | 0.264 | KG | 56.34 | 56.34 | CP02 | CP02 | Power contactor, AC-3 7 A, 3 kW / 400 V 1 NC, 24 V DC 3-pole, Size S00 Screw terminal !!! Phased-out product !!! Successor is SIRIUS 3RT2 Preferred successor type is >>3RT2015-1BB42<< | - | 0 | 7
3RT1015-1BB42-Z | W95 | 3RT1015-1BB42-ZW95 | 1 | UN | 1 | 20 | D | D | N | N | 85364900 | 144 | 4011209342286 | 0.25 | KG | 56.34 | 56.34 | CP02 | CP02 | Power contactor, AC-3 7 A, 3 kW / 400 V 1 NC, 24 V DC 3-pole, Size S00 Screw terminal Multi-unit packaging Pack = 144 units !!! Phased-out product !!! Successor is SIRIUS 3RT2 | - | 0 | 7
3RT1015-1BB42-Z | W96 | 3RT1015-1BB42-ZW96 | 1 | UN | 1 | 20 | D | D | N | N | 85364900 | 90 | 4011209342293 | 0.25 | KG | 56.34 | 56.34 | CP02 | CP02 | Power contactor, AC-3 7 A, 3 kW / 400 V 1 NC, 24 V DC 3-pole, Size S00 Screw terminal Multi-unit packaging Pack = 90 units !!! Phased-out product !!! Successor is SIRIUS 3RT2 | - | 0 | 7
3RT1015-1BB42-Z | W97 | 3RT1015-1BB42-ZW97 | 1 | UN | 1 | 20 | D | D | N | N | 85364900 | 42 | 4011209342309 | 0.25 | KG | 56.34 | 56.34 | CP02 | CP02 | Power contactor, AC-3 7 A, 3 kW / 400 V 1 NC, 24 V DC 3-pole, Size S00 Screw terminal Multi-unit packaging Pack = 42 units !!! Phased-out product !!! Successor is SIRIUS 3RT2 | - | 0 | 7
3RT1015-1BB42-Z | W98 | 3RT1015-1BB42-ZW98 | 1 | UN | 1 | 20 | D | D | N | N | 85364900 | 20 | 4011209342316 | 0.25 | KG | 56.34 | 56.34 | CP02 | CP02 | Power contactor, AC-3 7 A, 3 kW / 400 V 1 NC, 24 V DC 3-pole, Size S00 Screw terminal Multi-unit packaging Pack = 20 units !!! Phased-out product !!! Successor is SIRIUS 3RT2 | - | 0 | 7
3RT1015-1BB42-Z | X95 | 3RT1015-1BB42-ZX95 | 1 | UN | 1 | 20 | D | D | N | N | 85364900 | 144 | 4011209338227 | 0.249 | KG | 56.34 | 56.34 | CP02 | CP02 | Power contactor, AC-3 7 A, 3 kW / 400 V 1 NC, 24 V DC 3-pole, Size S00 Screw terminal Reusable packaging Pack = 144 units !!! Phased-out product !!! Successor is SIRIUS 3RT2 | - | 0 | 7
3RT1015-1BB44-3MA0 |  | 3RT1015-1BB44-3MA0 | 1 | UN | 1 | 5 | B | D | N | N | 85364900 | 1 | 4011209524019 | 0.309 | KG | 85.22 | 85.22 | CP02 | CP02 | Power contactor, AC-3 7 A, 3 kW / 400 V 2 NO + 2 NC, captive 24 V DC, 3-pole, Size S00 Screw terminal for SUVA applications !!! Phased-out product !!! Successor is SIRIUS 3RT2 Preferred successor type is >>3RT2015-1BB44-3MA0<< | - | 0 | 7
3RT1015-1BD41 |  | 3RT1015-1BD41 | 1 | UN | 1 | 15 | C | D | N | N | 85364900 | 1 | 4011209515192 | 0.265 | KG | 72.87 | 72.87 | CP02 | CP02 | Power contactor, AC-3 7 A, 3 kW / 400 V 1 NO, 42 V DC 3-pole, Size S00 Screw terminal !!! Phased-out product !!! Successor is SIRIUS 3RT2 | - | 0 | 7
3RT1015-1BD42 |  | 3RT1015-1BD42 | 1 | UN | 1 | 15 | C | D | N | N | 85364900 | 1 | 4011209515208 | 0.262 | KG | 72.87 | 72.87 | CP02 | CP02 | Power contactor, AC-3 7 A, 3 kW / 400 V 1 NC, 42 V DC 3-pole, Size S00 Screw terminal !!! Phased-out product !!! Successor is SIRIUS 3RT2 | - | 0 | 7
3RT1015-1BE41 |  | 3RT1015-1BE41 | 1 | UN | 1 | 15 | C | D | N | N | 85364900 | 1 | 4011209349278 | 0.263 | KG | 63.56 | 63.56 | CP02 | CP02 | Power contactor, AC-3 7 A, 3 kW / 400 V 1 NO, 60 V DC, 3-pole 3-pole, Size S00 Screw terminal !!! Phased-out product !!! Successor is SIRIUS 3RT2 Preferred successor type is >>3RT2015-1BE41<< | - | 0 | 7
3RT1015-1BE42 |  | 3RT1015-1BE42 | 1 | UN | 1 | 15 | C | D | N | N | 85364900 | 1 | 4011209350175 | 0.264 | KG | 72.87 | 72.87 | CP02 | CP02 | Power contactor, AC-3 7 A, 3 kW / 400 V 1 NC, 60 V DC 3-pole, Size S00 Screw terminal !!! Phased-out product !!! Successor is SIRIUS 3RT2 Preferred successor type is >>3RT2015-1BE42<< | - | 0 | 7
3RT1015-1BE82 |  | 3RT1015-1BE82 | 1 | UN | 1 | 15 | C | D | N | N | 85364900 | 1 | 4011209492097 | 0.264 | KG | 72.87 | 72.87 | CP02 | CP02 | Power contactor, AC-3 7 A, 3 kW / 400 V 1 NC, 80 V DC 3-pole, Size S00 Screw terminal !!! Phased-out product !!! Successor is SIRIUS 3RT2 | - | 0 | 7
3RT1015-1BF41 |  | 3RT1015-1BF41 | 1 | UN | 1 | 5 | B | D | N | N | 85364900 | 1 | 4011209350182 | 0.262 | KG | 56.34 | 56.34 | CP02 | CP02 | Power contactor, AC-3 7 A, 3 kW / 400 V 1 NO, 110 V DC 3-pole, Size S00 Screw terminal !!! Phased-out product !!! Successor is SIRIUS 3RT2 Preferred successor type is >>3RT2015-1BF41<< | - | 0 | 7
3RT1015-1BF42 |  | 3RT1015-1BF42 | 1 | UN | 1 | 15 | C | D | N | N | 85364900 | 1 | 4011209350199 | 0.261 | KG | 56.34 | 56.34 | CP02 | CP02 | Power contactor, AC-3 7 A, 3 kW / 400 V 1 NC, 110 V DC 3-pole, Size S00 Screw terminal !!! Phased-out product !!! Successor is SIRIUS 3RT2 Preferred successor type is >>3RT2015-1BF42<< | - | 0 | 7
3RT1015-1BG41 |  | 3RT1015-1BG41 | 1 | UN | 1 | 15 | C | D | N | N | 85364900 | 1 | 4011209468269 | 0.263 | KG | 63.56 | 63.56 | CP02 | CP02 | Power contactor, AC-3 7 A, 3 kW / 400 V 1 NO, 125 V DC 3-pole, Size S00 Screw terminal !!! Phased-out product !!! Successor is SIRIUS 3RT2 Preferred successor type is >>3RT2015-1BG41<< | - | 0 | 7
3RT1015-1BG42 |  | 3RT1015-1BG42 | 1 | UN | 1 | 20 | D | D | N | N | 85364900 | 1 | 4011209515215 | 0.259 | KG | 66.41 | 66.41 | CP02 | CP02 | Power contactor, AC-3 7 A, 3 kW / 400 V 1 NC, 125 V DC 3-pole, Size S00 Screw terminal !!! Phased-out product !!! Successor is SIRIUS 3RT2 Preferred successor type is >>3RT2015-1BG42<< | - | 0 | 7
3RT1015-1BM41 |  | 3RT1015-1BM41 | 1 | UN | 1 | 5 | B | D | N | N | 85364900 | 1 | 4011209272569 | 0.261 | KG | 56.34 | 56.34 | CP02 | CP02 | Power contactor, AC-3 7 A, 3 kW / 400 V 1 NO, 220 V DC 3-pole, Size S00 Screw terminal !!! Phased-out product !!! Successor is SIRIUS 3RT2 Preferred successor type is >>3RT2015-1BM41<< | - | 0 | 7
3RT1015-1BM42 |  | 3RT1015-1BM42 | 1 | UN | 1 | 15 | C | D | N | N | 85364900 | 1 | 4011209272576 | 0.259 | KG | 56.34 | 56.34 | CP02 | CP02 | Power contactor, AC-3 7 A, 3 kW / 400 V 1 NC, 220 V DC 3-pole, Size S00 Screw terminal !!! Phased-out product !!! Successor is SIRIUS 3RT2 Preferred successor type is >>3RT2015-1BM42<< | - | 0 | 7
3RT1015-1BN41 |  | 3RT1015-1BN41 | 1 | UN | 1 | 15 | C | D | N | N | 85364900 | 1 | 4011209777613 | 0.262 | KG | 89.4 | 89.4 | CP02 | CP02 | Power contactor, AC-3 7 A, 3 kW / 400 V 1 NO, 250 V DC, 3-pole, Size S00 Screw terminal !!! Phased-out product !!! Successor is SIRIUS 3RT2 Preferred successor type is >>3RT2015-1BN41<< | - | 0 | 7
3RT1015-1BP41 |  | 3RT1015-1BP41 | 1 | UN | 1 | 15 | C | D | N | N | 85364900 | 1 | 4011209350205 | 0.26 | KG | 72.87 | 72.87 | CP02 | CP02 | Power contactor, AC-3 7 A, 3 kW / 400 V 1 NO, 230 V DC 3-pole, Size S00 Screw terminal !!! Phased-out product !!! Successor is SIRIUS 3RT2 Preferred successor type is >>3RT2015-1BP41<< | - | 0 | 7
3RT1015-1BP42 |  | 3RT1015-1BP42 | 1 | UN | 1 | 15 | C | D | N | N | 85364900 | 1 | 4011209350212 | 0.265 | KG | 72.87 | 72.87 | CP02 | CP02 | Power contactor, AC-3 7 A, 3 kW / 400 V 1 NC, 230 V DC 3-pole, Size S00 Screw terminal !!! Phased-out product !!! Successor is SIRIUS 3RT2 Preferred successor type is >>3RT2015-1BP42<< | - | 0 | 7
3RT1015-1BW41 |  | 3RT1015-1BW41 | 1 | UN | 1 | 15 | C | D | N | N | 85364900 | 1 | 4011209350229 | 0.264 | KG | 56.34 | 56.34 | CP02 | CP02 | Power contactor, AC-3 7 A, 3 kW / 400 V 1 NO, 48 V DC 3-pole, Size S00 Screw terminal !!! Phased-out product !!! Successor is SIRIUS 3RT2 Preferred successor type is >>3RT2015-1BW41<< | - | 0 | 7
3RT1015-1BW42 |  | 3RT1015-1BW42 | 1 | UN | 1 | 5 | B | D | N | N | 85364900 | 1 | 4011209350236 | 0.263 | KG | 56.34 | 56.34 | CP02 | CP02 | Power contactor, AC-3 7 A, 3 kW / 400 V 1 NC, 48 V DC 3-pole, Size S00 Screw terminal !!! Phased-out product !!! Successor is SIRIUS 3RT2 Preferred successor type is >>3RT2015-1BW42<< | - | 0 | 7
3RT1015-1BW42-Z | X95 | 3RT1015-1BW42-ZX95 | 1 | UN | 1 | 15 | C | D | N | N | 85364900 | 144 | 4011209625006 | 0.263 | KG | 64.6 | 64.6 | CP02 | CP02 | Power contactor, AC-3 7 A, 3 kW / 400 V 1 NC, 48 V DC 3-pole, Size S00 Screw terminal Reusable packaging Pack = 144 units !!! Phased-out product !!! Successor is SIRIUS 3RT2 | - | 0 | 7
3RT1015-1DB42 |  | 3RT1015-1DB42 | 1 | UN | 1 | 15 | C | D | N | N | 85364900 | 1 | 4011209893993 | 0.29 | KG | 88.07 | 88.07 | CP02 | CP02 | Power contactor, AC-3 7 A, 3 kW / 400 V 1 NC, 24 V DC 3-pole Size S00, Screw terminal with built-on varistor !!! Phased-out product !!! Successor is SIRIUS 3RT2 | - | 0 | 7
3RT1015-1EF02 |  | 3RT1015-1EF02 | 1 | UN | 1 | 20 | D | D | N | N | 85364900 | 1 | 4011209440708 | 0.222 | KG | 72.01 | 72.01 | CP02 | CP02 | Power contactor, AC-3 7 A, 3 kW / 400 V 1 NC, 110 V AC, 50/60 Hz 3-pole, Size S00 Screw terminal !!! Phased-out product !!! Successor is SIRIUS 3RT2 | - | 0 | 9
3RT1015-1EF08-0KS3 |  | 3RT1015-1EF08-0KS3 | 1 | UN | 1 | 15 | C | D | N | N | 85364900 | 1 | 4011209521063 | 0.254 | KG | 133 | 133 | CP02 | CP02 | Power contactor, AC-3 7 A, 3 kW / 400 V 1 NC, 110 V AC, 50/60 Hz 3-pole, Size S00 Screw terminal Auxiliary switch block: 1 NO + 1 NC Solid-state-compatible with attached RC element Schindler !!! Phased-out product !!! Successor is SIRIUS 3RT2 | - | 0 | 9
3RT1015-1HB41 |  | 3RT1015-1HB41 | 1 | UN | 1 | 5 | B | D | N | N | 85364900 | 1 | 4011209272583 | 0.261 | KG | 57.57 | 57.57 | CP02 | CP02 | Power contactor, AC-3 7 A, 3 kW / 400 V 1 NO, 24 V DC 0.7-1.25*US 3-pole, Size S00 Screw terminal !!! Phased-out product !!! Successor is SIRIUS 3RT2 Preferred successor type is >>3RT2015-1HB41<< | - | 0 | 7
3RT1015-1HB42 |  | 3RT1015-1HB42 | 1 | UN | 1 | 5 | B | D | N | N | 85364900 | 1 | 4011209272590 | 0.261 | KG | 57.57 | 57.57 | CP02 | CP02 | Power contactor, AC-3 7 A, 3 kW / 400 V 1 NC, 24 V DC 0.7-1.25*US 3-pole, Size S00 Screw terminal !!! Phased-out product !!! Successor is SIRIUS 3RT2 Preferred successor type is >>3RT2015-1HB42<< | - | 0 | 7
3RT1015-1HB42-Z | X95 | 3RT1015-1HB42-ZX95 | 1 | UN | 1 | 15 | C | D | N | N | 85364900 | 144 | 4011209292079 | 0.279 | KG | 65.65 | 65.65 | CP02 | CP02 | Power contactor, AC-3 7 A, 3 kW / 400 V 1 NC, 24 V DC 0.7-1.25*Us 3-pole, Size S00 Screw terminal Reusable packaging Pack = 144 units !!! Phased-out product !!! Successor is SIRIUS 3RT2 | - | 0 | 7
3RT1015-1JB41 |  | 3RT1015-1JB41 | 1 | UN | 1 | 5 | B | D | N | N | 85364900 | 1 | 4011209272606 | 0.259 | KG | 66.41 | 66.41 | CP02 | CP02 | Power contactor, AC-3 7 A, 3 kW / 400 V 1 NO, 24 V DC 0.7-1.25*US With diode, 3-pole Size S00 Screw terminal !!! Phased-out product !!! Successor is SIRIUS 3RT2 Preferred successor type is >>3RT2015-1JB41<< | - | 0 | 7
3RT1015-1JB41-Z | X95 | 3RT1015-1JB41-ZX95 | 1 | UN | 1 | 15 | C | D | N | N | 85364900 | 144 | 4011209690097 | 0.246 | KG | 76.19 | 76.19 | CP02 | CP02 | Power contactor, AC-3 7 A, 3 kW / 400 V 1 NO, 24 V DC 0.7-1.25*Us With diode, 3-pole, Size S00 Screw terminal Reusable packaging Pack = 144 units !!! Phased-out product !!! Successor is SIRIUS 3RT2 | - | 0 | 7
3RT1015-1JB42 |  | 3RT1015-1JB42 | 1 | UN | 1 | 5 | B | D | N | N | 85364900 | 1 | 4011209272613 | 0.26 | KG | 66.41 | 66.41 | CP02 | CP02 | Power contactor, AC-3 7 A, 3 kW / 400 V 1 NC, 24 V DC 0.7-1.25*US With diode, 3-pole, Size S00 Screw terminal !!! Phased-out product !!! Successor is SIRIUS 3RT2 Preferred successor type is >>3RT2015-1JB42<< | - | 0 | 7
3RT1015-1KB41 |  | 3RT1015-1KB41 | 1 | UN | 1 | 5 | B | D | N | N | 85364900 | 1 | 4011209272620 | 0.261 | KG | 65.65 | 65.65 | CP02 | CP02 | Power contactor, AC-3 7 A, 3 kW / 400 V 1 NO, 24 V DC 0.7-1.25*US with varistor 3-pole, Size S00 Screw terminal !!! Phased-out product !!! Successor is SIRIUS 3RT2 Preferred successor type is >>3RT2015-1KB41<< | - | 0 | 7
3RT1015-1KB42 |  | 3RT1015-1KB42 | 1 | UN | 1 | 5 | B | D | N | N | 85364900 | 1 | 4011209272637 | 0.26 | KG | 65.65 | 65.65 | CP02 | CP02 | Power contactor, AC-3 7 A, 3 kW / 400 V 1 NC, 24 V DC 0.7-1.25*US with varistor 3-pole, Size S00 Screw terminal !!! Phased-out product !!! Successor is SIRIUS 3RT2 Preferred successor type is >>3RT2015-1KB42<< | - | 0 | 7
3RT1015-1KB42-Z | W97 | 3RT1015-1KB42-ZW97 | 1 | UN | 1 | 15 | C | D | N | N | 85364900 | 42 | 4011209699618 | 0.25 | KG | 75.15 | 75.15 | CP02 | CP02 | Power contactor, AC-3 7 A, 3 kW / 400 V 1 NC, 24 V DC 0.7-1.25*Us with varistor 3-pole, Size S00 Screw terminal Multi-unit packaging Pack = 42 units !!! Phased-out product !!! Successor is SIRIUS 3RT2 | - | 0 | 7
3RT1015-1KB42-Z | W98 | 3RT1015-1KB42-ZW98 | 1 | UN | 1 | 15 | C | D | N | N | 85364900 | 20 | 4011209442481 | 0.25 | KG | 75.15 | 75.15 | CP02 | CP02 | Power contactor, AC-3 7 A, 3 kW / 400 V 1 NC, 24 V DC 0.7-1.25*Us with varistor 3-pole, Size S00 Screw terminal Multi-unit packaging Pack = 20 units !!! Phased-out product !!! Successor is SIRIUS 3RT2 | - | 0 | 7
3RT1015-1KB42-Z | X95 | 3RT1015-1KB42-ZX95 | 1 | UN | 1 | 15 | C | D | N | N | 85364900 | 144 | 4011209440227 | 0.251 | KG | 75.15 | 75.15 | CP02 | CP02 | Power contactor, AC-3 7 A, 3 kW / 400 V 1 NC, 24 V DC 0.7-1.25*Us with varistor 3-pole, Size S00 Screw terminal Reusable packaging Pack = 144 units !!! Phased-out product !!! Successor is SIRIUS 3RT2 | - | 0 | 7
3RT1015-1MB41-0KT0 |  | 3RT1015-1MB41-0KT0 | 1 | UN | 1 | 15 | C | D | N | N | 85364900 | 1 | 4011209515659 | 0.26 | KG | 57.57 | 57.57 | CP02 | CP02 | Power contactor, AC-3 7 A, 3 kW / 400 V 3-pole, Size S00, 1 NO 24 V DC, 0.85-1.85*US 1.4 W,Screw terminal Without overvoltage damping !!! Phased-out product !!! Successor is SIRIUS 3RT2 Preferred successor type is >>3RT2015-1MB41-0KT0<< | - | 0 | 7
3RT1015-1MB42-0KT0 |  | 3RT1015-1MB42-0KT0 | 1 | UN | 1 | 15 | C | D | N | N | 85364900 | 1 | 4011209515666 | 0.265 | KG | 57.57 | 57.57 | CP02 | CP02 | Power contactor, AC-3 7 A, 3 kW / 400 V 3-pole, Size S00, 1 NC 24 V DC, 0.85-1.85*US 1.4 W,Screw terminal Without overvoltage damping !!! Phased-out product !!! Successor is SIRIUS 3RT2 Preferred successor type is >>3RT2015-1MB42-0KT0<< | - | 0 | 7
3RT1015-1VB41 |  | 3RT1015-1VB41 | 1 | UN | 1 | 15 | C | D | N | N | 85364900 | 1 | 4011209515673 | 0.26 | KG | 66.41 | 66.41 | CP02 | CP02 | Power contactor, AC-3 7 A, 3 kW / 400 V 3-pole, Size S00, 1 NO 24 V DC, 0.85-1.85*US 1.4 W,Screw terminal Integrated diode !!! Phased-out product !!! Successor is SIRIUS 3RT2 Preferred successor type is >>3RT2015-1VB41<< | - | 0 | 7
3RT1015-1VB42 |  | 3RT1015-1VB42 | 1 | UN | 1 | 15 | C | D | N | N | 85364900 | 1 | 4011209515680 | 0.26 | KG | 66.41 | 66.41 | CP02 | CP02 | Power contactor, AC-3 7 A, 3 kW / 400 V 3-pole, Size S00, 1 NC 24 V DC, 0.85-1.85*US 1.4 W,Screw terminal Integrated diode !!! Phased-out product !!! Successor is SIRIUS 3RT2 Preferred successor type is >>3RT2015-1VB42<< | - | 0 | 7
3RT1015-1WB41 |  | 3RT1015-1WB41 | 1 | UN | 1 | 5 | B | D | N | N | 85364900 | 1 | 4011209515703 | 0.262 | KG | 65.65 | 65.65 | CP02 | CP02 | Power contactor, AC-3 7 A, 3 kW / 400 V 3-pole, Size S00, 1 NO 24 V DC, 0.85-1.85*US 1.4 W,Screw terminal Integrated varistor !!! Phased-out product !!! Successor is SIRIUS 3RT2 Preferred successor type is >>3RT2015-1SB41<< | - | 0 | 7
3RT1015-1WB42 |  | 3RT1015-1WB42 | 1 | UN | 1 | 15 | C | D | N | N | 85364900 | 1 | 4011209515697 | 0.26 | KG | 65.65 | 65.65 | CP02 | CP02 | Power contactor, AC-3 7 A, 3 kW / 400 V 3-pole, Size S00, 1 NC 24 V DC, 0.85-1.85*US 1.4 W,Screw terminal Integrated varistor !!! Phased-out product !!! Successor is SIRIUS 3RT2 Preferred successor type is >>3RT2015-1SB42<< | - | 0 | 7
3RT1015-2AB01 |  | 3RT1015-2AB01 | 1 | UN | 1 | 5 | B | D | N | N | 85364900 | 1 | 4011209296350 | 0.204 | KG | 49.4 | 49.4 | CP02 | CP02 | Power contactor, AC-3 7 A, 3 kW / 400 V 1 NO, 24 V AC, 50/60 Hz 3-pole, Size S00 Spring-type terminal !!! Phased-out product !!! Successor is SIRIUS 3RT2 Preferred successor type is >>3RT2015-2AB01<< | - | 0 | 7
3RT1015-2AB01-1AA0 |  | 3RT1015-2AB01-1AA0 | 1 | UN | 1 | 15 | C | D | N | N | 85364900 | 1 | 4011209556126 | 0.203 | KG | 72.68 | 72.68 | CP02 | CP02 | Power contactor, AC-3 7 A, 3 kW / 400 V 1 NO, 24 V AC, 50/60 Hz 3-pole, Size S00, Spring-type terminal Upright mounting position !!! Phased-out product !!! Successor is SIRIUS 3RT2 Preferred successor type is >>3RT2015-2AB01-1AA0<< | - | 0 | 7
3RT1015-2AB01-Z | W95 | 3RT1015-2AB01-ZW95 | 1 | UN | 1 | 15 | C | D | N | N | 85364900 | 144 |  | 0.191 | KG | 56.53 | 56.53 | CP02 | CP02 | Power contactor, AC-3 7 A, 3 kW / 400 V 1 NO, 24 V AC, 50/60 Hz 3-pole, Size S00 Spring-type terminal Multi-unit packaging Pack quantity = 144 units !!! Phased-out product !!! Successor is SIRIUS 3RT2 | - | 0 | 9
3RT1015-2AB01-Z | W96 | 3RT1015-2AB01-ZW96 | 1 | UN | 1 | 15 | C | D | N | N | 85364900 | 90 | 4011209877955 | 0.191 | KG | 56.53 | 56.53 | CP02 | CP02 | Power contactor, AC-3 7 A, 3 kW / 400 V 1 NO, 24 V AC, 50/60 Hz 3-pole, Size S00 Spring-type terminal Multi-unit packaging Pack = 90 units !!! Phased-out product !!! Successor is SIRIUS 3RT2 | - | 0 | 9
3RT1015-2AB01-Z | X95 | 3RT1015-2AB01-ZX95 | 1 | UN | 1 | 15 | C | D | N | N | 85364900 | 144 | 4011209609723 | 0.192 | KG | 56.53 | 56.53 | CP02 | CP02 | Power contactor, AC-3 7 A, 3 kW / 400 V 1 NO, 24 V AC, 50/60 Hz 3-pole, Size S00 Spring-type terminal !!! Phased-out product !!! Successor is SIRIUS 3RT2 Preferred successor type is >>3RT2015-2AB01-ZX95<< | - | 0 | 9
3RT1015-2AB02 |  | 3RT1015-2AB02 | 1 | UN | 1 | 5 | B | D | N | N | 85364900 | 1 | 4011209296367 | 0.203 | KG | 49.4 | 49.4 | CP02 | CP02 | Power contactor, AC-3 7 A, 3 kW / 400 V 1 NC, 24 V AC, 50/60 Hz 3-pole, size S00 Spring-type terminal !!! Phased-out product !!! Successor is SIRIUS 3RT2 Preferred successor type is >>3RT2015-2AB02<< | - | 0 | 7
3RT1015-2AB02-Z | W97 | 3RT1015-2AB02-ZW97 | 1 | UN | 1 | 15 | C | D | N | N | 85364900 | 42 | 4011209871465 | 0.191 | KG | 56.53 | 56.53 | CP02 | CP02 | Power contactor, AC-3 7 A, 3 kW / 400 V 1 NC, 24 V AC, 50/60 Hz 3-pole, Size S00 Spring-type terminal Multi-unit packaging Pack = 42 units !!! Phased-out product !!! Successor is SIRIUS 3RT2 | - | 0 | 7
3RT1015-2AB02-Z | X95 | 3RT1015-2AB02-ZX95 | 1 | UN | 1 | 15 | C | D | N | N | 85364900 | 144 | 4011209557451 | 0.193 | KG | 56.53 | 56.53 | CP02 | CP02 | Power contactor, AC-3 7 A, 3 kW / 400 V 1 NC, 24 V AC, 50/60 Hz 3-pole, Size S00 Spring-type terminal Reusable packaging Pack = 144 units !!! Phased-out product !!! Successor is SIRIUS 3RT2 Preferred successor type is >>3RT2015-2AB02-ZX95<< | - | 0 | 7
3RT1015-2AD01 |  | 3RT1015-2AD01 | 1 | UN | 1 | 15 | C | D | N | N | 85364900 | 1 | 4011209338418 | 0.202 | KG | 61.94 | 61.94 | CP02 | CP02 | Power contactor, AC-3 7 A, 3 kW / 400 V 1 NO, 42 V AC, 50/60 Hz 3-pole, Size S00, Spring-type terminal !!! Phased-out product !!! Successor is SIRIUS 3RT2 Preferred successor type is >>3RT2015-2AD01<< | - | 0 | 7
3RT1015-2AD02 |  | 3RT1015-2AD02 | 1 | UN | 1 | 15 | C | D | N | N | 85364900 | 1 | 4011209345874 | 0.201 | KG | 61.94 | 61.94 | CP02 | CP02 | Power contactor, AC-3 7 A, 3 kW / 400 V 1 NC, 42 V AC, 50/60 Hz 3-pole, Size S00, Spring-type terminal !!! Phased-out product !!! Successor is SIRIUS 3RT2 Preferred successor type is >>3RT2015-2AD02<< | - | 0 | 7
3RT1015-2AF01 |  | 3RT1015-2AF01 | 1 | UN | 1 | 5 | B | D | N | N | 85364900 | 1 | 4011209296374 | 0.204 | KG | 49.4 | 49.4 | CP02 | CP02 | Power contactor, AC-3 7 A, 3 kW / 400 V 1 NO, 110 V AC, 50/60 Hz 3-pole, Size S00 Spring-type terminal !!! Phased-out product !!! Successor is SIRIUS 3RT2 Preferred successor type is >>3RT2015-2AF01<< | - | 0 | 7
3RT1015-2AF01-1AA0 |  | 3RT1015-2AF01-1AA0 | 1 | UN | 1 | 5 | B | D | N | N | 85364900 | 1 | 4011209556140 | 0.2 | KG | 72.68 | 72.68 | CP02 | CP02 | Power contactor, AC-3 7 A, 3 kW / 400 V 1 NO, 110 V AC, 50/60 Hz 3-pole, Size S00, Spring-type terminal Upright mounting position !!! Phased-out product !!! Successor is SIRIUS 3RT2 | - | 0 | 9
3RT1015-2AF01-Z | W95 | 3RT1015-2AF01-ZW95 | 1 | UN | 1 | 15 | C | D | N | N | 85364900 | 144 |  | 0.19 | KG | 56.53 | 56.53 | CP02 | CP02 | Power contactor, AC-3 7 A, 3 kW / 400 V 1 NO, 110 V AC, 50/60 Hz 3-pole, Size S00 Spring-type terminal Multi-unit packaging Pack = 144 units !!! Phased-out product !!! Successor is SIRIUS 3RT2 | - | 0 | 7
3RT1015-2AF01-Z | W98 | 3RT1015-2AF01-ZW98 | 1 | UN | 1 | 15 | C | D | N | N | 85364900 | 20 | 4011209499478 | 0.19 | KG | 56.53 | 56.53 | CP02 | CP02 | Power contactor, AC-3 7 A, 3 kW / 400 V 1 NO, 110 V AC, 50/60 Hz 3-pole, Size S00 Spring-type terminal Multi-unit packaging Pack = 20 units !!! Phased-out product !!! Successor is SIRIUS 3RT2 | - | 0 | 7
3RT1015-2AF01-Z | X95 | 3RT1015-2AF01-ZX95 | 1 | UN | 1 | 15 | C | D | N | N | 85364900 | 144 | 4011209478657 | 0.19 | KG | 56.53 | 56.53 | CP02 | CP02 | Power contactor, AC-3 7 A, 3 kW / 400 V 1 NO, 110 V AC, 50/60 Hz 3-pole, Size S00 Spring-type terminal Reusable packaging Pack = 144 units !!! Phased-out product !!! Successor is SIRIUS 3RT2 | - | 0 | 7
3RT1015-2AF02 |  | 3RT1015-2AF02 | 1 | UN | 1 | 5 | B | D | N | N | 85364900 | 1 | 4011209296381 | 0.202 | KG | 49.4 | 49.4 | CP02 | CP02 | Power contactor, AC-3 7 A, 3 kW / 400 V 1 NC, 110 V AC, 50/60 Hz 3-pole, Size S00 Spring-type terminal !!! Phased-out product !!! Successor is SIRIUS 3RT2 Preferred successor type is >>3RT2015-2AF02<< | - | 0 | 7
3RT1015-2AF02-Z | W95 | 3RT1015-2AF02-ZW95 | 1 | UN | 1 | 20 | D | D | N | N | 85364900 | 144 | 4011209576957 | 0.19 | KG | 49.4 | 49.4 | CP02 | CP02 | Power contactor, AC-3 7 A, 3 kW / 400 V 1 NC, 110 V AC, 50/60 Hz 3-pole, Size S00 Spring-type terminal Multi-unit packaging Pack = 144 units !!! Phased-out product !!! Successor is SIRIUS 3RT2 | - | 0 | 7
3RT1015-2AF02-Z | W98 | 3RT1015-2AF02-ZW98 | 1 | UN | 1 | 15 | C | D | N | N | 85364900 | 20 | 4011209499485 | 0.19 | KG | 56.53 | 56.53 | CP02 | CP02 | Power contactor, AC-3 7 A, 3 kW / 400 V 1 NC, 110 V AC, 50/60 Hz 3-pole, Size S00 Spring-type terminal Multi-unit packaging Pack = 20 units !!! Phased-out product !!! Successor is SIRIUS 3RT2 | - | 0 | 7
3RT1015-2AF02-Z | X95 | 3RT1015-2AF02-ZX95 | 1 | UN | 1 | 20 | D | D | N | N | 85364900 | 144 | 4011209478671 | 0.387 | KG | 49.4 | 49.4 | CP02 | CP02 | Power contactor, AC-3 7 A, 3 kW / 400 V 1 NC, 110 V AC, 50/60 Hz 3-pole, Size S00 Spring-type terminal Reusable packaging Pack = 144 units !!! Phased-out product !!! Successor is SIRIUS 3RT2 | - | 0 | 7
3RT1015-2AF04 |  | 3RT1015-2AF04 | 1 | UN | 1 | 15 | C | D | N | N | 85364900 | 1 | 4011209393820 | 0.252 | KG | 75.62 | 75.62 | CP02 | CP02 | Power contactor, AC-3 7 A, 3 kW / 400 V 2 NO + 2 NC, 110 V AC, 50/60 Hz 3-pole, Size S00 Spring-type terminal !!! Phased-out product !!! Successor is SIRIUS 3RT2 Preferred successor type is >>3RT2015-2AF04<< | - | 0 | 7
3RT1015-2AF04-Z | W95 | 3RT1015-2AF04-ZW95 | 1 | UN | 1 | 15 | C | D | N | N | 85364900 | 102 |  | 0.236 | KG | 86.55 | 86.55 | CP02 | CP02 | Power contactor, AC-3 7 A, 3 kW / 400 V 2 NO + 2 NC, 110 V AC, 50/60 Hz 3-pole, Size S00 Spring-type terminal Reusable packaging Pack = 102 units !!! Phased-out product !!! Successor is SIRIUS 3RT2 | - | 0 | 7
3RT1015-2AF04-Z | X95 | 3RT1015-2AF04-ZX95 | 1 | UN | 1 | 15 | C | D | N | N | 85364900 | 102 | 4011209545960 | 0.232 | KG | 86.55 | 86.55 | CP02 | CP02 | Power contactor, AC-3 7 A, 3 kW / 400 V 2 NO + 2 NC, 110 V AC, 50/60 Hz 3-pole, Size S00 Spring-type terminal Reusable packaging Pack = 102 units !!! Phased-out product !!! Successor is SIRIUS 3RT2 | - | 0 | 7
3RT1015-2AF08-0NA2 |  | 3RT1015-2AF08-0NA2 | 1 | UN | 1 | 15 | C | D | N | N | 85364900 | 1 | 4011209629141 | 0.228 | KG | 68.21 | 68.21 | CP02 | CP02 | Power contactor, AC-3 7 A, 3 kW / 400 V 2 NC, 110 V AC, 50/60 Hz 3-pole, Size S00 Spring-type terminal basic unit Auxiliary switch 1 NC Screw terminal !!! Phased-out product !!! Successor is SIRIUS 3RT2 | - | 0 | 9
3RT1015-2AF08-0NA2-Z | X95 | 3RT1015-2AF08-0NA2-ZX95 | 1 | UN | 1 | 15 | C | D | N | N | 85364900 | 108 | 4011209638068 | 0.204 | KG | 78 | 78 | CP02 | CP02 | Power contactor, AC-3 7 A, 3 kW / 400 V 2 NC, 110 V AC, 50/60 Hz 3-pole, Size S00 Spring-type terminal basic unit Auxiliary switch 1 NC Screw terminal Reusable packaging Pack = 108 units !!! Phased-out product !!! Successor is SIRIUS 3RT2 | - | 0 | 9
3RT1015-2AG14 |  | 3RT1015-2AG14 | 1 | UN | 1 | 15 | C | D | N | N | 85364900 | 1 | 4011209553064 | 0.25 | KG | 80.37 | 80.37 | CP02 | CP02 | Power contactor, AC-3 7 A, 3 kW / 400 V 2 NO + 2 NC, 100 V AC, 50 Hz 110 V, 60 Hz 3-pole, Size S0-S12 Spring-type terminal !!! Phased-out product !!! Successor is SIRIUS 3RT2 | - | 0 | 7
3RT1015-2AG61 |  | 3RT1015-2AG61 | 1 | UN | 1 | 5 | B | D | N | N | 85364900 | 1 | 4011209493766 | 0.203 | KG | 61.94 | 61.94 | CP02 | CP02 | Power contactor, AC-3 7 A, 3 kW / 400 V 1 NO, 100 V AC, 50 Hz 100-110 V, 60 Hz, 3-pole Size S00 Spring-type terminal !!! Phased-out product !!! Successor is SIRIUS 3RT2 | - | 0 | 9
3RT1015-2AG62 |  | 3RT1015-2AG62 | 1 | UN | 1 | 15 | C | D | N | N | 85364900 | 1 | 4011209493773 | 0.204 | KG | 61.94 | 61.94 | CP02 | CP02 | Power contactor, AC-3 7 A, 3 kW / 400 V 1 NC, 100 V AC, 50 Hz 100-110 V, 60 Hz, 3-pole, Size S00, Spring-type terminal !!! Phased-out product !!! Successor is SIRIUS 3RT2 | - | 0 | 7
3RT1015-2AH01 |  | 3RT1015-2AH01 | 1 | UN | 1 | 15 | C | D | N | N | 85364900 | 1 | 4011209350991 | 0.197 | KG | 56.53 | 56.53 | CP02 | CP02 | Power contactor, AC-3 7 A, 3 kW / 400 V 1 NO, 48 V AC, 50/60 Hz 3-pole, Size S00, Spring-type terminal !!! Phased-out product !!! Successor is SIRIUS 3RT2 Preferred successor type is >>3RT2015-2AH01<< | - | 0 | 7
3RT1015-2AK61 |  | 3RT1015-2AK61 | 1 | UN | 1 | 15 | C | D | N | N | 85364900 | 1 | 4011209351233 | 0.203 | KG | 49.4 | 49.4 | CP02 | CP02 | Power contactor, AC-3 7 A, 3 kW / 400 V 1 NO, 110 V AC 50 Hz / 120 V, 60 Hz 3-pole, Size S00 Spring-type terminal !!! Phased-out product !!! Successor is SIRIUS 3RT2 Preferred successor type is >>3RT2015-2AK61<< | - | 0 | 7
3RT1015-2AK61-1AA0 |  | 3RT1015-2AK61-1AA0 | 1 | UN | 1 | 15 | C | D | N | N | 85364900 | 1 | 4011209469419 | 0.2 | KG | 72.68 | 72.68 | CP02 | CP02 | Power contactor, AC-3 7 A, 3 kW / 400 V 1 NO, 110 V AC, 50 Hz / 120 V 60 Hz, 3-pole, Size S00 Spring-type terminal Upright mounting position !!! Phased-out product !!! Successor is SIRIUS 3RT2 Preferred successor type is >>3RT2015-2AK61-1AA0<< | - | 0 | 7
3RT1015-2AK62 |  | 3RT1015-2AK62 | 1 | UN | 1 | 15 | C | D | N | N | 85364900 | 1 | 4011209351127 | 0.205 | KG | 56.53 | 56.53 | CP02 | CP02 | Power contactor, AC-3 7 A, 3 kW / 400 V 1 NC, 110 V AC, 50 Hz / 120 V 60 Hz, 3-pole, Size S00, Spring-type terminal !!! Phased-out product !!! Successor is SIRIUS 3RT2 Preferred successor type is >>3RT2015-2AK62<< | - | 0 | 7
3RT1015-2AM21 |  | 3RT1015-2AM21 | 1 | UN | 1 | 15 | C | D | N | N | 85364900 | 1 | 4011209389274 | 0.202 | KG | 61.94 | 61.94 | CP02 | CP02 | Power contactor, AC-3 7 A, 3 kW / 400 V 1 NO, 208 V AC, 50/60 Hz 3-pole, Size S00, Spring-type terminal !!! Phased-out product !!! Successor is SIRIUS 3RT2 | - | 0 | 7
3RT1015-2AN21 |  | 3RT1015-2AN21 | 1 | UN | 1 | 15 | C | D | N | N | 85364900 | 1 | 4011209352247 | 0.197 | KG | 49.4 | 49.4 | CP02 | CP02 | Power contactor, AC-3 7 A, 3 kW / 400 V 1 NO, 220 V AC, 50 Hz 3-pole, Size S00 Spring-type terminal !!! Phased-out product !!! Successor is SIRIUS 3RT2 Preferred successor type is >>3RT2015-2AN21<< | - | 0 | 7
3RT1015-2AN22 |  | 3RT1015-2AN22 | 1 | UN | 1 | 15 | C | D | N | N | 85364900 | 1 | 4011209352254 | 0.198 | KG | 56.53 | 56.53 | CP02 | CP02 | Power contactor, AC-3 7 A, 3 kW / 400 V 1 NC, 220 V AC, 50 Hz 3-pole, Size S00, Spring-type terminal !!! Phased-out product !!! Successor is SIRIUS 3RT2 Preferred successor type is >>3RT2015-2AN22<< | - | 0 | 7
3RT1015-2AN61 |  | 3RT1015-2AN61 | 1 | UN | 1 | 15 | C | D | N | N | 85364900 | 1 | 4011209493780 | 0.199 | KG | 61.94 | 61.94 | CP02 | CP02 | Power contactor, AC-3 7 A, 3 kW / 400 V 1 NO, 200 V AC, 50 Hz 200-220 V, 60 Hz, 3-pole Size S00 Spring-type terminal !!! Phased-out product !!! Successor is SIRIUS 3RT2 | - | 0 | 7
3RT1015-2AN62 |  | 3RT1015-2AN62 | 1 | UN | 1 | 15 | C | D | N | N | 85364900 | 1 | 4011209493797 | 0.199 | KG | 61.94 | 61.94 | CP02 | CP02 | Power contactor, AC-3 7 A, 3 kW / 400 V 1 NC, 200 V AC, 50 Hz 200-220 V, 60 Hz, 3-pole, Size S00, Spring-type terminal !!! Phased-out product !!! Successor is SIRIUS 3RT2 | - | 0 | 7
3RT1015-2AP01 |  | 3RT1015-2AP01 | 1 | UN | 1 | 5 | B | D | N | N | 85364900 | 1 | 4011209296398 | 0.2 | KG | 49.4 | 49.4 | CP02 | CP02 | Power contactor, AC-3 7 A, 3 kW / 400 V 1 NO, 230 V AC, 50/60 Hz 3-pole, Size S00 Spring-type terminal !!! Phased-out product !!! Successor is SIRIUS 3RT2 Preferred successor type is >>3RT2015-2AP01<< | - | 0 | 7
3RT1015-2AP01-1AA0 |  | 3RT1015-2AP01-1AA0 | 1 | UN | 1 | 20 | D | D | N | N | 85364900 | 1 | 4011209459441 | 0.23 | KG | 66.31 | 66.31 | CP02 | CP02 | Power contactor, AC-3 7 A, 3 kW / 400 V 1 NO, 230 V AC, 50/60 Hz 3-pole, Size S00 Spring-type terminal Upright mounting position !!! Phased-out product !!! Successor is SIRIUS 3RT2 Preferred successor type is >>3RT2015-2AP01-1AA0<< | - | 0 | 7
3RT1015-2AP01-Z | W97 | 3RT1015-2AP01-ZW97 | 1 | UN | 1 | 15 | C | D | N | N | 85364900 | 42 | 4011209465121 | 0.19 | KG | 56.53 | 56.53 | CP02 | CP02 | Power contactor, AC-3 7 A, 3 kW / 400 V 1 NO, 230 V AC, 50/60 Hz 3-pole, Size S00 Spring-type terminal Multi-unit packaging Pack = 42 units !!! Phased-out product !!! Successor is SIRIUS 3RT2 Preferred successor type is >>3RT2015-2AP01-ZW97<< | - | 0 | 7
3RT1015-2AP01-Z | W98 | 3RT1015-2AP01-ZW98 | 1 | UN | 1 | 15 | C | D | N | N | 85364900 | 20 | 4011209891517 | 0.191 | KG | 56.53 | 56.53 | CP02 | CP02 | Power contactor, AC-3 7 A, 3 kW / 400 V Multi-unit packaging Pack = 20 units !!! Phased-out product !!! Successor is SIRIUS 3RT2 | - | 0 | 9
3RT1015-2AP01-Z | X95 | 3RT1015-2AP01-ZX95 | 1 | UN | 1 | 15 | C | D | N | N | 85364900 | 144 | 4011209414877 | 0.186 | KG | 56.53 | 56.53 | CP02 | CP02 | Power contactor, AC-3 7 A, 3 kW / 400 V 1 NO, 230 V AC, 50/60 Hz 3-pole, Size S00 Spring-type terminal Reusable packaging Pack = 144 units !!! Phased-out product !!! Successor is SIRIUS 3RT2 Preferred successor type is >>3RT2015-2AP01-ZX95<< | - | 0 | 7
3RT1015-2AP02 |  | 3RT1015-2AP02 | 1 | UN | 1 | 5 | B | D | N | N | 85364900 | 1 | 4011209296404 | 0.201 | KG | 49.4 | 49.4 | CP02 | CP02 | Power contactor, AC-3 7 A, 3 kW / 400 V 1 NC, 230 V AC, 50/60 Hz 3-pole, Size S00 Spring-type terminal !!! Phased-out product !!! Successor is SIRIUS 3RT2 Preferred successor type is >>3RT2015-2AP02<< | - | 0 | 7
3RT1015-2AP02-1AA0 |  | 3RT1015-2AP02-1AA0 | 1 | UN | 1 | 15 | C | D | N | N | 85364900 | 1 | 4011209556171 | 0.2 | KG | 72.68 | 72.68 | CP02 | CP02 | Power contactor, AC-3 7 A, 3 kW / 400 V 1 NC, 230 V AC, 50/60 Hz 3-pole, Size S00 Spring-type terminal Upright mounting position !!! Phased-out product !!! Successor is SIRIUS 3RT2 Preferred successor type is >>3RT2015-2AP02-1AA0<< | - | 0 | 7
3RT1015-2AP02-Z | W97 | 3RT1015-2AP02-ZW97 | 1 | UN | 1 | 20 | D | D | N | N | 85364900 | 42 | 4011209448292 | 0.19 | KG | 49.4 | 49.4 | CP02 | CP02 | Power contactor, AC-3 7 A, 3 kW / 400 V 1 NC, 230 V AC, 50/60 Hz 3-pole, Size S00 Spring-type terminal Multi-unit packaging Pack = 42 units !!! Phased-out product !!! Successor is SIRIUS 3RT2 | - | 0 | 7
3RT1015-2AP02-Z | W98 | 3RT1015-2AP02-ZW98 | 1 | UN | 1 | 20 | D | D | N | N | 85364900 | 20 | 4011209471368 | 0.19 | KG | 49.4 | 49.4 | CP02 | CP02 | Power contactor, AC-3 7 A, 3 kW / 400 V 1 NC, 230 V AC, 50/60 Hz 3-pole, Size S00 Spring-type terminal Multi-unit packaging Pack = 20 units !!! Phased-out product !!! Successor is SIRIUS 3RT2 | - | 0 | 7
3RT1015-2AP02-Z | X95 | 3RT1015-2AP02-ZX95 | 1 | UN | 1 | 20 | D | D | N | N | 85364900 | 144 | 4011209424937 | 0.273 | KG | 49.4 | 49.4 | CP02 | CP02 | Power contactor, AC-3 7 A, 3 kW / 400 V 1 NC, 230 V AC, 50/60 Hz 3-pole, Size S00 Spring-type terminal Reusable packaging Pack = 144 units !!! Phased-out product !!! Successor is SIRIUS 3RT2 | - | 0 | 7
3RT1015-2AP04-3MA0 |  | 3RT1015-2AP04-3MA0 | 1 | UN | 1 | 15 | C | D | N | N | 85364900 | 1 | 4011209515765 | 0.248 | KG | 89.87 | 89.87 | CP02 | CP02 | Power contactor, AC-3 7 A, 3 kW / 400 V 2 NO + 2 NC, captive 230 V AC, 50/60 Hz 3-pole, Size S00 Spring-type terminal for SUVA applications !!! Phased-out product !!! Successor is SIRIUS 3RT2 Preferred successor type is >>3RT2015-2AP04-3MA0<< | - | 0 | 7
3RT1015-2AP61 |  | 3RT1015-2AP61 | 1 | UN | 1 | 15 | C | D | N | N | 85364900 | 1 | 4011209351240 | 0.2 | KG | 56.53 | 56.53 | CP02 | CP02 | Power contactor, AC-3 7 A, 3 kW / 400 V 1 NO, 220 V AC 50 Hz / 240 V, 60 Hz 3-pole, Size S00 Spring-type terminal !!! Phased-out product !!! Successor is SIRIUS 3RT2 Preferred successor type is >>3RT2015-2AP61<< | - | 0 | 7
3RT1015-2AP62 |  | 3RT1015-2AP62 | 1 | UN | 1 | 15 | C | D | N | N | 85364900 | 1 | 4011209351257 | 0.198 | KG | 56.53 | 56.53 | CP02 | CP02 | Power contactor, AC-3 7 A, 3 kW / 400 V 1 NC, 220 V AC, 50 Hz / 240 V 60 Hz, 3-pole, Size S00, Spring-type terminal !!! Phased-out product !!! Successor is SIRIUS 3RT2 Preferred successor type is >>3RT2015-2AP62<< | - | 0 | 7
3RT1015-2AR61 |  | 3RT1015-2AR61 | 1 | UN | 1 | 15 | C | D | N | N | 85364900 | 1 | 4011209493803 | 0.202 | KG | 61.94 | 61.94 | CP02 | CP02 | Power contactor, AC-3 7 A, 3 kW / 400 V 1 NO, 400 V AC, 50 Hz / 60 Hz 440 V, 60 Hz, 3-pole, Size S00, Spring-type terminal !!! Phased-out product !!! Successor is SIRIUS 3RT2 | - | 0 | 7
3RT1015-2AR62 |  | 3RT1015-2AR62 | 1 | UN | 1 | 15 | C | D | N | N | 85364900 | 1 | 4011209493810 | 0.202 | KG | 61.94 | 61.94 | CP02 | CP02 | Power contactor, AC-3 7 A, 3 kW / 400 V 1 NC, 400 V AC, 50 Hz / 60 Hz 440 V, 60 Hz, 3-pole, Size S00, Spring-type terminal !!! Phased-out product !!! Successor is SIRIUS 3RT2 | - | 0 | 7
3RT1015-2AV01 |  | 3RT1015-2AV01 | 1 | UN | 1 | 20 | D | D | N | N | 85364900 | 1 | 4011209351011 | 0.202 | KG | 56.72 | 56.72 | CP02 | CP02 | Power contactor, AC-3 7 A, 3 kW / 400 V 1 NO, 400 V AC, 50 Hz / 60 Hz 3-pole, Size S00 Spring-type terminal !!! Phased-out product !!! Successor is SIRIUS 3RT2 Preferred successor type is >>3RT2015-2AV01<< | - | 0 | 7
3RT1015-2AV02 |  | 3RT1015-2AV02 | 1 | UN | 1 | 15 | C | D | N | N | 85364900 | 1 | 4011209351028 | 0.201 | KG | 61.94 | 61.94 | CP02 | CP02 | Power contactor, AC-3 7 A, 3 kW / 400 V 1 NC, 400 V AC, 50/60 Hz 3-pole, Size S00, Spring-type terminal !!! Phased-out product !!! Successor is SIRIUS 3RT2 Preferred successor type is >>3RT2015-2AV02<< | - | 0 | 7
3RT1015-2BA41 |  | 3RT1015-2BA41 | 1 | UN | 1 | 15 | C | D | N | N | 85364900 | 1 | 4011209389250 | 0.26 | KG | 74.39 | 74.39 | CP02 | CP02 | Power contactor, AC-3 7 A, 3 kW / 400 V 1 NO, 12 V DC, 3-pole Size S00, Spring-type terminal !!! Phased-out product !!! Successor is SIRIUS 3RT2 | - | 0 | 7
3RT1015-2BA42 |  | 3RT1015-2BA42 | 1 | UN | 1 | 15 | C | D | N | N | 85364900 | 1 | 4011209389243 | 0.26 | KG | 64.98 | 64.98 | CP02 | CP02 | Power contactor, AC-3 7 A, 3 kW / 400 V 1 NC, 12 V DC 3-pole, Size S00 Spring-type terminal !!! Phased-out product !!! Successor is SIRIUS 3RT2 | - | 0 | 7
3RT1015-2BB41 |  | 3RT1015-2BB41 | 1 | UN | 1 | 5 | B | D | N | N | 85364900 | 1 | 4011209296411 | 0.261 | KG | 57.95 | 57.95 | CP02 | CP02 | Power contactor, AC-3 7 A, 3 kW / 400 V 1 NO, 24 V DC 3-pole, Size S00 Spring-type terminal !!! Phased-out product !!! Successor is SIRIUS 3RT2 Preferred successor type is >>3RT2015-2BB41<< | - | 0 | 7
3RT1015-2BB41-Z | W95 | 3RT1015-2BB41-ZW95 | 1 | UN | 1 | 15 | C | D | N | N | 85364900 | 144 | 4011209828681 | 0.245 | KG | 66.31 | 66.31 | CP02 | CP02 | Power contactor, AC-3 7 A, 3 kW / 400 V 1 NO, 24 V DC 3-pole, Size S00 Spring-type terminal Multi-unit packaging Pack quantity = 144 units !!! Phased-out product !!! Successor is SIRIUS 3RT2 | - | 0 | 7
3RT1015-2BB41-Z | W96 | 3RT1015-2BB41-ZW96 | 1 | UN | 1 | 15 | C | D | N | N | 85364900 | 90 |  | 0.245 | KG | 66.31 | 66.31 | CP02 | CP02 | Power contactor, AC-3 7 A, 3 kW / 400 V Multi-unit packaging !!! Phased-out product !!! Successor is SIRIUS 3RT2 Preferred successor type is >>3RT2015-2BB41-ZW96<< | - | 0 | 7
3RT1015-2BB41-Z | W97 | 3RT1015-2BB41-ZW97 | 1 | UN | 1 | 15 | C | D | N | N | 85364900 | 42 | 4011209581739 | 0.249 | KG | 66.31 | 66.31 | CP02 | CP02 | Power contactor, AC-3 7 A, 3 kW / 400 V Multi-unit packaging Pack = 20 units !!! Phased-out product !!! Successor is SIRIUS 3RT2 Preferred successor type is >>3RT2015-2BB41-ZW97<< | - | 0 | 7
3RT1015-2BB41-Z | W98 | 3RT1015-2BB41-ZW98 | 1 | UN | 1 | 15 | C | D | N | N | 85364900 | 20 | 4011209589872 | 0.249 | KG | 66.31 | 66.31 | CP02 | CP02 | Power contactor, AC-3 7 A, 3 kW / 400 V Multi-unit packaging !!! Phased-out product !!! Successor is SIRIUS 3RT2 | - | 0 | 7
3RT1015-2BB41-Z | X95 | 3RT1015-2BB41-ZX95 | 1 | UN | 1 | 15 | C | D | N | N | 85364900 | 144 | 4011209417236 | 0.255 | KG | 66.31 | 66.31 | CP02 | CP02 | Power contactor, AC-3 7 A, 3 kW / 400 V 1 NO, 24 V DC 3-pole, Size S00 Spring-type terminal Reusable packaging Pack = 144 units !!! Phased-out product !!! Successor is SIRIUS 3RT2 Preferred successor type is >>3RT2015-2BB41-ZX95<< | - | 0 | 7
3RT1015-2BB42 |  | 3RT1015-2BB42 | 1 | UN | 1 | 5 | B | D | N | N | 85364900 | 1 | 4011209296428 | 0.138 | KG | 57.95 | 57.95 | CP02 | CP02 | Power contactor, AC-3 7 A, 3 kW / 400 V 1 NC, 24 V DC 3-pole, Size S00 Spring-type terminal !!! Phased-out product !!! Successor is SIRIUS 3RT2 Preferred successor type is >>3RT2015-2BB42<< | - | 0 | 7
3RT1015-2BB42-Z | W95 | 3RT1015-2BB42-ZW95 | 1 | UN | 1 | 15 | C | D | N | N | 85364900 | 144 | 4011209585782 | 0.245 | KG | 66.31 | 66.31 | CP02 | CP02 | Power contactor, AC-3 7 A, 3 kW / 400 V 1 NC, 24 V DC 3-pole, Size S00 Spring-type terminal Multi-unit packaging Pack = 144 units !!! Phased-out product !!! Successor is SIRIUS 3RT2 | - | 0 | 7
3RT1015-2BB42-Z | W96 | 3RT1015-2BB42-ZW96 | 1 | UN | 1 | 15 | C | D | N | N | 85364900 | 90 |  | 0.245 | KG | 66.31 | 66.31 | CP02 | CP02 | Power contactor, AC-3 7 A, 3 kW / 400 V Multi-unit packaging Pack = 20 units !!! Phased-out product !!! Successor is SIRIUS 3RT2 Preferred successor type is >>3RT2015-2BB42-ZW96<< | - | 0 | 7
3RT1015-2BB42-Z | W97 | 3RT1015-2BB42-ZW97 | 1 | UN | 1 | 15 | C | D | N | N | 85364900 | 42 |  | 0.245 | KG | 66.31 | 66.31 | CP02 | CP02 | Power contactor, AC-3 7 A, 3 kW / 400 V Multi-unit packaging !!! Phased-out product !!! Successor is SIRIUS 3RT2 Preferred successor type is >>3RT2015-2BB42-ZW97<< | - | 0 | 7
3RT1015-2BB42-Z | W98 | 3RT1015-2BB42-ZW98 | 1 | UN | 1 | 20 | D | D | N | N | 85364900 | 20 | 4011209850309 | 0.245 | KG | 57.95 | 57.95 | CP02 | CP02 | Power contactor, AC-3 7 A, 3 kW / 400 V Multi-unit packaging !!! Phased-out product !!! Successor is SIRIUS 3RT2 | - | 0 | 7
3RT1015-2BB42-Z | X95 | 3RT1015-2BB42-ZX95 | 1 | UN | 1 | 20 | D | D | N | N | 85364900 | 144 | 4011209391260 | 0.53 | KG | 57.95 | 57.95 | CP02 | CP02 | Power contactor, AC-3 7 A, 3 kW / 400 V 1 NC, 24 V DC 3-pole, Size S00 Reusable packaging Pack = 144 units !!! Phased-out product !!! Successor is SIRIUS 3RT2 | - | 0 | 7
3RT1015-2BB44-3MA0 |  | 3RT1015-2BB44-3MA0 | 1 | UN | 1 | 15 | C | D | N | N | 85364900 | 1 | 4011209515758 | 0.3 | KG | 87.21 | 87.21 | CP02 | CP02 | Power contactor, AC-3 7 A, 3 kW / 400 V 2 NO + 2 NC, captive 24 V DC, 3-pole, Size S00 Spring-type terminal for SUVA applications !!! Phased-out product !!! Successor is SIRIUS 3RT2 Preferred successor type is >>3RT2015-2BB44-3MA0<< | - | 0 | 7
3RT1015-2BD41 |  | 3RT1015-2BD41 | 1 | UN | 1 | 15 | C | D | N | N | 85364900 | 1 | 4011209515222 | 0.256 | KG | 74.39 | 74.39 | CP02 | CP02 | Power contactor, AC-3 7 A, 3 kW / 400 V 1 NO, 42 V DC, 3-pole Size S00, Spring-type terminal !!! Phased-out product !!! Successor is SIRIUS 3RT2 | - | 0 | 7
3RT1015-2BD42 |  | 3RT1015-2BD42 | 1 | UN | 1 | 15 | C | D | N | N | 85364900 | 1 | 4011209515239 | 0.261 | KG | 74.39 | 74.39 | CP02 | CP02 | Power contactor, AC-3 7 A, 3 kW / 400 V 1 NC, 42 V DC, 3-pole Size S00, Spring-type terminal !!! Phased-out product !!! Successor is SIRIUS 3RT2 | - | 0 | 7
3RT1015-2BE41 |  | 3RT1015-2BE41 | 1 | UN | 1 | 15 | C | D | N | N | 85364900 | 1 | 4011209351035 | 0.263 | KG | 74.39 | 74.39 | CP02 | CP02 | Power contactor, AC-3 7 A, 3 kW / 400 V 1 NO, 60 V DC, 3-pole Size S00, Spring-type terminal !!! Phased-out product !!! Successor is SIRIUS 3RT2 Preferred successor type is >>3RT2015-2BE41<< | - | 0 | 7
3RT1015-2BE42 |  | 3RT1015-2BE42 | 1 | UN | 1 | 15 | C | D | N | N | 85364900 | 1 | 4011209351042 | 0.262 | KG | 74.39 | 74.39 | CP02 | CP02 | Power contactor, AC-3 7 A, 3 kW / 400 V 1 NC !!! Phased-out product !!! Successor is SIRIUS 3RT2 Preferred successor type is >>3RT2015-2BE42<< | - | 0 | 7
3RT1015-2BF41 |  | 3RT1015-2BF41 | 1 | UN | 1 | 15 | C | D | N | N | 85364900 | 1 | 4011209351059 | 0.257 | KG | 57.95 | 57.95 | CP02 | CP02 | Power contactor, AC-3 7 A, 3 kW / 400 V 1 NO, 110 V DC 3-pole, Size S00 Spring-type terminal !!! Phased-out product !!! Successor is SIRIUS 3RT2 Preferred successor type is >>3RT2015-2BF41<< | - | 0 | 7
3RT1015-2BF41-2AA0 |  | 3RT1015-2BF41-2AA0 | 1 | UN | 1 | 0 | A | D | EAR99 | N | 85364900 | 1 |  | 0.259 | KG | 82.75 | 82.75 | CP02 | CP02 | power contactor, AC-3 7 A, 3 kW / 400 V 1 NO, 110 V DC, 3-pole Size S00, spring-type terminal, suspended mounting position | - | 0 | 7
3RT1015-2BF42 |  | 3RT1015-2BF42 | 1 | UN | 1 | 15 | C | D | N | N | 85364900 | 1 | 4011209351066 | 0.257 | KG | 57.95 | 57.95 | CP02 | CP02 | Power contactor, AC-3 7 A, 3 kW / 400 V 1 NC, 110 V DC 3-pole, Size S00 Spring-type terminal !!! Phased-out product !!! Successor is SIRIUS 3RT2 Preferred successor type is >>3RT2015-2BF42<< | - | 0 | 7
3RT1015-2BG41 |  | 3RT1015-2BG41 | 1 | UN | 1 | 15 | C | D | N | N | 85364900 | 1 | 4011209515246 | 0.256 | KG | 74.39 | 74.39 | CP02 | CP02 | Power contactor, AC-3 7 A, 3 kW / 400 V 1 NO, 125 V DC, 3-pole Size S00, Spring-type terminal !!! Phased-out product !!! Successor is SIRIUS 3RT2 Preferred successor type is >>3RT2015-2BG41<< | - | 0 | 7
3RT1015-2BG42 |  | 3RT1015-2BG42 | 1 | UN | 1 | 5 | B | D | N | N | 85364900 | 1 | 4011209515253 | 0.25 | KG | 74.39 | 74.39 | CP02 | CP02 | Power contactor, AC-3 7 A, 3 kW / 400 V 1 NC, 125 V DC, 3-pole Size S00, Spring-type terminal !!! Phased-out product !!! Successor is SIRIUS 3RT2 Preferred successor type is >>3RT2015-2BG42<< | - | 0 | 9
3RT1015-2BM41 |  | 3RT1015-2BM41 | 1 | UN | 1 | 15 | C | D | N | N | 85364900 | 1 | 4011209302716 | 0.262 | KG | 66.31 | 66.31 | CP02 | CP02 | Power contactor, AC-3 7 A, 3 kW / 400 V 1 NO, 220 V DC 3-pole, Size S00 Spring-type terminal !!! Phased-out product !!! Successor is SIRIUS 3RT2 Preferred successor type is >>3RT2015-2BM41<< | - | 0 | 7
3RT1015-2BM42 |  | 3RT1015-2BM42 | 1 | UN | 1 | 20 | D | D | N | N | 85364900 | 1 | 4011209296435 | 0.256 | KG | 60.52 | 60.52 | CP02 | CP02 | Power contactor, AC-3 7 A, 3 kW / 400 V 1 NC, 220 V DC, 3-pole 3-pole, Size S00 Spring-type terminal !!! Phased-out product !!! Successor is SIRIUS 3RT2 Preferred successor type is >>3RT2015-2BM42<< | - | 0 | 7
3RT1015-2BP42 |  | 3RT1015-2BP42 | 1 | UN | 1 | 15 | C | D | N | N | 85364900 | 1 | 4011209351080 | 0.255 | KG | 74.39 | 74.39 | CP02 | CP02 | Power contactor, AC-3 7 A, 3 kW / 400 V 1 NC, 230 V DC, 3-pole Size S00, Spring-type terminal !!! Phased-out product !!! Successor is SIRIUS 3RT2 | - | 0 | 7
3RT1015-2BW41 |  | 3RT1015-2BW41 | 1 | UN | 1 | 15 | C | D | N | N | 85364900 | 1 | 4011209350700 | 0.26 | KG | 66.31 | 66.31 | CP02 | CP02 | Power contactor, AC-3 7 A, 3 kW / 400 V 1 NO, 48 V DC, 3-pole Size S00, Spring-type terminal !!! Phased-out product !!! Successor is SIRIUS 3RT2 Preferred successor type is >>3RT2015-2BW41<< | - | 0 | 7
3RT1015-2BW42 |  | 3RT1015-2BW42 | 1 | UN | 1 | 15 | C | D | N | N | 85364900 | 1 | 4011209350717 | 0.268 | KG | 57.95 | 57.95 | CP02 | CP02 | Power contactor, AC-3 7 A, 3 kW / 400 V 1 NC, 48 V DC, 3-pole 3-pole, Size S00 Spring-type terminal !!! Phased-out product !!! Successor is SIRIUS 3RT2 Preferred successor type is >>3RT2015-2BW42<< | - | 0 | 7
3RT1015-2BW44 |  | 3RT1015-2BW44 | 1 | UN | 1 | 15 | C | D | N | N | 85364900 | 1 | 4011209393714 | 0.306 | KG | 84.17 | 84.17 | CP02 | CP02 | Power contactor, AC-3 7 A, 3 kW / 400 V 2 NO + 2 NC, 48 V DC 3-pole, Size S00 Spring-type terminal !!! Phased-out product !!! Successor is SIRIUS 3RT2 | - | 0 | 7
3RT1015-2DB42 |  | 3RT1015-2DB42 | 1 | UN | 1 | 5 | B | D | N | N | 85364900 | 1 | 4011209845329 | 0.279 | KG | 89.68 | 89.68 | CP02 | CP02 | Power contactor, AC-3 7 A, 3 kW / 400 V 1 NC, 24 V DC 3-pole Spring-type terminal with built-on varistor !!! Phased-out product !!! Successor is SIRIUS 3RT2 | - | 0 | 9
3RT1015-2GG22 |  | 3RT1015-2GG22 | 1 | UN | 1 | 15 | C | D | N | N | 85364900 | 1 | 4011209469945 | 0.261 | KG | 88.92 | 88.92 | CP02 | CP02 | Power contactor, AC-3 7 A, 3 kW / 400 V 1 NC, 110 V AC, 50/60 Hz 3-pole, Size S00 Spring-type terminal With full-wave rectifier !!! Phased-out product !!! Successor is SIRIUS 3RT2 | - | 0 | 9
3RT1015-2GG28-0NA3 |  | 3RT1015-2GG28-0NA3 | 1 | UN | 1 | 15 | C | D | N | N | 85364900 | 1 | 4011209638198 | 0.288 | KG | 108.3 | 108.3 | CP02 | CP02 | Power contactor, AC-3 7 A, 3 kW / 400 V 2 NC, 110 V AC, 50/60 Hz Full-wave rectifier 3-pole, Size S00 Spring-type terminal basic unit Auxiliary switch 1 NC Screw terminal !!! Phased-out product !!! Successor is SIRIUS 3RT2 | - | 0 | 9
3RT1015-2GG28-0NA4 |  | 3RT1015-2GG28-0NA4 | 1 | UN | 1 | 15 | C | D | N | N | 85364900 | 1 | 4011209653573 | 0.291 | KG | 119.7 | 119.7 | CP02 | CP02 | Power contactor, AC-3 7 A, 3 kW / 400 V 1 NO + 1 NC, 110 V AC 50/60 Hz, Full-wave rectifier 3-pole, Size S00 Spring-type terminal basic unit auxiliary switch 1 NO Screw terminal !!! Phased-out product !!! Successor is SIRIUS 3RT2 | - | 0 | 9
3RT1015-2GG28-0NA4-Z | X95 | 3RT1015-2GG28-0NA4-ZX95 | 1 | UN | 1 | 5 | B | D | N | N | 85364900 | 102 |  | 0.27 | KG | 123.5 | 123.5 | CP02 | CP02 | Power contactor, AC-3 7 A, 3 kW / 400 V 1 NO + 1 NC, 110 V AC, 50/60 Hz Full-wave, 3-pole, Size S00, Spring-type terminal, basic unit, auxiliary switch 1 NO Screw terminal !!! Phased-out product !!! Successor is SIRIUS 3RT2 | - | 0 | 9
3RT1015-2HB41 |  | 3RT1015-2HB41 | 1 | UN | 1 | 15 | C | D | N | N | 85364900 | 1 | 4011209297203 | 0.254 | KG | 58.33 | 58.33 | CP02 | CP02 | Power contactor, AC-3 7 A, 3 kW / 400 V 1 NO, 24 V DC 0.7-1.25*US 3-pole, Size S00 Spring-type terminal !!! Phased-out product !!! Successor is SIRIUS 3RT2 Preferred successor type is >>3RT2015-2HB41<< | - | 0 | 7
3RT1015-2HB41-Z | X95 | 3RT1015-2HB41-ZX95 | 1 | UN | 1 | 15 | C | D | N | N | 85364900 | 144 | 4011209557468 | 0.241 | KG | 66.79 | 66.79 | CP02 | CP02 | Power contactor, AC-3 7 A, 3 kW / 400 V 1 NO, 24 V DC 0.7-1.25*Us 3-pole, Size S00 Spring-type terminal Reusable packaging Pack = 144 units !!! Phased-out product !!! Successor is SIRIUS 3RT2 | - | 0 | 7
3RT1015-2HB42 |  | 3RT1015-2HB42 | 1 | UN | 1 | 15 | C | D | N | N | 85364900 | 1 | 4011209297210 | 0.25 | KG | 58.33 | 58.33 | CP02 | CP02 | Power contactor, AC-3 7 A, 3 kW / 400 V 1 NC, 24 V DC 0.7-1.25*US 3-pole, Size S00 Spring-type terminal !!! Phased-out product !!! Successor is SIRIUS 3RT2 Preferred successor type is >>3RT2015-2HB42<< | - | 0 | 7
3RT1015-2HB42-Z | X95 | 3RT1015-2HB42-ZX95 | 1 | UN | 1 | 15 | C | D | N | N | 85364900 | 144 | 4011209557475 | 0.25 | KG | 66.79 | 66.79 | CP02 | CP02 | Power contactor, AC-3 7 A, 3 kW / 400 V 1 NC, 24 V DC 0.7-1.25*Us 3-pole, Size S00 Spring-type terminal Reusable packaging Pack = 144 units !!! Phased-out product !!! Successor is SIRIUS 3RT2 | - | 0 | 7
3RT1015-2JB41 |  | 3RT1015-2JB41 | 1 | UN | 1 | 5 | B | D | N | N | 85364900 | 1 | 4011209297227 | 0.257 | KG | 67.74 | 67.74 | CP02 | CP02 | Power contactor, AC-3 7 A, 3 kW / 400 V 1 NO, 24 V DC 0.7-1.25*US With diode, 3-pole, Size S00 Spring-type terminal !!! Phased-out product !!! Successor is SIRIUS 3RT2 Preferred successor type is >>3RT2015-2JB41<< | - | 0 | 7
3RT1015-2JB42 |  | 3RT1015-2JB42 | 1 | UN | 1 | 5 | B | D | N | N | 85364900 | 1 | 4011209297234 | 0.258 | KG | 67.74 | 67.74 | CP02 | CP02 | Power contactor, AC-3 7 A, 3 kW / 400 V 1 NC, 24 V DC 0.7-1.25*US With diode, 3-pole, Size S00 Spring-type terminal !!! Phased-out product !!! Successor is SIRIUS 3RT2 Preferred successor type is >>3RT2015-2JB42<< | - | 0 | 7
3RT1015-2JB42-Z | W96 | 3RT1015-2JB42-ZW96 | 1 | UN | 1 | 10 | C | D | EAR99 | N | 85364900 | 90 | 4047621004556 | 0.243 | KG | 62.32 | 62.32 | CP02 | CP02 | power contactor, AC-3 7 A, 3 kW / 400 V 1 NC, 24 V DC 0.7-1.25* US, with diode, 3-pole, Size S00, spring-type terminal, Multi-unit packaging = 90 units | - | 0 | 7
3RT1015-2JB42-Z | W97 | 3RT1015-2JB42-ZW97 | 1 | UN | 1 | 10 | C | D | EAR99 | N | 85364900 | 42 | 4047621007755 | 0.243 | KG | 62.32 | 62.32 | CP02 | CP02 | power contactor, AC-3 7 A, 3 kW / 400 V 1 NC, 24 V DC 0.7-1.25* US, with diode, 3-pole, Size S00, spring-type terminal, Multi-unit packaging = 42 units | - | 0 | 7
3RT1015-2JB42-Z | W98 | 3RT1015-2JB42-ZW98 | 1 | UN | 1 | 10 | C | D | EAR99 | N | 85364900 | 20 | 4047621007748 | 0.243 | KG | 62.32 | 62.32 | CP02 | CP02 | power contactor, AC-3 7 A, 3 kW / 400 V 1 NC, 24 V DC 0.7-1.25* US, with diode, 3-pole, Size S00, spring-type terminal, Multi-unit packaging = 20 units | - | 0 | 7
3RT1015-2JB42-Z | X95 | 3RT1015-2JB42-ZX95 | 1 | UN | 1 | 15 | C | D | N | N | 85364900 | 144 | 4011209606166 | 0.243 | KG | 77.71 | 77.71 | CP02 | CP02 | Power contactor, AC-3 7 A, 3 kW / 400 V 1 NC, 24 V DC 0.7-1.25*Us With diode, 3-pole, Size S00 Spring-type terminal Reusable packaging 144 units !!! Phased-out product !!! Successor is SIRIUS 3RT2 | - | 0 | 7
3RT1015-2KB41 |  | 3RT1015-2KB41 | 1 | UN | 1 | 5 | B | D | N | N | 85364900 | 1 | 4011209297241 | 0.257 | KG | 66.6 | 66.6 | CP02 | CP02 | Power contactor, AC-3 7 A, 3 kW / 400 V 1 NO, 24 V DC 0.7-1.25*US with varistor 3-pole, Size S00 Spring-type terminal !!! Phased-out product !!! Successor is SIRIUS 3RT2 Preferred successor type is >>3RT2015-2KB41<< | - | 0 | 7
3RT1015-2KB41-Z | W98 | 3RT1015-2KB41-ZW98 | 1 | UN | 1 | 15 | C | D | N | N | 85364900 | 20 | 4011209441644 | 0.25 | KG | 76.29 | 76.29 | CP02 | CP02 | Power contactor, AC-3 7 A, 3 kW / 400 V 1 NO, 24 V DC 0.7-1.25*Us with varistor 3-pole, Size S00 Spring-type terminal Multi-unit packaging Pack = 20 units !!! Phased-out product !!! Successor is SIRIUS 3RT2 | - | 0 | 7
3RT1015-2KB41-Z | X95 | 3RT1015-2KB41-ZX95 | 1 | UN | 1 | 15 | C | D | N | N | 85364900 | 144 | 4011209441743 | 0.247 | KG | 76.29 | 76.29 | CP02 | CP02 | Power contactor, AC-3 7 A, 3 kW / 400 V 1 NO, 24 V DC 0.7-1.25*Us with varistor 3-pole, Size S00 Spring-type terminal Reusable packaging Pack = 144 units !!! Phased-out product !!! Successor is SIRIUS 3RT2 | - | 0 | 7
3RT1015-2KB42 |  | 3RT1015-2KB42 | 1 | UN | 1 | 5 | B | D | N | N | 85364900 | 1 | 4011209297258 | 0.257 | KG | 66.6 | 66.6 | CP02 | CP02 | Power contactor, AC-3 7 A, 3 kW / 400 V 1 NC, 24 V DC 0.7-1.25*US with varistor 3-pole, Size S00 Spring-type terminal !!! Phased-out product !!! Successor is SIRIUS 3RT2 Preferred successor type is >>3RT2015-2KB42<< | - | 0 | 7
3RT1015-2KB42-Z | W98 | 3RT1015-2KB42-ZW98 | 1 | UN | 1 | 20 | D | D | N | N | 85364900 | 20 | 4011209575134 | 0.241 | KG | 66.69 | 66.69 | CP02 | CP02 | Power contactor, AC-3 7 A, 3 kW / 400 V 1 NC, 24 V DC 0.7-1.25*Us with varistor 3-pole, Size S00 Spring-type terminal Multi-unit packaging Pack = 20 units !!! Phased-out product !!! Successor is SIRIUS 3RT2 | - | 0 | 7
3RT1015-2KB42-Z | X95 | 3RT1015-2KB42-ZX95 | 1 | UN | 1 | 15 | C | D | N | N | 85364900 | 144 | 4011209441750 | 0.246 | KG | 76.29 | 76.29 | CP02 | CP02 | Power contactor, AC-3 7 A, 3 kW / 400 V 1 NC, 24 V DC 0.7-1.25* Us, with varistor, 3-pole, Size S00, spring-type terminal Multi-unit packaging = 144 units !!! Phased-out product !!! Successor is SIRIUS 3RT2 Preferred successor type is >>3RT2015-2KB42-ZX95<< | - | 0 | 9
3RT1015-2MB41-0KT0 |  | 3RT1015-2MB41-0KT0 | 1 | UN | 1 | 15 | C | D | N | N | 85364900 | 1 | 4011209401105 | 0.257 | KG | 58.33 | 58.33 | CP02 | CP02 | Power contactor, AC-3 7 A, 3 kW / 400 V 3-pole, Size S00, 1 NO 24 V DC, 0.85-1.85*US 1.4 W, Spring-type terminal Without overvoltage damping !!! Phased-out product !!! Successor is SIRIUS 3RT2 Preferred successor type is >>3RT2015-2MB41-0KT0<< | - | 0 | 7
3RT1015-2MB42-0KT0 |  | 3RT1015-2MB42-0KT0 | 1 | UN | 1 | 15 | C | D | N | N | 85364900 | 1 | 4011209401099 | 0.26 | KG | 58.33 | 58.33 | CP02 | CP02 | Power contactor, AC-3 7 A, 3 kW / 400 V 3-pole, Size S00, 1 NC 24 V DC, 0.85-1.85*US 1.4 W, Spring-type terminal Without overvoltage damping !!! Phased-out product !!! Successor is SIRIUS 3RT2 Preferred successor type is >>3RT2015-2MB42-0KT0<< | - | 0 | 7
3RT1015-2RB41-0KS0 |  | 3RT1015-2RB41-0KS0 | 1 | UN | 1 | 15 | C | D | N | N | 85364900 | 20 | 4011209845244 | 0.277 | KG | 79.14 | 79.14 | CP02 | CP02 | Power contactor, AC-3 7 A, 3 kW / 400 V 1 NO, 24 V DC 3-pole 3-pole, Size S00 Spring-type terminal With surge suppressor Customer-specific device !!! Phased-out product !!! Successor is SIRIUS 3RT2 | - | 0 | 7
3RT1015-2VB41 |  | 3RT1015-2VB41 | 1 | UN | 1 | 15 | C | D | N | N | 85364900 | 1 | 4011209535718 | 0.261 | KG | 77.71 | 77.71 | CP02 | CP02 | Power contactor, AC-3 7 A, 3 kW / 400 V 3-pole, Size S00, 1 NO 24 V DC, 0.85-1.85* Us 1.4 W, Spring-type terminal Integrated diode !!! Phased-out product !!! Successor is SIRIUS 3RT2 Preferred successor type is >>3RT2015-2VB41<< | - | 0 | 7
3RT1015-2VB42 |  | 3RT1015-2VB42 | 1 | UN | 1 | 15 | C | D | N | N | 85364900 | 1 | 4011209549210 | 0.262 | KG | 67.74 | 67.74 | CP02 | CP02 | Power contactor, AC-3 7 A, 3 kW / 400 V 3-pole, Size S00, 1 NC 24 V DC, 0.85-1.85*US 1.4 W, Spring-type terminal Integrated diode !!! Phased-out product !!! Successor is SIRIUS 3RT2 Preferred successor type is >>3RT2015-2VB42<< | - | 0 | 7
3RT1015-2WB41 |  | 3RT1015-2WB41 | 1 | UN | 1 | 15 | C | D | N | N | 85364900 | 1 | 4011209515710 | 0.259 | KG | 76.29 | 76.29 | CP02 | CP02 | Power contactor, AC-3 7 A, 3 kW / 400 V 3-pole, Size S00, 1 NO 24 V DC, 0.85-1.85*US 1.4 W, Spring-type terminal Integrated varistor !!! Phased-out product !!! Successor is SIRIUS 3RT2 Preferred successor type is >>3RT2015-2WB41<< | - | 0 | 7
3RT1015-2WB42 |  | 3RT1015-2WB42 | 1 | UN | 1 | 15 | C | D | N | N | 85364900 | 1 | 4011209515727 | 0.262 | KG | 76.29 | 76.29 | CP02 | CP02 | Power contactor, AC-3 7 A, 3 kW / 400 V 1 NC, 3-pole, Size S00 24 V DC, 0.85-1.85* Us 1.4 W, Spring-type terminal Integrated varistor !!! Phased-out product !!! Successor is SIRIUS 3RT2 Preferred successor type is >>3RT2015-2WB42<< | - | 0 | 7
3RT1016-1AB01 |  | 3RT1016-1AB01 | 1 | UN | 1 | 5 | B | D | N | N | 85364900 | 1 | 4011209272644 | 0.206 | KG | 51.97 | 51.97 | CP02 | CP02 | Power contactor, AC-3 9 A, 4 kW / 400 V 1 NO, 24 V AC, 50/60 Hz 3-pole, Size S00 Screw terminal !!! Phased-out product !!! Successor is SIRIUS 3RT2 Preferred successor type is >>3RT2016-1AB01<< | - | 0 | 7
3RT1016-1AB01-1AA0 |  | 3RT1016-1AB01-1AA0 | 1 | UN | 1 | 15 | C | D | N | N | 85364900 | 1 | 4011209427259 | 0.208 | KG | 66.12 | 66.12 | CP02 | CP02 | Power contactor, AC-3 9 A, 4 kW / 400 V 1 NO, 24 V AC, 50/60 Hz 3-pole, Size S00 Screw terminal Upright mounting position !!! Phased-out product !!! Successor is SIRIUS 3RT2 Preferred successor type is >>3RT2016-1AB01-1AA0<< | - | 0 | 7
3RT1016-1AB01-Z | W95 | 3RT1016-1AB01-ZW95 | 1 | UN | 1 | 15 | C | D | N | N | 85364900 | 144 | 4011209343627 | 0.19 | KG | 59.57 | 59.57 | CP02 | CP02 | Power contactor, AC-3 9 A, 4 kW / 400 V 1 NO, 24 V AC, 50/60 Hz 3-pole, Size S00 Screw terminal Multi-unit packaging Pack = 144 units !!! Phased-out product !!! Successor is SIRIUS 3RT2 | - | 0 | 7
3RT1016-1AB01-Z | W96 | 3RT1016-1AB01-ZW96 | 1 | UN | 1 | 15 | C | D | N | N | 85364900 | 90 | 4011209343634 | 0.19 | KG | 59.57 | 59.57 | CP02 | CP02 | Power contactor, AC-3 9 A, 4 kW / 400 V 1 NO, 24 V AC, 50/60 Hz 3-pole, Size S00 Screw terminal Multi-unit packaging Pack = 90 units !!! Phased-out product !!! Successor is SIRIUS 3RT2 Preferred successor type is >>3RT2016-1AB01-ZW96<< | - | 0 | 7
3RT1016-1AB01-Z | W97 | 3RT1016-1AB01-ZW97 | 1 | UN | 1 | 20 | D | D | N | N | 85364900 | 42 | 4011209343641 | 0.19 | KG | 51.97 | 51.97 | CP02 | CP02 | Power contactor, AC-3 9 A, 4 kW / 400 V 1 NO, 24 V AC, 50/60 Hz 3-pole, Size S00 Screw terminal Multi-unit packaging Pack = 42 units !!! Phased-out product !!! Successor is SIRIUS 3RT2 | - | 0 | 7
3RT1016-1AB01-Z | W98 | 3RT1016-1AB01-ZW98 | 1 | UN | 1 | 20 | D | D | N | N | 85364900 | 20 | 4011209343658 | 0.19 | KG | 51.97 | 51.97 | CP02 | CP02 | Power contactor, AC-3 9 A, 4 kW / 400 V 1 NO, 24 V AC, 50/60 Hz 3-pole, Size S00 Screw terminal Multi-unit packaging Pack = 20 units !!! Phased-out product !!! Successor is SIRIUS 3RT2 | - | 0 | 7
3RT1016-1AB01-Z | X95 | 3RT1016-1AB01-ZX95 | 1 | UN | 1 | 20 | D | D | N | N | 85364900 | 144 | 4011209342422 | 0.194 | KG | 51.97 | 51.97 | CP02 | CP02 | Power contactor, AC-3 9 A, 4 kW / 400 V 1 NO, 24 V AC, 50/60 Hz 3-pole, Size S00 Screw terminal Reusable packaging Pack = 144 units !!! Phased-out product !!! Successor is SIRIUS 3RT2 | - | 0 | 7
3RT1016-1AB02 |  | 3RT1016-1AB02 | 1 | UN | 1 | 5 | B | D | N | N | 85364900 | 1 | 4011209272651 | 0.206 | KG | 51.97 | 51.97 | CP02 | CP02 | Power contactor, AC-3 9 A, 4 kW / 400 V 1 NC, 24 V AC, 50/60 Hz 3-pole, Size S00 Screw terminal !!! Phased-out product !!! Successor is SIRIUS 3RT2 Preferred successor type is >>3RT2016-1AB02<< | - | 0 | 7
3RT1016-1AB02-1AA0 |  | 3RT1016-1AB02-1AA0 | 1 | UN | 1 | 15 | C | D | N | N | 85364900 | 1 | 4011209427266 | 0.205 | KG | 75.53 | 75.53 | CP02 | CP02 | Power contactor, AC-3 9 A, 4 kW / 400 V 1 NC, 24 V AC, 50/60 Hz 3-pole, Size S00 Screw terminal Upright mounting position !!! Phased-out product !!! Successor is SIRIUS 3RT2 | - | 0 | 7
3RT1016-1AB02-Z | W95 | 3RT1016-1AB02-ZW95 | 1 | UN | 1 | 15 | C | D | N | N | 85364900 | 144 | 4011209401464 | 0.19 | KG | 59.57 | 59.57 | CP02 | CP02 | Power contactor, AC-3 9 A, 4 kW / 400 V 1 NC, 24 V AC, 50/60 Hz 3-pole, Size S00 Screw terminal Multi-unit packaging Pack = 144 units !!! Phased-out product !!! Successor is SIRIUS 3RT2 | - | 0 | 7
3RT1016-1AB02-Z | W96 | 3RT1016-1AB02-ZW96 | 1 | UN | 1 | 15 | C | D | N | N | 85364900 | 90 | 4011209405059 | 0.19 | KG | 59.57 | 59.57 | CP02 | CP02 | Power contactor, AC-3 9 A, 4 kW / 400 V 1 NC, 24 V AC, 50/60 Hz 3-pole, Size S00 Screw terminal Multi-unit packaging Pack = 90 units !!! Phased-out product !!! Successor is SIRIUS 3RT2 | - | 0 | 7
3RT1016-1AB02-Z | W97 | 3RT1016-1AB02-ZW97 | 1 | UN | 1 | 15 | C | D | N | N | 85364900 | 42 | 4011209440784 | 0.19 | KG | 59.57 | 59.57 | CP02 | CP02 | Power contactor, AC-3 9 A, 4 kW / 400 V 1 NC, 24 V AC, 50/60 Hz 3-pole, Size S00 Screw terminal Multi-unit packaging Pack = 42 units !!! Phased-out product !!! Successor is SIRIUS 3RT2 Preferred successor type is >>3RT2016-1AB02-ZW97<< | - | 0 | 7
3RT1016-1AB02-Z | W98 | 3RT1016-1AB02-ZW98 | 1 | UN | 1 | 20 | D | D | N | N | 85364900 | 20 | 4011209381384 | 0.19 | KG | 51.97 | 51.97 | CP02 | CP02 | Power contactor, AC-3 9 A, 4 kW / 400 V 1 NC, 24 V AC, 50/60 Hz 3-pole, Size S00 Screw terminal Multi-unit packaging Pack = 20 units !!! Phased-out product !!! Successor is SIRIUS 3RT2 | - | 0 | 7
3RT1016-1AB02-Z | X95 | 3RT1016-1AB02-ZX95 | 1 | UN | 1 | 20 | D | D | N | N | 85364900 | 144 | 4011209378964 | 0.253 | KG | 51.97 | 51.97 | CP02 | CP02 | Power contactor, AC-3 9 A, 4 kW / 400 V 1 NC, 24 V AC, 50/60 Hz 3-pole, Size S00 Screw terminal Reusable packaging Pack = 144 units !!! Phased-out product !!! Successor is SIRIUS 3RT2 | - | 0 | 7
3RT1016-1AC01 |  | 3RT1016-1AC01 | 1 | UN | 1 | 15 | C | D | N | N | 85364900 | 1 | 4011209579798 | 0.21 | KG | 64.98 | 64.98 | CP02 | CP02 | Power contactor, AC-3 9 A, 4 kW / 400 V 1 NO, 32 V AC, 50/60 Hz 3-pole, Size S00 Screw terminal !!! Phased-out product !!! Successor is SIRIUS 3RT2 | - | 0 | 7
3RT1016-1AC11 |  | 3RT1016-1AC11 | 1 | UN | 1 | 15 | C | D | N | N | 85364900 | 1 | 4011209443686 | 0.208 | KG | 56.81 | 56.81 | CP02 | CP02 | Power contactor, AC-3 9 A, 4 kW / 400 V 1 NO, 24 V AC, 60 Hz 3-pole, Size S00 Screw terminal !!! Phased-out product !!! Successor is SIRIUS 3RT2 | - | 0 | 7
3RT1016-1AD01 |  | 3RT1016-1AD01 | 1 | UN | 1 | 5 | B | D | N | N | 85364900 | 1 | 4011209336292 | 0.2 | KG | 56.81 | 56.81 | CP02 | CP02 | Power contactor, AC-3 9 A, 4 kW / 400 V 1 NO, 42 V AC, 50/60 Hz 3-pole, Size S00 Screw terminal !!! Phased-out product !!! Successor is SIRIUS 3RT2 Preferred successor type is >>3RT2016-1AD01<< | - | 0 | 7
3RT1016-1AD02 |  | 3RT1016-1AD02 | 1 | UN | 1 | 5 | B | D | N | N | 85364900 | 1 | 4011209343528 | 0.203 | KG | 56.81 | 56.81 | CP02 | CP02 | Power contactor, AC-3 9 A, 4 kW / 400 V 1 NC, 42 V AC, 50/60 Hz 3-pole, Size S00 Screw terminal !!! Phased-out product !!! Successor is SIRIUS 3RT2 Preferred successor type is >>3RT2016-1AD02<< | - | 0 | 7
3RT1016-1AD02-1AA0 |  | 3RT1016-1AD02-1AA0 | 1 | UN | 1 | 15 | C | D | N | N | 85364900 | 1 | 4011209468276 | 0.201 | KG | 70.59 | 70.59 | CP02 | CP02 | Power contactor, AC-3 9 A, 4 kW / 400 V 1 NC, 42 V AC, 50/60 Hz 3-pole, Size S00 Screw terminal Upright mounting position !!! Phased-out product !!! Successor is SIRIUS 3RT2 | - | 0 | 7
3RT1016-1AD04-3MA0 |  | 3RT1016-1AD04-3MA0 | 1 | UN | 1 | 15 | C | D | N | N | 85364900 | 1 | 4011209558083 | 0.245 | KG | 97.85 | 97.85 | CP02 | CP02 | Power contactor, AC-3 9 A, 4 kW / 400 V 2 NO + 2 NC, captive 42 V AC, 50/60 Hz 3-pole, Size S00 Screw terminal !!! Phased-out product !!! Successor is SIRIUS 3RT2 | - | 0 | 7
3RT1016-1AD05 |  | 3RT1016-1AD05 | 1 | UN | 1 | 15 | C | D | N | N | 85364900 | 1 | 4011209392915 | 0.19 | KG | 98.8 | 98.8 | CP02 | CP02 | Power contactor, AC-3 9 A, 4 kW / 400 V 3 NO + 2 NC, 42 V AC, 50/60 Hz 3-pole, Size S00 Screw terminal !!! Phased-out product !!! Successor is SIRIUS 3RT2 | - | 0 | 9
3RT1016-1AD05-Z | X95 | 3RT1016-1AD05-ZX95 | 1 | UN | 1 | 15 | C | D | N | N | 85364900 | 102 | 4011209393448 | 0.231 | KG | 98.8 | 98.8 | CP02 | CP02 | Power contactor, AC-3 9 A, 4 kW / 400 V 3 NO + 2 NC, 42 V AC, 50/60 Hz 3-pole, Size S00 Screw terminal Reusable packaging Pack = 102 units !!! Phased-out product !!! Successor is SIRIUS 3RT2 | - | 0 | 9
3RT1016-1AF01 |  | 3RT1016-1AF01 | 1 | UN | 1 | 5 | B | D | N | N | 85364900 | 1 | 4011209272668 | 0.206 | KG | 51.97 | 51.97 | CP02 | CP02 | Power contactor, AC-3 9 A, 4 kW / 400 V 1 NO, 110 V AC, 50/60 Hz 3-pole, Size S00 Screw terminal !!! Phased-out product !!! Successor is SIRIUS 3RT2 Preferred successor type is >>3RT2016-1AF01<< | - | 0 | 7
3RT1016-1AF01-1AA0 |  | 3RT1016-1AF01-1AA0 | 1 | UN | 1 | 15 | C | D | N | N | 85364900 | 1 | 4011209427280 | 0.204 | KG | 75.53 | 75.53 | CP02 | CP02 | Power contactor, AC-3 9 A, 4 kW / 400 V 1 NO, 110 V AC, 50/60 Hz 3-pole, Size S00 Screw terminal Upright mounting position !!! Phased-out product !!! Successor is SIRIUS 3RT2 | - | 0 | 7
3RT1016-1AF01-Z | W96 | 3RT1016-1AF01-ZW96 | 1 | UN | 1 | 15 | C | D | N | N | 85364900 | 90 | 4011209624719 | 0.188 | KG | 59.57 | 59.57 | CP02 | CP02 | Power contactor, AC-3 9 A, 4 kW / 400 V 1 NO, 110 V AC, 50/60 Hz 3-pole, Size S00 Screw terminal Multi-unit packaging Pack = 20 units !!! Phased-out product !!! Successor is SIRIUS 3RT2 | - | 0 | 7
3RT1016-1AF01-Z | W98 | 3RT1016-1AF01-ZW98 | 1 | UN | 1 | 15 | C | D | N | N | 85364900 | 20 | 4011209590984 | 0.188 | KG | 59.57 | 59.57 | CP02 | CP02 | Power contactor, AC-3 9 A, 4 kW / 400 V 1 NO, 110 V AC, 50/60 Hz 3-pole, Size S00 Screw terminal Multi-unit packaging !!! Phased-out product !!! Successor is SIRIUS 3RT2 | - | 0 | 7
3RT1016-1AF01-Z | X95 | 3RT1016-1AF01-ZX95 | 1 | UN | 1 | 15 | C | D | N | N | 85364900 | 144 | 4011209471542 | 0.196 | KG | 59.57 | 59.57 | CP02 | CP02 | Power contactor, AC-3 9 A, 4 kW / 400 V 1 NO, 110 V AC, 50/60 Hz 3-pole, Size S00 Screw terminal Reusable packaging Pack = 144 units !!! Phased-out product !!! Successor is SIRIUS 3RT2 | - | 0 | 7
3RT1016-1AF02 |  | 3RT1016-1AF02 | 1 | UN | 1 | 5 | B | D | N | N | 85364900 | 1 | 4011209272675 | 0.205 | KG | 51.97 | 51.97 | CP02 | CP02 | Power contactor, AC-3 9 A, 4 kW / 400 V 1 NC, 110 V AC, 50/60 Hz 3-pole, Size S00 Screw terminal !!! Phased-out product !!! Successor is SIRIUS 3RT2 Preferred successor type is >>3RT2016-1AF02<< | - | 0 | 7
3RT1016-1AF02-1AA0 |  | 3RT1016-1AF02-1AA0 | 1 | UN | 1 | 15 | C | D | N | N | 85364900 | 1 | 4011209427297 | 0.203 | KG | 75.53 | 75.53 | CP02 | CP02 | Power contactor, AC-3 9 A, 4 kW / 400 V 1 NC, 110 V AC, 50/60 Hz 3-pole, Size S00, Screw terminal Upright mounting position !!! Phased-out product !!! Successor is SIRIUS 3RT2 | - | 0 | 7
3RT1016-1AF05 |  | 3RT1016-1AF05 | 1 | UN | 1 | 15 | C | D | N | N | 85364900 | 1 | 4011209340480 | 0.253 | KG | 93.77 | 93.77 | CP02 | CP02 | Power contactor, AC-3 9 A, 4 kW / 400 V 3 NO + 2 NC, 110 V AC, 50/60 Hz 3-pole, Size S00 Screw terminal !!! Phased-out product !!! Successor is SIRIUS 3RT2 | - | 0 | 9
3RT1016-1AF05-Z | W95 | 3RT1016-1AF05-ZW95 | 1 | UN | 1 | 15 | C | D | N | N | 85364900 | 102 | 4011209575585 | 0.232 | KG | 93.77 | 93.77 | CP02 | CP02 | Power contactor, AC-3 9 A, 4 kW / 400 V 3 NO + 2 NC, 110 V AC, 50/60 Hz 3-pole, Size S00 Screw terminal Multi-unit packaging Pack = 102 units !!! Phased-out product !!! Successor is SIRIUS 3RT2 | - | 0 | 7
3RT1016-1AF05-Z | W96 | 3RT1016-1AF05-ZW96 | 1 | UN | 1 | 15 | C | D | N | N | 85364900 | 56 |  | 0.239 | KG | 93.77 | 93.77 | CP02 | CP02 | Power contactor, AC-3 9 A, 4 kW / 400 V 3 NO + 2 NC, 110 V AC, 50/60 Hz 3-pole, Size S00 Screw terminal Multi-unit packaging Pack = 56 units !!! Phased-out product !!! Successor is SIRIUS 3RT2 | - | 0 | 9
3RT1016-1AF05-Z | X95 | 3RT1016-1AF05-ZX95 | 1 | UN | 1 | 15 | C | D | N | N | 85364900 | 102 | 4011209393455 | 0.24 | KG | 93.77 | 93.77 | CP02 | CP02 | Power contactor, AC-3 9 A, 4 kW / 400 V 3 NO + 2 NC, 110 V AC, 50/60 Hz 3-pole, Size S00 Screw terminal Reusable packaging Pack = 102 units !!! Phased-out product !!! Successor is SIRIUS 3RT2 | - | 0 | 7
3RT1016-1AG61 |  | 3RT1016-1AG61 | 1 | UN | 1 | 15 | C | D | N | N | 85364900 | 1 | 4011209493827 | 0.21 | KG | 56.81 | 56.81 | CP02 | CP02 | Power contactor, AC-3 9 A, 4 kW / 400 V 1 NO, 100 V AC, 50 Hz 100-110 V, 60 Hz 3-pole, Size S00 Screw terminal !!! Phased-out product !!! Successor is SIRIUS 3RT2 Preferred successor type is >>3RT2016-1AG61<< | - | 0 | 7
3RT1016-1AH01 |  | 3RT1016-1AH01 | 1 | UN | 1 | 5 | B | D | N | N | 85364900 | 1 | 4011209347076 | 0.205 | KG | 51.97 | 51.97 | CP02 | CP02 | Power contactor, AC-3 9 A, 4 kW / 400 V 1 NC, 48 V AC, 50/60 Hz 3-pole, Size S00 Screw terminal !!! Phased-out product !!! Successor is SIRIUS 3RT2 Preferred successor type is >>3RT2016-1AH01<< | - | 0 | 7
3RT1016-1AH01-1AA0 |  | 3RT1016-1AH01-1AA0 | 1 | UN | 1 | 15 | C | D | N | N | 85364900 | 1 | 4011209427303 | 0.201 | KG | 75.53 | 75.53 | CP02 | CP02 | Power contactor, AC-3 9 A, 4 kW / 400 V 1 NO, 48 V AC, 50/60 Hz 3-pole, Size S00, Screw terminal Upright mounting position !!! Phased-out product !!! Successor is SIRIUS 3RT2 | - | 0 | 7
3RT1016-1AH02 |  | 3RT1016-1AH02 | 1 | UN | 1 | 15 | C | D | N | N | 85364900 | 1 | 4011209350243 | 0.204 | KG | 51.97 | 51.97 | CP02 | CP02 | Power contactor, AC-3 9 A, 4 kW / 400 V 1 NC, 48 V AC, 50/60 Hz 3-pole, Size S00 Screw terminal !!! Phased-out product !!! Successor is SIRIUS 3RT2 Preferred successor type is >>3RT2016-1AH02<< | - | 0 | 7
3RT1016-1AH02-1AA0 |  | 3RT1016-1AH02-1AA0 | 1 | UN | 1 | 15 | C | D | N | N | 85364900 | 1 | 4011209427310 | 0.199 | KG | 75.53 | 75.53 | CP02 | CP02 | Power contactor, AC-3 9 A, 4 kW / 400 V 1 NC, 48 V AC, 50/60 Hz 3-pole, Size S00, Screw terminal Upright mounting position !!! Phased-out product !!! Successor is SIRIUS 3RT2 | - | 0 | 7
3RT1016-1AH05 |  | 3RT1016-1AH05 | 1 | UN | 1 | 15 | C | D | N | N | 85364900 | 1 | 4011209370937 | 0.253 | KG | 93.77 | 93.77 | CP02 | CP02 | Power contactor, AC-3 9 A, 4 kW / 400 V 3 NO + 2 NC, 48 V AC, 50/60 Hz 3-pole, Size S00 Screw terminal !!! Phased-out product !!! Successor is SIRIUS 3RT2 | - | 0 | 7
3RT1016-1AK14-3MA0 |  | 3RT1016-1AK14-3MA0 | 1 | UN | 1 | 15 | C | D | N | N | 85364900 | 1 | 4011209566583 | 0.254 | KG | 97.85 | 97.85 | CP02 | CP02 | Power contactor, AC-3 9 A, 4 kW / 400 V 2 NO + 2 NC, captive 120 V AC, 60 Hz, 3-pole, Size S00, Screw terminal !!! Phased-out product !!! Successor is SIRIUS 3RT2 | - | 0 | 7
3RT1016-1AK22 |  | 3RT1016-1AK22 | 1 | UN | 1 | 20 | D | D | N | N | 85364900 | 1 | 4011209558076 | 0.202 | KG | 59.47 | 59.47 | CP02 | CP02 | Power contactor, AC-3 9 A, 4 kW / 400 V 1 NC, 120 V AC, 50/60 Hz 3-pole, Size S00 Screw terminal !!! Phased-out product !!! Successor is SIRIUS 3RT2 Preferred successor type is >>3RT2016-1AK22<< | - | 0 | 7
3RT1016-1AK25-Z | W96 | 3RT1016-1AK25-ZW96 | 1 | UN | 1 | 15 | C | D | N | N | 85364900 | 56 | 4011209586314 | 0.232 | KG | 98.8 | 98.8 | CP02 | CP02 | Power contactor, AC-3 9 A, 4 kW / 400 V !!! Phased-out product !!! Successor is SIRIUS 3RT2 | - | 0 | 9
3RT1016-1AK25-Z | X95 | 3RT1016-1AK25-ZX95 | 1 | UN | 1 | 15 | C | D | N | N | 85364900 | 102 | 4011209393424 | 0.232 | KG | 98.8 | 98.8 | CP02 | CP02 | Power contactor, AC-3 9 A, 4 kW / 400 V 3 NO + 2 NC, 120 V AC, 50/60 Hz 3-pole, Size S00 Screw terminal Reusable packaging Pack = 102 units !!! Phased-out product !!! Successor is SIRIUS 3RT2 | - | 0 | 9
3RT1016-1AK61 |  | 3RT1016-1AK61 | 1 | UN | 1 | 5 | B | D | N | N | 85364900 | 1 | 4011209348172 | 0.205 | KG | 51.97 | 51.97 | CP02 | CP02 | Power contactor, AC-3 9 A, 4 kW / 400 V 1 NO, 110 V AC, 50 Hz/120 V AC, 60 Hz 3-pole, Size S00 Screw terminal !!! Phased-out product !!! Successor is SIRIUS 3RT2 Preferred successor type is >>3RT2016-1AK61<< | - | 0 | 7
3RT1016-1AK61-Z | W96 | 3RT1016-1AK61-ZW96 | 1 | UN | 1 | 20 | D | D | N | N | 85364900 | 90 | 4011209699953 | 0.193 | KG | 51.97 | 51.97 | CP02 | CP02 | Power contactor, AC-3 9 A, 4 kW / 400 V 1 NO, 110 V AC, 50 Hz/120 V AC, 60 Hz 3-pole, Size S0 0 Screw terminal Multi-unit packaging Pack = 90 units !!! Phased-out product !!! Successor is SIRIUS 3RT2 | - | 0 | 7
3RT1016-1AK61-Z | W97 | 3RT1016-1AK61-ZW97 | 1 | UN | 1 | 15 | C | D | N | N | 85364900 | 42 | 4011209581722 | 0.193 | KG | 59.57 | 59.57 | CP02 | CP02 | Power contactor, AC-3 9 A, 4 kW / 400 V 1 NO, 110 V AC, 50 Hz/120 V AC, 60 Hz 3-pole, Size S00 Screw terminal Multi-unit packaging Pack = 42 units !!! Phased-out product !!! Successor is SIRIUS 3RT2 Preferred successor type is >>3RT2016-1AK61-ZW97<< | - | 0 | 7
3RT1016-1AK61-Z | W98 | 3RT1016-1AK61-ZW98 | 1 | UN | 1 | 20 | D | D | N | N | 85364900 | 20 | 4011209891265 | 0.193 | KG | 51.97 | 51.97 | CP02 | CP02 | Power contactor, AC-3 9 A, 4 kW / 400 V 1 NO, 110 V AC, 50 Hz/120 V AC, 60 Hz 3-pole, Size S00 Screw terminal Multi-unit packaging Pack = 20 units !!! Phased-out product !!! Successor is SIRIUS 3RT2 | - | 0 | 7
3RT1016-1AK61-Z | X95 | 3RT1016-1AK61-ZX95 | 1 | UN | 1 | 20 | D | D | N | N | 85364900 | 144 | 4011209398399 | 0.192 | KG | 51.97 | 51.97 | CP02 | CP02 | Power contactor, AC-3 9 A, 4 kW / 400 V 1 NO, 110 V AC, 50 Hz/120 V AC, 60 Hz 3-pole, Size S00 Screw terminal Reusable packaging Pack = 144 units !!! Phased-out product !!! Successor is SIRIUS 3RT2 | - | 0 | 7
3RT1016-1AK62 |  | 3RT1016-1AK62 | 1 | UN | 1 | 5 | B | D | N | N | 85364900 | 1 | 4011209348189 | 0.204 | KG | 51.97 | 51.97 | CP02 | CP02 | Power contactor, AC-3 9 A, 4 kW / 400 V 1 NC, 110 V AC, 50 Hz/120 V AC, 60 Hz 3-pole, Size S00 Screw terminal !!! Phased-out product !!! Successor is SIRIUS 3RT2 Preferred successor type is >>3RT2016-1AK62<< | - | 0 | 7
3RT1016-1AK62-1AA0 |  | 3RT1016-1AK62-1AA0 | 1 | UN | 1 | 15 | C | D | N | N | 85364900 | 1 | 4011209411418 | 0.201 | KG | 75.53 | 75.53 | CP02 | CP02 | Power contactor, AC-3 9 A, 4 kW / 400 V 1 NC, 110 V AC, 50 Hz / 120 V 60 Hz, 3-pole, Size S00, Screw terminal Upright mounting position !!! Phased-out product !!! Successor is SIRIUS 3RT2 Preferred successor type is >>3RT2016-1AK62-1AA0<< | - | 0 | 7
3RT1016-1AL02 |  | 3RT1016-1AL02 | 1 | UN | 1 | 15 | C | D | N | N | 85364900 | 1 | 4011209558069 | 0.205 | KG | 64.98 | 64.98 | CP02 | CP02 | Power contactor, AC-3 9 A, 4 kW / 400 V 1 NC, 125 V AC, 50 Hz 3-pole, Size S00 Screw terminal !!! Phased-out product !!! Successor is SIRIUS 3RT2 Preferred successor type is >>3RT2016-1AL02<< | - | 0 | 7
3RT1016-1AL05 |  | 3RT1016-1AL05 | 1 | UN | 1 | 15 | C | D | N | N | 85364900 | 1 | 4011209393547 | 0.25 | KG | 98.8 | 98.8 | CP02 | CP02 | Power contactor, AC-3 9 A, 4 kW / 400 V 3 NO + 2 NC, 125 V AC, 50 Hz 3-pole, Size S00 Screw terminal !!! Phased-out product !!! Successor is SIRIUS 3RT2 | - | 0 | 7
3RT1016-1AL05-Z | X95 | 3RT1016-1AL05-ZX95 | 1 | UN | 1 | 15 | C | D | N | N | 85364900 | 102 | 4011209393431 | 0.233 | KG | 98.8 | 98.8 | CP02 | CP02 | Power contactor, AC-3 9 A, 4 kW / 400 V 3 NO + 2 NC, 125 V AC, 50 Hz 3-pole, Size S00 Screw terminal Reusable packaging Pack = 102 units !!! Phased-out product !!! Successor is SIRIUS 3RT2 | - | 0 | 9
3RT1016-1AM15 |  | 3RT1016-1AM15 | 1 | UN | 1 | 15 | C | D | N | N | 85364900 | 1 | 4011209435599 | 0.25 | KG | 98.8 | 98.8 | CP02 | CP02 | Power contactor, AC-3 9 A, 4 kW / 400 V 3 NO + 2 NC AC 189 V 50 Hz, 208 V, 60 Hz 3-pole, Size S00 Screw terminal !!! Phased-out product !!! Successor is SIRIUS 3RT2 | - | 0 | 7
3RT1016-1AM15-Z | X95 | 3RT1016-1AM15-ZX95 | 1 | UN | 1 | 15 | C | D | N | N | 85364900 | 102 | 4011209435582 | 0.23 | KG | 98.8 | 98.8 | CP02 | CP02 | Power contactor, AC-3 9 A, 4 kW / 400 V 3 NO + 2 NC AC 189 V 50 Hz, 208 V, 60 Hz 3-pole, Size S00 Screw terminal Reusable packaging Pack = 102 units !!! Phased-out product !!! Successor is SIRIUS 3RT2 | - | 0 | 9
3RT1016-1AM21 |  | 3RT1016-1AM21 | 1 | UN | 1 | 20 | D | D | N | N | 85364900 | 1 | 4011209382510 | 0.203 | KG | 59.47 | 59.47 | CP02 | CP02 | Power contactor, AC-3 9 A, 4 kW / 400 V 1 NO, 208 V AC, 50/60 Hz 3-pole, Size S00 Screw terminal !!! Phased-out product !!! Successor is SIRIUS 3RT2 Preferred successor type is >>3RT2016-1AM21<< | - | 0 | 7
3RT1016-1AM22 |  | 3RT1016-1AM22 | 1 | UN | 1 | 15 | C | D | N | N | 85364900 | 1 | 4011209382503 | 0.204 | KG | 64.98 | 64.98 | CP02 | CP02 | Power contactor, AC-3 9 A, 4 kW / 400 V 1 NC, 208 V AC, 50/60 Hz 3-pole, Size S00, Screw terminal !!! Phased-out product !!! Successor is SIRIUS 3RT2 Preferred successor type is >>3RT2016-1AM22<< | - | 0 | 7
3RT1016-1AM25 |  | 3RT1016-1AM25 | 1 | UN | 1 | 15 | C | D | N | N | 85364900 | 1 | 4011209393530 | 0.253 | KG | 98.8 | 98.8 | CP02 | CP02 | Power contactor, AC-3 9 A, 4 kW / 400 V 3 NO + 2 NC, 208 V AC, 50/60 Hz 3-pole, Size S00 Screw terminal !!! Phased-out product !!! Successor is SIRIUS 3RT2 | - | 0 | 7
3RT1016-1AM25-Z | X95 | 3RT1016-1AM25-ZX95 | 1 | UN | 1 | 15 | C | D | N | N | 85364900 | 102 | 4011209393998 | 0.233 | KG | 98.8 | 98.8 | CP02 | CP02 | Power contactor, AC-3 9 A, 4 kW / 400 V 3 NO + 2 NC, 208 V AC, 50/60 Hz 3-pole, Size S00 Screw terminal Reusable packaging Pack = 102 units !!! Phased-out product !!! Successor is SIRIUS 3RT2 | - | 0 | 7
3RT1016-1AN02-1AA0 |  | 3RT1016-1AN02-1AA0 | 1 | UN | 1 | 15 | C | D | N | N | 85364900 | 1 | 4011209558946 | 0.204 | KG | 80.94 | 80.94 | CP02 | CP02 | Power contactor, AC-3 9 A, 4 kW / 400 V 1 NC, 220 V AC, 50 Hz 3-pole, Size S00-S3, Screw terminal Upright mounting position !!! Phased-out product !!! Successor is SIRIUS 3RT2 | - | 0 | 7
3RT1016-1AN11 |  | 3RT1016-1AN11 | 1 | UN | 1 | 20 | D | D | N | N | 85364900 | 1 | 4011209443709 | 0.204 | KG | 59.47 | 59.47 | CP02 | CP02 | Power contactor, AC-3 9 A, 4 kW / 400 V 1 NO, 220 V AC, 60 Hz 3-pole, Size S00 Screw terminal !!! Phased-out product !!! Successor is SIRIUS 3RT2 | - | 0 | 7
3RT1016-1AN21 |  | 3RT1016-1AN21 | 1 | UN | 1 | 5 | B | D | N | N | 85364900 | 1 | 4011209353145 | 0.202 | KG | 51.97 | 51.97 | CP02 | CP02 | Power contactor, AC-3 9 A, 4 kW / 400 V 1 NO, 220 V AC, 50/60 Hz 3-pole, Size S00 Screw terminal !!! Phased-out product !!! Successor is SIRIUS 3RT2 Preferred successor type is >>3RT2016-1AN21<< | - | 0 | 7
3RT1016-1AN22 |  | 3RT1016-1AN22 | 1 | UN | 1 | 15 | C | D | N | N | 85364900 | 1 | 4011209352261 | 0.203 | KG | 51.97 | 51.97 | CP02 | CP02 | Power contactor, AC-3 9 A, 4 kW / 400 V 1 NC, 220 V AC, 50/60 Hz 3-pole, Size S00 Screw terminal !!! Phased-out product !!! Successor is SIRIUS 3RT2 Preferred successor type is >>3RT2016-1AN22<< | - | 0 | 7
3RT1016-1AN25 |  | 3RT1016-1AN25 | 1 | UN | 1 | 20 | D | D | N | N | 85364900 | 1 | 4011209370791 | 0.253 | KG | 85.5 | 85.5 | CP02 | CP02 | Power contactor, AC-3 9 A, 4 kW / 400 V 3 NO + 2 NC, 220 V AC, 50/60 Hz 3-pole, Size S00 Screw terminal !!! Phased-out product !!! Successor is SIRIUS 3RT2 | - | 0 | 7
3RT1016-1AN25-Z | W95 | 3RT1016-1AN25-ZW95 | 1 | UN | 1 | 15 | C | D | N | N | 85364900 | 102 | 4011209407657 | 0.19 | KG | 93.77 | 93.77 | CP02 | CP02 | Power contactor, AC-3 9 A, 4 kW / 400 V 3 NO + 2 NC, 220 V AC, 50/60 Hz 3-pole, Size S00 Screw terminal Multi-unit packaging Pack = 102 units !!! Phased-out product !!! Successor is SIRIUS 3RT2 | - | 0 | 7
3RT1016-1AN25-Z | X95 | 3RT1016-1AN25-ZX95 | 1 | UN | 1 | 15 | C | D | N | N | 85364900 | 102 | 4011209393462 | 0.238 | KG | 93.77 | 93.77 | CP02 | CP02 | Power contactor, AC-3 9 A, 4 kW / 400 V 3 NO + 2 NC, 220 V AC, 50/60 Hz 3-pole, Size S00 Screw terminal Reusable packaging Pack = 102 units !!! Phased-out product !!! Successor is SIRIUS 3RT2 | - | 0 | 7
3RT1016-1AN61 |  | 3RT1016-1AN61 | 1 | UN | 1 | 15 | C | D | N | N | 85364900 | 1 | 4011209493858 | 0.204 | KG | 64.98 | 64.98 | CP02 | CP02 | Power contactor, AC-3 9 A, 4 kW / 400 V 1 NO, 200 V AC, 50 Hz 200-220 V, 60 Hz, 3-pole Size S00, Screw terminal !!! Phased-out product !!! Successor is SIRIUS 3RT2 Preferred successor type is >>3RT2016-1AN61<< | - | 0 | 7
3RT1016-1AN62 |  | 3RT1016-1AN62 | 1 | UN | 1 | 15 | C | D | N | N | 85364900 | 1 | 4011209493865 | 0.202 | KG | 64.98 | 64.98 | CP02 | CP02 | Power contactor, AC-3 9 A, 4 kW / 400 V 1 NC, 200 V AC, 50 Hz 200-220 V, 60 Hz, 3-pole, Size S00, Screw terminal !!! Phased-out product !!! Successor is SIRIUS 3RT2 Preferred successor type is >>3RT2016-1AN62<< | - | 0 | 7
3RT1016-1AP01 |  | 3RT1016-1AP01 | 1 | UN | 1 | 5 | B | D | N | N | 85364900 | 1 | 4011209272682 | 0.22 | KG | 51.97 | 51.97 | CP02 | CP02 | Power contactor, AC-3 9 A, 4 kW / 400 V 1 NO, 230 V AC, 50/60 Hz 3-pole, Size S00 Screw terminal !!! Phased-out product !!! Successor is SIRIUS 3RT2 Preferred successor type is >>3RT2016-1AP01<< | - | 0 | 7
3RT1016-1AP01-1AA0 |  | 3RT1016-1AP01-1AA0 | 1 | UN | 1 | 15 | C | D | N | N | 85364900 | 1 | 4011209427327 | 0.188 | KG | 66.12 | 66.12 | CP02 | CP02 | Power contactor, AC-3 9 A, 4 kW / 400 V 1 NO, 230 V AC, 50/60 Hz 3-pole, Size S00 Screw terminal Upright mounting position !!! Phased-out product !!! Successor is SIRIUS 3RT2 Preferred successor type is >>3RT2016-1AP01-1AA0<< | - | 0 | 7
3RT1016-1AP01-Z | W95 | 3RT1016-1AP01-ZW95 | 1 | UN | 1 | 20 | D | D | N | N | 85364900 | 144 | 4011209337107 | 0.19 | KG | 51.97 | 51.97 | CP02 | CP02 | Power contactor, AC-3 9 A, 4 kW / 400 V 1 NO, 230 V AC, 50/60 Hz 3-pole, Size S00 Screw terminal Multi-unit packaging Pack = 144 units !!! Phased-out product !!! Successor is SIRIUS 3RT2 | - | 0 | 7
3RT1016-1AP01-Z | W96 | 3RT1016-1AP01-ZW96 | 1 | UN | 1 | 20 | D | D | N | N | 85364900 | 90 | 4011209337114 | 0.19 | KG | 51.97 | 51.97 | CP02 | CP02 | Power contactor, AC-3 9 A, 4 kW / 400 V 1 NO, 230 V AC, 50/60 Hz 3-pole, Size S00 Screw terminal Multi-unit packaging Pack = 90 units !!! Phased-out product !!! Successor is SIRIUS 3RT2 | - | 0 | 7
3RT1016-1AP01-Z | W97 | 3RT1016-1AP01-ZW97 | 1 | UN | 1 | 20 | D | D | N | N | 85364900 | 42 | 4011209337121 | 0.19 | KG | 51.97 | 51.97 | CP02 | CP02 | Power contactor, AC-3 9 A, 4 kW / 400 V 1 NO, 230 V AC, 50/60 Hz 3-pole, Size S00 Screw terminal Multi-unit packaging Pack = 42 units !!! Phased-out product !!! Successor is SIRIUS 3RT2 | - | 0 | 7
3RT1016-1AP01-Z | W98 | 3RT1016-1AP01-ZW98 | 1 | UN | 1 | 20 | D | D | N | N | 85364900 | 20 | 4011209337138 | 0.19 | KG | 51.97 | 51.97 | CP02 | CP02 | Power contactor, AC-3 9 A, 4 kW / 400 V 1 NO, 230 V AC, 50/60 Hz 3-pole, Size S00 Screw terminal Multi-unit packaging Pack = 20 units !!! Phased-out product !!! Successor is SIRIUS 3RT2 | - | 0 | 7
3RT1016-1AP01-Z | X95 | 3RT1016-1AP01-ZX95 | 1 | UN | 1 | 10 | C | D | N | N | 85364900 | 144 | 4011209337091 | 0.189 | KG | 51.97 | 51.97 | CP02 | CP02 | Power contactor, AC-3 9 A, 4 kW / 400 V 1 NO, 230 V AC, 50/60 Hz 3-pole, Size S00 Screw terminal Reusable packaging Pack = 144 units !!! Phased-out product !!! Successor is SIRIUS 3RT2 | - | 0 | 7
3RT1016-1AP02 |  | 3RT1016-1AP02 | 1 | UN | 1 | 5 | B | D | N | N | 85364900 | 1 | 4011209272699 | 0.203 | KG | 51.97 | 51.97 | CP02 | CP02 | Power contactor, AC-3 9 A, 4 kW / 400 V 1 NC, 230 V AC, 50/60 Hz 3-pole, Size S00 Screw terminal !!! Phased-out product !!! Successor is SIRIUS 3RT2 Preferred successor type is >>3RT2016-1AP02<< | - | 0 | 7
3RT1016-1AP02-1AA0 |  | 3RT1016-1AP02-1AA0 | 1 | UN | 1 | 15 | C | D | N | N | 85364900 | 1 | 4011209409279 | 0.201 | KG | 66.12 | 66.12 | CP02 | CP02 | Power contactor, AC-3 9 A, 4 kW / 400 V 1 NC, 230 V AC, 50/60 Hz 3-pole, Size S00 Screw terminal Upright mounting position !!! Phased-out product !!! Successor is SIRIUS 3RT2 | - | 0 | 7
3RT1016-1AP02-Z | W95 | 3RT1016-1AP02-ZW95 | 1 | UN | 1 | 15 | C | D | N | N | 85364900 | 144 | 4011209342323 | 0.19 | KG | 59.57 | 59.57 | CP02 | CP02 | Power contactor, AC-3 9 A, 4 kW / 400 V 1 NC, 230 V AC, 50/60 Hz 3-pole, Size S00 Screw terminal Multi-unit packaging Pack = 144 units !!! Phased-out product !!! Successor is SIRIUS 3RT2 | - | 0 | 7
3RT1016-1AP02-Z | W96 | 3RT1016-1AP02-ZW96 | 1 | UN | 1 | 15 | C | D | N | N | 85364900 | 90 | 4011209342330 | 0.19 | KG | 59.57 | 59.57 | CP02 | CP02 | Power contactor, AC-3 9 A, 4 kW / 400 V 1 NC, 230 V AC, 50/60 Hz 3-pole, Size S00 Screw terminal Multi-unit packaging Pack = 90 units !!! Phased-out product !!! Successor is SIRIUS 3RT2 Preferred successor type is >>3RT2016-1AP02-ZW96<< | - | 0 | 7
3RT1016-1AP02-Z | W97 | 3RT1016-1AP02-ZW97 | 1 | UN | 1 | 20 | D | D | N | N | 85364900 | 42 | 4011209342347 | 0.19 | KG | 54.34 | 54.34 | CP02 | CP02 | Power contactor, AC-3 9 A, 4 kW / 400 V 1 NC, 230 V AC, 50/60 Hz 3-pole, Size S00 Screw terminal Multi-unit packaging Pack = 42 units !!! Phased-out product !!! Successor is SIRIUS 3RT2 | - | 0 | 7
3RT1016-1AP02-Z | W98 | 3RT1016-1AP02-ZW98 | 1 | UN | 1 | 15 | C | D | N | N | 85364900 | 20 | 4011209342354 | 0.19 | KG | 59.57 | 59.57 | CP02 | CP02 | Power contactor, AC-3 9 A, 4 kW / 400 V 1 NC, 230 V AC, 50/60 Hz 3-pole, Size S00 Screw terminal Multi-unit packaging Pack = 20 units !!! Phased-out product !!! Successor is SIRIUS 3RT2 | - | 0 | 7
3RT1016-1AP02-Z | X95 | 3RT1016-1AP02-ZX95 | 1 | UN | 1 | 20 | D | D | N | N | 85364900 | 144 | 4011209338234 | 0.187 | KG | 51.97 | 51.97 | CP02 | CP02 | Power contactor, AC-3 9 A, 4 kW / 400 V 1 NC, 230 V AC, 50/60 Hz 3-pole, Size S00 Screw terminal Reusable packaging Pack = 144 units !!! Phased-out product !!! Successor is SIRIUS 3RT2 | - | 0 | 7
3RT1016-1AP04-3MA0 |  | 3RT1016-1AP04-3MA0 | 1 | UN | 1 | 5 | B | D | N | N | 85364900 | 1 | 4011209515772 | 0.247 | KG | 80.94 | 80.94 | CP02 | CP02 | Power contactor, AC-3 9 A, 4 kW / 400 V 2 NO + 2 NC, captive 230 V AC, 50/60 Hz 3-pole, Size S00 Screw terminal for SUVA applications !!! Phased-out product !!! Successor is SIRIUS 3RT2 Preferred successor type is >>3RT2016-1AP04-3MA0<< | - | 0 | 7
3RT1016-1AP05 |  | 3RT1016-1AP05 | 1 | UN | 1 | 15 | C | D | N | N | 85364900 | 1 | 4011209339361 | 0.25 | KG | 81.8 | 81.8 | CP02 | CP02 | Power contactor, AC-3 9 A, 4 kW / 400 V Front-side auxiliary switch 3 NO + 2 NC 3-pole, Size S00 Screw terminal 230 V AC, 50/60 Hz !!! Phased-out product !!! Successor is SIRIUS 3RT2 | - | 0 | 7
3RT1016-1AP05-Z | W95 | 3RT1016-1AP05-ZW95 | 1 | UN | 1 | 15 | C | D | N | N | 85364900 | 102 | 4011209339385 | 0.23 | KG | 93.77 | 93.77 | CP02 | CP02 | Power contactor, AC-3 9 A, 4 kW / 400 V Front-side auxiliary switch 3 NO + 2 NC 3-pole, Size S00 Screw terminal 230 V AC, 50/60 Hz Multi-unit packaging Pack = 102 units !!! Phased-out product !!! Successor is SIRIUS 3RT2 | - | 0 | 7
3RT1016-1AP05-Z | W96 | 3RT1016-1AP05-ZW96 | 1 | UN | 1 | 15 | C | D | N | N | 85364900 | 56 | 4011209339392 | 0.23 | KG | 93.77 | 93.77 | CP02 | CP02 | Power contactor, AC-3 9 A, 4 kW / 400 V Front-side auxiliary switch 3 NO + 2 NC 3-pole, Size S00 Screw terminal 230 V AC, 50/60 Hz Multi-unit packaging Pack = 56 units !!! Phased-out product !!! Successor is SIRIUS 3RT2 | - | 0 | 7
3RT1016-1AP05-Z | W97 | 3RT1016-1AP05-ZW97 | 1 | UN | 1 | 15 | C | D | N | N | 85364900 | 27 | 4011209339408 | 0.23 | KG | 93.77 | 93.77 | CP02 | CP02 | Power contactor, AC-3 9 A, 4 kW / 400 V Front-side auxiliary switch 3 NO + 2 NC 3-pole, Size S00 Screw terminal 230 V AC, 50/60 Hz Multi-unit packaging Pack = 27 units !!! Phased-out product !!! Successor is SIRIUS 3RT2 | - | 0 | 7
3RT1016-1AP05-Z | W98 | 3RT1016-1AP05-ZW98 | 1 | UN | 1 | 15 | C | D | N | N | 85364900 | 13 | 4011209339415 | 0.23 | KG | 93.77 | 93.77 | CP02 | CP02 | Power contactor, AC-3 9 A, 4 kW / 400 V Front-side auxiliary switch 3 NO + 2 NC 3-pole, Size S00 Screw terminal 230 V AC, 50/60 Hz Multi-unit packaging Pack = 13 units !!! Phased-out product !!! Successor is SIRIUS 3RT2 | - | 0 | 7
3RT1016-1AP05-Z | X95 | 3RT1016-1AP05-ZX95 | 1 | UN | 1 | 15 | C | D | N | N | 85364900 | 102 | 4011209339378 | 0.291 | KG | 93.77 | 93.77 | CP02 | CP02 | Power contactor, AC-3 9 A, 4 kW / 400 V Front-side auxiliary switch 3 NO + 2 NC 3-pole, Size S00 Screw terminal 230 V AC, 50/60 Hz Reusable packaging Pack = 102 units !!! Phased-out product !!! Successor is SIRIUS 3RT2 | - | 0 | 7
3RT1016-1AP61 |  | 3RT1016-1AP61 | 1 | UN | 1 | 15 | C | D | N | N | 85364900 | 1 | 4011209348196 | 0.203 | KG | 51.97 | 51.97 | CP02 | CP02 | Power contactor, AC-3 9 A, 4 kW / 400 V 1 NO, 220 V AC, 50 Hz/240 V AC, 60 Hz 3-pole, Size S00 Screw terminal !!! Phased-out product !!! Successor is SIRIUS 3RT2 Preferred successor type is >>3RT2016-1AP61<< | - | 0 | 7
3RT1016-1AP62 |  | 3RT1016-1AP62 | 1 | UN | 1 | 15 | C | D | N | N | 85364900 | 1 | 4011209348202 | 0.203 | KG | 51.97 | 51.97 | CP02 | CP02 | Power contactor, AC-3 9 A, 4 kW / 400 V 1 NC, 220 V AC, 50 Hz/240 V AC, 60 Hz 3-pole, Size S00 Screw terminal !!! Phased-out product !!! Successor is SIRIUS 3RT2 Preferred successor type is >>3RT2016-1AP62<< | - | 0 | 7
3RT1016-1AQ01 |  | 3RT1016-1AQ01 | 1 | UN | 1 | 15 | C | D | N | N | 85364900 | 1 | 4011209443716 | 0.203 | KG | 56.81 | 56.81 | CP02 | CP02 | Power contactor, AC-3 9 A, 4 kW / 400 V 1 NO, 380 V AC, 50/60 Hz 3-pole, Size S00 Screw terminal !!! Phased-out product !!! Successor is SIRIUS 3RT2 Preferred successor type is >>3RT2016-1AQ01<< | - | 0 | 7
3RT1016-1AQ05 |  | 3RT1016-1AQ05 | 1 | UN | 1 | 15 | C | D | N | N | 85364900 | 1 | 4011209393523 | 0.19 | KG | 98.8 | 98.8 | CP02 | CP02 | Power contactor, AC-3 9 A, 4 kW / 400 V 3 NO + 2 NC, 380 V, 50 Hz 3-pole, Size S00 Screw terminal !!! Phased-out product !!! Successor is SIRIUS 3RT2 | - | 0 | 9
3RT1016-1AQ05-Z | X95 | 3RT1016-1AQ05-ZX95 | 1 | UN | 1 | 15 | C | D | N | N | 85364900 | 102 | 4011209393479 | 0.231 | KG | 98.8 | 98.8 | CP02 | CP02 | Power contactor, AC-3 9 A, 4 kW / 400 V 3 NO + 2 NC, 380 V, 50 Hz 3-pole, Size S00 Screw terminal Reusable packaging Pack = 102 units !!! Phased-out product !!! Successor is SIRIUS 3RT2 | - | 0 | 7
3RT1016-1AR01 |  | 3RT1016-1AR01 | 1 | UN | 1 | 20 | D | D | N | N | 85364900 | 1 | 4011209404793 | 0.2 | KG | 59.47 | 59.47 | CP02 | CP02 | Power contactor, AC-3 9 A, 4 kW / 400 V 1 NO, 415 V AC, 50/60 Hz 3-pole, Size S00 Screw terminal !!! Phased-out product !!! Successor is SIRIUS 3RT2 | - | 0 | 7
3RT1016-1AR02 |  | 3RT1016-1AR02 | 1 | UN | 1 | 20 | D | D | N | N | 85364900 | 1 | 4011209404809 | 0.212 | KG | 59.47 | 59.47 | CP02 | CP02 | Power contactor, AC-3 9 A, 4 kW / 400 V 1 NC, 415 V AC, 50/60 Hz 3-pole, Size S00 Screw terminal !!! Phased-out product !!! Successor is SIRIUS 3RT2 | - | 0 | 7
3RT1016-1AR05 |  | 3RT1016-1AR05 | 1 | UN | 1 | 15 | C | D | N | N | 85364900 | 1 | 4011209393677 | 0.19 | KG | 98.8 | 98.8 | CP02 | CP02 | Power contactor, AC-3 9 A, 4 kW / 400 V Front-side auxiliary switch 3 NO + 2 NC 3-pole, Size S00 Screw terminal 415 V AC, 50/60 Hz !!! Phased-out product !!! Successor is SIRIUS 3RT2 | - | 0 | 9
3RT1016-1AR05-Z | X95 | 3RT1016-1AR05-ZX95 | 1 | UN | 1 | 15 | C | D | N | N | 85364900 | 102 | 4011209393684 | 0.235 | KG | 98.8 | 98.8 | CP02 | CP02 | Power contactor, AC-3 9 A, 4 kW / 400 V Front-side auxiliary switch 3 NO + 2 NC 3-pole, Size S00 Screw terminal 415 V AC, 50/60 Hz Reusable packaging Pack = 102 units !!! Phased-out product !!! Successor is SIRIUS 3RT2 | - | 0 | 9
3RT1016-1AR11 |  | 3RT1016-1AR11 | 1 | UN | 1 | 15 | C | D | N | N | 85364900 | 1 | 4011209424951 | 0.193 | KG | 56.81 | 56.81 | CP02 | CP02 | Power contactor, AC-3 9 A, 4 kW / 400 V 1 NO, 440 V AC, 60 Hz 3-pole, Size S00 Screw terminal !!! Phased-out product !!! Successor is SIRIUS 3RT2 | - | 0 | 7
3RT1016-1AR21 |  | 3RT1016-1AR21 | 1 | UN | 1 | 15 | C | D | N | N | 85364900 | 1 | 4011209478121 | 0.197 | KG | 64.98 | 64.98 | CP02 | CP02 | Power contactor, AC-3 9 A, 4 kW / 400 V 1 NO, 440 V AC 50/60 Hz 3-pole, Size S00, Screw terminal !!! Phased-out product !!! Successor is SIRIUS 3RT2 | - | 0 | 7
3RT1016-1AR61 |  | 3RT1016-1AR61 | 1 | UN | 1 | 15 | C | D | N | N | 85364900 | 1 | 4011209493889 | 0.202 | KG | 56.81 | 56.81 | CP02 | CP02 | Power contactor, AC-3 9 A, 4 kW / 400 V 1 NO, 400 V AC, 50/60 Hz, 440 V 60 Hz 3-pole, Size S00 Screw terminal !!! Phased-out product !!! Successor is SIRIUS 3RT2 Preferred successor type is >>3RT2016-1AR61<< | - | 0 | 7
3RT1016-1AR62 |  | 3RT1016-1AR62 | 1 | UN | 1 | 15 | C | D | N | N | 85364900 | 1 | 4011209493896 | 0.203 | KG | 64.98 | 64.98 | CP02 | CP02 | Power contactor, AC-3 9 A, 4 kW / 400 V 1 NC, 400 V AC, 50 Hz / 60 Hz 440 V, 60 Hz, 3-pole, Size S00, Screw terminal !!! Phased-out product !!! Successor is SIRIUS 3RT2 Preferred successor type is >>3RT2016-1AR62<< | - | 0 | 7
3RT1016-1AR65 |  | 3RT1016-1AR65 | 1 | UN | 1 | 5 | B | D | N | N | 85364900 | 1 | 4011209493902 | 0.254 | KG | 98.8 | 98.8 | CP02 | CP02 | Power contactor, AC-3 9 A, 4 kW / 400 V Front-side auxiliary switch 3 NO + 2 NC, 3-pole, Size S00, Screw terminal AC (50-60 Hz) / DC operation 400-440 V, 60 Hz, !!! Phased-out product !!! Successor is SIRIUS 3RT2 | - | 0 | 9
3RT1016-1AS01 |  | 3RT1016-1AS01 | 1 | UN | 1 | 15 | C | D | N | N | 85364900 | 1 | 4011209478077 | 0.202 | KG | 64.98 | 64.98 | CP02 | CP02 | Power contactor, AC-3 9 A, 4 kW / 400 V 1 NO, 500 V AC, 50/60 Hz 3-pole, Size S00 Screw terminal !!! Phased-out product !!! Successor is SIRIUS 3RT2 | - | 0 | 7
3RT1016-1AS02 |  | 3RT1016-1AS02 | 1 | UN | 1 | 15 | C | D | N | N | 85364900 | 1 | 4011209468313 | 0.203 | KG | 64.98 | 64.98 | CP02 | CP02 | Power contactor, AC-3 9 A, 4 kW / 400 V 1 NC, 500 V AC 50/60 Hz 3-pole, Size S00, Screw terminal !!! Phased-out product !!! Successor is SIRIUS 3RT2 | - | 0 | 7
3RT1016-1AT61 |  | 3RT1016-1AT61 | 1 | UN | 1 | 15 | C | D | N | N | 85364900 | 1 | 4011209383432 | 0.203 | KG | 64.98 | 64.98 | CP02 | CP02 | Power contactor, AC-3 9 A, 4 kW / 400 V 1 NO, 600 V AC, 60 Hz 3-pole, Size S00, Screw terminal !!! Phased-out product !!! Successor is SIRIUS 3RT2 Preferred successor type is >>3RT2016-1AT61<< | - | 0 | 7
3RT1016-1AT62 |  | 3RT1016-1AT62 | 1 | UN | 1 | 15 | C | D | N | N | 85364900 | 1 | 4011209382671 | 0.198 | KG | 64.98 | 64.98 | CP02 | CP02 | Power contactor, AC-3 9 A, 4 kW / 400 V 1 NC, 600 V AC, 60 Hz 3-pole, Size S00, Screw terminal !!! Phased-out product !!! Successor is SIRIUS 3RT2 Preferred successor type is >>3RT2016-1AT62<< | - | 0 | 7
3RT1016-1AU01 |  | 3RT1016-1AU01 | 1 | UN | 1 | 20 | D | D | N | N | 85364900 | 1 | 4011209362482 | 0.204 | KG | 54.34 | 54.34 | CP02 | CP02 | Power contactor, AC-3 9 A, 4 kW / 400 V 1 NO, 240 V AC, 50/60 Hz 3-pole, Size S00 Screw terminal !!! Phased-out product !!! Successor is SIRIUS 3RT2 Preferred successor type is >>3RT2016-1AU01<< | - | 0 | 7
3RT1016-1AU01-1AA0 |  | 3RT1016-1AU01-1AA0 | 1 | UN | 1 | 15 | C | D | N | N | 85364900 | 1 | 4011209428928 | 0.205 | KG | 66.12 | 66.12 | CP02 | CP02 | Power contactor, AC-3 9 A, 4 kW / 400 V 1 NO, 240 V AC, 50/60 Hz 3-pole, Size S00 Screw terminal Upright mounting position !!! Phased-out product !!! Successor is SIRIUS 3RT2 Preferred successor type is >>3RT2016-1AU01-1AA0<< | - | 0 | 9
3RT1016-1AU02 |  | 3RT1016-1AU02 | 1 | UN | 1 | 15 | C | D | N | N | 85364900 | 1 | 4011209362475 | 0.204 | KG | 51.97 | 51.97 | CP02 | CP02 | Power contactor, AC-3 9 A, 4 kW / 400 V 1 NC, 240 V AC, 50/60 Hz 3-pole, Size S00 Screw terminal !!! Phased-out product !!! Successor is SIRIUS 3RT2 Preferred successor type is >>3RT2016-1AU02<< | - | 0 | 7
3RT1016-1AU05 |  | 3RT1016-1AU05 | 1 | UN | 1 | 15 | C | D | N | N | 85364900 | 1 | 4011209393653 | 0.258 | KG | 93.77 | 93.77 | CP02 | CP02 | Power contactor, AC-3 9 A, 4 kW / 400 V 3 NO + 2 NC, 240 V AC, 50/60 Hz 3-pole, Size S00 Screw terminal !!! Phased-out product !!! Successor is SIRIUS 3RT2 | - | 0 | 7
3RT1016-1AU05-Z | W95 | 3RT1016-1AU05-ZW95 | 1 | UN | 1 | 15 | C | D | N | N | 85364900 | 102 |  | 0.24 | KG | 93.77 | 93.77 | CP02 | CP02 | Power contactor, AC-3 9 A, 4 kW / 400 V 3 NO + 2 NC, 240 V AC, 50/60 Hz 3-pole, Size S00 Screw terminal Multi-unit packaging Pack = 102 units !!! Phased-out product !!! Successor is SIRIUS 3RT2 | - | 0 | 9
3RT1016-1AU05-Z | W96 | 3RT1016-1AU05-ZW96 | 1 | UN | 1 | 15 | C | D | N | N | 85364900 | 56 | 4011209405226 | 0.19 | KG | 93.77 | 93.77 | CP02 | CP02 | Power contactor, AC-3 9 A, 4 kW / 400 V 3 NO + 2 NC, 240 V AC, 50/60 Hz 3-pole, Size S00 Screw terminal Multi-unit packaging Pack = 56 units !!! Phased-out product !!! Successor is SIRIUS 3RT2 | - | 0 | 9
3RT1016-1AU05-Z | X95 | 3RT1016-1AU05-ZX95 | 1 | UN | 1 | 15 | C | D | N | N | 85364900 | 102 | 4011209393660 | 0.302 | KG | 93.77 | 93.77 | CP02 | CP02 | Power contactor, AC-3 9 A, 4 kW / 400 V 3 NO + 2 NC, 240 V AC, 50/60 Hz 3-pole, Size S00 Screw terminal Reusable packaging Pack = 102 units !!! Phased-out product !!! Successor is SIRIUS 3RT2 | - | 0 | 9
3RT1016-1AU61 |  | 3RT1016-1AU61 | 1 | UN | 1 | 15 | C | D | N | N | 85364900 | 1 | 4011209389083 | 0.204 | KG | 64.98 | 64.98 | CP02 | CP02 | Power contactor, AC-3 9 A, 4 kW / 400 V 1 NO, 277 V AC, 60 Hz 3-pole, Size S00, Screw terminal !!! Phased-out product !!! Successor is SIRIUS 3RT2 | - | 0 | 7
3RT1016-1AV01 |  | 3RT1016-1AV01 | 1 | UN | 1 | 5 | B | D | N | N | 85364900 | 1 | 4011209335653 | 0.205 | KG | 56.81 | 56.81 | CP02 | CP02 | Power contactor, AC-3 9 A, 4 kW / 400 V 1 NO, 400 V AC, 50/60 Hz 3-pole, Size S00 Screw terminal !!! Phased-out product !!! Successor is SIRIUS 3RT2 Preferred successor type is >>3RT2016-1AV01<< | - | 0 | 7
3RT1016-1AV01-1AA0 |  | 3RT1016-1AV01-1AA0 | 1 | UN | 1 | 15 | C | D | N | N | 85364900 | 1 | 4011209428942 | 0.205 | KG | 70.59 | 70.59 | CP02 | CP02 | Power contactor, AC-3 9 A, 4 kW / 400 V 1 NO, 400 V AC, 50/60 Hz 3-pole, Size S00 Screw terminal Upright mounting position !!! Phased-out product !!! Successor is SIRIUS 3RT2 Preferred successor type is >>3RT2016-1AV01-1AA0<< | - | 0 | 7
3RT1016-1AV01-Z | X95 | 3RT1016-1AV01-ZX95 | 1 | UN | 1 | 15 | C | D | N | N | 85364900 | 144 | 4011209521018 | 0.188 | KG | 64.98 | 64.98 | CP02 | CP02 | Power contactor, AC-3 9 A, 4 kW / 400 V 1 NO, 400 V AC, 50/60 Hz 3-pole, Size S00 Screw terminal Reusable packaging Pack = 144 units !!! Phased-out product !!! Successor is SIRIUS 3RT2 | - | 0 | 7
3RT1016-1AV02 |  | 3RT1016-1AV02 | 1 | UN | 1 | 15 | C | D | N | N | 85364900 | 1 | 4011209348028 | 0.203 | KG | 56.81 | 56.81 | CP02 | CP02 | Power contactor, AC-3 9 A, 4 kW / 400 V 1 NC, 400 V AC, 50/60 Hz 3-pole, Size S00 Screw terminal !!! Phased-out product !!! Successor is SIRIUS 3RT2 Preferred successor type is >>3RT2016-1AV02<< | - | 0 | 7
3RT1016-1AV02-Z | W95 | 3RT1016-1AV02-ZW95 | 1 | UN | 1 | 15 | C | D | N | N | 85364900 | 1 | 4011209585072 | 0.186 | KG | 64.98 | 64.98 | CP02 | CP02 | Power contactor, AC-3 9 A, 4 kW / 400 V 1 NC, 400 V AC, 50/60 Hz 3-pole, Size S00 Screw terminal Multi-unit packaging Pack = 144 units !!! Phased-out product !!! Successor is SIRIUS 3RT2 | - | 0 | 7
3RT1016-1AV02-Z | X95 | 3RT1016-1AV02-ZX95 | 1 | UN | 1 | 15 | C | D | N | N | 85364900 | 144 | 4011209368255 | 0.189 | KG | 64.98 | 64.98 | CP02 | CP02 | Power contactor, AC-3 9 A, 4 kW / 400 V 1 NC, 400 V AC, 50/60 Hz 3-pole, Size S00 Screw terminal Reusable packaging Pack = 144 units !!! Phased-out product !!! Successor is SIRIUS 3RT2 Preferred successor type is >>3RT2016-1AV02-ZX95<< | - | 0 | 7
3RT1016-1AV21 |  | 3RT1016-1AV21 | 1 | UN | 1 | 15 | C | D | N | N | 85364900 | 1 | 4011209478213 | 0.205 | KG | 64.98 | 64.98 | CP02 | CP02 | Power contactor, AC-3 9 A, 4 kW / 400 V 1 NO, 460 V AC, 50 Hz / 60 Hz 3-pole, Size S00, Screw terminal !!! Phased-out product !!! Successor is SIRIUS 3RT2 | - | 0 | 7
3RT1016-1AV61 |  | 3RT1016-1AV61 | 1 | UN | 1 | 20 | D | D | N | N | 85364900 | 1 | 4011209388963 | 0.203 | KG | 59.47 | 59.47 | CP02 | CP02 | Power contactor, AC-3 9 A, 4 kW / 400 V 1 NO, 480 V AC, 60 Hz 3-pole, Size S00 Screw terminal !!! Phased-out product !!! Successor is SIRIUS 3RT2 Preferred successor type is >>3RT2016-1AV61<< | - | 0 | 7
3RT1016-1AV62 |  | 3RT1016-1AV62 | 1 | UN | 1 | 15 | C | D | N | N | 85364900 | 1 | 4011209388956 | 0.202 | KG | 59.47 | 59.47 | CP02 | CP02 | Power contactor, AC-3 9 A, 4 kW / 400 V 1 NC, 480 V AC, 60 Hz 3-pole, Size S00 Screw terminal !!! Phased-out product !!! Successor is SIRIUS 3RT2 Preferred successor type is >>3RT2016-1AV62<< | - | 0 | 7
3RT1016-1AW21 |  | 3RT1016-1AW21 | 1 | UN | 1 | 20 | D | D | N | N | 85364900 | 1 | 4011209478244 | 0.214 | KG | 59.47 | 59.47 | CP02 | CP02 | Power contactor, AC-3 9 A, 4 kW / 400 V 1 NO, 480 V AC, 50/60 Hz 3-pole, Size S00 Screw terminal !!! Phased-out product !!! Successor is SIRIUS 3RT2 | - | 0 | 7
3RT1016-1AX21-0AA3 |  | 3RT1016-1AX21-0AA3 | 1 | UN | 1 | 15 | C | D | N | N | 85364900 | 1 | 4011209592698 | 0.204 | KG | 64.98 | 64.98 | CP02 | CP02 | Power contactor, AC-3 9 A, 4 kW / 400 V 1 NO, 27 V AC, 50 Hz 3-pole, Size S00 Screw terminal Operating range: 50 Hz: 21.6 V-26.4 V 60 Hz: 26.1 V-31.9 V Ambient temperature max.: 40 Â°C !!! Phased-out product !!! Successor is SIRIUS 3RT2 | - | 0 | 9
3RT1016-1AX22-0VA1 |  | 3RT1016-1AX22-0VA1 | 1 | UN | 1 | 5 | B | D | N | N | 85364900 | 1 | 4011209577657 | 0.206 | KG | 64.98 | 64.98 | CP02 | CP02 | Power contactor, AC-3 9 A, 4 kW / 400 V 1 NC, 70 V AC, 50 Hz 3-pole, Size S00, Screw terminal !!! Phased-out product !!! Successor is SIRIUS 3RT2 | - | 0 | 9
3RT1016-1BA41 |  | 3RT1016-1BA41 | 1 | UN | 1 | 15 | C | D | N | N | 85364900 | 1 | 4011209283282 | 0.262 | KG | 67.55 | 67.55 | CP02 | CP02 | Power contactor, AC-3 9 A, 4 kW / 400 V 1 NO, 12 V DC 3-pole, Size S00 Screw terminal !!! Phased-out product !!! Successor is SIRIUS 3RT2 Preferred successor type is >>3RT2016-1BA41<< | - | 0 | 7
3RT1016-1BA42 |  | 3RT1016-1BA42 | 1 | UN | 1 | 15 | C | D | N | N | 85364900 | 1 | 4011209283312 | 0.263 | KG | 67.55 | 67.55 | CP02 | CP02 | Power contactor, AC-3 9 A, 4 kW / 400 V 1 NO + 1 NC, 12 V DC 3-pole, Size S00 Screw terminal !!! Phased-out product !!! Successor is SIRIUS 3RT2 Preferred successor type is >>3RT2016-1BA42<< | - | 0 | 7
3RT1016-1BB41 |  | 3RT1016-1BB41 | 1 | UN | 1 | 5 | B | D | N | N | 85364900 | 1 | 4011209272705 | 0.263 | KG | 60.42 | 60.42 | CP02 | CP02 | Power contactor, AC-3 9 A, 4 kW / 400 V 1 NO, 24 V DC 3-pole, Size S00 Screw terminal !!! Phased-out product !!! Successor is SIRIUS 3RT2 Preferred successor type is >>3RT2016-1BB41<< | - | 0 | 7
3RT1016-1BB41-Z | W95 | 3RT1016-1BB41-ZW95 | 1 | UN | 1 | 20 | D | D | N | N | 85364900 | 144 | 4011209323209 | 0.25 | KG | 60.42 | 60.42 | CP02 | CP02 | Power contactor, AC-3 9 A, 4 kW / 400 V 1 NO, 24 V DC 3-pole, Size S00 Screw terminal Multi-unit packaging Pack = 144 units !!! Phased-out product !!! Successor is SIRIUS 3RT2 | - | 0 | 7
3RT1016-1BB41-Z | W96 | 3RT1016-1BB41-ZW96 | 1 | UN | 1 | 20 | D | D | N | N | 85364900 | 90 | 4011209323902 | 0.25 | KG | 60.42 | 60.42 | CP02 | CP02 | Power contactor, AC-3 9 A, 4 kW / 400 V 1 NO, 24 V DC 3-pole, Size S00 Screw terminal Multi-unit packaging Pack = 90 units !!! Phased-out product !!! Successor is SIRIUS 3RT2 | - | 0 | 7
3RT1016-1BB41-Z | W97 | 3RT1016-1BB41-ZW97 | 1 | UN | 1 | 20 | D | D | N | N | 85364900 | 42 | 4011209324602 | 0.25 | KG | 60.42 | 60.42 | CP02 | CP02 | Power contactor, AC-3 9 A, 4 kW / 400 V 1 NO, 24 V DC 3-pole, Size S00 Screw terminal Multi-unit packaging Pack = 42 units !!! Phased-out product !!! Successor is SIRIUS 3RT2 | - | 0 | 7
3RT1016-1BB41-Z | W98 | 3RT1016-1BB41-ZW98 | 1 | UN | 1 | 20 | D | D | N | N | 85364900 | 20 | 4011209325302 | 0.25 | KG | 60.42 | 60.42 | CP02 | CP02 | Power contactor, AC-3 9 A, 4 kW / 400 V 1 NO, 24 V DC 3-pole, Size S00 Screw terminal Multi-unit packaging Pack = 20 units !!! Phased-out product !!! Successor is SIRIUS 3RT2 | - | 0 | 7
3RT1016-1BB41-Z | X95 | 3RT1016-1BB41-ZX95 | 1 | UN | 1 | 10 | C | D | N | N | 85364900 | 144 | 4011209322530 | 0.249 | KG | 60.42 | 60.42 | CP02 | CP02 | Power contactor, AC-3 9 A, 4 kW / 400 V 1 NO, 24 V DC 3-pole, Size S00 Screw terminal Reusable packaging Pack = 144 units !!! Phased-out product !!! Successor is SIRIUS 3RT2 | - | 0 | 7
3RT1016-1BB42 |  | 3RT1016-1BB42 | 1 | UN | 1 | 5 | B | D | N | N | 85364900 | 1 | 4011209272712 | 0.262 | KG | 60.42 | 60.42 | CP02 | CP02 | Power contactor, AC-3 9 A, 4 kW / 400 V 1 NC, 24 V DC 3-pole, Size S00 Screw terminal !!! Phased-out product !!! Successor is SIRIUS 3RT2 Preferred successor type is >>3RT2016-1BB42<< | - | 0 | 7
3RT1016-1BB42-0AA1 |  | 3RT1016-1BB42-0AA1 | 1 | UN | 1 | 15 | C | D | N | N | 85364900 | 1 | 4011209374751 | 0.279 | KG | 92.25 | 92.25 | CP02 | CP02 | Power contactor, AC-3 9 A, 4 kW / 400 V 1 NC, 24 V DC 3-pole, Size S00 Screw terminal with built-on varistor !!! Phased-out product !!! Successor is SIRIUS 3RT2 | - | 0 | 9
3RT1016-1BB42-Z | W95 | 3RT1016-1BB42-ZW95 | 1 | UN | 1 | 15 | C | D | N | N | 85364900 | 144 | 4011209323216 | 0.25 | KG | 69.07 | 69.07 | CP02 | CP02 | Power contactor, AC-3 9 A, 4 kW / 400 V 1 NC, 24 V DC 3-pole, Size S00 Screw terminal Multi-unit packaging Pack = 144 units !!! Phased-out product !!! Successor is SIRIUS 3RT2 | - | 0 | 7
3RT1016-1BB42-Z | W96 | 3RT1016-1BB42-ZW96 | 1 | UN | 1 | 20 | D | D | N | N | 85364900 | 90 | 4011209323919 | 0.25 | KG | 60.42 | 60.42 | CP02 | CP02 | Power contactor, AC-3 9 A, 4 kW / 400 V 1 NC, 24 V DC 3-pole, Size S00 Screw terminal Multi-unit packaging Pack = 90 units !!! Phased-out product !!! Successor is SIRIUS 3RT2 | - | 0 | 7
3RT1016-1BB42-Z | W97 | 3RT1016-1BB42-ZW97 | 1 | UN | 1 | 15 | C | D | N | N | 85364900 | 42 | 4011209324619 | 0.25 | KG | 69.07 | 69.07 | CP02 | CP02 | Power contactor, AC-3 9 A, 4 kW / 400 V 1 NC, 24 V DC 3-pole, Size S00 Screw terminal Multi-unit packaging Pack = 42 units !!! Phased-out product !!! Successor is SIRIUS 3RT2 Preferred successor type is >>3RT2016-1BB42-ZW97<< | - | 0 | 7
3RT1016-1BB42-Z | W98 | 3RT1016-1BB42-ZW98 | 1 | UN | 1 | 20 | D | D | N | N | 85364900 | 20 | 4011209325319 | 0.25 | KG | 60.42 | 60.42 | CP02 | CP02 | Power contactor, AC-3 9 A, 4 kW / 400 V 1 NC, 24 V DC 3-pole, Size S00 Screw terminal Multi-unit packaging Pack = 20 units !!! Phased-out product !!! Successor is SIRIUS 3RT2 | - | 0 | 7
3RT1016-1BB42-Z | X95 | 3RT1016-1BB42-ZX95 | 1 | UN | 1 | 10 | C | D | N | N | 85364900 | 144 | 4011209322547 | 0.25 | KG | 60.42 | 60.42 | CP02 | CP02 | Power contactor, AC-3 9 A, 4 kW / 400 V 1 NC, 24 V DC 3-pole, Size S00 Screw terminal Reusable packaging Pack = 144 units !!! Phased-out product !!! Successor is SIRIUS 3RT2 | - | 0 | 7
3RT1016-1BB44 |  | 3RT1016-1BB44 | 1 | UN | 1 | 15 | C | D | N | N | 85364900 | 1 | 4011209340527 | 0.305 | KG | 86.45 | 86.45 | CP02 | CP02 | Power contactor, AC-3 9 A, 4 kW / 400 V 2 NO + 2 NC, 24 V DC 3-pole, Size S00 Screw terminal !!! Phased-out product !!! Successor is SIRIUS 3RT2 Preferred successor type is >>3RT2016-1BB44<< | - | 0 | 7
3RT1016-1BB44-0AA1 |  | 3RT1016-1BB44-0AA1 | 1 | UN | 1 | 15 | C | D | N | N | 85364900 | 1 | 4011209384620 | 0.313 | KG | 122.55 | 122.55 | CP02 | CP02 | Power contactor, AC-3 9 A, 4 kW / 400 V 2 NO + 2 NC, 24 V DC 3-pole, Size S00 Screw terminal Plugged-on varistor !!! Phased-out product !!! Successor is SIRIUS 3RT2 | - | 0 | 9
3RT1016-1BB44-3MA0 |  | 3RT1016-1BB44-3MA0 | 1 | UN | 1 | 5 | B | D | N | N | 85364900 | 1 | 4011209515789 | 0.309 | KG | 89.11 | 89.11 | CP02 | CP02 | Power contactor, AC-3 9 A, 4 kW / 400 V 2 NO + 2 NC, captive 24 V DC, 3-pole, Size S00 Screw terminal for SUVA applications !!! Phased-out product !!! Successor is SIRIUS 3RT2 Preferred successor type is >>3RT2016-1BB44-3MA0<< | - | 0 | 7
3RT1016-1BB48-3MA1 |  | 3RT1016-1BB48-3MA1 | 1 | UN | 1 | 15 | C | D | N | N | 85364900 | 1 | 4011209860124 | 0.312 | KG | 103.55 | 103.55 | CP02 | CP02 | Power contactor, AC-3 9 A, 4 kW / 400 V Front-side auxiliary switch, 4 NC 3-pole, Size S00 screw terminal, 24 V DC Captive auxiliary switch !!! Phased-out product !!! Successor is SIRIUS 3RT2 | - | 0 | 9
3RT1016-1BB48-3MA2 |  | 3RT1016-1BB48-3MA2 | 1 | UN | 1 | 15 | C | D | N | N | 85364900 | 1 | 4011209570399 | 0.312 | KG | 103.55 | 103.55 | CP02 | CP02 | Power contactor, AC-3 9 A, 4 kW / 400 V Front-side auxiliary switch, 5 NC 3-pole, Size S00 screw terminal, 24 V DC Version: GM !!! Phased-out product !!! Successor is SIRIUS 3RT2 | - | 0 | 9
3RT1016-1BD41 |  | 3RT1016-1BD41 | 1 | UN | 1 | 15 | C | D | N | N | 85364900 | 1 | 4011209515260 | 0.251 | KG | 67.55 | 67.55 | CP02 | CP02 | Power contactor, AC-3 9 A, 4 kW / 400 V 1 NO, 42 V DC 3-pole, Size S00 Screw terminal !!! Phased-out product !!! Successor is SIRIUS 3RT2 | - | 0 | 7
3RT1016-1BD42 |  | 3RT1016-1BD42 | 1 | UN | 1 | 15 | C | D | N | N | 85364900 | 1 | 4011209515277 | 0.265 | KG | 77.24 | 77.24 | CP02 | CP02 | Power contactor, AC-3 9 A, 4 kW / 400 V 1 NC, 42 V DC 3-pole, Size S00 Screw terminal !!! Phased-out product !!! Successor is SIRIUS 3RT2 | - | 0 | 7
3RT1016-1BE41 |  | 3RT1016-1BE41 | 1 | UN | 1 | 15 | C | D | N | N | 85364900 | 1 | 4011209350250 | 0.263 | KG | 67.55 | 67.55 | CP02 | CP02 | Power contactor, AC-3 9 A, 4 kW / 400 V 1 NO, 60 V DC 3-pole, Size S00 Screw terminal !!! Phased-out product !!! Successor is SIRIUS 3RT2 Preferred successor type is >>3RT2016-1BE41<< | - | 0 | 7
3RT1016-1BE41-Z | X95 | 3RT1016-1BE41-ZX95 | 1 | UN | 1 | 15 | C | D | N | N | 85364900 | 144 | 4011209396159 | 0.249 | KG | 77.24 | 77.24 | CP02 | CP02 | Power contactor, AC-3 9 A, 4 kW / 400 V 1 NO, 60 V DC 3-pole, Size S00 Screw terminal Reusable packaging Pack = 144 units !!! Phased-out product !!! Successor is SIRIUS 3RT2 | - | 0 | 7
3RT1016-1BE42 |  | 3RT1016-1BE42 | 1 | UN | 1 | 15 | C | D | N | N | 85364900 | 1 | 4011209350267 | 0.262 | KG | 67.55 | 67.55 | CP02 | CP02 | Power contactor, AC-3 9 A, 4 kW / 400 V 1 NC, 60 V DC 3-pole, Size S00 Screw terminal !!! Phased-out product !!! Successor is SIRIUS 3RT2 Preferred successor type is >>3RT2016-1BE42<< | - | 0 | 7
3RT1016-1BF41 |  | 3RT1016-1BF41 | 1 | UN | 1 | 5 | B | D | N | N | 85364900 | 1 | 4011209283299 | 0.263 | KG | 60.42 | 60.42 | CP02 | CP02 | Power contactor, AC-3 9 A, 4 kW / 400 V 1 NO, 110 V DC 3-pole, Size S00 Screw terminal !!! Phased-out product !!! Successor is SIRIUS 3RT2 Preferred successor type is >>3RT2016-1BF41<< | - | 0 | 7
3RT1016-1BF42 |  | 3RT1016-1BF42 | 1 | UN | 1 | 15 | C | D | N | N | 85364900 | 1 | 4011209283329 | 0.262 | KG | 60.42 | 60.42 | CP02 | CP02 | Power contactor, AC-3 9 A, 4 kW / 400 V 1 NC, 110 V DC 3-pole, Size S00 Screw terminal !!! Phased-out product !!! Successor is SIRIUS 3RT2 Preferred successor type is >>3RT2016-1BF42<< | - | 0 | 7
3RT1016-1BF45 |  | 3RT1016-1BF45 | 1 | UN | 1 | 20 | D | D | N | N | 85364900 | 1 | 4011209339422 | 0.311 | KG | 94.62 | 94.62 | CP02 | CP02 | Power contactor, AC-3 9 A, 4 kW / 400 V Front-side auxiliary switch 3 NO + 2 NC 3-pole, Size S00 screw terminal, 110 V DC !!! Phased-out product !!! Successor is SIRIUS 3RT2 | - | 0 | 9
3RT1016-1BF45-Z | X95 | 3RT1016-1BF45-ZX95 | 1 | UN | 1 | 15 | C | D | N | N | 85364900 | 102 | 4011209339439 | 0.288 | KG | 103.55 | 103.55 | CP02 | CP02 | Power contactor, AC-3 9 A, 4 kW / 400 V Front-side auxiliary switch 3 NO + 2 NC 3-pole, Size S00 screw terminal, 110 V DC Reusable packaging Pack = 102 units !!! Phased-out product !!! Successor is SIRIUS 3RT2 | - | 0 | 7
3RT1016-1BG41 |  | 3RT1016-1BG41 | 1 | UN | 1 | 15 | C | D | N | N | 85364900 | 1 | 4011209511767 | 0.26 | KG | 67.55 | 67.55 | CP02 | CP02 | Power contactor, AC-3 9 A, 4 kW / 400 V 1 NO, 125 V DC 3-pole, Size S00 Screw terminal !!! Phased-out product !!! Successor is SIRIUS 3RT2 Preferred successor type is >>3RT2016-1BG41<< | - | 0 | 7
3RT1016-1BG42 |  | 3RT1016-1BG42 | 1 | UN | 1 | 15 | C | D | N | N | 85364900 | 1 | 4011209393844 | 0.261 | KG | 67.55 | 67.55 | CP02 | CP02 | Power contactor, AC-3 9 A, 4 kW / 400 V 1 NC, 125 V DC 3-pole, Size S00 Screw terminal !!! Phased-out product !!! Successor is SIRIUS 3RT2 Preferred successor type is >>3RT2016-1BG42<< | - | 0 | 7
3RT1016-1BG45 |  | 3RT1016-1BG45 | 1 | UN | 1 | 20 | D | D | N | N | 85364900 | 1 | 4011209380349 | 0.307 | KG | 101.65 | 101.65 | CP02 | CP02 | Power contactor, AC-3 9 A, 4 kW / 400 V 125 V DC, 3 NO + 2 NC 3-pole, Size S00 Screw terminal !!! Phased-out product !!! Successor is SIRIUS 3RT2 | - | 0 | 9
3RT1016-1BK81 |  | 3RT1016-1BK81 | 1 | UN | 1 | 0 | A | D | N | N | 85364900 | 1 | 4011209914957 | 0.264 | KG | 77.24 | 77.24 | CP02 | CP02 | Power contactor, AC-3 9 A, 4 kW / 400 V Contactor, AC-3, 4 kW / 400 V, 1 NO 52 V DC, 3-pole, Size S00 Screw terminal !!! Phased-out product !!! Successor is SIRIUS 3RT2 | - | 0 | 7
3RT1016-1BK82 |  | 3RT1016-1BK82 | 1 | UN | 1 | 0 | A | D | EAR99 | N | 85364900 | 1 |  | 0.265 | KG | 77.24 | 77.24 | CP02 | CP02 | Power contactor, AC-3 9 A, 4 kW / 400 V 1 NC, 52 V DC, 3-pole Size S00, Screw terminal !!! Phased-out product !!! Successor is SIRIUS 3RT2 | - | 0 | 9
3RT1016-1BM41 |  | 3RT1016-1BM41 | 1 | UN | 1 | 15 | C | D | N | N | 85364900 | 1 | 4011209272729 | 0.259 | KG | 60.42 | 60.42 | CP02 | CP02 | Power contactor, AC-3 9 A, 4 kW / 400 V 1 NO, 220 V DC 3-pole, Size S00 Screw terminal !!! Phased-out product !!! Successor is SIRIUS 3RT2 Preferred successor type is >>3RT2016-1BM41<< | - | 0 | 7
3RT1016-1BM42 |  | 3RT1016-1BM42 | 1 | UN | 1 | 15 | C | D | N | N | 85364900 | 1 | 4011209272736 | 0.261 | KG | 60.42 | 60.42 | CP02 | CP02 | Power contactor, AC-3 9 A, 4 kW / 400 V 1 NC, 220 V DC 3-pole, Size S00 Screw terminal !!! Phased-out product !!! Successor is SIRIUS 3RT2 Preferred successor type is >>3RT2016-1BM42<< | - | 0 | 7
3RT1016-1BM42-Z | W97 | 3RT1016-1BM42-ZW97 | 1 | UN | 1 | 15 | C | D | N | N | 85364900 | 42 | 4011209674264 | 0.25 | KG | 69.07 | 69.07 | CP02 | CP02 | Power contactor, AC-3 9 A, 4 kW / 400 V 1 NC, 220 V DC 3-pole, Size S00 Screw terminal Multi-unit packaging Pack = 42 units !!! Phased-out product !!! Successor is SIRIUS 3RT2 | - | 0 | 7
3RT1016-1BM42-Z | X95 | 3RT1016-1BM42-ZX95 | 1 | UN | 1 | 15 | C | D | N | N | 85364900 | 144 | 4011209674141 | 0.245 | KG | 69.07 | 69.07 | CP02 | CP02 | Power contactor, AC-3 9 A, 4 kW / 400 V 1 NC, 220 V DC 3-pole, Size S00 Screw terminal Reusable packaging Pack = 144 units !!! Phased-out product !!! Successor is SIRIUS 3RT2 | - | 0 | 7
3RT1016-1BM45 |  | 3RT1016-1BM45 | 1 | UN | 1 | 15 | C | D | N | N | 85364900 | 1 | 4011209339484 | 0.31 | KG | 103.55 | 103.55 | CP02 | CP02 | Power contactor, AC-3 9 A, 4 kW / 400 V Front-side auxiliary switch 3 NO + 2 NC 3-pole, Size S00 screw terminal, 220 V DC !!! Phased-out product !!! Successor is SIRIUS 3RT2 | - | 0 | 9
3RT1016-1BM45-Z | X95 | 3RT1016-1BM45-ZX95 | 1 | UN | 1 | 15 | C | D | N | N | 85364900 | 102 | 4011209339491 | 0.291 | KG | 103.55 | 103.55 | CP02 | CP02 | Power contactor, AC-3 9 A, 4 kW / 400 V Front-side auxiliary switch 3 NO + 2 NC 3-pole, Size S00 screw terminal, 220 V DC Reusable packaging Pack = 102 units !!! Phased-out product !!! Successor is SIRIUS 3RT2 | - | 0 | 7
3RT1016-1BP41 |  | 3RT1016-1BP41 | 1 | UN | 1 | 15 | C | D | N | N | 85364900 | 1 | 4011209350274 | 0.26 | KG | 67.55 | 67.55 | CP02 | CP02 | Power contactor, AC-3 9 A, 4 kW / 400 V 1 NO, 230 V DC 3-pole, Size S00 Screw terminal !!! Phased-out product !!! Successor is SIRIUS 3RT2 Preferred successor type is >>3RT2016-1BP41<< | - | 0 | 7
3RT1016-1BP42 |  | 3RT1016-1BP42 | 1 | UN | 1 | 20 | D | D | N | N | 85364900 | 1 | 4011209350281 | 0.261 | KG | 70.49 | 70.49 | CP02 | CP02 | Power contactor, AC-3 9 A, 4 kW / 400 V 1 NC, 230 V DC 3-pole, Size S00 Screw terminal !!! Phased-out product !!! Successor is SIRIUS 3RT2 Preferred successor type is >>3RT2016-1BP42<< | - | 0 | 7
3RT1016-1BW41 |  | 3RT1016-1BW41 | 1 | UN | 1 | 15 | C | D | N | N | 85364900 | 1 | 4011209350298 | 0.265 | KG | 60.42 | 60.42 | CP02 | CP02 | Power contactor, AC-3 9 A, 4 kW / 400 V 1 NO, 48 V DC 3-pole, Size S00 Screw terminal !!! Phased-out product !!! Successor is SIRIUS 3RT2 Preferred successor type is >>3RT2016-1BW41<< | - | 0 | 7
3RT1016-1BW42 |  | 3RT1016-1BW42 | 1 | UN | 1 | 15 | C | D | N | N | 85364900 | 1 | 4011209350304 | 0.262 | KG | 60.42 | 60.42 | CP02 | CP02 | Power contactor, AC-3 9 A, 4 kW / 400 V 1 NC, 48 V DC 3-pole, Size S00 Screw terminal !!! Phased-out product !!! Successor is SIRIUS 3RT2 Preferred successor type is >>3RT2016-1BW42<< | - | 0 | 7
3RT1016-1CF05 |  | 3RT1016-1CF05 | 1 | UN | 1 | 20 | D | D | N | N | 85364900 | 1 | 4011209780521 | 0.253 | KG | 107.35 | 107.35 | CP02 | CP02 | Power contactor, AC-3 9 A, 4 kW / 400 V 3 NO + 2 NC, 110 V AC, 50/60 Hz 3-pole, Size S00 Screw terminal Varistor plugged on !!! Phased-out product !!! Successor is SIRIUS 3RT2 | - | 0 | 9
3RT1016-1CF05-Z | X95 | 3RT1016-1CF05-ZX95 | 1 | UN | 1 | 15 | C | D | N | N | 85364900 | 1 | 4011209780514 | 0.241 | KG | 116.85 | 116.85 | CP02 | CP02 | Power contactor, AC-3 9 A, 4 kW / 400 V 3 NO + 2 NC, 110 V AC 50 / 60 Hz, 3-pole, Size S00, Screw terminal Multi-unit packaging = 102 units Varistor plugged on !!! Phased-out product !!! Successor is SIRIUS 3RT2 | - | 0 | 9
3RT1016-1CG65 |  | 3RT1016-1CG65 | 1 | UN | 1 | 15 | C | D | N | N | 85364900 | 1 | 4011209780651 | 0.257 | KG | 144.4 | 144.4 | CP02 | CP02 | Power contactor, AC-3 9 A, 4 kW / 400 V 3 NO + 2 NC, 100 V AC, 50/60 Hz 3-pole, Size S00 Screw terminal Varistor plugged on !!! Phased-out product !!! Successor is SIRIUS 3RT2 | - | 0 | 9
3RT1016-1CG65-Z | X95 | 3RT1016-1CG65-ZX95 | 1 | UN | 1 | 5 | B | D | EAR99 | N | 85364900 | 102 |  | 0.2 | KG | 144.4 | 144.4 | CP02 | CP02 | Power contactor, AC-3 9 A, 4 kW / 400 V 3 NO + 2 NC, 100 V AC 50 / 60 Hz, 3-pole, Size S00, Screw terminal Multi-unit packaging = 102 units Varistor plugged on !!! Phased-out product !!! Successor is SIRIUS 3RT2 | - | 0 | 9
3RT1016-1CH05 |  | 3RT1016-1CH05 | 1 | UN | 1 | 15 | C | D | N | N | 85364900 | 1 | 4011209780507 | 0.258 | KG | 116.85 | 116.85 | CP02 | CP02 | Power contactor, AC-3 9 A, 4 kW / 400 V 3 NO + 2 NC, 48 V AC, 50/60 Hz 3-pole, Size S00 Screw terminal Varistor plugged on !!! Phased-out product !!! Successor is SIRIUS 3RT2 | - | 0 | 9
3RT1016-1CK25 |  | 3RT1016-1CK25 | 1 | UN | 1 | 0 | A | D | EAR99 | N | 85364900 | 1 |  | 0.253 | KG | 122.55 | 122.55 | CP02 | CP02 | Power contactor, AC-3 9 A, 4 kW / 400 V 3 NO + 2 NC, 120 V AC 50 / 60 Hz, 3-pole, Size S00, Screw terminal Varistor plugged on !!! Phased-out product !!! Successor is SIRIUS 3RT2 | - | 0 | 9
3RT1016-1CK25-Z | X95 | 3RT1016-1CK25-ZX95 | 1 | UN | 1 | 15 | C | D | N | N | 85364900 | 102 | 4011209780552 | 0.237 | KG | 122.55 | 122.55 | CP02 | CP02 | Power contactor, AC-3 9 A, 4 kW / 400 V 3 NO + 2 NC, 120 V AC, 50/60 Hz 3-pole, Size S00 Screw terminal Reusable packaging Pack = 102 units Varistor plugged on !!! Phased-out product !!! Successor is SIRIUS 3RT2 | - | 0 | 9
3RT1016-1CM25 |  | 3RT1016-1CM25 | 1 | UN | 1 | 5 | B | D | N | N | 85364900 | 1 | 4011209790483 | 0.253 | KG | 111.15 | 111.15 | CP02 | CP02 | Power contactor, AC-3 9 A, 4 kW / 400 V 3 NO + 2 NC, 208 V AC, 50/60 Hz 3-pole, Size S00 Screw terminal Varistor plugged on !!! Phased-out product !!! Successor is SIRIUS 3RT2 | - | 0 | 9
3RT1016-1CM25-Z | X95 | 3RT1016-1CM25-ZX95 | 1 | UN | 1 | 15 | C | D | N | N | 85364900 | 102 | 4011209790490 | 0.244 | KG | 122.55 | 122.55 | CP02 | CP02 | Power contactor, AC-3 9 A, 4 kW / 400 V 3 NO + 2 NC, 208 V AC, 50/60 Hz 3-pole, Size S00 Screw terminal Multi-unit packaging Pack = 102 units Varistor plugged on !!! Phased-out product !!! Successor is SIRIUS 3RT2 | - | 0 | 9
3RT1016-1CN25 |  | 3RT1016-1CN25 | 1 | UN | 1 | 20 | D | D | N | N | 85364900 | 1 | 4011209780590 | 0.27 | KG | 107.35 | 107.35 | CP02 | CP02 | Power contactor, AC-3 9 A, 4 kW / 400 V 3 NO + 2 NC, 220 V AC, 50/60 Hz 3-pole, Size S00 Screw terminal Varistor plugged on !!! Phased-out product !!! Successor is SIRIUS 3RT2 | - | 0 | 9
3RT1016-1CN25-Z | X95 | 3RT1016-1CN25-ZX95 | 1 | UN | 1 | 15 | C | D | N | N | 85364900 | 1 | 4011209780583 | 0.238 | KG | 116.85 | 116.85 | CP02 | CP02 | Power contactor, AC-3 9 A, 4 kW / 400 V 3 NO + 2 NC, 220 V AC 50 / 60 Hz, 3-pole, Size S00, Screw terminal Multi-unit packaging = 102 units Varistor plugged on !!! Phased-out product !!! Successor is SIRIUS 3RT2 | - | 0 | 9
3RT1016-1CP05 |  | 3RT1016-1CP05 | 1 | UN | 1 | 15 | C | D | N | N | 85364900 | 1 | 4011209780613 | 0.3 | KG | 116.85 | 116.85 | CP02 | CP02 | Power contactor, AC-3 9 A, 4 kW / 400 V 3 NO + 2 NC, 230 V AC, 50/60 Hz 3-pole, Size S00 Screw terminal Varistor plugged on !!! Phased-out product !!! Successor is SIRIUS 3RT2 | - | 0 | 9
3RT1016-1CP05-Z | X95 | 3RT1016-1CP05-ZX95 | 1 | UN | 1 | 15 | C | D | N | N | 85364900 | 102 | 4011209780606 | 0.238 | KG | 116.85 | 116.85 | CP02 | CP02 | Power contactor, AC-3 9 A, 4 kW / 400 V 3 NO + 2 NC, 230 V AC 50 / 60 Hz, 3-pole, Size S00, Screw terminal Multi-unit packaging = 102 units Varistor plugged on !!! Phased-out product !!! Successor is SIRIUS 3RT2 | - | 0 | 9
3RT1016-1CU05 |  | 3RT1016-1CU05 | 1 | UN | 1 | 20 | D | D | N | N | 85364900 | 1 | 4011209780637 | 0.26 | KG | 107.35 | 107.35 | CP02 | CP02 | Power contactor, AC-3 9 A, 4 kW / 400 V 3 NO + 2 NC, 240 V AC, 50/60 Hz 3-pole, Size S00 Screw terminal Varistor plugged on !!! Phased-out product !!! Successor is SIRIUS 3RT2 | - | 0 | 9
3RT1016-1CU05-Z | X95 | 3RT1016-1CU05-ZX95 | 1 | UN | 1 | 15 | C | D | N | N | 85364900 | 102 | 4011209780620 | 0.241 | KG | 116.85 | 116.85 | CP02 | CP02 | Power contactor, AC-3 9 A, 4 kW / 400 V 3 NO + 2 NC, 240 V AC, 50/60 Hz 3-pole, Size S00 Screw terminal Multi-unit packaging Pack = 102 units Varistor plugged on !!! Phased-out product !!! Successor is SIRIUS 3RT2 | - | 0 | 9
3RT1016-1DB41 |  | 3RT1016-1DB41 | 1 | UN | 1 | 15 | C | D | N | N | 85364900 | 1 | 4011209390829 | 0.281 | KG | 80.94 | 80.94 | CP02 | CP02 | Power contactor, AC-3 9 A, 4 kW / 400 V 1 NO, 24 V DC 3-pole, Size S00 Screw terminal with built-on varistor !!! Phased-out product !!! Successor is SIRIUS 3RT2 | - | 0 | 9
3RT1016-1DB41-Z | X95 | 3RT1016-1DB41-ZX95 | 1 | UN | 1 | 15 | C | D | N | N | 85364900 | 144 | 4011209390911 | 0.254 | KG | 92.63 | 92.63 | CP02 | CP02 | Power contactor, AC-3 9 A, 4 kW / 400 V 1 NO, 24 V DC 3-pole, Size S00 Screw terminal with built-on varistor Reusable packaging Pack = 144 units !!! Phased-out product !!! Successor is SIRIUS 3RT2 | - | 0 | 9
3RT1016-1DB42 |  | 3RT1016-1DB42 | 1 | UN | 1 | 15 | C | D | N | N | 85364900 | 1 | 4011209390836 | 0.28 | KG | 92.63 | 92.63 | CP02 | CP02 | Power contactor, AC-3 9 A, 4 kW / 400 V 1 NC, 24 V DC 3-pole, Size S00 Screw terminal with built-on varistor !!! Phased-out product !!! Successor is SIRIUS 3RT2 | - | 0 | 9
3RT1016-1DB42-Z | X95 | 3RT1016-1DB42-ZX95 | 1 | UN | 1 | 15 | C | D | N | N | 85364900 | 102 | 4011209390928 | 0.248 | KG | 92.63 | 92.63 | CP02 | CP02 | Power contactor, AC-3 9 A, 4 kW / 400 V 1 NC, 24 V DC 3-pole, Size S00 Screw terminal with built-on varistor Reusable packaging Pack = 102 units !!! Phased-out product !!! Successor is SIRIUS 3RT2 | - | 0 | 9
3RT1016-1DB44 |  | 3RT1016-1DB44 | 1 | UN | 1 | 15 | C | D | N | N | 85364900 | 1 | 4011209389137 | 0.312 | KG | 106.4 | 106.4 | CP02 | CP02 | Power contactor, AC-3 9 A, 4 kW / 400 V 2 NO + 2 NC, 24 V DC 3-pole, Size S00 With varistor Screw terminal !!! Phased-out product !!! Successor is SIRIUS 3RT2 | - | 0 | 9
3RT1016-1DB44-0KV0 |  | 3RT1016-1DB44-0KV0 | 1 | UN | 1 | 15 | C | D | N | N | 85364900 | 1 | 4011209505223 | 0.311 | KG | 125.4 | 125.4 | CP02 | CP02 | Power contactor, AC-3 9 A, 4 kW / 400 V 2 NO + 2 NC, 24 V DC 3-pole, Size S00, 0.8-1.1 Us DC, standard coil With varistor (plugged on) top !!! Phased-out product !!! Successor is SIRIUS 3RT2 | - | 0 | 7
3RT1016-1DB44-Z | X95 | 3RT1016-1DB44-ZX95 | 1 | UN | 1 | 15 | C | D | N | N | 85364900 | 102 | 4011209390843 | 0.292 | KG | 122.55 | 122.55 | CP02 | CP02 | Power contactor, AC-3 9 A, 4 kW / 400 V 2 NO + 2 NC, 24 V DC 3-pole, Size S00 With varistor Screw terminal Reusable packaging Pack = 144 units !!! Phased-out product !!! Successor is SIRIUS 3RT2 | - | 0 | 9
3RT1016-1GN21 |  | 3RT1016-1GN21 | 1 | UN | 1 | 0 | A | D | EAR99 | N | 85364900 | 1 |  | 0.26 | KG | 98.8 | 98.8 | CP02 | CP02 | Power contactor, AC-3 9 A, 4 kW / 400 V 1 NO, 220 V, 50/60 Hz 3-pole, Size S00, Screw terminal With full-wave rectifier !!! Phased-out product !!! Successor is SIRIUS 3RT2 | - | 0 | 9
3RT1016-1GX21-0AA2 |  | 3RT1016-1GX21-0AA2 | 1 | UN | 1 | 15 | C | D | N | N | 85364900 | 1 | 4011209628366 | 0.266 | KG | 105.45 | 105.45 | CP02 | CP02 | Power contactor, AC-3 9 A, 4 kW / 400 V 1 NO, 21.6-31.9 V AC 3-pole, Size S00 Screw terminal With rectifier bridge Ambient temperature = 50 Â°C !!! Phased-out product !!! Successor is SIRIUS 3RT2 | - | 0 | 9
3RT1016-1GX21-0AA2-Z | X95 | 3RT1016-1GX21-0AA2-ZX95 | 1 | UN | 1 | 5 | B | D | N | N | 85364900 | 144 |  | 0.26 | KG | 105.45 | 105.45 | CP02 | CP02 | Power contactor, AC-3 9 A, 4 kW / 400 V 1 NO, 21.6-31.9 V AC 3-pole, Size S00 Screw terminal With rectifier bridge Ambient temperature = 50 Â°C Reusable packaging Pack = 144 units !!! Phased-out product !!! Successor is SIRIUS 3RT2 | - | 0 | 9
3RT1016-1GX21-0AA7 |  | 3RT1016-1GX21-0AA7 | 1 | UN | 1 | 15 | C | D | N | N | 85364900 | 1 | 4011209642096 | 0.259 | KG | 101.65 | 101.65 | CP02 | CP02 | Power contactor, AC-3 9 A, 4 kW / 400 V 1 NO, 161-287 V AC 3-pole, Size S00 Screw terminal With rectifier bridge Ambient temperature = 60 Â°C 10 mm clearance No auxiliary contacts can be mounted Special-purpose device !!! Phased-out product !!! Successor is SIRIUS 3RT2 | - | 0 | 7
3RT1016-1HB41 |  | 3RT1016-1HB41 | 1 | UN | 1 | 5 | B | D | N | N | 85364900 | 1 | 4011209272743 | 0.259 | KG | 60.9 | 60.9 | CP02 | CP02 | Power contactor, AC-3 9 A, 4 kW / 400 V 1 NO, 24 V DC 0.7-1.25*US 3-pole, Size S00 Screw terminal !!! Phased-out product !!! Successor is SIRIUS 3RT2 Preferred successor type is >>3RT2016-1HB41<< | - | 0 | 7
3RT1016-1HB41-Z | W96 | 3RT1016-1HB41-ZW96 | 1 | UN | 1 | 20 | D | D | N | N | 85364900 | 90 | 4011209585478 | 0.245 | KG | 60.9 | 60.9 | CP02 | CP02 | Power contactor, AC-3 9 A, 4 kW / 400 V 1 NO, DC Screw terminal Z = Multi-unit packaging Packing quantity = 90 units !!! Phased-out product !!! Successor is SIRIUS 3RT2 | - | 0 | 7
3RT1016-1HB41-Z | W97 | 3RT1016-1HB41-ZW97 | 1 | UN | 1 | 20 | D | D | N | N | 85364900 | 42 | 4011209581517 | 0.245 | KG | 60.9 | 60.9 | CP02 | CP02 | Power contactor, AC-3 9 A, 4 kW / 400 V 1 NO, DC Screw terminal Multi-unit packaging Quantity = 42 units !!! Phased-out product !!! Successor is SIRIUS 3RT2 | - | 0 | 7
3RT1016-1HB41-Z | X95 | 3RT1016-1HB41-ZX95 | 1 | UN | 1 | 20 | D | D | N | N | 85364900 | 144 | 4011209581500 | 0.244 | KG | 60.9 | 60.9 | CP02 | CP02 | Power contactor, AC-3 9 A, 4 kW / 400 V 1 NO, 24 V DC 0.7-1.25*Us 3-pole, Size S00 Screw terminal Reusable packaging Pack = 144 units !!! Phased-out product !!! Successor is SIRIUS 3RT2 | - | 0 | 7
3RT1016-1HB42 |  | 3RT1016-1HB42 | 1 | UN | 1 | 5 | B | D | N | N | 85364900 | 1 | 4011209272750 | 0.26 | KG | 60.9 | 60.9 | CP02 | CP02 | Power contactor, AC-3 9 A, 4 kW / 400 V 1 NC, 24 V DC 0.7-1.25*US 3-pole, Size S00 Screw terminal !!! Phased-out product !!! Successor is SIRIUS 3RT2 Preferred successor type is >>3RT2016-1HB42<< | - | 0 | 7
3RT1016-1HB42-Z | X95 | 3RT1016-1HB42-ZX95 | 1 | UN | 1 | 15 | C | D | N | N | 85364900 | 144 | 4011209299658 | 0.245 | KG | 69.64 | 69.64 | CP02 | CP02 | Power contactor, AC-3 9 A, 4 kW / 400 V 1 NC, 24 V DC 0.7-1.25*Us 3-pole, Size S00 Screw terminal Reusable packaging Pack = 144 units !!! Phased-out product !!! Successor is SIRIUS 3RT2 | - | 0 | 7
3RT1016-1JA41 |  | 3RT1016-1JA41 | 1 | UN | 1 | 5 | B | D | N | N | 85364900 | 1 | 4011209558953 | 0.257 | KG | 88.92 | 88.92 | CP02 | CP02 | Power contactor, AC-3 9 A, 4 kW / 400 V 1 NO, 12 V DC, 0.7-1.25*Us With diode, 3-pole, Size S00, Screw terminal !!! Phased-out product !!! Successor is SIRIUS 3RT2 | - | 0 | 9
3RT1016-1JB41 |  | 3RT1016-1JB41 | 1 | UN | 1 | 5 | B | D | N | N | 85364900 | 1 | 4011209272767 | 0.275 | KG | 70.49 | 70.49 | CP02 | CP02 | Power contactor, AC-3 9 A, 4 kW / 400 V 1 NO, 24 V DC 0.7-1.25*US with diode 3-pole, Size S00 Screw terminal !!! Phased-out product !!! Successor is SIRIUS 3RT2 Preferred successor type is >>3RT2016-1JB41<< | - | 0 | 7
3RT1016-1JB41-Z | W96 | 3RT1016-1JB41-ZW96 | 1 | UN | 1 | 15 | C | D | N | N | 85364900 | 90 |  | 0.291 | KG | 80.75 | 80.75 | CP02 | CP02 | Power contactor, AC-3 9 A, 4 kW / 400 V 1 NO, 24 V DC 0.7-1.25*Us with diode 3-pole, Size S00 Screw terminal Multi-unit packaging Pack = 90 units !!! Phased-out product !!! Successor is SIRIUS 3RT2 | - | 0 | 9
3RT1016-1JB41-Z | W97 | 3RT1016-1JB41-ZW97 | 1 | UN | 1 | 15 | C | D | N | N | 85364900 | 42 | 4011209916043 | 0.245 | KG | 80.75 | 80.75 | CP02 | CP02 | Power contactor, AC-3 9 A, 4 kW / 400 V 1 NO, 24 V DC 0.7-1.25*US with diode 3-pole, Size S00 Screw terminal Z = Multi-unit packaging Pack = 42 units !!! Phased-out product !!! Successor is SIRIUS 3RT2 Preferred successor type is >>3RT2016-1JB41-ZW97<< | - | 0 | 7
3RT1016-1JB41-Z | W98 | 3RT1016-1JB41-ZW98 | 1 | UN | 1 | 15 | C | D | N | N | 85364900 | 20 | 4011209850347 | 0.245 | KG | 80.75 | 80.75 | CP02 | CP02 | Power contactor, AC-3 9 A, 4 kW / 400 V 1 NO, 24 V DC 0.7-1.25*Us with diode 3-pole, Size S00 Screw terminal Multi-unit packaging Pack = 20 units !!! Phased-out product !!! Successor is SIRIUS 3RT2 | - | 0 | 7
3RT1016-1JB41-Z | X95 | 3RT1016-1JB41-ZX95 | 1 | UN | 1 | 20 | D | D | N | N | 85364900 | 144 | 4011209402188 | 0.249 | KG | 70.49 | 70.49 | CP02 | CP02 | Power contactor, AC-3 9 A, 4 kW / 400 V 1 NO, 24 V DC 0.7-1.25*Us with diode 3-pole, Size S00 Screw terminal Reusable packaging Pack = 144 units !!! Phased-out product !!! Successor is SIRIUS 3RT2 | - | 0 | 7
3RT1016-1JB42 |  | 3RT1016-1JB42 | 1 | UN | 1 | 5 | B | D | N | N | 85364900 | 1 | 4011209272774 | 0.261 | KG | 70.49 | 70.49 | CP02 | CP02 | Power contactor, AC-3 9 A, 4 kW / 400 V 1 NC, 24 V DC 0.7-1.25*US with diode 3-pole, Size S00 Screw terminal !!! Phased-out product !!! Successor is SIRIUS 3RT2 Preferred successor type is >>3RT2016-1JB42<< | - | 0 | 7
3RT1016-1KB41 |  | 3RT1016-1KB41 | 1 | UN | 1 | 5 | B | D | N | N | 85364900 | 1 | 4011209272781 | 0.261 | KG | 69.35 | 69.35 | CP02 | CP02 | Power contactor, AC-3 9 A, 4 kW / 400 V 1 NO, 24 V DC 0.7-1.25*US With varistor 3-pole Size S00 Screw terminal !!! Phased-out product !!! Successor is SIRIUS 3RT2 Preferred successor type is >>3RT2016-1KB41<< | - | 0 | 7
3RT1016-1KB41-0KV0 |  | 3RT1016-1KB41-0KV0 | 1 | UN | 1 | 15 | C | D | N | N | 85364900 | 1 | 4011209547100 | 0.261 | KG | 83.89 | 83.89 | CP02 | CP02 | Power contactor, AC-3 9 A, 4 kW / 400 V 24 V DC / 0.7-1.25* Us, 2.3 W Integrated varistor, 1 NO, special package label, VW equipment regulation !!! Phased-out product !!! Successor is SIRIUS 3RT2 | - | 0 | 7
3RT1016-1KB42 |  | 3RT1016-1KB42 | 1 | UN | 1 | 5 | B | D | N | N | 85364900 | 1 | 4011209272798 | 0.261 | KG | 69.35 | 69.35 | CP02 | CP02 | Power contactor, AC-3 9 A, 4 kW / 400 V 1 NC, 24 V DC 0.7-1.25*US With varistor 3-pole Size S00 Screw terminal !!! Phased-out product !!! Successor is SIRIUS 3RT2 Preferred successor type is >>3RT2016-1KB42<< | - | 0 | 7
3RT1016-1KF41 |  | 3RT1016-1KF41 | 1 | UN | 1 | 15 | C | D | N | N | 85364900 | 1 | 4011209380356 | 0.258 | KG | 67.83 | 67.83 | CP02 | CP02 | Power contactor, AC-3 9 A, 4 kW / 400 V 1 NO, 110 V DC, 0.7-1.25*Us With varistor 3-pole Size S00 Screw terminal !!! Phased-out product !!! Successor is SIRIUS 3RT2 | - | 0 | 7
3RT1016-1KF42 |  | 3RT1016-1KF42 | 1 | UN | 1 | 15 | C | D | N | N | 85364900 | 1 | 4011209380363 | 0.261 | KG | 77.81 | 77.81 | CP02 | CP02 | Power contactor, AC-3 9 A, 4 kW / 400 V 1 NC, 110 V DC, 0.7-1.25* Us With varistor 3-pole Size S00 Screw terminal !!! Phased-out product !!! Successor is SIRIUS 3RT2 | - | 0 | 7
3RT1016-1KJ81 |  | 3RT1016-1KJ81 | 1 | UN | 1 | 15 | C | D | N | N | 85364900 | 1 | 4011209545403 | 0.26 | KG | 87.59 | 87.59 | CP02 | CP02 | Power contactor, AC-3 9 A, 4 kW / 400 V 1 NO, 72 V DC, 0.7-1.25* Us With varistor 3-pole Size S00 Screw terminal !!! Phased-out product !!! Successor is SIRIUS 3RT2 | - | 0 | 7
3RT1016-1MB41-0KT0 |  | 3RT1016-1MB41-0KT0 | 1 | UN | 1 | 15 | C | D | N | N | 85364900 | 1 | 4011209515796 | 0.261 | KG | 60.9 | 60.9 | CP02 | CP02 | Power contactor, AC-3 9 A, 4 kW / 400 V 1 NO, 24 V DC 0.85-1.85*Us 3-pole, Size S00 1.4 W, Screw terminal Without overvoltage damping !!! Phased-out product !!! Successor is SIRIUS 3RT2 Preferred successor type is >>3RT2016-1MB41-0KT0<< | - | 0 | 7
3RT1016-1MB42-0KT0 |  | 3RT1016-1MB42-0KT0 | 1 | UN | 1 | 15 | C | D | N | N | 85364900 | 1 | 4011209478275 | 0.37 | KG | 60.9 | 60.9 | CP02 | CP02 | Power contactor, AC-3 9 A, 4 kW / 400 V 1 NC, 24 V DC 0.85-1.85* Us 3-pole, Size S00 1.4 W, Screw terminal Without overvoltage damping !!! Phased-out product !!! Successor is SIRIUS 3RT2 Preferred successor type is >>3RT2016-1MB42-0KT0<< | - | 0 | 7
3RT1016-1RB41-0KS0 |  | 3RT1016-1RB41-0KS0 | 1 | UN | 1 | 0 | A | D | EAR99 | N | 85364900 | 100 |  | 0.26 | KG | 97.85 | 97.85 | CP02 | CP02 | Power contactor, AC-3 9 A, 4 kW / 400 V 1 NO, 24 V DC 3-pole, Size S00, Screw terminal USB plugged on Special customer device !!! Phased-out product !!! Successor is SIRIUS 3RT2 | - | 0 | 9
3RT1016-1RB41-0KS0-Z | W96 | 3RT1016-1RB41-0KS0-ZW96 | 1 | UN | 1 | 10 | C | D | EAR99 | N | 85364900 | 56 | 4047621007779 | 0.257 | KG | 70.59 | 70.59 | CP02 | CP02 | Power contactor, AC-3 9 A, 4 kW / 400 V 1 NO, 24 V DC 3-pole Size S00 screw terminal Multi-unit packaging pack = 56 units USB plugged on special customer device ! Phased-out product! Successor is SIRIUS 3RT2 | - | 0 | 0
3RT1016-1RB41-0KS0-Z | W97 | 3RT1016-1RB41-0KS0-ZW97 | 1 | UN | 1 | 10 | C | D | EAR99 | N | 85364900 | 27 | 4047621007786 | 0.257 | KG | 70.59 | 70.59 | CP02 | CP02 | Power contactor, AC-3 9 A, 4 kW / 400 V 1 NO, 24 V DC 3-pole Size S00 screw terminal Multi-unit packaging pack = 27 units USB plugged on special customer device ! Phased-out product! Successor is SIRIUS 3RT2 | - | 0 | 0
3RT1016-1RB41-0KS0-Z | W98 | 3RT1016-1RB41-0KS0-ZW98 | 1 | UN | 1 | 20 | D | D | N | N | 85364900 | 13 | 4011209863675 | 0.239 | KG | 85.31 | 85.31 | CP02 | CP02 | Power contactor, AC-3 9 A, 4 kW / 400 V 1 NO, 24 V DC 3-pole Size S00 Screw terminal Multi-unit packaging Pack 13 units USB plugged on Special customer device !!! Phased-out product !!! Successor is SIRIUS 3RT2 | - | 0 | 7
3RT1016-1RB41-0KS0-Z | X95 | 3RT1016-1RB41-0KS0-ZX95 | 1 | UN | 1 | 20 | D | D | N | N | 85364900 | 102 | 4011209863651 | 0.27 | KG | 85.31 | 85.31 | CP02 | CP02 | Power contactor, AC-3 9 A, 4 kW / 400 V 1 NO, 24 V DC 3-pole Size S00 Screw terminal Reusable packaging Pack = 102 units USB plugged on Special customer device !!! Phased-out product !!! Successor is SIRIUS 3RT2 | - | 0 | 7
3RT1016-1TP01 |  | 3RT1016-1TP01 | 1 | UN | 1 | 5 | B | D | N | N | 85364900 | 1 | 4011209547070 | 0.204 | KG | 82.37 | 82.37 | CP02 | CP02 | Power contactor, AC-3 9 A, 4 kW / 400 V 1 NO, 230 V AC, 50/60 Hz Size S00 3-pole, Size S00, screw terminal, with integrated varistor !!! Phased-out product !!! Successor is SIRIUS 3RT2 | - | 0 | 9
3RT1016-1TP02 |  | 3RT1016-1TP02 | 1 | UN | 1 | 15 | C | D | N | N | 85364900 | 1 | 4011209424760 | 0.202 | KG | 82.37 | 82.37 | CP02 | CP02 | Power contactor, AC-3 9 A, 4 kW / 400 V 1 NC, 230 V AC, 50/60 Hz Size S00 3-pole, Size S00, screw terminal, with integrated varistor !!! Phased-out product !!! Successor is SIRIUS 3RT2 | - | 0 | 7
3RT1016-1UB41-0KV0 |  | 3RT1016-1UB41-0KV0 | 1 | UN | 1 | 15 | C | D | N | N | 85364900 | 1 | 4011209440821 | 0.266 | KG | 84.65 | 84.65 | CP02 | CP02 | Power contactor, AC-3 9 A, 4 kW / 400 V Motor contactor, 24 V DC Size S00 Integrated varistor 1 NO integrated !!! Phased-out product !!! Successor is SIRIUS 3RT2 | - | 0 | 7
3RT1016-1UB42-0KV0 |  | 3RT1016-1UB42-0KV0 | 1 | UN | 1 | 15 | C | D | N | N | 85364900 | 1 | 4011209440838 | 0.266 | KG | 84.65 | 84.65 | CP02 | CP02 | Power contactor, AC-3 9 A, 4 kW / 400 V 1 NC, 24 V DC 3-pole, Size S00 Screw terminal with varistor integrated VW !!! Phased-out product !!! Successor is SIRIUS 3RT2 | - | 0 | 7
3RT1016-1VB41 |  | 3RT1016-1VB41 | 1 | UN | 1 | 15 | C | D | N | N | 85364900 | 1 | 4011209436848 | 0.262 | KG | 70.49 | 70.49 | CP02 | CP02 | Power contactor, AC-3 9 A, 4 kW / 400 V 1 NO, 24 V DC 0.85-1.85* Us 3-pole, Size S00 1.4 W,Screw terminal Integrated diode !!! Phased-out product !!! Successor is SIRIUS 3RT2 Preferred successor type is >>3RT2016-1VB41<< | - | 0 | 7
3RT1016-1VB42 |  | 3RT1016-1VB42 | 1 | UN | 1 | 15 | C | D | N | N | 85364900 | 1 | 4011209436855 | 0.261 | KG | 70.49 | 70.49 | CP02 | CP02 | Power contactor, AC-3 9 A, 4 kW / 400 V 1 NC, 24 V DC 0.85-1.85* Us 3-pole, Size S00 1.4 W,Screw terminal Integrated diode !!! Phased-out product !!! Successor is SIRIUS 3RT2 Preferred successor type is >>3RT2016-1VB42<< | - | 0 | 7
3RT1016-1WB41 |  | 3RT1016-1WB41 | 1 | UN | 1 | 15 | C | D | N | N | 85364900 | 1 | 4011209515802 | 0.266 | KG | 69.35 | 69.35 | CP02 | CP02 | Power contactor, AC-3 9 A, 4 kW / 400 V 1 NO, 24 V DC 0.85-1.85* Us 3-pole, Size S00 1.4 W,Screw terminal Integrated varistor !!! Phased-out product !!! Successor is SIRIUS 3RT2 Preferred successor type is >>3RT2016-1SB41<< | - | 0 | 7
3RT1016-1WB42 |  | 3RT1016-1WB42 | 1 | UN | 1 | 15 | C | D | N | N | 85364900 | 1 | 4011209515819 | 0.264 | KG | 69.35 | 69.35 | CP02 | CP02 | Power contactor, AC-3 9 A, 4 kW / 400 V 1 NC, 24 V DC 0.85-1.85* Us 3-pole, Size S00 1.4 W,Screw terminal Integrated varistor !!! Phased-out product !!! Successor is SIRIUS 3RT2 Preferred successor type is >>3RT2016-1SB42<< | - | 0 | 7
3RT1016-1XB43-0VE1 |  | 3RT1016-1XB43-0VE1 | 1 | UN | 1 | 20 | D | D | N | N | 85364900 | 1 | 4011209593046 | 0.305 | KG | 103.55 | 103.55 | CP02 | CP02 | Power contactor, AC-3 9 A, 4 kW / 400 V 1 NO, 24 V DC 3-pole, Size S00 Screw terminal with attached RC element !!! Phased-out product !!! Successor is SIRIUS 3RT2 | - | 0 | 9
3RT1016-1XB43-0VE1-Z | X95 | 3RT1016-1XB43-0VE1-ZX95 | 1 | UN | 1 | 5 | B | D | N | N | 85364900 | 102 |  | 0.3 | KG | 114 | 114 | CP02 | CP02 | Power contactor, AC-3 9 A, 4 kW / 400 V 1 NO, 24 V DC 3-pole, Size S00 Screw terminal with attached RC element Reusable packaging = 102 units !!! Phased-out product !!! Successor is SIRIUS 3RT2 | - | 0 | 9
3RT1016-2AB01 |  | 3RT1016-2AB01 | 1 | UN | 1 | 5 | B | D | N | N | 85364900 | 1 | 4011209296442 | 0.203 | KG | 52.54 | 52.54 | CP02 | CP02 | Power contactor, AC-3 9 A, 4 kW / 400 V 1 NO, 24 V AC, 50/60 Hz 3-pole, Size S00 Spring-type terminal !!! Phased-out product !!! Successor is SIRIUS 3RT2 Preferred successor type is >>3RT2016-2AB01<< | - | 0 | 7
3RT1016-2AB01-Z | W98 | 3RT1016-2AB01-ZW98 | 1 | UN | 1 | 15 | C | D | N | N | 85364900 | 20 | 4011209499584 | 0.19 | KG | 60.14 | 60.14 | CP02 | CP02 | Power contactor, AC-3 9 A, 4 kW / 400 V 1 NO, 24 V AC, 50/60 Hz 3-pole, Size S00 Spring-type terminal Multi-unit packaging Pack = 20 units !!! Phased-out product !!! Successor is SIRIUS 3RT2 Preferred successor type is >>3RT2016-2AB01-ZX95<< | - | 0 | 7
3RT1016-2AB01-Z | X95 | 3RT1016-2AB01-ZX95 | 1 | UN | 1 | 15 | C | D | N | N | 85364900 | 144 | 4011209392892 | 0.189 | KG | 60.14 | 60.14 | CP02 | CP02 | Power contactor, AC-3 9 A, 4 kW / 400 V 1 NO, 24 V AC, 50/60 Hz 3-pole, Size S00 Spring-type terminal Reusable packaging Pack = 144 units !!! Phased-out product !!! Successor is SIRIUS 3RT2 | - | 0 | 7
3RT1016-2AB02 |  | 3RT1016-2AB02 | 1 | UN | 1 | 5 | B | D | N | N | 85364900 | 1 | 4011209296459 | 0.201 | KG | 52.54 | 52.54 | CP02 | CP02 | Power contactor, AC-3 9 A, 4 kW / 400 V 1 NC, 24 V AC, 50/60 Hz 3-pole, Size S00 Spring-type terminal !!! Phased-out product !!! Successor is SIRIUS 3RT2 Preferred successor type is >>3RT2016-2AB02<< | - | 0 | 7
3RT1016-2AB02-Z | W97 | 3RT1016-2AB02-ZW97 | 1 | UN | 1 | 15 | C | D | N | N | 85364900 | 42 | 4011209612785 | 0.183 | KG | 60.14 | 60.14 | CP02 | CP02 | Power contactor, AC-3 9 A, 4 kW / 400 V 1 NC, 24 V AC, 50/60 Hz 3-pole, Size S00 Spring-type terminal Multi-unit packaging Pack = 42 units !!! Phased-out product !!! Successor is SIRIUS 3RT2 Preferred successor type is >>3RT2016-2AB02-ZW97<< | - | 0 | 7
3RT1016-2AB02-Z | W98 | 3RT1016-2AB02-ZW98 | 1 | UN | 1 | 15 | C | D | N | N | 85364900 | 20 | 4011209519770 | 0.19 | KG | 60.14 | 60.14 | CP02 | CP02 | Power contactor, AC-3 9 A, 4 kW / 400 V 1 NC, 24 V AC, 50/60 Hz 3-pole, Size S00 Spring-type terminal Multi-unit packaging Pack = 20 units !!! Phased-out product !!! Successor is SIRIUS 3RT2 | - | 0 | 7
3RT1016-2AB02-Z | X95 | 3RT1016-2AB02-ZX95 | 1 | UN | 1 | 15 | C | D | N | N | 85364900 | 144 | 4011209519763 | 0.189 | KG | 60.14 | 60.14 | CP02 | CP02 | Power contactor, AC-3 9 A, 4 kW / 400 V 1 NC, 24 V AC, 50/60 Hz 3-pole, Size S00 Spring-type terminal Reusable packaging Pack = 144 units !!! Phased-out product !!! Successor is SIRIUS 3RT2 Preferred successor type is >>3RT2016-2AB02-ZX95<< | - | 0 | 7
3RT1016-2AD01 |  | 3RT1016-2AD01 | 1 | UN | 1 | 15 | C | D | N | N | 85364900 | 1 | 4011209338425 | 0.201 | KG | 65.55 | 65.55 | CP02 | CP02 | Power contactor, AC-3 9 A, 4 kW / 400 V 20 A, 42 V AC, 50/60 Hz 3-pole, 1 NO, Size S00, Spring-type terminal !!! Phased-out product !!! Successor is SIRIUS 3RT2 Preferred successor type is >>3RT2016-2AD01<< | - | 0 | 7
3RT1016-2AD02 |  | 3RT1016-2AD02 | 1 | UN | 1 | 15 | C | D | N | N | 85364900 | 1 | 4011209345881 | 0.199 | KG | 65.55 | 65.55 | CP02 | CP02 | Power contactor, AC-3 9 A, 4 kW / 400 V 1 NO, 42 V AC, 50/60 Hz 3-pole, Size S00 Spring-type terminal !!! Phased-out product !!! Successor is SIRIUS 3RT2 Preferred successor type is >>3RT2016-2AD02<< | - | 0 | 7
3RT1016-2AF01 |  | 3RT1016-2AF01 | 1 | UN | 1 | 5 | B | D | N | N | 85364900 | 1 | 4011209296466 | 0.204 | KG | 52.54 | 52.54 | CP02 | CP02 | Power contactor, AC-3 9 A, 4 kW / 400 V 1 NO, 110 V AC, 50/60 Hz 3-pole, Size S00 Spring-type terminal !!! Phased-out product !!! Successor is SIRIUS 3RT2 Preferred successor type is >>3RT2016-2AF01<< | - | 0 | 7
3RT1016-2AF02 |  | 3RT1016-2AF02 | 1 | UN | 1 | 5 | B | D | N | N | 85364900 | 1 | 4011209296473 | 0.202 | KG | 52.54 | 52.54 | CP02 | CP02 | Power contactor, AC-3 9 A, 4 kW / 400 V 1 NC, 110 V AC, 50/60 Hz 3-pole, Size S00 Spring-type terminal !!! Phased-out product !!! Successor is SIRIUS 3RT2 Preferred successor type is >>3RT2016-2AF02<< | - | 0 | 7
3RT1016-2AF04 |  | 3RT1016-2AF04 | 1 | UN | 1 | 15 | C | D | N | N | 85364900 | 1 | 4011209393813 | 0.248 | KG | 79.14 | 79.14 | CP02 | CP02 | Power contactor, AC-3 9 A, 4 kW / 400 V 2 NO + 2 NC, 110 V AC, 50/60 Hz 3-pole, Size S00 Spring-type terminal With auxiliary switch 2 NO + 2 NC According to EN 50012 !!! Phased-out product !!! Successor is SIRIUS 3RT2 Preferred successor type is >>3RT2016-2AF04<< | - | 0 | 7
3RT1016-2AG14 |  | 3RT1016-2AG14 | 1 | UN | 1 | 15 | C | D | N | N | 85364900 | 1 | 4011209552920 | 0.249 | KG | 83.51 | 83.51 | CP02 | CP02 | Power contactor, AC-3 9 A, 4 kW / 400 V 1 NO, 2 NO + 2 NC, 100 V AC 50 Hz / 110 V, 60 Hz 3-pole, Size S0-S12 Spring-type terminal !!! Phased-out product !!! Successor is SIRIUS 3RT2 | - | 0 | 7
3RT1016-2AG61 |  | 3RT1016-2AG61 | 1 | UN | 1 | 15 | C | D | N | N | 85364900 | 1 | 4011209493919 | 0.203 | KG | 65.55 | 65.55 | CP02 | CP02 | Power contactor, AC-3 9 A, 4 kW / 400 V 1 NO, 100 V AC, 50 Hz 100-110 V, 60 Hz, 3-pole Size S00 Spring-type terminal !!! Phased-out product !!! Successor is SIRIUS 3RT2 | - | 0 | 7
3RT1016-2AG62 |  | 3RT1016-2AG62 | 1 | UN | 1 | 5 | B | D | N | N | 85364900 | 1 | 4011209493926 | 0.19 | KG | 65.55 | 65.55 | CP02 | CP02 | Power contactor, AC-3 9 A, 4 kW / 400 V 1 NC, 100 V AC, 50 Hz 100-110 V, 60 Hz, 3-pole, Size S00, Spring-type terminal !!! Phased-out product !!! Successor is SIRIUS 3RT2 | - | 0 | 9
3RT1016-2AH01 |  | 3RT1016-2AH01 | 1 | UN | 1 | 15 | C | D | N | N | 85364900 | 1 | 4011209347021 | 0.202 | KG | 60.14 | 60.14 | CP02 | CP02 | Power contactor, AC-3 9 A, 4 kW / 400 V 1 NO, 48 V AC, 50/60 Hz 3-pole, Size S00, Spring-type terminal !!! Phased-out product !!! Successor is SIRIUS 3RT2 Preferred successor type is >>3RT2016-2AH01<< | - | 0 | 7
3RT1016-2AH02 |  | 3RT1016-2AH02 | 1 | UN | 1 | 15 | C | D | N | N | 85364900 | 1 | 4011209350724 | 0.2 | KG | 52.54 | 52.54 | CP02 | CP02 | Power contactor, AC-3 9 A, 4 kW / 400 V 1 NC, 48 V AC, 50/60 Hz 3-pole, Size S00 Spring-type terminal !!! Phased-out product !!! Successor is SIRIUS 3RT2 Preferred successor type is >>3RT2016-2AH02<< | - | 0 | 7
3RT1016-2AK61 |  | 3RT1016-2AK61 | 1 | UN | 1 | 20 | D | D | N | N | 85364900 | 1 | 4011209350731 | 0.201 | KG | 54.91 | 54.91 | CP02 | CP02 | Power contactor, AC-3 9 A, 4 kW / 400 V 1 NO, 110 V AC 50 Hz / 120 V, 60 Hz 3-pole, Size S00 Spring-type terminal !!! Phased-out product !!! Successor is SIRIUS 3RT2 Preferred successor type is >>3RT2016-2AK61<< | - | 0 | 7
3RT1016-2AK61-1AA0 |  | 3RT1016-2AK61-1AA0 | 1 | UN | 1 | 5 | B | D | N | N | 85364900 | 1 | 4011209550674 | 0.2 | KG | 76.29 | 76.29 | CP02 | CP02 | Power contactor, AC-3 9 A, 4 kW / 400 V 1 NO, 110 V AC, 50 Hz / 120 V 60 Hz, 3-pole, Size S00, Spring-type terminal Upright mounting position !!! Phased-out product !!! Successor is SIRIUS 3RT2 | - | 0 | 9
3RT1016-2AK62 |  | 3RT1016-2AK62 | 1 | UN | 1 | 15 | C | D | N | N | 85364900 | 1 | 4011209350748 | 0.201 | KG | 60.14 | 60.14 | CP02 | CP02 | Power contactor, AC-3 9 A, 4 kW / 400 V 1 NC, 110 V AC 50 Hz / 120 V, 60 Hz 3-pole, Size S00 Spring-type terminal !!! Phased-out product !!! Successor is SIRIUS 3RT2 Preferred successor type is >>3RT2016-2AK62<< | - | 0 | 7
3RT1016-2AM22 |  | 3RT1016-2AM22 | 1 | UN | 1 | 5 | B | D | N | N | 85364900 | 1 | 4011209382527 | 0.2 | KG | 65.55 | 65.55 | CP02 | CP02 | Power contactor, AC-3 9 A, 4 kW / 400 V 1 NC, 208 V AC, 50/60 Hz 3-pole, Size S00, Spring-type terminal !!! Phased-out product !!! Successor is SIRIUS 3RT2 | - | 0 | 9
3RT1016-2AN21 |  | 3RT1016-2AN21 | 1 | UN | 1 | 20 | D | D | N | N | 85364900 | 1 | 4011209352278 | 0.199 | KG | 54.91 | 54.91 | CP02 | CP02 | Power contactor, AC-3 9 A, 4 kW / 400 V 1 NO, 220 V AC, 50/60 Hz 3-pole, Size S00 Spring-type terminal !!! Phased-out product !!! Successor is SIRIUS 3RT2 Preferred successor type is >>3RT2016-2AN21<< | - | 0 | 7
3RT1016-2AN21-1AA0 |  | 3RT1016-2AN21-1AA0 | 1 | UN | 1 | 5 | B | D | N | N | 85364900 | 1 | 4011209571044 | 0.198 | KG | 76.29 | 76.29 | CP02 | CP02 | Power contactor, AC-3 9 A, 4 kW / 400 V 1 NO, 220 V AC, 50/60 Hz 3-pole, Size S00, Spring-type terminal Upright mounting position !!! Phased-out product !!! Successor is SIRIUS 3RT2 | - | 0 | 9
3RT1016-2AN22 |  | 3RT1016-2AN22 | 1 | UN | 1 | 15 | C | D | N | N | 85364900 | 1 | 4011209352285 | 0.198 | KG | 60.14 | 60.14 | CP02 | CP02 | Power contactor, AC-3 9 A, 4 kW / 400 V 1 NC, 220 V AC, 50/60 Hz 3-pole, Size S00, Spring-type terminal !!! Phased-out product !!! Successor is SIRIUS 3RT2 Preferred successor type is >>3RT2016-2AN22<< | - | 0 | 7
3RT1016-2AN61 |  | 3RT1016-2AN61 | 1 | UN | 1 | 5 | B | D | N | N | 85364900 | 1 | 4011209493933 | 0.19 | KG | 65.55 | 65.55 | CP02 | CP02 | Power contactor, AC-3 9 A, 4 kW / 400 V 1 NO, 200 V AC, 50 Hz 200-220 V, 60 Hz, 3-pole, Size S00, Spring-type terminal !!! Phased-out product !!! Successor is SIRIUS 3RT2 | - | 0 | 9
3RT1016-2AN62 |  | 3RT1016-2AN62 | 1 | UN | 1 | 5 | B | D | N | N | 85364900 | 1 | 4011209493964 | 0.19 | KG | 65.55 | 65.55 | CP02 | CP02 | Power contactor, AC-3 9 A, 4 kW / 400 V 1 NC, 200 V AC, 50 Hz 200-220 V, 60 Hz, 3-pole, Size S00, Spring-type terminal !!! Phased-out product !!! Successor is SIRIUS 3RT2 | - | 0 | 9
3RT1016-2AP01 |  | 3RT1016-2AP01 | 1 | UN | 1 | 5 | B | D | N | N | 85364900 | 1 | 4011209296480 | 0.201 | KG | 52.54 | 52.54 | CP02 | CP02 | Power contactor, AC-3 9 A, 4 kW / 400 V 1 NO, 230 V AC, 50/60 Hz 3-pole, Size S00 Spring-type terminal !!! Phased-out product !!! Successor is SIRIUS 3RT2 Preferred successor type is >>3RT2016-2AP01<< | - | 0 | 7
3RT1016-2AP01-1AA0 |  | 3RT1016-2AP01-1AA0 | 1 | UN | 1 | 15 | C | D | N | N | 85364900 | 1 | 4011209500938 | 0.2 | KG | 76.29 | 76.29 | CP02 | CP02 | Power contactor, AC-3 9 A, 4 kW / 400 V 1 NO, 230 V AC, 50/60 Hz 3-pole, Size S00 Spring-type terminal Upright mounting position !!! Phased-out product !!! Successor is SIRIUS 3RT2 | - | 0 | 7
3RT1016-2AP01-Z | W95 | 3RT1016-2AP01-ZW95 | 1 | UN | 1 | 15 | C | D | N | N | 85364900 | 144 | 4011209586338 | 0.189 | KG | 60.14 | 60.14 | CP02 | CP02 | Power contactor, AC-3 9 A, 4 kW / 400 V 1 NC, 230 V AC, 50/60 Hz 3-pole, Size S00 Spring-type terminal Multi-unit packaging Pack = 20 units !!! Phased-out product !!! Successor is SIRIUS 3RT2 | - | 0 | 7
3RT1016-2AP01-Z | W97 | 3RT1016-2AP01-ZW97 | 1 | UN | 1 | 15 | C | D | N | N | 85364900 | 42 |  | 0.19 | KG | 60.14 | 60.14 | CP02 | CP02 | Power contactor, AC-3 9 A, 4 kW / 400 V 1 NO, 230 V AC, 50/60 Hz 3-pole, Size S00 Spring-type terminal Multi-unit packaging Pack = 42 units !!! Phased-out product !!! Successor is SIRIUS 3RT2 Preferred successor type is >>3RT2016-2AP01-ZW97<< | - | 0 | 7
3RT1016-2AP01-Z | W98 | 3RT1016-2AP01-ZW98 | 1 | UN | 1 | 15 | C | D | N | N | 85364900 | 20 | 4011209575165 | 0.189 | KG | 60.14 | 60.14 | CP02 | CP02 | Power contactor, AC-3 9 A, 4 kW / 400 V 1 NC, 230 V AC, 50/60 Hz 3-pole, Size S00 Spring-type terminal Multi-unit packaging !!! Phased-out product !!! Successor is SIRIUS 3RT2 | - | 0 | 7
3RT1016-2AP01-Z | X95 | 3RT1016-2AP01-ZX95 | 1 | UN | 1 | 15 | C | D | N | N | 85364900 | 144 | 4011209404427 | 0.186 | KG | 60.14 | 60.14 | CP02 | CP02 | Power contactor, AC-3 9 A, 4 kW / 400 V 1 NO, 230 V AC, 50/60 Hz 3-pole, Size S00 Spring-type terminal Reusable packaging Pack = 144 units !!! Phased-out product !!! Successor is SIRIUS 3RT2 Preferred successor type is >>3RT2016-2AP01-ZX95<< | - | 0 | 7
3RT1016-2AP02 |  | 3RT1016-2AP02 | 1 | UN | 1 | 5 | B | D | N | N | 85364900 | 1 | 4011209296497 | 0.201 | KG | 52.54 | 52.54 | CP02 | CP02 | Power contactor, AC-3 9 A, 4 kW / 400 V 1 NC, 230 V AC, 50/60 Hz 3-pole, Size S00 Spring-type terminal !!! Phased-out product !!! Successor is SIRIUS 3RT2 Preferred successor type is >>3RT2016-2AP02<< | - | 0 | 7
3RT1016-2AP02-Z | W95 | 3RT1016-2AP02-ZW95 | 1 | UN | 1 | 15 | C | D | N | N | 85364900 | 144 | 4011209899087 | 0.201 | KG | 60.14 | 60.14 | CP02 | CP02 | Power contactor, AC-3 9 A, 4 kW / 400 V 1 NC, 230 V AC, 50/60 Hz 3-pole, Size S00 Spring-type terminal Z = Multi-unit packaging Pack = 144 units !!! Phased-out product !!! Successor is SIRIUS 3RT2 | - | 0 | 7
3RT1016-2AP02-Z | W98 | 3RT1016-2AP02-ZW98 | 1 | UN | 1 | 15 | C | D | N | N | 85364900 | 20 | 4011209447653 | 0.19 | KG | 60.14 | 60.14 | CP02 | CP02 | Power contactor, AC-3 9 A, 4 kW / 400 V 1 NC, 230 V AC, 50/60 Hz 3-pole, Size S00 Spring-type terminal Multi-unit packaging Pack = 20 units !!! Phased-out product !!! Successor is SIRIUS 3RT2 | - | 0 | 7
3RT1016-2AP02-Z | X95 | 3RT1016-2AP02-ZX95 | 1 | UN | 1 | 15 | C | D | N | N | 85364900 | 144 | 4011209435834 | 0.201 | KG | 60.14 | 60.14 | CP02 | CP02 | Power contactor, AC-3 9 A, 4 kW / 400 V 1 NC, 230 V AC, 50/60 Hz 3-pole, Size S00 Spring-type terminal Reusable packaging Pack = 144 units !!! Phased-out product !!! Successor is SIRIUS 3RT2 Preferred successor type is >>3RT2016-2AP02-ZX95<< | - | 0 | 7
3RT1016-2AP04-3MA0 |  | 3RT1016-2AP04-3MA0 | 1 | UN | 1 | 15 | C | D | N | N | 85364900 | 1 | 4011209524026 | 0.25 | KG | 81.8 | 81.8 | CP02 | CP02 | Power contactor, AC-3 9 A, 4 kW / 400 V 2 NO + 2 NC, captive 230 V AC, 50/60 Hz 3-pole, Size S00 Spring-type terminal for SUVA applications !!! Phased-out product !!! Successor is SIRIUS 3RT2 Preferred successor type is >>3RT2016-2AP04-3MA0<< | - | 0 | 7
3RT1016-2AP61 |  | 3RT1016-2AP61 | 1 | UN | 1 | 15 | C | D | N | N | 85364900 | 1 | 4011209350755 | 0.198 | KG | 60.14 | 60.14 | CP02 | CP02 | Power contactor, AC-3 9 A, 4 kW / 400 V 1 NO, 220 V AC 50 Hz/240 V, 60 Hz 3-pole, Size S00 Spring-type terminal !!! Phased-out product !!! Successor is SIRIUS 3RT2 Preferred successor type is >>3RT2016-2AP61<< | - | 0 | 7
3RT1016-2AP62 |  | 3RT1016-2AP62 | 1 | UN | 1 | 15 | C | D | N | N | 85364900 | 1 | 4011209350762 | 0.199 | KG | 60.14 | 60.14 | CP02 | CP02 | Power contactor, AC-3 9 A, 4 kW / 400 V 1 NC, 220 V AC, 50 Hz / 240 V 60 Hz, 3-pole, Size S00, Spring-type terminal !!! Phased-out product !!! Successor is SIRIUS 3RT2 Preferred successor type is >>3RT2016-2AP62<< | - | 0 | 7
3RT1016-2AR61 |  | 3RT1016-2AR61 | 1 | UN | 1 | 15 | C | D | N | N | 85364900 | 1 | 4011209493940 | 0.19 | KG | 65.55 | 65.55 | CP02 | CP02 | Power contactor, AC-3 9 A, 4 kW / 400 V 1 NO, 400 V AC, 50 Hz / 60 Hz 440 V, 60 Hz, 3-pole, Size S00, Spring-type terminal !!! Phased-out product !!! Successor is SIRIUS 3RT2 | - | 0 | 7
3RT1016-2AR62 |  | 3RT1016-2AR62 | 1 | UN | 1 | 15 | C | D | N | N | 85364900 | 1 | 4011209493957 | 0.205 | KG | 65.55 | 65.55 | CP02 | CP02 | Power contactor, AC-3 9 A, 4 kW / 400 V 1 NC, 400 V AC, 50 Hz / 60 Hz 440 V, 60 Hz, 3-pole, Size S00, Spring-type terminal !!! Phased-out product !!! Successor is SIRIUS 3RT2 | - | 0 | 7
3RT1016-2AV01 |  | 3RT1016-2AV01 | 1 | UN | 1 | 15 | C | D | N | N | 85364900 | 1 | 4011209347014 | 0.206 | KG | 57.48 | 57.48 | CP02 | CP02 | Power contactor, AC-3 9 A, 4 kW / 400 V 1 NO, 400 V AC, 50/60 Hz 3-pole, Size S00 Spring-type terminal !!! Phased-out product !!! Successor is SIRIUS 3RT2 Preferred successor type is >>3RT2016-2AV01<< | - | 0 | 7
3RT1016-2AV01-Z | X95 | 3RT1016-2AV01-ZX95 | 1 | UN | 1 | 15 | C | D | N | N | 85364900 | 144 | 4011209496569 | 0.188 | KG | 65.55 | 65.55 | CP02 | CP02 | Power contactor, AC-3 9 A, 4 kW / 400 V 1 NO, 400 V AC, 50/60 Hz 3-pole, Size S00 Spring-type terminal Reusable packaging Pack = 144 units !!! Phased-out product !!! Successor is SIRIUS 3RT2 | - | 0 | 7
3RT1016-2AV02 |  | 3RT1016-2AV02 | 1 | UN | 1 | 15 | C | D | N | N | 85364900 | 1 | 4011209350779 | 0.201 | KG | 57.48 | 57.48 | CP02 | CP02 | Power contactor, AC-3 9 A, 4 kW / 400 V 1 NC, 400 V AC, 50/60 Hz 3-pole, Size S00 Spring-type terminal !!! Phased-out product !!! Successor is SIRIUS 3RT2 Preferred successor type is >>3RT2016-2AV02<< | - | 0 | 7
3RT1016-2AV02-Z | W95 | 3RT1016-2AV02-ZW95 | 1 | UN | 1 | 20 | D | D | N | N | 85364900 | 144 | 4011209860377 | 0.2 | KG | 57.48 | 57.48 | CP02 | CP02 | Power contactor, AC-3 9 A, 4 kW / 400 V 1 NC, 400 V AC, 50/60 Hz 3-pole, Size S00 Spring-type terminal Z = Multi-unit packaging Quantity = 144 units !!! Phased-out product !!! Successor is SIRIUS 3RT2 | - | 0 | 7
3RT1016-2AV02-Z | X95 | 3RT1016-2AV02-ZX95 | 1 | UN | 1 | 20 | D | D | N | N | 85364900 | 144 | 4011209594098 | 0.186 | KG | 57.48 | 57.48 | CP02 | CP02 | Power contactor, AC-3 9 A, 4 kW / 400 V 1 NC, 400 V AC, 50/60 Hz 3-pole, Size S00 Spring-type terminal Multi-unit packaging !!! Phased-out product !!! Successor is SIRIUS 3RT2 | - | 0 | 7
3RT1016-2AX21-0AA3 |  | 3RT1016-2AX21-0AA3 | 1 | UN | 1 | 5 | B | D | N | N | 85364900 | 1 | 4011209624948 | 0.205 | KG | 65.55 | 65.55 | CP02 | CP02 | Power contactor, AC-3 9 A, 4 kW / 400 V 1 NO, 27 V AC, 50 Hz 3-pole, Size S00 Spring-type connection system Operating range: 50 Hz, 21.6 V-26.4 V, 60 Hz, 26.1 V-31.9 V Ambient temperature, max.: 40 Â°C !!! Phased-out product !!! Successor is SIRIUS 3RT2 | - | 0 | 9
3RT1016-2BA41 |  | 3RT1016-2BA41 | 1 | UN | 1 | 15 | C | D | N | N | 85364900 | 1 | 4011209389229 | 0.261 | KG | 78 | 78 | CP02 | CP02 | Power contactor, AC-3 9 A, 4 kW / 400 V 1 NO, 12 V DC 3-pole, Size S00 Spring-type terminal !!! Phased-out product !!! Successor is SIRIUS 3RT2 Preferred successor type is >>3RT2016-2BA41<< | - | 0 | 7
3RT1016-2BA42 |  | 3RT1016-2BA42 | 1 | UN | 1 | 15 | C | D | N | N | 85364900 | 1 | 4011209389212 | 0.259 | KG | 78 | 78 | CP02 | CP02 | Power contactor, AC-3 9 A, 4 kW / 400 V 1 NC, 12 V DC 3-pole, Size S00 spring-type terminal !!! Phased-out product !!! Successor is SIRIUS 3RT2 Preferred successor type is >>3RT2016-2BA42<< | - | 0 | 7
3RT1016-2BB41 |  | 3RT1016-2BB41 | 1 | UN | 1 | 5 | B | D | N | N | 85364900 | 1 | 4011209296503 | 0.263 | KG | 61.09 | 61.09 | CP02 | CP02 | Power contactor, AC-3 9 A, 4 kW / 400 V 1 NO, 24 V DC 3-pole, Size S00 Spring-type terminal !!! Phased-out product !!! Successor is SIRIUS 3RT2 Preferred successor type is >>3RT2016-2BB41<< | - | 0 | 7
3RT1016-2BB41-Z | W95 | 3RT1016-2BB41-ZW95 | 1 | UN | 1 | 15 | C | D | N | N | 85364900 | 144 |  | 0.25 | KG | 70.02 | 70.02 | CP02 | CP02 | Power contactor, AC-3 9 A, 4 kW / 400 V 1 NO, 24 V DC 3-pole, Size S00 Spring-type terminal Multi-unit packaging Pack = 144 units !!! Phased-out product !!! Successor is SIRIUS 3RT2 | - | 0 | 7
3RT1016-2BB41-Z | W96 | 3RT1016-2BB41-ZW96 | 1 | UN | 1 | 20 | D | D | N | N | 85364900 | 90 |  | 0.25 | KG | 61.09 | 61.09 | CP02 | CP02 | Power contactor, AC-3 9 A, 4 kW / 400 V 1 NO, 24 V DC 3-pole, Size S00 Spring-type terminal Multi-unit packaging Pack = 90 units !!! Phased-out product !!! Successor is SIRIUS 3RT2 | - | 0 | 7
3RT1016-2BB41-Z | W97 | 3RT1016-2BB41-ZW97 | 1 | UN | 1 | 15 | C | D | N | N | 85364900 | 42 | 4011209789302 | 0.25 | KG | 70.02 | 70.02 | CP02 | CP02 | Power contactor, AC-3 9 A, 4 kW / 400 V 1 NO, 24 V DC 3-pole, Size S00 Spring-type terminal Multi-unit packaging Pack = 42 units !!! Phased-out product !!! Successor is SIRIUS 3RT2 Preferred successor type is >>3RT2016-2BB41-ZW97<< | - | 0 | 7
3RT1016-2BB41-Z | W98 | 3RT1016-2BB41-ZW98 | 1 | UN | 1 | 15 | C | D | N | N | 85364900 | 20 | 4011209822948 | 0.25 | KG | 70.02 | 70.02 | CP02 | CP02 | Power contactor, AC-3 9 A, 4 kW / 400 V 1 NO, 24 V DC 3-pole, Size S00 Spring-type terminal Multi-unit packaging Pack = 20 units !!! Phased-out product !!! Successor is SIRIUS 3RT2 | - | 0 | 7
3RT1016-2BB41-Z | X95 | 3RT1016-2BB41-ZX95 | 1 | UN | 1 | 20 | D | D | N | N | 85364900 | 144 | 4011209392885 | 0.247 | KG | 61.09 | 61.09 | CP02 | CP02 | Power contactor, AC-3 9 A, 4 kW / 400 V 1 NO, 24 V DC 3-pole, Size S00 Spring-type terminal Reusable packaging Pack = 144 units !!! Phased-out product !!! Successor is SIRIUS 3RT2 | - | 0 | 7
3RT1016-2BB42 |  | 3RT1016-2BB42 | 1 | UN | 1 | 5 | B | D | N | N | 85364900 | 1 | 4011209296510 | 0.261 | KG | 61.09 | 61.09 | CP02 | CP02 | Power contactor, AC-3 9 A, 4 kW / 400 V 1 NC, 24 V DC 3-pole, Size S00 Spring-type terminal !!! Phased-out product !!! Successor is SIRIUS 3RT2 Preferred successor type is >>3RT2016-2BB42<< | - | 0 | 7
3RT1016-2BB42-Z | W95 | 3RT1016-2BB42-ZW95 | 1 | UN | 1 | 15 | C | D | N | N | 85364900 | 144 |  | 0.251 | KG | 70.02 | 70.02 | CP02 | CP02 | Power contactor, AC-3 9 A, 4 kW / 400 V 1 NC, 24 V DC 3-pole, Size S00 Spring-type terminal Multi-unit packaging Pack = 144 units !!! Phased-out product !!! Successor is SIRIUS 3RT2 | - | 0 | 9
3RT1016-2BB42-Z | W96 | 3RT1016-2BB42-ZW96 | 1 | UN | 1 | 15 | C | D | N | N | 85364900 | 90 |  | 0.245 | KG | 70.02 | 70.02 | CP02 | CP02 | Power contactor, AC-3 9 A, 4 kW / 400 V 1 NC, 24 V DC 3-pole, Size S00 Spring-type terminal Multi-unit packaging Pack = 90 units !!! Phased-out product !!! Successor is SIRIUS 3RT2 Preferred successor type is >>3RT2016-2BB42-ZW96<< | - | 0 | 7
3RT1016-2BB42-Z | W97 | 3RT1016-2BB42-ZW97 | 1 | UN | 1 | 15 | C | D | N | N | 85364900 | 42 | 4011209577411 | 0.249 | KG | 70.02 | 70.02 | CP02 | CP02 | Power contactor, AC-3 9 A, 4 kW / 400 V 1 NC, 24 V DC 3-pole, Size S00 Spring-type terminal Multi-unit packaging Pack = 42 units !!! Phased-out product !!! Successor is SIRIUS 3RT2 Preferred successor type is >>3RT2016-2BB42-ZW97<< | - | 0 | 7
3RT1016-2BB42-Z | W98 | 3RT1016-2BB42-ZW98 | 1 | UN | 1 | 20 | D | D | N | N | 85364900 | 20 | 4011209575141 | 0.245 | KG | 61.09 | 61.09 | CP02 | CP02 | Power contactor, AC-3 9 A, 4 kW / 400 V 1 NC, 24 V DC 3-pole, Size S00 Spring-type terminal Multi-unit packaging Pack = 20 units !!! Phased-out product !!! Successor is SIRIUS 3RT2 | - | 0 | 7
3RT1016-2BB42-Z | X95 | 3RT1016-2BB42-ZX95 | 1 | UN | 1 | 20 | D | D | N | N | 85364900 | 144 | 4011209446069 | 0.251 | KG | 61.09 | 61.09 | CP02 | CP02 | Power contactor, AC-3 9 A, 4 kW / 400 V 1 NC, 24 V DC 3-pole, Size S00 Spring-type terminal Reusable packaging Pack = 144 units !!! Phased-out product !!! Successor is SIRIUS 3RT2 | - | 0 | 7
3RT1016-2BB44 |  | 3RT1016-2BB44 | 1 | UN | 1 | 15 | C | D | N | N | 85364900 | 1 | 4011209568297 | 0.309 | KG | 88.07 | 88.07 | CP02 | CP02 | Power contactor, AC-3 9 A, 4 kW / 400 V 2 NO + 2 NC, 24 V DC 3-pole, Size S00 Spring-type terminal !!! Phased-out product !!! Successor is SIRIUS 3RT2 Preferred successor type is >>3RT2016-2BB44<< | - | 0 | 7
3RT1016-2BB44-3MA0 |  | 3RT1016-2BB44-3MA0 | 1 | UN | 1 | 5 | B | D | N | N | 85364900 | 1 | 4011209524033 | 0.308 | KG | 90.35 | 90.35 | CP02 | CP02 | Power contactor, AC-3 9 A, 4 kW / 400 V 2 NO + 2 NC, captive 24 V DC, 3-pole, Size S00 Spring-type terminal for SUVA applications !!! Phased-out product !!! Successor is SIRIUS 3RT2 Preferred successor type is >>3RT2016-2BB44-3MA0<< | - | 0 | 7
3RT1016-2BC44 |  | 3RT1016-2BC44 | 1 | UN | 1 | 15 | C | D | N | N | 85364900 | 1 | 4011209549012 | 0.307 | KG | 94.53 | 94.53 | CP02 | CP02 | Power contactor, AC-3 9 A, 4 kW / 400 V 2 NO + 2 NC, 30 V DC 3-pole, Size S00 Spring-type terminal !!! Phased-out product !!! Successor is SIRIUS 3RT2 | - | 0 | 7
3RT1016-2BD41 |  | 3RT1016-2BD41 | 1 | UN | 1 | 15 | C | D | N | N | 85364900 | 1 | 4011209515734 | 0.261 | KG | 78 | 78 | CP02 | CP02 | Power contactor, AC-3 9 A, 4 kW / 400 V 1 NO, 42 V DC 3-pole, Size S00 Spring-type terminal !!! Phased-out product !!! Successor is SIRIUS 3RT2 | - | 0 | 7
3RT1016-2BD42 |  | 3RT1016-2BD42 | 1 | UN | 1 | 15 | C | D | N | N | 85364900 | 1 | 4011209519954 | 0.262 | KG | 78 | 78 | CP02 | CP02 | Power contactor, AC-3 9 A, 4 kW / 400 V 1 NC, 42 V DC 3-pole, Size S00 Spring-type terminal !!! Phased-out product !!! Successor is SIRIUS 3RT2 | - | 0 | 7
3RT1016-2BE42 |  | 3RT1016-2BE42 | 1 | UN | 1 | 15 | C | D | N | N | 85364900 | 1 | 4011209350793 | 0.258 | KG | 78 | 78 | CP02 | CP02 | Power contactor, AC-3 9 A, 4 kW / 400 V 1 NC, 60 V DC 3-pole, Size S00 Spring-type terminal !!! Phased-out product !!! Successor is SIRIUS 3RT2 Preferred successor type is >>3RT2016-2BE42<< | - | 0 | 7
3RT1016-2BF41 |  | 3RT1016-2BF41 | 1 | UN | 1 | 15 | C | D | N | N | 85364900 | 1 | 4011209350809 | 0.258 | KG | 61.09 | 61.09 | CP02 | CP02 | Power contactor, AC-3 9 A, 4 kW / 400 V 1 NO, 110 V DC 3-pole, Size S00 Spring-type terminal !!! Phased-out product !!! Successor is SIRIUS 3RT2 Preferred successor type is >>3RT2016-2BF41<< | - | 0 | 7
3RT1016-2BF42 |  | 3RT1016-2BF42 | 1 | UN | 1 | 15 | C | D | N | N | 85364900 | 1 | 4011209350816 | 0.259 | KG | 70.02 | 70.02 | CP02 | CP02 | Power contactor, AC-3 9 A, 4 kW / 400 V 1 NC, 110 V DC 3-pole, Size S00 Spring-type terminal !!! Phased-out product !!! Successor is SIRIUS 3RT2 Preferred successor type is >>3RT2016-2BF42<< | - | 0 | 7
3RT1016-2BG41 |  | 3RT1016-2BG41 | 1 | UN | 1 | 15 | C | D | N | N | 85364900 | 1 | 4011209515284 | 0.255 | KG | 78 | 78 | CP02 | CP02 | Power contactor, AC-3 9 A, 4 kW / 400 V 1 NO, 125 V DC 3-pole, Size S00 Spring-type terminal !!! Phased-out product !!! Successor is SIRIUS 3RT2 Preferred successor type is >>3RT2016-2BG41<< | - | 0 | 7
3RT1016-2BG42 |  | 3RT1016-2BG42 | 1 | UN | 1 | 15 | C | D | N | N | 85364900 | 1 | 4011209393837 | 0.255 | KG | 78 | 78 | CP02 | CP02 | Power contactor, AC-3 9 A, 4 kW / 400 V 1 NC, 125 V DC 3-pole, Size S00 Spring-type terminal !!! Phased-out product !!! Successor is SIRIUS 3RT2 Preferred successor type is >>3RT2016-2BG42<< | - | 0 | 7
3RT1016-2BM41 |  | 3RT1016-2BM41 | 1 | UN | 1 | 15 | C | D | N | N | 85364900 | 1 | 4011209296527 | 0.257 | KG | 70.02 | 70.02 | CP02 | CP02 | Power contactor, AC-3 9 A, 4 kW / 400 V 1 NO, 220 V DC 3-pole, Size S00 Spring-type terminal !!! Phased-out product !!! Successor is SIRIUS 3RT2 Preferred successor type is >>3RT2016-2BM41<< | - | 0 | 7
3RT1016-2BM42 |  | 3RT1016-2BM42 | 1 | UN | 1 | 15 | C | D | N | N | 85364900 | 1 | 4011209296534 | 0.255 | KG | 70.02 | 70.02 | CP02 | CP02 | Power contactor, AC-3 9 A, 4 kW / 400 V 1 NC, 220 V DC 3-pole, Size S00 Spring-type terminal !!! Phased-out product !!! Successor is SIRIUS 3RT2 Preferred successor type is >>3RT2016-2BM42<< | - | 0 | 7
3RT1016-2BP41 |  | 3RT1016-2BP41 | 1 | UN | 1 | 15 | C | D | N | N | 85364900 | 1 | 4011209350823 | 0.257 | KG | 78 | 78 | CP02 | CP02 | Power contactor, AC-3 9 A, 4 kW / 400 V 1 NO, 230 V DC 3-pole, Size S00 Spring-type terminal !!! Phased-out product !!! Successor is SIRIUS 3RT2 | - | 0 | 7
3RT1016-2BW42 |  | 3RT1016-2BW42 | 1 | UN | 1 | 15 | C | D | N | N | 85364900 | 1 | 4011209350854 | 0.261 | KG | 70.02 | 70.02 | CP02 | CP02 | Power contactor, AC-3 9 A, 4 kW / 400 V 1 NC, 48 V DC 3-pole, Size S00 Spring-type terminal !!! Phased-out product !!! Successor is SIRIUS 3RT2 Preferred successor type is >>3RT2016-2BW42<< | - | 0 | 7
3RT1016-2BW44 |  | 3RT1016-2BW44 | 1 | UN | 1 | 15 | C | D | N | N | 85364900 | 1 | 4011209393790 | 0.309 | KG | 89.4 | 89.4 | CP02 | CP02 | Power contactor, AC-3 9 A, 4 kW / 400 V 2 NO + 2 NC, 48 V DC 3-pole, Size S00 Spring-type terminal !!! Phased-out product !!! Successor is SIRIUS 3RT2 | - | 0 | 7
3RT1016-2DB42 |  | 3RT1016-2DB42 | 1 | UN | 1 | 5 | B | D | N | N | 85364900 | 1 | 4011209845336 | 0.28 | KG | 93.77 | 93.77 | CP02 | CP02 | Power contactor, AC-3 9 A, 4 kW / 400 V 1 NC, 24 V DC 3-pole, Size S00 Spring-type terminal with built-on varistor !!! Phased-out product !!! Successor is SIRIUS 3RT2 | - | 0 | 9
3RT1016-2DB44 |  | 3RT1016-2DB44 | 1 | UN | 1 | 15 | C | D | N | N | 85364900 | 1 | 4011209533851 | 0.314 | KG | 108.3 | 108.3 | CP02 | CP02 | Power contactor, AC-3 9 A, 4 kW / 400 V 24 V DC, 2 NO + 2 NC 3-pole, Size S00-S12 Spring-type terminal with varistor plugged on !!! Phased-out product !!! Successor is SIRIUS 3RT2 Preferred successor type is >>3RT2016-2DB44<< | - | 0 | 7
3RT1016-2DB44-Z | W95 | 3RT1016-2DB44-ZW95 | 1 | UN | 1 | 15 | C | D | N | N | 85364900 | 102 | 4011209533677 | 0.25 | KG | 123.5 | 123.5 | CP02 | CP02 | Power contactor, AC-3 9 A, 4 kW / 400 V 24 V DC, 2 NO + 2 NC 3-pole, Size S00-S12 Spring-type terminal with varistor plugged on Multi-unit packaging Pack = 56 units !!! Phased-out product !!! Successor is SIRIUS 3RT2 | - | 0 | 9
3RT1016-2DB44-Z | W96 | 3RT1016-2DB44-ZW96 | 1 | UN | 1 | 15 | C | D | N | N | 85364900 | 56 | 4011209533615 | 0.25 | KG | 123.5 | 123.5 | CP02 | CP02 | Power contactor, AC-3 9 A, 4 kW / 400 V 24 V DC, 2 NO + 2 NC 3-pole, Size S00-S12 Spring-type terminal with varistor plugged on Multi-unit packaging Pack = 56 units !!! Phased-out product !!! Successor is SIRIUS 3RT2 | - | 0 | 9
3RT1016-2DB44-Z | X95 | 3RT1016-2DB44-ZX95 | 1 | UN | 1 | 15 | C | D | N | N | 85364900 | 102 | 4011209533684 | 0.3 | KG | 123.5 | 123.5 | CP02 | CP02 | Power contactor, AC-3 9 A, 4 kW / 400 V 24 V DC, 2 NO + 2 NC 3-pole, Size S00-S12 Spring-type terminal with varistor plugged on Reusable packaging Pack = 102 units !!! Phased-out product !!! Successor is SIRIUS 3RT2 | - | 0 | 9
3RT1016-2EF04-0KS0-Z | X95 | 3RT1016-2EF04-0KS0-ZX95 | 1 | UN | 1 | 5 | B | D | N | N | 85364900 | 102 | 4011209438163 | 0.232 | KG | 104.5 | 104.5 | CP02 | CP02 | Power contactor, AC-3 9 A, 4 kW / 400 V 2 NO + 2 NC, 110 V AC, 50 Hz 3-pole, Size S00 2 NO / 2 NC Spring-type terminal with attached RC element Schindler Reusable packaging Pack = 102 units !!! Phased-out product !!! Successor is SIRIUS 3RT2 | - | 0 | 9
3RT1016-2EP04 |  | 3RT1016-2EP04 | 1 | UN | 1 | 15 | C | D | N | N | 85364900 | 1 | 4011209389120 | 0.255 | KG | 114 | 114 | CP02 | CP02 | Power contactor, AC-3 9 A, 4 kW / 400 V 2 NO + 2 NC, 230 V AC, 50 Hz 3-pole, Size S00 2 NO / 2 NC Spring-type terminal with attached RC element !!! Phased-out product !!! Successor is SIRIUS 3RT2 | - | 0 | 9
3RT1016-2EP04-0KS0 |  | 3RT1016-2EP04-0KS0 | 1 | UN | 1 | 15 | C | D | N | N | 85364900 | 1 | 4011209409507 | 0.258 | KG | 104.5 | 104.5 | CP02 | CP02 | Power contactor, AC-3 9 A, 4 kW / 400 V 2 NO + 2 NC, 230 V AC, 50 Hz 3-pole, Size S00 2 NO / 2 NC Spring-type terminal with attached RC element Schindler !!! Phased-out product !!! Successor is SIRIUS 3RT2 | - | 0 | 9
3RT1016-2EP04-0KS0-Z | X95 | 3RT1016-2EP04-0KS0-ZX95 | 1 | UN | 1 | 20 | D | D | N | N | 85364900 | 102 | 4011209438170 | 0.236 | KG | 104.5 | 104.5 | CP02 | CP02 | Power contactor, AC-3 9 A, 4 kW / 400 V 2 NO + 2 NC, 230 V AC, 50 Hz 3-pole, Size S00 2 NO / 2 NC Spring-type terminal with attached RC element Schindler Reusable packaging Pack = 102 units !!! Phased-out product !!! Successor is SIRIUS 3RT2 | - | 0 | 9
3RT1016-2EP08-0KS2 |  | 3RT1016-2EP08-0KS2 | 1 | UN | 1 | 15 | C | D | N | N | 85364900 | 1 | 4011209521070 | 0.253 | KG | 137.75 | 137.75 | CP02 | CP02 | Power contactor, AC-3 9 A, 4 kW / 400 V 230 V AC, 50/60 Hz 3-pole, Size S00 Spring-type terminal with attached RC element Auxiliary switch block: 1 NO + 1 NC Solid-state compatible and 1 NO in basic device Schindler !!! Phased-out product !!! Successor is SIRIUS 3RT2 | - | 0 | 9
3RT1016-2EP08-0KS2-Z | X95 | 3RT1016-2EP08-0KS2-ZX95 | 1 | UN | 1 | 20 | D | D | N | N | 85364900 | 144 | 4011209580947 | 0.252 | KG | 137.75 | 137.75 | CP02 | CP02 | Power contactor, AC-3 9 A, 4 kW / 400 V 230 V AC, 50/60 Hz 3-pole, Size S00 Spring-type terminal with attached RC element Auxiliary switch block: 1 NO + 1 NC Solid-state compatible and 1 NO in basic device Schindler Reusable packaging Pack = 144 units !!! Phased-out product !!! Successor is SIRIUS 3RT2 | - | 0 | 9
3RT1016-2GG21 |  | 3RT1016-2GG21 | 1 | UN | 1 | 15 | C | D | N | N | 85364900 | 1 | 4011209565418 | 0.261 | KG | 93.1 | 93.1 | CP02 | CP02 | Power contactor, AC-3 9 A, 4 kW / 400 V 1 NO, 110 V AC, 50/60 Hz 3-pole, Size S00 Spring-type terminal With full-wave rectifier !!! Phased-out product !!! Successor is SIRIUS 3RT2 | - | 0 | 9
3RT1016-2GG22 |  | 3RT1016-2GG22 | 1 | UN | 1 | 15 | C | D | N | N | 85364900 | 1 | 4011209469952 | 0.263 | KG | 93.1 | 93.1 | CP02 | CP02 | Power contactor, AC-3 9 A, 4 kW / 400 V 1 NC, 110 V AC, 50/60 Hz 3-pole, Size S00 Spring-type terminal With full-wave rectifier !!! Phased-out product !!! Successor is SIRIUS 3RT2 Preferred successor type is >>3RT2016-2GG22<< | - | 0 | 9
3RT1016-2GG24 |  | 3RT1016-2GG24 | 1 | UN | 1 | 15 | C | D | N | N | 85364900 | 1 | 4011209469969 | 0.309 | KG | 118.75 | 118.75 | CP02 | CP02 | Power contactor, AC-3 9 A, 4 kW / 400 V 2 NO + 2 NC, 110 V AC, 50/60 Hz 3-pole, Size S00 Spring-type terminal With full-wave rectifier !!! Phased-out product !!! Successor is SIRIUS 3RT2 | - | 0 | 9
3RT1016-2HB41 |  | 3RT1016-2HB41 | 1 | UN | 1 | 15 | C | D | N | N | 85364900 | 1 | 4011209297265 | 0.254 | KG | 61.75 | 61.75 | CP02 | CP02 | Power contactor, AC-3 9 A, 4 kW / 400 V 1 NO, 24 V DC 0.7-1.25*US 3-pole, Size S00 Spring-type terminal !!! Phased-out product !!! Successor is SIRIUS 3RT2 Preferred successor type is >>3RT2016-2HB41<< | - | 0 | 7
3RT1016-2HB42 |  | 3RT1016-2HB42 | 1 | UN | 1 | 15 | C | D | N | N | 85364900 | 1 | 4011209302723 | 0.262 | KG | 61.75 | 61.75 | CP02 | CP02 | Power contactor, AC-3 9 A, 4 kW / 400 V 1 NC, 24 V DC 0.7-1.25*US 3-pole, Size S00 Spring-type terminal !!! Phased-out product !!! Successor is SIRIUS 3RT2 Preferred successor type is >>3RT2016-2HB42<< | - | 0 | 7
3RT1016-2HB42-Z | X95 | 3RT1016-2HB42-ZX95 | 1 | UN | 1 | 15 | C | D | N | N | 85364900 | 144 | 4011209424968 | 0.245 | KG | 70.59 | 70.59 | CP02 | CP02 | Power contactor, AC-3 9 A, 4 kW / 400 V 1 NC, 24 V DC 0.7-1.25*Us 3-pole, Size S00 Spring-type terminal Reusable packaging Pack = 144 units !!! Phased-out product !!! Successor is SIRIUS 3RT2 | - | 0 | 7
3RT1016-2JB41 |  | 3RT1016-2JB41 | 1 | UN | 1 | 5 | B | D | N | N | 85364900 | 1 | 4011209297272 | 0.259 | KG | 72.01 | 72.01 | CP02 | CP02 | Power contactor, AC-3 9 A, 4 kW / 400 V 1 NO, 24 V DC 0.7-1.25*US with diode 3-pole, Size S00 Spring-type terminal !!! Phased-out product !!! Successor is SIRIUS 3RT2 Preferred successor type is >>3RT2016-2JB41<< | - | 0 | 7
3RT1016-2JB42 |  | 3RT1016-2JB42 | 1 | UN | 1 | 5 | B | D | N | N | 85364900 | 1 | 4011209297289 | 0.256 | KG | 72.01 | 72.01 | CP02 | CP02 | Power contactor, AC-3 9 A, 4 kW / 400 V 1 NC, 24 V DC 0.7-1.25*US with diode 3-pole, Size S00 Spring-type terminal !!! Phased-out product !!! Successor is SIRIUS 3RT2 Preferred successor type is >>3RT2016-2JB42<< | - | 0 | 7
3RT1016-2JC41 |  | 3RT1016-2JC41 | 1 | UN | 1 | 15 | C | D | N | N | 85364900 | 1 | 4011209545069 | 0.259 | KG | 78.95 | 78.95 | CP02 | CP02 | Power contactor, AC-3 9 A, 4 kW / 400 V 1 NO, 30 V DC, 0.7-1.25*Us DC with diode 3-pole, Size S00 Spring-type terminal !!! Phased-out product !!! Successor is SIRIUS 3RT2 | - | 0 | 9
3RT1016-2JC42 |  | 3RT1016-2JC42 | 1 | UN | 1 | 15 | C | D | N | N | 85364900 | 1 | 4011209559431 | 0.257 | KG | 78.95 | 78.95 | CP02 | CP02 | Power contactor, AC-3 9 A, 4 kW / 400 V 1 NC, 30 V DC, 0.7-1.25*Us with diode 3-pole, Size S00 Spring-type terminal !!! Phased-out product !!! Successor is SIRIUS 3RT2 | - | 0 | 9
3RT1016-2JC42-Z | X95 | 3RT1016-2JC42-ZX95 | 1 | UN | 1 | 10 | C | D | N | N | 85364900 | 144 | 4011209569270 | 0.54 | KG | 90.54 | 90.54 | CP02 | CP02 | power contactor, AC-3 9 A, 4 kW / 400 V 1 NC, 30 V DC, 0.7-1.25*US with diode, 3-pole, Size S00, Spring-type terminal Reusable packaging = 144 units | - | 0 | 9
3RT1016-2KB41 |  | 3RT1016-2KB41 | 1 | UN | 1 | 5 | B | D | N | N | 85364900 | 1 | 4011209297296 | 0.255 | KG | 70.68 | 70.68 | CP02 | CP02 | Power contactor, AC-3 9 A, 4 kW / 400 V 1 NO, 24 V DC 0.7-1.25*US With varistor 3-pole Size S00 Spring-type terminal !!! Phased-out product !!! Successor is SIRIUS 3RT2 Preferred successor type is >>3RT2016-2KB41<< | - | 0 | 7
3RT1016-2KB42 |  | 3RT1016-2KB42 | 1 | UN | 1 | 5 | B | D | N | N | 85364900 | 1 | 4011209297302 | 0.256 | KG | 70.68 | 70.68 | CP02 | CP02 | Power contactor, AC-3 9 A, 4 kW / 400 V 1 NC, 24 V DC 0.7-1.25*US With varistor 3-pole Size S00 Spring-type terminal !!! Phased-out product !!! Successor is SIRIUS 3RT2 Preferred successor type is >>3RT2016-2KB42<< | - | 0 | 7
3RT1016-2KB42-Z | X95 | 3RT1016-2KB42-ZX95 | 1 | UN | 1 | 15 | C | D | N | N | 85364900 | 144 | 4011209673830 | 0.243 | KG | 81.04 | 81.04 | CP02 | CP02 | Power contactor, AC-3 9 A, 4 kW / 400 V 1 NC, 24 V DC 0.7-1.25*US With varistor 3-pole Size S00 Spring-type terminal Reusable packaging Pack = 144 units !!! Phased-out product !!! Successor is SIRIUS 3RT2 Preferred successor type is >>3RT2016-2KB42-ZX95<< | - | 0 | 7
3RT1016-2KF41 |  | 3RT1016-2KF41 | 1 | UN | 1 | 15 | C | D | N | N | 85364900 | 1 | 4011209468993 | 0.252 | KG | 72.87 | 72.87 | CP02 | CP02 | Power contactor, AC-3 9 A, 4 kW / 400 V 1 NO, 110 V DC, 0.7-1.25*Us With varistor 3-pole Size S00 Spring-type terminal !!! Phased-out product !!! Successor is SIRIUS 3RT2 | - | 0 | 7
3RT1016-2MB41-0KT0 |  | 3RT1016-2MB41-0KT0 | 1 | UN | 1 | 15 | C | D | N | N | 85364900 | 1 | 4011209401112 | 0.257 | KG | 61.75 | 61.75 | CP02 | CP02 | Power contactor, AC-3 9 A, 4 kW / 400 V 3-pole, Size S00, 1 NO 24 V DC, 0.85-1.85*US 1.4 W, Spring-type terminal Without overvoltage damping !!! Phased-out product !!! Successor is SIRIUS 3RT2 Preferred successor type is >>3RT2016-2MB41-0KT0<< | - | 0 | 7
3RT1016-2MB42-0KT0 |  | 3RT1016-2MB42-0KT0 | 1 | UN | 1 | 15 | C | D | N | N | 85364900 | 1 | 4011209401129 | 0.257 | KG | 61.75 | 61.75 | CP02 | CP02 | Power contactor, AC-3 9 A, 4 kW / 400 V 3-pole, Size S00, 1 NC 24 V DC, 0.85-1.85*US 1.4 W, Spring-type terminal Without overvoltage damping !!! Phased-out product !!! Successor is SIRIUS 3RT2 Preferred successor type is >>3RT2016-2MB42-0KT0<< | - | 0 | 7
3RT1016-2NB48-0KS3 |  | 3RT1016-2NB48-0KS3 | 1 | UN | 1 | 15 | C | D | N | N | 85364900 | 1 | 4011209569201 | 0.31 | KG | 147.25 | 147.25 | CP02 | CP02 | Power contactor, AC-3 9 A, 4 kW / 400 V 1 NO, 24 V DC 3-pole, Size S00 Spring-type terminal Basic unit 1 NC 1 NO + 1 NC solid-state-compatible with built-on diode Schindler !!! Phased-out product !!! Successor is SIRIUS 3RT2 | - | 0 | 9
3RT1016-2RB41-0KS0 |  | 3RT1016-2RB41-0KS0 | 1 | UN | 1 | 15 | C | D | N | N | 85364900 | 20 | 4011209850736 | 0.277 | KG | 82.56 | 82.56 | CP02 | CP02 | Power contactor, AC-3 9 A, 4 kW / 400 V 1 NO, 24 V DC 3-pole, Size S00 Spring-type terminal With surge suppressor Customer-specific device !!! Phased-out product !!! Successor is SIRIUS 3RT2 | - | 0 | 7
3RT1016-2UB42 |  | 3RT1016-2UB42 | 1 | UN | 1 | 20 | D | D | N | N | 85364900 | 1 | 4011209553484 | 0.261 | KG | 88.07 | 88.07 | CP02 | CP02 | Power contactor, AC-3 9 A, 4 kW / 400 V 1 NC, 24 V DC 3-pole, Size S00 Spring-type terminal Spring-type terminal !!! Phased-out product !!! Successor is SIRIUS 3RT2 Preferred successor type is >>3RT2016-2UB42<< | - | 0 | 9
3RT1016-2VB41 |  | 3RT1016-2VB41 | 1 | UN | 1 | 20 | D | D | N | N | 85364900 | 1 | 4011209515833 | 0.256 | KG | 75.24 | 75.24 | CP02 | CP02 | Power contactor, AC-3 9 A, 4 kW / 400 V 1 NO, 24 V DC 0.85-1.85* Us 3-pole, Size S00 1.4 W, Spring-type terminal Integrated diode !!! Phased-out product !!! Successor is SIRIUS 3RT2 Preferred successor type is >>3RT2016-2VB41<< | - | 0 | 7
3RT1016-2VB42 |  | 3RT1016-2VB42 | 1 | UN | 1 | 15 | C | D | N | N | 85364900 | 1 | 4011209515826 | 0.258 | KG | 82.37 | 82.37 | CP02 | CP02 | Power contactor, AC-3 9 A, 4 kW / 400 V 1 NC, 24 V DC 0.85-1.85* Us 3-pole, Size S00 1.4 W, Spring-type terminal Integrated diode !!! Phased-out product !!! Successor is SIRIUS 3RT2 Preferred successor type is >>3RT2016-2VB42<< | - | 0 | 7
3RT1016-2WB41 |  | 3RT1016-2WB41 | 1 | UN | 1 | 15 | C | D | N | N | 85364900 | 1 | 4011209515840 | 0.256 | KG | 81.04 | 81.04 | CP02 | CP02 | Power contactor, AC-3 9 A, 4 kW / 400 V 1 NO, 24 V DC 0.85-1.85* Us 3-pole, Size S00 1.4 W, Spring-type terminal Integrated varistor !!! Phased-out product !!! Successor is SIRIUS 3RT2 Preferred successor type is >>3RT2016-2WB41<< | - | 0 | 7
3RT1016-2WB42 |  | 3RT1016-2WB42 | 1 | UN | 1 | 15 | C | D | N | N | 85364900 | 1 | 4011209515857 | 0.257 | KG | 81.04 | 81.04 | CP02 | CP02 | Power contactor, AC-3 9 A, 4 kW / 400 V 1 NC, 24 V DC 0.85-1.85* Us 3-pole, Size S00 1.4 W, Spring-type terminal Integrated varistor !!! Phased-out product !!! Successor is SIRIUS 3RT2 Preferred successor type is >>3RT2016-2WB42<< | - | 0 | 7
3RT1016-5BB44 |  | 3RT1016-5BB44 | 1 | UN | 1 | 15 | C | D | N | N | 85364900 | 1 | 4011209436374 | 0.385 | KG | 115.9 | 115.9 | CP02 | CP02 | Power contactor, AC-3 9 A, 4 kW / 400 V 2 NO + 2 NC, 24 V DC 3-pole, Size S00 soldering pin connection !!! Phased-out product !!! Successor is SIRIUS 3RT2 | - | 0 | 9
3RT1016-5BB45-0KS0-Z | W96 | 3RT1016-5BB45-0KS0-ZW96 | 1 | UN | 1 | 5 | B | D | N | N | 85364900 | 24 |  | 0.264 | KG | 133.95 | 133.95 | CP02 | CP02 | Power contactor, AC-3 9 A, 4 kW / 400 V 3 NO + 2 NC 24 V DC, 3-pole, Size S00, soldering pin connection Reusable packaging = 60 units !!! Phased-out product !!! Successor is SIRIUS 3RT2 | - | 0 | 9
3RT1017-1AB01 |  | 3RT1017-1AB01 | 1 | UN | 1 | 5 | B | D | N | N | 85364900 | 1 | 4011209272804 | 0.21 | KG | 63.84 | 63.84 | CP02 | CP02 | Power contactor, AC-3 12 A, 5.5 kW / 400 V 24 V AC, 50/60 Hz 3-pole, Size S00 Screw terminal 1 NO contact as auxiliary contact !!! Phased-out product !!! Successor is SIRIUS 3RT2 Preferred successor type is >>3RT2017-1AB01<< | - | 0 | 7
3RT1017-1AB01-0UA0 |  | 3RT1017-1AB01-0UA0 | 1 | UN | 1 | 15 | C | D | N | N | 85364900 | 1 | 4011209591103 | 0.206 | KG | 70.11 | 70.11 | CP02 | CP02 | Contactor, 5 HP 460 / 575 V, 1 NO 24 V AC, 50/60 Hz 3-pole, Size S00 Screw terminal NEMA size 0 !!! Phased-out product !!! Successor is SIRIUS 3RT2 | - | 0 | 9
3RT1017-1AB01-1AA0 |  | 3RT1017-1AB01-1AA0 | 1 | UN | 1 | 15 | C | D | N | N | 85364900 | 1 | 4011209426443 | 0.204 | KG | 77.9 | 77.9 | CP02 | CP02 | Power contactor, AC-3 12 A, 5.5 kW / 400 V 24 V AC, 50/60 Hz 3-pole, Size S0 1 NO as auxiliary contact Screw terminal Upright mounting position !!! Phased-out product !!! Successor is SIRIUS 3RT2 Preferred successor type is >>3RT2017-1AB01-1AA0<< | - | 0 | 7
3RT1017-1AB01-Z | W95 | 3RT1017-1AB01-ZW95 | 1 | UN | 1 | 15 | C | D | N | N | 85364900 | 144 | 4011209406407 | 0.31 | KG | 73.06 | 73.06 | CP02 | CP02 | Power contactor, AC-3 12 A, 5.5 kW / 400 V 24 V AC, 50/60 Hz 3-pole, Size S00 Screw terminal 1 NO contact as auxiliary contact Multi-unit packaging Pack = 144 units !!! Phased-out product !!! Successor is SIRIUS 3RT2 | - | 0 | 7
3RT1017-1AB01-Z | W97 | 3RT1017-1AB01-ZW97 | 1 | UN | 1 | 20 | D | D | N | N | 85364900 | 42 | 4011209448681 | 0.31 | KG | 63.84 | 63.84 | CP02 | CP02 | Power contactor, AC-3 12 A, 5.5 kW / 400 V 24 V AC, 50/60 Hz 3-pole, Size S00 Screw terminal 1 NO contact as auxiliary contact Multi-unit packaging Pack = 42 units !!! Phased-out product !!! Successor is SIRIUS 3RT2 | - | 0 | 7
3RT1017-1AB01-Z | W98 | 3RT1017-1AB01-ZW98 | 1 | UN | 1 | 15 | C | D | N | N | 85364900 | 20 | 4011209381377 | 0.31 | KG | 73.06 | 73.06 | CP02 | CP02 | Power contactor, AC-3 12 A, 5.5 kW / 400 V 24 V AC, 50/60 Hz 3-pole, Size S00 Screw terminal 1 NO contact as auxiliary contact Multi-unit packaging Pack = 20 units !!! Phased-out product !!! Successor is SIRIUS 3RT2 | - | 0 | 7
3RT1017-1AB01-Z | X95 | 3RT1017-1AB01-ZX95 | 1 | UN | 1 | 20 | D | D | N | N | 85364900 | 144 | 4011209381360 | 0.196 | KG | 63.84 | 63.84 | CP02 | CP02 | Power contactor, AC-3 12 A, 5.5 kW / 400 V 24 V AC, 50/60 Hz 3-pole, Size S00 Screw terminal 1 NO contact as auxiliary contact Reusable packaging Pack = 144 units !!! Phased-out product !!! Successor is SIRIUS 3RT2 | - | 0 | 7
3RT1017-1AB02 |  | 3RT1017-1AB02 | 1 | UN | 1 | 5 | B | D | N | N | 85364900 | 1 | 4011209272811 | 0.206 | KG | 63.84 | 63.84 | CP02 | CP02 | Power contactor, AC-3 12 A, 5.5 kW / 400 V 1 NC, 24 V AC, 50/60 Hz 3-pole, Size S00 Screw terminal !!! Phased-out product !!! Successor is SIRIUS 3RT2 Preferred successor type is >>3RT2017-1AB02<< | - | 0 | 7
3RT1017-1AB02-1AA0 |  | 3RT1017-1AB02-1AA0 | 1 | UN | 1 | 15 | C | D | N | N | 85364900 | 1 | 4011209426450 | 0.205 | KG | 89.4 | 89.4 | CP02 | CP02 | Power contactor, AC-3 12 A, 5.5 kW / 400 V 1 NC, 24 V AC, 50/60 Hz 3-pole, Size S00 Screw terminal Upright mounting position !!! Phased-out product !!! Successor is SIRIUS 3RT2 Preferred successor type is >>3RT2017-1AB02-1AA0<< | - | 0 | 7
3RT1017-1AB02-Z | W97 | 3RT1017-1AB02-ZW97 | 1 | UN | 1 | 15 | C | D | EAR99 | N | 85364900 | 42 | 4011209893108 | 0.19 | KG | 73.06 | 73.06 | CP02 | CP02 | Power contactor, AC-3 12 A, 5.5 kW / 400 V 1 NC, 24 V AC, 50/60 Hz 3-pole, Size S00 Screw terminal Multi-unit packaging Pack = 42 units !!! Phased-out product !!! Successor is SIRIUS 3RT2 Preferred successor type is >>3RT2017-1AB02-ZW97<< | - | 0 | 7
3RT1017-1AB02-Z | W98 | 3RT1017-1AB02-ZW98 | 1 | UN | 1 | 15 | C | D | N | N | 85364900 | 20 | 4011209381346 | 0.19 | KG | 73.06 | 73.06 | CP02 | CP02 | Power contactor, AC-3 12 A, 5.5 kW / 400 V 1 NC, 24 V AC, 50/60 Hz 3-pole, Size S00 Screw terminal Multi-unit packaging Pack = 20 units !!! Phased-out product !!! Successor is SIRIUS 3RT2 | - | 0 | 7
3RT1017-1AB02-Z | X95 | 3RT1017-1AB02-ZX95 | 1 | UN | 1 | 15 | C | D | N | N | 85364900 | 144 | 4011209386808 | 0.191 | KG | 73.06 | 73.06 | CP02 | CP02 | Power contactor, AC-3 12 A, 5.5 kW / 400 V 1 NC, 24 V AC, 50/60 Hz 3-pole, Size S00 Screw terminal Reusable packaging Pack = 144 units !!! Phased-out product !!! Successor is SIRIUS 3RT2 Preferred successor type is >>3RT2017-1AB02-ZX95<< | - | 0 | 7
3RT1017-1AB04-0AA1 |  | 3RT1017-1AB04-0AA1 | 1 | UN | 1 | 15 | C | D | N | N | 85364900 | 1 | 4011209391659 | 0.255 | KG | 125.4 | 125.4 | CP02 | CP02 | Power contactor, AC-3 12 A, 5.5 kW / 400 V 2 NO + 2 NC, 24 V AC, 50 Hz 3-pole, Size S00 Screw connection 2 NO + 2 NC Plugged-on varistor !!! Phased-out product !!! Successor is SIRIUS 3RT2 | - | 0 | 9
3RT1017-1AC11 |  | 3RT1017-1AC11 | 1 | UN | 1 | 20 | D | D | N | N | 85364900 | 1 | 4011209443884 | 0.201 | KG | 71.92 | 71.92 | CP02 | CP02 | Power contactor, AC-3 12 A, 5.5 kW / 400 V 1 NO, 24 V AC, 60 Hz 3-pole, Size S00 Screw terminal !!! Phased-out product !!! Successor is SIRIUS 3RT2 | - | 0 | 7
3RT1017-1AC12 |  | 3RT1017-1AC12 | 1 | UN | 1 | 20 | D | D | N | N | 85364900 | 1 | 4011209283084 | 0.205 | KG | 71.92 | 71.92 | CP02 | CP02 | Power contactor, AC-3 12 A, 5.5 kW / 400 V 1 NC, 24 V AC, 60 Hz 3-pole, Size S00 Screw terminal !!! Phased-out product !!! Successor is SIRIUS 3RT2 | - | 0 | 7
3RT1017-1AD01 |  | 3RT1017-1AD01 | 1 | UN | 1 | 5 | B | D | N | N | 85364900 | 1 | 4011209338432 | 0.202 | KG | 68.69 | 68.69 | CP02 | CP02 | Power contactor, AC-3 12 A, 5.5 kW / 400 V 1 NO, 42 V AC, 50/60 Hz 3-pole, Size S00 Screw terminal !!! Phased-out product !!! Successor is SIRIUS 3RT2 Preferred successor type is >>3RT2017-1AD01<< | - | 0 | 7
3RT1017-1AD01-1AA0 |  | 3RT1017-1AD01-1AA0 | 1 | UN | 1 | 15 | C | D | N | N | 85364900 | 1 | 4011209426436 | 0.202 | KG | 94.53 | 94.53 | CP02 | CP02 | Power contactor, AC-3 12 A, 5.5 kW / 400 V 1 NO, 42 V AC, 50/60 Hz 3-pole, Size S00 Screw terminal Upright mounting position !!! Phased-out product !!! Successor is SIRIUS 3RT2 | - | 0 | 7
3RT1017-1AD02 |  | 3RT1017-1AD02 | 1 | UN | 1 | 5 | B | D | N | N | 85364900 | 1 | 4011209345898 | 0.203 | KG | 68.69 | 68.69 | CP02 | CP02 | Power contactor, AC-3 12 A, 5.5 kW / 400 V 1 NC, 42 V AC, 50/60 Hz 3-pole, Size S00 Screw terminal !!! Phased-out product !!! Successor is SIRIUS 3RT2 Preferred successor type is >>3RT2017-1AD02<< | - | 0 | 7
3RT1017-1AD02-1AA0 |  | 3RT1017-1AD02-1AA0 | 1 | UN | 1 | 15 | C | D | N | N | 85364900 | 1 | 4011209426429 | 0.202 | KG | 94.53 | 94.53 | CP02 | CP02 | Power contactor, AC-3 12 A, 5.5 kW / 400 V 1 NC, 42 V AC, 50/60 Hz 3-pole, Size S00 Screw terminal Upright mounting position !!! Phased-out product !!! Successor is SIRIUS 3RT2 | - | 0 | 7
3RT1017-1AF01 |  | 3RT1017-1AF01 | 1 | UN | 1 | 5 | B | D | N | N | 85364900 | 1 | 4011209272828 | 0.207 | KG | 63.84 | 63.84 | CP02 | CP02 | Power contactor, AC-3 12 A, 5.5 kW / 400 V 1 NO, 110 V AC, 50/60 Hz 3-pole, Size S00 Screw terminal !!! Phased-out product !!! Successor is SIRIUS 3RT2 Preferred successor type is >>3RT2017-1AF01<< | - | 0 | 7
3RT1017-1AF01-1AA0 |  | 3RT1017-1AF01-1AA0 | 1 | UN | 1 | 15 | C | D | N | N | 85364900 | 1 | 4011209426405 | 0.205 | KG | 89.4 | 89.4 | CP02 | CP02 | Power contactor, AC-3 12 A, 5.5 kW / 400 V 1 NO, 110 V AC, 50/60 Hz 3-pole, Size S00 Screw terminal Upright mounting position !!! Phased-out product !!! Successor is SIRIUS 3RT2 | - | 0 | 7
3RT1017-1AF01-Z | W96 | 3RT1017-1AF01-ZW96 | 1 | UN | 1 | 15 | C | D | N | N | 85364900 | 90 | 4011209680883 | 0.49 | KG | 73.06 | 73.06 | CP02 | CP02 | Power contactor, AC-3 12 A, 5.5 kW / 400 V 1 NO, 110 V AC, 50/60 Hz 3-pole, Size S00 Screw terminal Multi-unit packaging Pack = 90 units !!! Phased-out product !!! Successor is SIRIUS 3RT2 | - | 0 | 7
3RT1017-1AF01-Z | W97 | 3RT1017-1AF01-ZW97 | 1 | UN | 1 | 15 | C | D | N | N | 85364900 | 42 |  | 0.187 | KG | 73.06 | 73.06 | CP02 | CP02 | Power contactor, AC-3 12 A, 5.5 kW / 400 V 1 NO, 110 V AC, 50/60 Hz 3-pole, Size S00 Screw terminal Multi-unit packaging Pack = 42 units !!! Phased-out product !!! Successor is SIRIUS 3RT2 | - | 0 | 7
3RT1017-1AF01-Z | X95 | 3RT1017-1AF01-ZX95 | 1 | UN | 1 | 15 | C | D | N | N | 85364900 | 144 | 4011209471559 | 0.49 | KG | 73.06 | 73.06 | CP02 | CP02 | Power contactor, AC-3 12 A, 5.5 kW / 400 V 1 NO, 110 V AC, 50/60 Hz 3-pole, Size S00 Screw terminal Reusable packaging Pack = 144 units !!! Phased-out product !!! Successor is SIRIUS 3RT2 | - | 0 | 7
3RT1017-1AF02 |  | 3RT1017-1AF02 | 1 | UN | 1 | 5 | B | D | N | N | 85364900 | 1 | 4011209272835 | 0.203 | KG | 63.84 | 63.84 | CP02 | CP02 | Power contactor, AC-3 12 A, 5.5 kW / 400 V 1 NC, 110 V AC, 50/60 Hz 3-pole, Size S00 Screw terminal !!! Phased-out product !!! Successor is SIRIUS 3RT2 Preferred successor type is >>3RT2017-1AF02<< | - | 0 | 7
3RT1017-1AF02-Z | X95 | 3RT1017-1AF02-ZX95 | 1 | UN | 1 | 15 | C | D | N | N | 85364900 | 144 | 4011209625143 | 0.203 | KG | 73.06 | 73.06 | CP02 | CP02 | Power contactor, AC-3 12 A, 5.5 kW / 400 V 1 NC, 110 V AC, 50/60 Hz 3-pole, Size S00 Screw terminal Reusable packaging Pack = 144 units !!! Phased-out product !!! Successor is SIRIUS 3RT2 | - | 0 | 7
3RT1017-1AG01 |  | 3RT1017-1AG01 | 1 | UN | 1 | 15 | C | D | N | N | 85364900 | 1 | 4011209518636 | 0.21 | KG | 78.66 | 78.66 | CP02 | CP02 | Power contactor, AC-3 12 A, 5.5 kW / 400 V 1 NO, 36 V AC, 50 Hz 3-pole, Size S00 Screw terminal !!! Phased-out product !!! Successor is SIRIUS 3RT2 | - | 0 | 7
3RT1017-1AG11 |  | 3RT1017-1AG11 | 1 | UN | 1 | 20 | D | D | N | N | 85364900 | 1 | 4011209362444 | 0.204 | KG | 71.92 | 71.92 | CP02 | CP02 | Power contactor, AC-3 12 A, 5.5 kW / 400 V 1 NO, 110 V AC, 60 Hz 3-pole, Size S00 Screw terminal !!! Phased-out product !!! Successor is SIRIUS 3RT2 | - | 0 | 7
3RT1017-1AG61 |  | 3RT1017-1AG61 | 1 | UN | 1 | 15 | C | D | N | N | 85364900 | 1 | 4011209493971 | 0.205 | KG | 68.69 | 68.69 | CP02 | CP02 | Power contactor, AC-3 12 A, 5.5 kW / 400 V 1 NO, 100 V AC 50 Hz / 100-110 V 3-pole, Size S00 Screw terminal !!! Phased-out product !!! Successor is SIRIUS 3RT2 Preferred successor type is >>3RT2017-1AG61<< | - | 0 | 7
3RT1017-1AG62 |  | 3RT1017-1AG62 | 1 | UN | 1 | 15 | C | D | N | N | 85364900 | 1 | 4011209493988 | 0.205 | KG | 78.66 | 78.66 | CP02 | CP02 | Power contactor, AC-3 12 A, 5.5 kW / 400 V 1 NC, 100 V AC, 50 Hz 100-110 V / 60 Hz 3-pole, Size S00 Screw terminal !!! Phased-out product !!! Successor is SIRIUS 3RT2 Preferred successor type is >>3RT2017-1AG62<< | - | 0 | 7
3RT1017-1AH01 |  | 3RT1017-1AH01 | 1 | UN | 1 | 5 | B | D | N | N | 85364900 | 1 | 4011209350311 | 0.205 | KG | 63.84 | 63.84 | CP02 | CP02 | Power contactor, AC-3 12 A, 5.5 kW / 400 V 1 NO, 48 V AC, 50/60 Hz 3-pole, Size S00 Screw terminal !!! Phased-out product !!! Successor is SIRIUS 3RT2 Preferred successor type is >>3RT2017-1AH01<< | - | 0 | 7
3RT1017-1AH01-Z | W95 | 3RT1017-1AH01-ZW95 | 1 | UN | 1 | 15 | C | D | N | N | 85364900 | 144 | 4011209666580 | 0.19 | KG | 73.06 | 73.06 | CP02 | CP02 | Power contactor, AC-3 12 A, 5.5 kW / 400 V 1 NO, 48 V AC, 50/60 Hz 3-pole, Size S00 Screw terminal Screw terminal Multi-unit packaging Pack = 144 units !!! Phased-out product !!! Successor is SIRIUS 3RT2 | - | 0 | 7
3RT1017-1AH01-Z | X95 | 3RT1017-1AH01-ZX95 | 1 | UN | 1 | 15 | C | D | N | N | 85364900 | 144 | 4011209666207 | 0.189 | KG | 73.06 | 73.06 | CP02 | CP02 | Power contactor, AC-3 12 A, 5.5 kW / 400 V 1 NO, 48 V AC, 50/60 Hz 3-pole, Size S00 Screw terminal Reusable packaging Pack = 144 units !!! Phased-out product !!! Successor is SIRIUS 3RT2 | - | 0 | 7
3RT1017-1AH02 |  | 3RT1017-1AH02 | 1 | UN | 1 | 15 | C | D | N | N | 85364900 | 1 | 4011209283053 | 0.205 | KG | 63.84 | 63.84 | CP02 | CP02 | Power contactor, AC-3 12 A, 5.5 kW / 400 V 1 NC, 48 V AC, 50/60 Hz 3-pole, Size S00 Screw terminal !!! Phased-out product !!! Successor is SIRIUS 3RT2 Preferred successor type is >>3RT2017-1AH02<< | - | 0 | 7
3RT1017-1AH02-Z | W95 | 3RT1017-1AH02-ZW95 | 1 | UN | 1 | 15 | C | D | N | N | 85364900 | 144 | 4011209666597 | 0.19 | KG | 73.06 | 73.06 | CP02 | CP02 | Power contactor, AC-3 12 A, 5.5 kW / 400 V 1 NC, 48 V AC, 50/60 Hz 3-pole, Size S00 Screw terminal Multi-unit packaging Pack = 144 units !!! Phased-out product !!! Successor is SIRIUS 3RT2 | - | 0 | 7
3RT1017-1AH02-Z | W97 | 3RT1017-1AH02-ZW97 | 1 | UN | 1 | 15 | C | D | N | N | 85364900 | 42 | 4011209722521 | 0.19 | KG | 73.06 | 73.06 | CP02 | CP02 | Power contactor, AC-3 12 A, 5.5 kW / 400 V 1 NC, 48 V AC, 50/60 Hz 3-pole, Size S00 Screw terminal Multi-unit packaging Pack = 42 units !!! Phased-out product !!! Successor is SIRIUS 3RT2 | - | 0 | 7
3RT1017-1AH02-Z | X95 | 3RT1017-1AH02-ZX95 | 1 | UN | 1 | 15 | C | D | N | N | 85364900 | 144 | 4011209666214 | 0.189 | KG | 73.06 | 73.06 | CP02 | CP02 | Power contactor, AC-3 12 A, 5.5 kW / 400 V 1 NC, 48 V AC, 50/60 Hz 3-pole, Size S00 Screw terminal Reusable packaging Pack = 144 units !!! Phased-out product !!! Successor is SIRIUS 3RT2 | - | 0 | 7
3RT1017-1AJ61 |  | 3RT1017-1AJ61 | 1 | UN | 1 | 15 | C | D | N | N | 85364900 | 1 | 4011209564954 | 0.205 | KG | 78.66 | 78.66 | CP02 | CP02 | Power contactor, AC-3 12 A, 5.5 kW / 400 V 1 NO, 92 V AC, 50 Hz 110 V, 60 Hz 3-pole, Size S00 Screw terminal !!! Phased-out product !!! Successor is SIRIUS 3RT2 | - | 0 | 7
3RT1017-1AK61 |  | 3RT1017-1AK61 | 1 | UN | 1 | 5 | B | D | N | N | 85364900 | 1 | 4011209345904 | 0.205 | KG | 63.84 | 63.84 | CP02 | CP02 | Power contactor, AC-3 12 A, 5.5 kW / 400 V 1 NO, 110 V AC, 50 Hz 120 V, 60 Hz 3-pole, Size S00 Screw terminal !!! Phased-out product !!! Successor is SIRIUS 3RT2 Preferred successor type is >>3RT2017-1AK61<< | - | 0 | 7
3RT1017-1AK61-0UA0 |  | 3RT1017-1AK61-0UA0 | 1 | UN | 1 | 15 | C | D | N | N | 85364900 | 1 | 4011209591110 | 0.208 | KG | 70.11 | 70.11 | CP02 | CP02 | Contactor, 5 HP 460 / 575 V, 1 NO 110 V AC, 50 Hz / 120 V, 60 Hz 3-pole, Size S00 Screw terminal NEMA size 0 !!! Phased-out product !!! Successor is SIRIUS 3RT2 | - | 0 | 7
3RT1017-1AK61-Z | W98 | 3RT1017-1AK61-ZW98 | 1 | UN | 1 | 20 | D | D | N | N | 85364900 | 20 | 4011209748507 | 0.19 | KG | 63.84 | 63.84 | CP02 | CP02 | Power contactor, AC-3 12 A, 5.5 kW / 400 V 1 NO, 110 V AC, 50 Hz 120 V, 60 Hz 3-pole, Size S00 Screw terminal Multi-unit packaging Pack = 144 units !!! Phased-out product !!! Successor is SIRIUS 3RT2 | - | 0 | 7
3RT1017-1AK61-Z | X95 | 3RT1017-1AK61-ZX95 | 1 | UN | 1 | 20 | D | D | N | N | 85364900 | 144 | 4011209426566 | 0.19 | KG | 63.84 | 63.84 | CP02 | CP02 | Power contactor, AC-3 12 A, 5.5 kW / 400 V 1 NO, 110 V AC, 50 Hz 120 V, 60 Hz 3-pole, Size S00 Screw terminal Reusable packaging Pack = 144 units !!! Phased-out product !!! Successor is SIRIUS 3RT2 | - | 0 | 7
3RT1017-1AK62 |  | 3RT1017-1AK62 | 1 | UN | 1 | 15 | C | D | N | N | 85364900 | 1 | 4011209283107 | 0.203 | KG | 63.84 | 63.84 | CP02 | CP02 | Power contactor, AC-3 12 A, 5.5 kW / 400 V 1 NC, 110 V AC, 50 Hz 120 V, 60 Hz 3-pole, Size S00 Screw terminal !!! Phased-out product !!! Successor is SIRIUS 3RT2 Preferred successor type is >>3RT2017-1AK62<< | - | 0 | 7
3RT1017-1AK64-3MA0 |  | 3RT1017-1AK64-3MA0 | 1 | UN | 1 | 15 | C | D | N | N | 85364900 | 1 | 4011209646629 | 0.249 | KG | 106.4 | 106.4 | CP02 | CP02 | Power contactor, AC-3 12 A, 5.5 kW / 400 V 2 NO + 2 NC, captive 110 V AC, 50 Hz / 120 V, 60 Hz 3-pole, Size S00 Screw terminal !!! Phased-out product !!! Successor is SIRIUS 3RT2 Preferred successor type is >>3RT2017-1AK64-3MA0<< | - | 0 | 9
3RT1017-1AM21 |  | 3RT1017-1AM21 | 1 | UN | 1 | 15 | C | D | N | N | 85364900 | 1 | 4011209382558 | 0.204 | KG | 68.69 | 68.69 | CP02 | CP02 | Power contactor, AC-3 12 A, 5.5 kW / 400 V 1 NO, 208 V AC, 50/60 Hz 3-pole, Size S00 Screw terminal !!! Phased-out product !!! Successor is SIRIUS 3RT2 Preferred successor type is >>3RT2017-1AM21<< | - | 0 | 7
3RT1017-1AM21-0UA0 |  | 3RT1017-1AM21-0UA0 | 1 | UN | 1 | 20 | D | D | N | N | 85364900 | 1 | 4011209676091 | 0.205 | KG | 78.19 | 78.19 | CP02 | CP02 | Contactor, 5 HP 460 / 575 V, 1 NO 208 V AC, 50 Hz / 60 Hz 3-pole, Size S00 Screw terminal NEMA size 0 !!! Phased-out product !!! Successor is SIRIUS 3RT2 | - | 0 | 7
3RT1017-1AM22 |  | 3RT1017-1AM22 | 1 | UN | 1 | 15 | C | D | N | N | 85364900 | 1 | 4011209388970 | 0.202 | KG | 68.69 | 68.69 | CP02 | CP02 | Power contactor, AC-3 12 A, 5.5 kW / 400 V 1 NC, 208 V AC, 50/60 Hz 3-pole, Size S00 Screw terminal !!! Phased-out product !!! Successor is SIRIUS 3RT2 Preferred successor type is >>3RT2017-1AM22<< | - | 0 | 7
3RT1017-1AN02 |  | 3RT1017-1AN02 | 1 | UN | 1 | 15 | C | D | N | N | 85364900 | 1 | 4011209563483 | 0.207 | KG | 78.66 | 78.66 | CP02 | CP02 | Power contactor, AC-3 12 A, 5.5 kW / 400 V 1 NC, 220 V AC, 50 Hz 3-pole, Size S00 Screw terminal !!! Phased-out product !!! Successor is SIRIUS 3RT2 | - | 0 | 7
3RT1017-1AN04 |  | 3RT1017-1AN04 | 1 | UN | 1 | 15 | C | D | N | N | 85364900 | 1 | 4011209612655 | 0.248 | KG | 133.95 | 133.95 | CP02 | CP02 | Power contactor, AC-3 12 A, 5.5 kW / 400 V 2 NO + 2 NC 220 V AC, 50 Hz, 0.75-1.1*Us 3-pole, Size S00 Screw terminal Ambient temperature max = 35 Â°C !!! Phased-out product !!! Successor is SIRIUS 3RT2 | - | 0 | 7
3RT1017-1AN11 |  | 3RT1017-1AN11 | 1 | UN | 1 | 20 | D | D | N | N | 85364900 | 1 | 4011209443891 | 0.205 | KG | 71.92 | 71.92 | CP02 | CP02 | Power contactor, AC-3 12 A, 5.5 kW / 400 V 220 V AC, 60 Hz 3-pole, Size S00 Screw terminal !!! Phased-out product !!! Successor is SIRIUS 3RT2 | - | 0 | 7
3RT1017-1AN21 |  | 3RT1017-1AN21 | 1 | UN | 1 | 5 | B | D | N | N | 85364900 | 1 | 4011209352292 | 0.201 | KG | 63.84 | 63.84 | CP02 | CP02 | Power contactor, AC-3 12 A, 5.5 kW / 400 V 1 NO, 220 V AC, 50/60 Hz 3-pole, Size S00 Screw terminal !!! Phased-out product !!! Successor is SIRIUS 3RT2 Preferred successor type is >>3RT2017-1AN21<< | - | 0 | 7
3RT1017-1AN22 |  | 3RT1017-1AN22 | 1 | UN | 1 | 15 | C | D | N | N | 85364900 | 1 | 4011209352308 | 0.202 | KG | 63.84 | 63.84 | CP02 | CP02 | Power contactor, AC-3 12 A, 5.5 kW / 400 V 1 NC, 220 V AC, 50/60 Hz 3-pole, Size S00 Screw terminal !!! Phased-out product !!! Successor is SIRIUS 3RT2 Preferred successor type is >>3RT2017-1AN22<< | - | 0 | 7
3RT1017-1AN61 |  | 3RT1017-1AN61 | 1 | UN | 1 | 15 | C | D | N | N | 85364900 | 1 | 4011209493995 | 0.202 | KG | 78.66 | 78.66 | CP02 | CP02 | Power contactor, AC-3 12 A, 5.5 kW / 400 V 1 NO, 200 V AC, 50 Hz 200-220 V / 60 Hz 3-pole, Size S00 Screw terminal !!! Phased-out product !!! Successor is SIRIUS 3RT2 Preferred successor type is >>3RT2017-1AN61<< | - | 0 | 7
3RT1017-1AN62 |  | 3RT1017-1AN62 | 1 | UN | 1 | 15 | C | D | N | N | 85364900 | 1 | 4011209494008 | 0.202 | KG | 78.66 | 78.66 | CP02 | CP02 | Power contactor, AC-3 12 A, 5.5 kW / 400 V 1 NC, 200 V AC, 50 Hz 200-220 V / 60 Hz 3-pole, Size S00 Screw terminal !!! Phased-out product !!! Successor is SIRIUS 3RT2 Preferred successor type is >>3RT2017-1AN62<< | - | 0 | 7
3RT1017-1AP01 |  | 3RT1017-1AP01 | 1 | UN | 1 | 5 | B | D | N | N | 85364900 | 1 | 4011209272842 | 0.203 | KG | 63.84 | 63.84 | CP02 | CP02 | Power contactor, AC-3 12 A, 5.5 kW / 400 V 1 NO, 230 V AC, 50/60 Hz 3-pole, Size S00 Screw terminal !!! Phased-out product !!! Successor is SIRIUS 3RT2 Preferred successor type is >>3RT2017-1AP01<< | - | 0 | 7
3RT1017-1AP01-0AE6 |  | 3RT1017-1AP01-0AE6 | 1 | UN | 1 | 5 | B | D | N | N | 85364900 | 1 | 4011209535657 | 0.202 | KG | 73.06 | 73.06 | CP02 | CP02 | Power contactor, AC-3 12 A, 5.5 kW / 400 V 1 NO, 230 V AC, 50/60 Hz 3-pole, Size S00 Screw terminal !!! Phased-out product !!! Successor is SIRIUS 3RT2 Preferred successor type is >>3RT1017-1AP01<< | - | 0 | 7
3RT1017-1AP01-0AE6-Z | X95 | 3RT1017-1AP01-0AE6-ZX95 | 1 | UN | 1 | 15 | C | D | N | N | 85364900 | 144 | 4011209538511 | 0.188 | KG | 73.06 | 73.06 | CP02 | CP02 | Power contactor, AC-3 12 A, 5.5 kW / 400 V 1 NO, 230 V AC, 50/60 Hz 3-pole, Size S00 Screw terminal Reusable packaging Pack = 144 units !!! Phased-out product !!! Successor is SIRIUS 3RT2 | - | 0 | 9
3RT1017-1AP01-1AA0 |  | 3RT1017-1AP01-1AA0 | 1 | UN | 1 | 15 | C | D | N | N | 85364900 | 1 | 4011209426368 | 0.203 | KG | 77.9 | 77.9 | CP02 | CP02 | Power contactor, AC-3 12 A, 5.5 kW / 400 V 1 NO, 230 V AC, 50/60 Hz 3-pole, Size S00 Screw terminal Upright mounting position !!! Phased-out product !!! Successor is SIRIUS 3RT2 Preferred successor type is >>3RT2017-1AP01-1AA0<< | - | 0 | 7
3RT1017-1AP01-Z | W95 | 3RT1017-1AP01-ZW95 | 1 | UN | 1 | 20 | D | D | N | N | 85364900 | 144 | 4011209317154 | 0.19 | KG | 63.84 | 63.84 | CP02 | CP02 | Power contactor, AC-3 12 A, 5.5 kW / 400 V 1 NO, 230 V AC, 50/60 Hz 3-pole, Size S00 Screw terminal Multi-unit packaging Pack = 144 units !!! Phased-out product !!! Successor is SIRIUS 3RT2 | - | 0 | 7
3RT1017-1AP01-Z | W96 | 3RT1017-1AP01-ZW96 | 1 | UN | 1 | 20 | D | D | N | N | 85364900 | 90 | 4011209317161 | 0.19 | KG | 63.84 | 63.84 | CP02 | CP02 | Power contactor, AC-3 12 A, 5.5 kW / 400 V 1 NO, 230 V AC, 50/60 Hz 3-pole, Size S00 Screw terminal Multi-unit packaging Pack = 90 units !!! Phased-out product !!! Successor is SIRIUS 3RT2 | - | 0 | 7
3RT1017-1AP01-Z | W97 | 3RT1017-1AP01-ZW97 | 1 | UN | 1 | 20 | D | D | N | N | 85364900 | 42 | 4011209317178 | 0.19 | KG | 63.84 | 63.84 | CP02 | CP02 | Power contactor, AC-3 12 A, 5.5 kW / 400 V 1 NO, 230 V AC, 50/60 Hz 3-pole, Size S00 Screw terminal Multi-unit packaging Pack = 42 units !!! Phased-out product !!! Successor is SIRIUS 3RT2 | - | 0 | 7
3RT1017-1AP01-Z | W98 | 3RT1017-1AP01-ZW98 | 1 | UN | 1 | 20 | D | D | N | N | 85364900 | 20 | 4011209317185 | 0.19 | KG | 63.84 | 63.84 | CP02 | CP02 | Power contactor, AC-3 12 A, 5.5 kW / 400 V 1 NO, 230 V AC, 50/60 Hz 3-pole, Size S00 Screw terminal Multi-unit packaging Pack = 20 units !!! Phased-out product !!! Successor is SIRIUS 3RT2 | - | 0 | 7
3RT1017-1AP01-Z | X95 | 3RT1017-1AP01-ZX95 | 1 | UN | 1 | 20 | D | D | N | N | 85364900 | 144 | 4011209317147 | 0.189 | KG | 63.84 | 63.84 | CP02 | CP02 | Power contactor, AC-3 12 A, 5.5 kW / 400 V 1 NO, 230 V AC, 50/60 Hz 3-pole, Size S00 Screw terminal Reusable packaging Pack = 144 units !!! Phased-out product !!! Successor is SIRIUS 3RT2 | - | 0 | 7
3RT1017-1AP02 |  | 3RT1017-1AP02 | 1 | UN | 1 | 5 | B | D | N | N | 85364900 | 1 | 4011209272859 | 0.204 | KG | 63.84 | 63.84 | CP02 | CP02 | Power contactor, AC-3 12 A, 5.5 kW / 400 V 1 NC, 230 V AC, 50/60 Hz 3-pole, Size S00 Screw terminal !!! Phased-out product !!! Successor is SIRIUS 3RT2 Preferred successor type is >>3RT2017-1AP02<< | - | 0 | 7
3RT1017-1AP02-1AA0 |  | 3RT1017-1AP02-1AA0 | 1 | UN | 1 | 15 | C | D | N | N | 85364900 | 1 | 4011209426375 | 0.202 | KG | 89.4 | 89.4 | CP02 | CP02 | Power contactor, AC-3 12 A, 5.5 kW / 400 V 1 NC, 230 V AC, 50/60 Hz 3-pole, Size S00 Screw terminal Upright mounting position !!! Phased-out product !!! Successor is SIRIUS 3RT2 Preferred successor type is >>3RT2017-1AP02-1AA0<< | - | 0 | 7
3RT1017-1AP02-Z | W95 | 3RT1017-1AP02-ZW95 | 1 | UN | 1 | 15 | C | D | N | N | 85364900 | 144 | 4011209342361 | 0.19 | KG | 73.06 | 73.06 | CP02 | CP02 | Power contactor, AC-3 12 A, 5.5 kW / 400 V 1 NC, 230 V AC, 50/60 Hz 3-pole, Size S00 Screw terminal Multi-unit packaging Pack = 144 units !!! Phased-out product !!! Successor is SIRIUS 3RT2 | - | 0 | 7
3RT1017-1AP02-Z | W96 | 3RT1017-1AP02-ZW96 | 1 | UN | 1 | 15 | C | D | N | N | 85364900 | 90 | 4011209342439 | 0.19 | KG | 73.06 | 73.06 | CP02 | CP02 | Power contactor, AC-3 12 A, 5.5 kW / 400 V 1 NC, 230 V AC, 50/60 Hz 3-pole, Size S00 Screw terminal Multi-unit packaging Pack = 90 units !!! Phased-out product !!! Successor is SIRIUS 3RT2 Preferred successor type is >>3RT2017-1AP02-ZW96<< | - | 0 | 7
3RT1017-1AP02-Z | W97 | 3RT1017-1AP02-ZW97 | 1 | UN | 1 | 20 | D | D | N | N | 85364900 | 42 | 4011209343665 | 0.19 | KG | 63.84 | 63.84 | CP02 | CP02 | Power contactor, AC-3 12 A, 5.5 kW / 400 V 1 NC, 230 V AC, 50/60 Hz 3-pole, Size S00 Screw terminal Multi-unit packaging Pack = 42 units !!! Phased-out product !!! Successor is SIRIUS 3RT2 | - | 0 | 7
3RT1017-1AP02-Z | W98 | 3RT1017-1AP02-ZW98 | 1 | UN | 1 | 15 | C | D | N | N | 85364900 | 20 | 4011209343672 | 0.19 | KG | 73.06 | 73.06 | CP02 | CP02 | Power contactor, AC-3 12 A, 5.5 kW / 400 V 1 NC, 230 V AC, 50/60 Hz 3-pole, Size S00 Screw terminal Multi-unit packaging Pack = 20 units !!! Phased-out product !!! Successor is SIRIUS 3RT2 | - | 0 | 7
3RT1017-1AP02-Z | X95 | 3RT1017-1AP02-ZX95 | 1 | UN | 1 | 20 | D | D | N | N | 85364900 | 144 | 4011209338241 | 0.222 | KG | 63.84 | 63.84 | CP02 | CP02 | Power contactor, AC-3 12 A, 5.5 kW / 400 V 1 NC, 230 V AC, 50/60 Hz 3-pole, Size S00 Screw terminal Reusable packaging Pack = 144 units !!! Phased-out product !!! Successor is SIRIUS 3RT2 | - | 0 | 7
3RT1017-1AP04-3MA0 |  | 3RT1017-1AP04-3MA0 | 1 | UN | 1 | 5 | B | D | N | N | 85364900 | 1 | 4011209515864 | 0.245 | KG | 92.63 | 92.63 | CP02 | CP02 | Power contactor, AC-3 12 A, 5.5 kW / 400 V 2 NO + 2 NC, captive 230 V AC, 50/60 Hz 3-pole, Size S00 Screw terminal for SUVA applications !!! Phased-out product !!! Successor is SIRIUS 3RT2 Preferred successor type is >>3RT2017-1AP04-3MA0<< | - | 0 | 7
3RT1017-1AP05 |  | 3RT1017-1AP05 | 1 | UN | 1 | 15 | C | D | EAR99 | N | 85364900 | 1 | 4011209682610 | 0.252 | KG | 107.35 | 107.35 | CP02 | CP02 | Power contactor, AC-3 12 A, 5.5 kW / 400 V 3 NO + 2 NC, 230 V AC, 50/60 Hz 3-pole, Size S00 Screw terminal !!! Phased-out product !!! Successor is SIRIUS 3RT2 | - | 0 | 7
3RT1017-1AP08-0MA6 |  | 3RT1017-1AP08-0MA6 | 1 | UN | 1 | 15 | C | D | N | N | 85364900 | 1 | 4011209670037 | 0.251 | KG | 110.2 | 110.2 | CP02 | CP02 | Power contactor, AC-3 12 A, 5.5 kW / 400 V 3 NO + 2 NC 230 V AC, 50/60 Hz 3-pole, Size S00 Screw terminal !!! Phased-out product !!! Successor is SIRIUS 3RT2 | - | 0 | 7
3RT1017-1AP61 |  | 3RT1017-1AP61 | 1 | UN | 1 | 15 | C | D | N | N | 85364900 | 1 | 4011209348233 | 0.202 | KG | 63.84 | 63.84 | CP02 | CP02 | Power contactor, AC-3 12 A, 5.5 kW / 400 V 1 NO, 220 V AC, 50 Hz 240 V, 60 Hz 3-pole, Size S00 Screw terminal !!! Phased-out product !!! Successor is SIRIUS 3RT2 Preferred successor type is >>3RT2017-1AP61<< | - | 0 | 7
3RT1017-1AP61-0UA0 |  | 3RT1017-1AP61-0UA0 | 1 | UN | 1 | 15 | C | D | N | N | 85364900 | 1 | 4011209591127 | 0.204 | KG | 70.11 | 70.11 | CP02 | CP02 | Contactor, 5 HP 460 / 575 V, 1 NO 220 V AC, 50 Hz / 240 V, 60 Hz 3-pole, Size S00 Screw terminal NEMA size 0 !!! Phased-out product !!! Successor is SIRIUS 3RT2 | - | 0 | 9
3RT1017-1AP62 |  | 3RT1017-1AP62 | 1 | UN | 1 | 20 | D | D | N | N | 85364900 | 1 | 4011209283114 | 0.203 | KG | 66.79 | 66.79 | CP02 | CP02 | Power contactor, AC-3 12 A, 5.5 kW / 400 V 1 NC, 220 V AC, 50 Hz 241 V, 60 Hz 3-pole, Size S00 Screw terminal !!! Phased-out product !!! Successor is SIRIUS 3RT2 Preferred successor type is >>3RT2017-1AP62<< | - | 0 | 7
3RT1017-1AQ02 |  | 3RT1017-1AQ02 | 1 | UN | 1 | 20 | D | D | N | N | 85364900 | 1 | 4011209443938 | 0.2 | KG | 71.92 | 71.92 | CP02 | CP02 | Power contactor, AC-3 12 A, 5.5 kW / 400 V 1 NC, 380 V AC, 50/60 Hz 3-pole, Size S00 Screw terminal !!! Phased-out product !!! Successor is SIRIUS 3RT2 Preferred successor type is >>3RT2017-1AQ02<< | - | 0 | 7
3RT1017-1AQ64 |  | 3RT1017-1AQ64 | 1 | UN | 1 | 15 | C | D | N | N | 85364900 | 1 | 4011209611382 | 0.246 | KG | 108.3 | 108.3 | CP02 | CP02 | Power contactor, AC-3 12 A, 5.5 kW / 400 V 2 NO + 2 NC 220 V AC, 50 Hz, 0.85-1.1*Us 264 V AC, 60 Hz, 0.8-1.1*Us 3-pole, Size S00 Screw terminal !!! Phased-out product !!! Successor is SIRIUS 3RT2 | - | 0 | 7
3RT1017-1AR01 |  | 3RT1017-1AR01 | 1 | UN | 1 | 20 | D | D | N | N | 85364900 | 1 | 4011209404786 | 0.199 | KG | 71.92 | 71.92 | CP02 | CP02 | Power contactor, AC-3 12 A, 5.5 kW / 400 V 1 NO, 415 V AC, 50/60 Hz 3-pole, Size S00 Screw terminal !!! Phased-out product !!! Successor is SIRIUS 3RT2 | - | 0 | 7
3RT1017-1AR02 |  | 3RT1017-1AR02 | 1 | UN | 1 | 20 | D | D | N | N | 85364900 | 1 | 4011209404779 | 0.206 | KG | 71.92 | 71.92 | CP02 | CP02 | Power contactor, AC-3 12 A, 5.5 kW / 400 V 1 NC, 415 V AC, 50/60 Hz 3-pole, Size S00 Screw terminal !!! Phased-out product !!! Successor is SIRIUS 3RT2 | - | 0 | 7
3RT1017-1AR21 |  | 3RT1017-1AR21 | 1 | UN | 1 | 15 | C | D | N | N | 85364900 | 1 | 4011209478220 | 0.201 | KG | 78.66 | 78.66 | CP02 | CP02 | Power contactor, AC-3 12 A, 5.5 kW / 400 V 1 NO, 440 V AC 50/60 Hz 3-pole, Size S00 Screw terminal !!! Phased-out product !!! Successor is SIRIUS 3RT2 | - | 0 | 7
3RT1017-1AR61 |  | 3RT1017-1AR61 | 1 | UN | 1 | 20 | D | D | N | N | 85364900 | 1 | 4011209494015 | 0.203 | KG | 71.92 | 71.92 | CP02 | CP02 | Power contactor, AC-3 12 A, 5.5 kW / 400 V 1 NO, 400 V AC, 50 Hz 60 Hz, 440 V 3-pole, Size S00 Screw terminal !!! Phased-out product !!! Successor is SIRIUS 3RT2 Preferred successor type is >>3RT2017-1AR61<< | - | 0 | 7
3RT1017-1AS01 |  | 3RT1017-1AS01 | 1 | UN | 1 | 20 | D | D | N | N | 85364900 | 1 | 4011209468320 | 0.204 | KG | 71.92 | 71.92 | CP02 | CP02 | Power contactor, AC-3 12 A, 5.5 kW / 400 V 1 NO, 500 V AC, 50/60 Hz 3-pole, Size S00 Screw terminal !!! Phased-out product !!! Successor is SIRIUS 3RT2 | - | 0 | 7
3RT1017-1AS02 |  | 3RT1017-1AS02 | 1 | UN | 1 | 15 | C | D | N | N | 85364900 | 1 | 4011209283077 | 0.205 | KG | 78.66 | 78.66 | CP02 | CP02 | Power contactor, AC-3 12 A, 5.5 kW / 400 V 1 NC, 500 V AC, 50/60 Hz 3-pole, Size S00 Screw terminal !!! Phased-out product !!! Successor is SIRIUS 3RT2 | - | 0 | 7
3RT1017-1AT61 |  | 3RT1017-1AT61 | 1 | UN | 1 | 20 | D | D | N | N | 85364900 | 1 | 4011209382657 | 0.2 | KG | 71.92 | 71.92 | CP02 | CP02 | Power contactor, AC-3 12 A, 5.5 kW / 400 V 1 NO, 600 V AC, 60 Hz 3-pole, Size S00 Screw terminal !!! Phased-out product !!! Successor is SIRIUS 3RT2 Preferred successor type is >>3RT2017-1AT61<< | - | 0 | 7
3RT1017-1AT62 |  | 3RT1017-1AT62 | 1 | UN | 1 | 15 | C | D | N | N | 85364900 | 1 | 4011209382640 | 0.2 | KG | 78.66 | 78.66 | CP02 | CP02 | Power contactor, AC-3 12 A, 5.5 kW / 400 V 1 NC, 600 V AC 60 Hz 3-pole, Size S00 Screw terminal !!! Phased-out product !!! Successor is SIRIUS 3RT2 Preferred successor type is >>3RT2017-1AT62<< | - | 0 | 7
3RT1017-1AU01 |  | 3RT1017-1AU01 | 1 | UN | 1 | 20 | D | D | N | N | 85364900 | 1 | 4011209362499 | 0.205 | KG | 66.79 | 66.79 | CP02 | CP02 | Power contactor, AC-3 12 A, 5.5 kW / 400 V 1 NO, 240 V AC, 50/60 Hz 3-pole, Size S00 Screw terminal !!! Phased-out product !!! Successor is SIRIUS 3RT2 Preferred successor type is >>3RT2017-1AU01<< | - | 0 | 7
3RT1017-1AU02 |  | 3RT1017-1AU02 | 1 | UN | 1 | 20 | D | D | N | N | 85364900 | 1 | 4011209362505 | 0.204 | KG | 66.79 | 66.79 | CP02 | CP02 | Power contactor, AC-3 12 A, 5.5 kW / 400 V 1 NC, 240 V AC, 50/60 Hz 3-pole, Size S00 Screw terminal !!! Phased-out product !!! Successor is SIRIUS 3RT2 | - | 0 | 7
3RT1017-1AU61 |  | 3RT1017-1AU61 | 1 | UN | 1 | 15 | C | D | N | N | 85364900 | 1 | 4011209389069 | 0.204 | KG | 78.66 | 78.66 | CP02 | CP02 | Power contactor, AC-3 12 A, 5.5 kW / 400 V 1 NO, 277 V AC, 60 Hz 3-pole, Size S00 Screw terminal !!! Phased-out product !!! Successor is SIRIUS 3RT2 | - | 0 | 7
3RT1017-1AU62 |  | 3RT1017-1AU62 | 1 | UN | 1 | 15 | C | D | N | N | 85364900 | 1 | 4011209389113 | 0.202 | KG | 78.66 | 78.66 | CP02 | CP02 | Power contactor, AC-3 12 A, 5.5 kW / 400 V 1 NC, 277 V AC, 60 Hz 3-pole, Size S00 Screw terminal !!! Phased-out product !!! Successor is SIRIUS 3RT2 | - | 0 | 7
3RT1017-1AV01 |  | 3RT1017-1AV01 | 1 | UN | 1 | 5 | B | D | N | N | 85364900 | 1 | 4011209346727 | 0.201 | KG | 68.69 | 68.69 | CP02 | CP02 | Power contactor, AC-3 12 A, 5.5 kW / 400 V 1 NO, 400 V AC, 50/60 Hz 3-pole, Size S00 Screw terminal !!! Phased-out product !!! Successor is SIRIUS 3RT2 Preferred successor type is >>3RT2017-1AV01<< | - | 0 | 7
3RT1017-1AV02 |  | 3RT1017-1AV02 | 1 | UN | 1 | 15 | C | D | N | N | 85364900 | 1 | 4011209283060 | 0.201 | KG | 68.69 | 68.69 | CP02 | CP02 | Power contactor, AC-3 12 A, 5.5 kW / 400 V 1 NC, 400 V AC, 50/60 Hz 3-pole, Size S00 Screw terminal !!! Phased-out product !!! Successor is SIRIUS 3RT2 Preferred successor type is >>3RT2017-1AV02<< | - | 0 | 7
3RT1017-1AV61 |  | 3RT1017-1AV61 | 1 | UN | 1 | 20 | D | D | N | N | 85364900 | 1 | 4011209388987 | 0.2 | KG | 71.92 | 71.92 | CP02 | CP02 | Power contactor, AC-3 12 A, 5.5 kW / 400 V 1 NO, 480 V AC, 60 Hz 3-pole, Size S00 Screw terminal !!! Phased-out product !!! Successor is SIRIUS 3RT2 Preferred successor type is >>3RT2017-1AV61<< | - | 0 | 7
3RT1017-1AV61-0UA0 |  | 3RT1017-1AV61-0UA0 | 1 | UN | 1 | 20 | D | D | N | N | 85364900 | 1 | 4011209591134 | 0.193 | KG | 78.19 | 78.19 | CP02 | CP02 | Contactor, 5 HP 460 / 575 V, 1 NO 480 V AC, 60 Hz 3-pole, Size S00 Screw terminal NEMA size 0 !!! Phased-out product !!! Successor is SIRIUS 3RT2 | - | 0 | 7
3RT1017-1AV62 |  | 3RT1017-1AV62 | 1 | UN | 1 | 15 | C | D | N | N | 85364900 | 1 | 4011209388994 | 0.204 | KG | 71.92 | 71.92 | CP02 | CP02 | Power contactor, AC-3 12 A, 5.5 kW / 400 V 1 NC, 480 V AC, 60 Hz 3-pole, Size S00 Screw terminal !!! Phased-out product !!! Successor is SIRIUS 3RT2 Preferred successor type is >>3RT2017-1AV62<< | - | 0 | 7
3RT1017-1AW21 |  | 3RT1017-1AW21 | 1 | UN | 1 | 20 | D | D | N | N | 85364900 | 1 | 4011209478251 | 0.204 | KG | 71.92 | 71.92 | CP02 | CP02 | Power contactor, AC-3 12 A, 5.5 kW / 400 V 1 NO, 480 V AC, 50/60 Hz 3-pole, Size S00 Screw terminal !!! Phased-out product !!! Successor is SIRIUS 3RT2 | - | 0 | 7
3RT1017-1BA41 |  | 3RT1017-1BA41 | 1 | UN | 1 | 15 | C | D | N | N | 85364900 | 1 | 4011209282889 | 0.264 | KG | 80.94 | 80.94 | CP02 | CP02 | Power contactor, AC-3 12 A, 5.5 kW / 400 V 1 NO, 12 V DC 3-pole, Size S00 Screw terminal !!! Phased-out product !!! Successor is SIRIUS 3RT2 Preferred successor type is >>3RT2017-1BA41<< | - | 0 | 7
3RT1017-1BA42 |  | 3RT1017-1BA42 | 1 | UN | 1 | 15 | C | D | N | N | 85364900 | 1 | 4011209282919 | 0.26 | KG | 80.94 | 80.94 | CP02 | CP02 | Power contactor, AC-3 12 A, 5.5 kW / 400 V 1 NC, 12 V DC 3-pole, Size S00 Screw terminal !!! Phased-out product !!! Successor is SIRIUS 3RT2 | - | 0 | 7
3RT1017-1BB41 |  | 3RT1017-1BB41 | 1 | UN | 1 | 5 | B | D | N | N | 85364900 | 1 | 4011209272866 | 0.265 | KG | 73.53 | 73.53 | CP02 | CP02 | Power contactor, AC-3 12 A, 5.5 kW / 400 V 1 NO, 24 V DC 3-pole, Size S00 Screw terminal !!! Phased-out product !!! Successor is SIRIUS 3RT2 Preferred successor type is >>3RT2017-1BB41<< | - | 0 | 7
3RT1017-1BB41-0UA0 |  | 3RT1017-1BB41-0UA0 | 1 | UN | 1 | 15 | C | D | N | N | 85364900 | 1 | 4011209591141 | 0.265 | KG | 79.9 | 79.9 | CP02 | CP02 | Contactor, 5 HP 460 / 575 V, 1 NO 24 V DC 3-pole, Size S00 Screw terminal NEMA size 0 !!! Phased-out product !!! Successor is SIRIUS 3RT2 | - | 0 | 7
3RT1017-1BB41-Z | W96 | 3RT1017-1BB41-ZW96 | 1 | UN | 1 | 20 | D | D | N | N | 85364900 | 90 | 4011209583924 | 0.253 | KG | 73.53 | 73.53 | CP02 | CP02 | Power contactor, AC-3 12 A, 5.5 kW / 400 V 1 NO, 24 V DC 3-pole, Size S00 Screw terminal Multi-unit packaging Pack = 90 units !!! Phased-out product !!! Successor is SIRIUS 3RT2 | - | 0 | 7
3RT1017-1BB41-Z | W97 | 3RT1017-1BB41-ZW97 | 1 | UN | 1 | 20 | D | D | N | N | 85364900 | 42 | 4011209583931 | 0.253 | KG | 73.53 | 73.53 | CP02 | CP02 | Power contactor, AC-3 12 A, 5.5 kW / 400 V 1 NO, 24 V DC 3-pole, Size S00 Screw terminal Multi-unit packaging Pack = 42 units !!! Phased-out product !!! Successor is SIRIUS 3RT2 | - | 0 | 7
3RT1017-1BB41-Z | W98 | 3RT1017-1BB41-ZW98 | 1 | UN | 1 | 20 | D | D | N | N | 85364900 | 20 | 4011209583948 | 0.253 | KG | 73.53 | 73.53 | CP02 | CP02 | Power contactor, AC-3 12 A, 5.5 kW / 400 V 1 NO, 24 V DC 3-pole, Size S00 Screw terminal Multi-unit packaging Pack = 20 units !!! Phased-out product !!! Successor is SIRIUS 3RT2 | - | 0 | 7
3RT1017-1BB41-Z | X95 | 3RT1017-1BB41-ZX95 | 1 | UN | 1 | 10 | C | D | N | N | 85364900 | 144 | 4011209513792 | 0.249 | KG | 73.53 | 73.53 | CP02 | CP02 | Power contactor, AC-3 12 A, 5.5 kW / 400 V 1 NO, 24 V DC 3-pole, Size S00 Screw terminal Reusable packaging Pack = 144 units !!! Phased-out product !!! Successor is SIRIUS 3RT2 | - | 0 | 7
3RT1017-1BB42 |  | 3RT1017-1BB42 | 1 | UN | 1 | 5 | B | D | N | N | 85364900 | 1 | 4011209272873 | 0.265 | KG | 73.53 | 73.53 | CP02 | CP02 | Power contactor, AC-3 12 A, 5.5 kW / 400 V 1 NC, 24 V DC 3-pole, Size S00 Screw terminal !!! Phased-out product !!! Successor is SIRIUS 3RT2 Preferred successor type is >>3RT2017-1BB42<< | - | 0 | 7
3RT1017-1BB42-Z | W96 | 3RT1017-1BB42-ZW96 | 1 | UN | 1 | 15 | C | D | N | N | 85364900 | 90 | 4011209585966 | 0.252 | KG | 84.17 | 84.17 | CP02 | CP02 | Power contactor, AC-3 12 A, 5.5 kW / 400 V 1 NC, 24 V DC 3-pole, Size S00 Screw terminal Multi-unit packaging Pack = 90 units !!! Phased-out product !!! Successor is SIRIUS 3RT2 Preferred successor type is >>3RT2017-1BB42-ZW96<< | - | 0 | 7
3RT1017-1BB42-Z | W97 | 3RT1017-1BB42-ZW97 | 1 | UN | 1 | 15 | C | D | N | N | 85364900 | 42 | 4011209913189 | 0.253 | KG | 84.17 | 84.17 | CP02 | CP02 | Power contactor, AC-3 12 A, 5.5 kW / 400 V 1 NC, 24 V DC 3-pole, Size S00 Screw terminal Multi-unit packaging Pack = 42 units !!! Phased-out product !!! Successor is SIRIUS 3RT2 Preferred successor type is >>3RT2017-1BB42-ZW97<< | - | 0 | 7
3RT1017-1BB42-Z | W98 | 3RT1017-1BB42-ZW98 | 1 | UN | 1 | 20 | D | D | N | N | 85364900 | 20 | 4011209577664 | 0.252 | KG | 73.53 | 73.53 | CP02 | CP02 | Power contactor, AC-3 12 A, 5.5 kW / 400 V 1 NC, 24 V DC 3-pole, Size S00 Screw terminal Multi-unit packaging Pack = 20 units !!! Phased-out product !!! Successor is SIRIUS 3RT2 | - | 0 | 7
3RT1017-1BB42-Z | X95 | 3RT1017-1BB42-ZX95 | 1 | UN | 1 | 10 | C | D | N | N | 85364900 | 144 | 4011209550353 | 0.254 | KG | 73.53 | 73.53 | CP02 | CP02 | Power contactor, AC-3 12 A, 5.5 kW / 400 V 1 NC, 24 V DC 3-pole, Size S00 Screw terminal Reusable packaging Pack = 144 units !!! Phased-out product !!! Successor is SIRIUS 3RT2 | - | 0 | 7
3RT1017-1BB44-3MA0 |  | 3RT1017-1BB44-3MA0 | 1 | UN | 1 | 5 | B | D | N | N | 85364900 | 1 | 4011209515871 | 0.31 | KG | 102.6 | 102.6 | CP02 | CP02 | Power contactor, AC-3 12 A, 5.5 kW / 400 V 2 NO + 2 NC, captive 24 V DC, 3-pole, Size S00 Screw terminal for SUVA applications !!! Phased-out product !!! Successor is SIRIUS 3RT2 Preferred successor type is >>3RT2017-1BB44-3MA0<< | - | 0 | 7
3RT1017-1BB45 |  | 3RT1017-1BB45 | 1 | UN | 1 | 15 | C | D | N | N | 85364900 | 1 | 4011209719941 | 0.31 | KG | 104.5 | 104.5 | CP02 | CP02 | Power contactor, AC-3 12 A, 5.5 kW / 400 V 3 NO + 2 NC, 24 V DC 3-pole, Size S00 Screw terminal !!! Phased-out product !!! Successor is SIRIUS 3RT2 | - | 0 | 7
3RT1017-1BB48-0MA6 |  | 3RT1017-1BB48-0MA6 | 1 | UN | 1 | 15 | C | D | N | N | 85364900 | 1 | 4011209670051 | 0.312 | KG | 122.55 | 122.55 | CP02 | CP02 | Power contactor, AC-3 12 A, 5.5 kW / 400 V 1 NO, 3 NO + 2 NC, 24 V DC 3-pole, Size S00 Screw terminal !!! Phased-out product !!! Successor is SIRIUS 3RT2 | - | 0 | 7
3RT1017-1BD41 |  | 3RT1017-1BD41 | 1 | UN | 1 | 15 | C | D | N | N | 85364900 | 1 | 4011209515291 | 0.265 | KG | 92.63 | 92.63 | CP02 | CP02 | Power contactor, AC-3 12 A, 5.5 kW / 400 V 1 NO, 42 V DC 3-pole, Size S00 Screw terminal !!! Phased-out product !!! Successor is SIRIUS 3RT2 | - | 0 | 7
3RT1017-1BD42 |  | 3RT1017-1BD42 | 1 | UN | 1 | 15 | C | D | N | N | 85364900 | 1 | 4011209515307 | 0.27 | KG | 92.63 | 92.63 | CP02 | CP02 | Power contactor, AC-3 12 A, 5.5 kW / 400 V 1 NC, 42 V DC 3-pole, Size S00 Screw terminal !!! Phased-out product !!! Successor is SIRIUS 3RT2 | - | 0 | 7
3RT1017-1BE41 |  | 3RT1017-1BE41 | 1 | UN | 1 | 15 | C | D | N | N | 85364900 | 1 | 4011209424777 | 0.266 | KG | 92.63 | 92.63 | CP02 | CP02 | Power contactor, AC-3 12 A, 5.5 kW / 400 V 1 NO, 60 V DC 3-pole, Size S00 Screw terminal !!! Phased-out product !!! Successor is SIRIUS 3RT2 Preferred successor type is >>3RT2017-1BE41<< | - | 0 | 7
3RT1017-1BE42 |  | 3RT1017-1BE42 | 1 | UN | 1 | 20 | D | D | N | N | 85364900 | 1 | 4011209424791 | 0.263 | KG | 84.55 | 84.55 | CP02 | CP02 | Power contactor, AC-3 12 A, 5.5 kW / 400 V 1 NC, 60 V DC 3-pole, Size S00 Screw terminal !!! Phased-out product !!! Successor is SIRIUS 3RT2 Preferred successor type is >>3RT2017-1BE42<< | - | 0 | 7
3RT1017-1BF41 |  | 3RT1017-1BF41 | 1 | UN | 1 | 15 | C | D | N | N | 85364900 | 1 | 4011209282896 | 0.263 | KG | 73.53 | 73.53 | CP02 | CP02 | Power contactor, AC-3 12 A, 5.5 kW / 400 V 1 NO, 110 V DC 3-pole, Size S00 Screw terminal !!! Phased-out product !!! Successor is SIRIUS 3RT2 Preferred successor type is >>3RT2017-1BF41<< | - | 0 | 7
3RT1017-1BF42 |  | 3RT1017-1BF42 | 1 | UN | 1 | 15 | C | D | N | N | 85364900 | 1 | 4011209282926 | 0.249 | KG | 73.53 | 73.53 | CP02 | CP02 | Power contactor, AC-3 12 A, 5.5 kW / 400 V 1 NC, 110 V DC 3-pole, Size S00 Screw terminal !!! Phased-out product !!! Successor is SIRIUS 3RT2 Preferred successor type is >>3RT2017-1BF42<< | - | 0 | 7
3RT1017-1BG41 |  | 3RT1017-1BG41 | 1 | UN | 1 | 15 | C | D | N | N | 85364900 | 1 | 4011209382565 | 0.259 | KG | 80.94 | 80.94 | CP02 | CP02 | Power contactor, AC-3 12 A, 5.5 kW / 400 V 1 NO, 125 V DC 3-pole, Size S00 Screw terminal !!! Phased-out product !!! Successor is SIRIUS 3RT2 Preferred successor type is >>3RT2017-1BG41<< | - | 0 | 7
3RT1017-1BG42 |  | 3RT1017-1BG42 | 1 | UN | 1 | 15 | C | D | N | N | 85364900 | 1 | 4011209515314 | 0.26 | KG | 92.63 | 92.63 | CP02 | CP02 | Power contactor, AC-3 12 A, 5.5 kW / 400 V 1 NC, 125 V DC 3-pole, Size S00 Screw terminal !!! Phased-out product !!! Successor is SIRIUS 3RT2 Preferred successor type is >>3RT2017-1BG42<< | - | 0 | 7
3RT1017-1BM41 |  | 3RT1017-1BM41 | 1 | UN | 1 | 15 | C | D | N | N | 85364900 | 1 | 4011209272880 | 0.26 | KG | 73.53 | 73.53 | CP02 | CP02 | Power contactor, AC-3 12 A, 5.5 kW / 400 V 1 NO, 220 V DC 3-pole, Size S00 Screw terminal !!! Phased-out product !!! Successor is SIRIUS 3RT2 Preferred successor type is >>3RT2017-1BM41<< | - | 0 | 7
3RT1017-1BM42 |  | 3RT1017-1BM42 | 1 | UN | 1 | 15 | C | D | N | N | 85364900 | 1 | 4011209272897 | 0.261 | KG | 73.53 | 73.53 | CP02 | CP02 | Power contactor, AC-3 12 A, 5.5 kW / 400 V 1 NC, 220 V DC 3-pole, Size S00 Screw terminal !!! Phased-out product !!! Successor is SIRIUS 3RT2 Preferred successor type is >>3RT2017-1BM42<< | - | 0 | 7
3RT1017-1BP41 |  | 3RT1017-1BP41 | 1 | UN | 1 | 15 | C | D | N | N | 85364900 | 1 | 4011209424784 | 0.26 | KG | 92.63 | 92.63 | CP02 | CP02 | Power contactor, AC-3 12 A, 5.5 kW / 400 V 1 NO, 230 V DC 3-pole, Size S00 Screw terminal !!! Phased-out product !!! Successor is SIRIUS 3RT2 Preferred successor type is >>3RT2017-1BP41<< | - | 0 | 7
3RT1017-1BP42 |  | 3RT1017-1BP42 | 1 | UN | 1 | 15 | C | D | N | N | 85364900 | 1 | 4011209424807 | 0.259 | KG | 92.63 | 92.63 | CP02 | CP02 | Power contactor, AC-3 12 A, 5.5 kW / 400 V 1 NC, 230 V DC 3-pole, Size S00 Screw terminal !!! Phased-out product !!! Successor is SIRIUS 3RT2 Preferred successor type is >>3RT2017-1BP42<< | - | 0 | 7
3RT1017-1BW41 |  | 3RT1017-1BW41 | 1 | UN | 1 | 15 | C | D | N | N | 85364900 | 1 | 4011209408142 | 0.263 | KG | 73.53 | 73.53 | CP02 | CP02 | Power contactor, AC-3 12 A, 5.5 kW / 400 V 1 NO, 48 V DC 3-pole, Size S00 Screw terminal !!! Phased-out product !!! Successor is SIRIUS 3RT2 Preferred successor type is >>3RT2017-1BW41<< | - | 0 | 7
3RT1017-1BW42 |  | 3RT1017-1BW42 | 1 | UN | 1 | 15 | C | D | N | N | 85364900 | 1 | 4011209408135 | 0.263 | KG | 73.53 | 73.53 | CP02 | CP02 | Power contactor, AC-3 12 A, 5.5 kW / 400 V 1 NC, 48 V DC 3-pole, Size S00 Screw terminal !!! Phased-out product !!! Successor is SIRIUS 3RT2 Preferred successor type is >>3RT2017-1BW42<< | - | 0 | 7
3RT1017-1CG65-Z | X95 | 3RT1017-1CG65-ZX95 | 1 | UN | 1 | 15 | C | D | N | N | 85364900 | 102 | 4011209780699 | 0.273 | KG | 144.4 | 144.4 | CP02 | CP02 | Power contactor, AC-3 12 A, 5.5 kW / 400 V 3 NO + 2 NC, 100 V AC, 50/60 Hz 3-pole, Size S00 Screw terminal Multi-unit packaging Pack = 102 units Varistor plugged on !!! Phased-out product !!! Successor is SIRIUS 3RT2 | - | 0 | 9
3RT1017-1DB42 |  | 3RT1017-1DB42 | 1 | UN | 1 | 15 | C | D | N | N | 85364900 | 1 | 4011209891524 | 0.285 | KG | 107.35 | 107.35 | CP02 | CP02 | Power contactor, AC-3 12 A, 5.5 kW / 400 V 1 NC, 24 V DC 3-pole, Size S00 Screw terminal with built-on varistor !!! Phased-out product !!! Successor is SIRIUS 3RT2 | - | 0 | 7
3RT1017-1HB41 |  | 3RT1017-1HB41 | 1 | UN | 1 | 5 | B | D | N | N | 85364900 | 1 | 4011209272903 | 0.261 | KG | 74.58 | 74.58 | CP02 | CP02 | Power contactor, AC-3 12 A, 5.5 kW / 400 V 1 NO, 24 V DC 0.7-1.25* Us 3-pole, Size S00 Screw terminal !!! Phased-out product !!! Successor is SIRIUS 3RT2 Preferred successor type is >>3RT2017-1HB41<< | - | 0 | 7
3RT1017-1HB42 |  | 3RT1017-1HB42 | 1 | UN | 1 | 15 | C | D | N | N | 85364900 | 1 | 4011209272910 | 0.255 | KG | 74.58 | 74.58 | CP02 | CP02 | Power contactor, AC-3 12 A, 5.5 kW / 400 V 1 NC, 24 V DC 0.7-1.25* Us 3-pole, Size S00 Screw terminal !!! Phased-out product !!! Successor is SIRIUS 3RT2 Preferred successor type is >>3RT2017-1HB42<< | - | 0 | 7
3RT1017-1HB42-Z | W95 | 3RT1017-1HB42-ZW95 | 1 | UN | 1 | 20 | D | D | N | N | 85364900 | 144 | 4011209323230 | 0.25 | KG | 74.58 | 74.58 | CP02 | CP02 | Power contactor, AC-3 12 A, 5.5 kW / 400 V 1 NC, 24 V DC 0.7-1.25*Us 3-pole, Size S00 Screw terminal Multi-unit packaging Pack = 144 units !!! Phased-out product !!! Successor is SIRIUS 3RT2 | - | 0 | 7
3RT1017-1HB42-Z | W96 | 3RT1017-1HB42-ZW96 | 1 | UN | 1 | 20 | D | D | N | N | 85364900 | 90 | 4011209323933 | 0.25 | KG | 74.58 | 74.58 | CP02 | CP02 | Power contactor, AC-3 12 A, 5.5 kW / 400 V 1 NC, 24 V DC 0.7-1.25*Us 3-pole, Size S00 Screw terminal Multi-unit packaging Pack = 90 units !!! Phased-out product !!! Successor is SIRIUS 3RT2 | - | 0 | 7
3RT1017-1HB42-Z | W97 | 3RT1017-1HB42-ZW97 | 1 | UN | 1 | 20 | D | D | N | N | 85364900 | 42 | 4011209324633 | 0.25 | KG | 74.58 | 74.58 | CP02 | CP02 | Power contactor, AC-3 12 A, 5.5 kW / 400 V 1 NC, 24 V DC 0.7-1.25*Us 3-pole, Size S00 Screw terminal Multi-unit packaging Pack = 42 units !!! Phased-out product !!! Successor is SIRIUS 3RT2 | - | 0 | 7
3RT1017-1HB42-Z | W98 | 3RT1017-1HB42-ZW98 | 1 | UN | 1 | 20 | D | D | N | N | 85364900 | 20 | 4011209325333 | 0.25 | KG | 74.58 | 74.58 | CP02 | CP02 | Power contactor, AC-3 12 A, 5.5 kW / 400 V 1 NC, 24 V DC 0.7-1.25*Us 3-pole, Size S00 Screw terminal Multi-unit packaging Pack = 20 units !!! Phased-out product !!! Successor is SIRIUS 3RT2 | - | 0 | 7
3RT1017-1HB42-Z | X95 | 3RT1017-1HB42-ZX95 | 1 | UN | 1 | 20 | D | D | N | N | 85364900 | 144 | 4011209299641 | 0.25 | KG | 74.58 | 74.58 | CP02 | CP02 | Power contactor, AC-3 12 A, 5.5 kW / 400 V 1 NC, 24 V DC 0.7-1.25* Us 3-pole, Size S00 Screw terminal Reusable packaging Pack = 144 units !!! Phased-out product !!! Successor is SIRIUS 3RT2 | - | 0 | 7
3RT1017-1JB41 |  | 3RT1017-1JB41 | 1 | UN | 1 | 5 | B | D | N | N | 85364900 | 1 | 4011209272927 | 0.258 | KG | 83.98 | 83.98 | CP02 | CP02 | Power contactor, AC-3 12 A, 5.5 kW / 400 V 1 NO, 24 V DC 0.7-1.25* Us Diode, 3-pole, Size S00 Screw terminal !!! Phased-out product !!! Successor is SIRIUS 3RT2 Preferred successor type is >>3RT2017-1JB41<< | - | 0 | 7
3RT1017-1JB42 |  | 3RT1017-1JB42 | 1 | UN | 1 | 5 | B | D | N | N | 85364900 | 1 | 4011209272934 | 0.258 | KG | 83.98 | 83.98 | CP02 | CP02 | Power contactor, AC-3 12 A, 5.5 kW / 400 V 1 NC, 24 V DC 0.7-1.25* Us Diode, 3-pole, Size S00 Screw terminal !!! Phased-out product !!! Successor is SIRIUS 3RT2 Preferred successor type is >>3RT2017-1JB42<< | - | 0 | 7
3RT1017-1KB41 |  | 3RT1017-1KB41 | 1 | UN | 1 | 5 | B | D | N | N | 85364900 | 1 | 4011209272941 | 0.261 | KG | 82.56 | 82.56 | CP02 | CP02 | Power contactor, AC-3 12 A, 5.5 kW / 400 V 1 NO, 24 V DC 0.7-1.25* Us Varistor 3-pole, Size S00 Screw terminal !!! Phased-out product !!! Successor is SIRIUS 3RT2 Preferred successor type is >>3RT2017-1KB41<< | - | 0 | 7
3RT1017-1KB42 |  | 3RT1017-1KB42 | 1 | UN | 1 | 5 | B | D | N | N | 85364900 | 1 | 4011209272958 | 0.261 | KG | 82.56 | 82.56 | CP02 | CP02 | Power contactor, AC-3 12 A, 5.5 kW / 400 V 1 NC, 24 V DC 0.7-1.25* Us Varistor 3-pole, Size S00 Screw terminal !!! Phased-out product !!! Successor is SIRIUS 3RT2 Preferred successor type is >>3RT2017-1KB42<< | - | 0 | 7
3RT1017-1KB42-0LA0 |  | 3RT1017-1KB42-0LA0 | 1 | UN | 1 | 15 | C | D | N | N | 85364900 | 1 | 4011209723832 | 0.288 | KG | 115.9 | 115.9 | CP02 | CP02 | Power contactor, AC-3 12 A, 5.5 kW / 400 V 24 V DC, 3-pole, Size S00 Screw terminal 0.7-1.25* Us With varistor !!! Phased-out product !!! Successor is SIRIUS 3RT2 Preferred successor type is >>3RT2017-2XB42-0LA2<< | - | 0 | 7
3RT1017-1KF41 |  | 3RT1017-1KF41 | 1 | UN | 1 | 20 | D | D | N | N | 85364900 | 1 | 4011209559424 | 0.259 | KG | 86.36 | 86.36 | CP02 | CP02 | Power contactor, AC-3 12 A, 5.5 kW / 400 V 1 NO, 110 V DC 0.7-1.25* Us Varistor 3-pole, Size S00 Screw terminal !!! Phased-out product !!! Successor is SIRIUS 3RT2 | - | 0 | 7
3RT1017-1KF42-0LA0 |  | 3RT1017-1KF42-0LA0 | 1 | UN | 1 | 50 | X | D | N | N | 85364900 | 1 | 4011209520998 | 0.287 | KG | 115.9 | 115.9 | CP02 | CP02 | Power contactor, AC-3 12 A, 5.5 kW / 400 V 110 V DC 0.7-1.25* Us Varistor 3-pole, Size S00 Screw terminal Railway version !!! Phased-out product !!! Successor is SIRIUS 3RT2 Preferred successor type is >>3RT2017-2XF42-0LA2<< | - | 0 | 9
3RT1017-1KJ81 |  | 3RT1017-1KJ81 | 1 | UN | 1 | 15 | C | D | N | N | 85364900 | 1 | 4011209545397 | 0.261 | KG | 89.68 | 89.68 | CP02 | CP02 | Power contactor, AC-3 12 A, 5.5 kW / 400 V 1 NO, 72 V DC 0.7-1.25* Us Varistor 3-pole, Size S00 Screw terminal !!! Phased-out product !!! Successor is SIRIUS 3RT2 | - | 0 | 9
3RT1017-1MB41-0KT0 |  | 3RT1017-1MB41-0KT0 | 1 | UN | 1 | 15 | C | D | N | N | 85364900 | 1 | 4011209515888 | 0.3 | KG | 74.58 | 74.58 | CP02 | CP02 | Power contactor, AC-3 12 A, 5.5 kW / 400 V 1 NO, 24 V DC 0.85-1.85*US 1.4 W,Screw terminal Without overvoltage damping !!! Phased-out product !!! Successor is SIRIUS 3RT2 Preferred successor type is >>3RT2017-1MB41-0KT0<< | - | 0 | 7
3RT1017-1MB42-0KT0 |  | 3RT1017-1MB42-0KT0 | 1 | UN | 1 | 15 | C | D | N | N | 85364900 | 1 | 4011209515895 | 0.26 | KG | 74.58 | 74.58 | CP02 | CP02 | Power contactor, AC-3 12 A, 5.5 kW / 400 V 1 NC, 24 V DC 0.85-1.85*US 1.4 W,Screw terminal Without overvoltage damping !!! Phased-out product !!! Successor is SIRIUS 3RT2 Preferred successor type is >>3RT2017-1MB42-0KT0<< | - | 0 | 7
3RT1017-1VB41 |  | 3RT1017-1VB41 | 1 | UN | 1 | 15 | C | D | N | N | 85364900 | 1 | 4011209515901 | 0.259 | KG | 83.98 | 83.98 | CP02 | CP02 | Power contactor, AC-3 12 A, 5.5 kW / 400 V 1 NO, 24 V DC 0.85-1.85*US 1.4 W,Screw terminal Integrated diode !!! Phased-out product !!! Successor is SIRIUS 3RT2 Preferred successor type is >>3RT2017-1VB41<< | - | 0 | 7
3RT1017-1VB42 |  | 3RT1017-1VB42 | 1 | UN | 1 | 15 | C | D | N | N | 85364900 | 1 | 4011209515918 | 0.262 | KG | 83.98 | 83.98 | CP02 | CP02 | Power contactor, AC-3 12 A, 5.5 kW / 400 V 1 NC, 24 V DC 0.85-1.85*US 1.4 W,Screw terminal Integrated diode !!! Phased-out product !!! Successor is SIRIUS 3RT2 Preferred successor type is >>3RT2017-1VB42<< | - | 0 | 7
3RT1017-1WB41 |  | 3RT1017-1WB41 | 1 | UN | 1 | 15 | C | D | N | N | 85364900 | 1 | 4011209515932 | 0.261 | KG | 82.56 | 82.56 | CP02 | CP02 | Power contactor, AC-3 12 A, 5.5 kW / 400 V 1 NO, 24 V DC 0.85-1.85*US 1.4 W,Screw terminal Integrated varistor !!! Phased-out product !!! Successor is SIRIUS 3RT2 Preferred successor type is >>3RT2017-1SB41<< | - | 0 | 7
3RT1017-1WB42 |  | 3RT1017-1WB42 | 1 | UN | 1 | 15 | C | D | N | N | 85364900 | 1 | 4011209515925 | 0.26 | KG | 82.56 | 82.56 | CP02 | CP02 | Power contactor, AC-3 12 A, 5.5 kW / 400 V 1 NC, 24 V DC 0.85-1.85*US 1.4 W,Screw terminal Integrated varistor !!! Phased-out product !!! Successor is SIRIUS 3RT2 Preferred successor type is >>3RT2017-1SB42<< | - | 0 | 7
3RT1017-2AB01 |  | 3RT1017-2AB01 | 1 | UN | 1 | 5 | B | D | N | N | 85364900 | 1 | 4011209296541 | 0.204 | KG | 64.79 | 64.79 | CP02 | CP02 | Power contactor, AC-3 12 A, 5.5 kW / 400 V 1 NO, 24 V AC 50/60 Hz 3-pole, Size S00 Spring-type terminal !!! Phased-out product !!! Successor is SIRIUS 3RT2 Preferred successor type is >>3RT2017-2AB01<< | - | 0 | 7
3RT1017-2AB02 |  | 3RT1017-2AB02 | 1 | UN | 1 | 15 | C | D | N | N | 85364900 | 1 | 4011209296558 | 0.202 | KG | 74.29 | 74.29 | CP02 | CP02 | Power contactor, AC-3 12 A, 5.5 kW / 400 V 1 NC, 24 V AC 50/60 Hz 3-pole, Size S00 Spring-type terminal !!! Phased-out product !!! Successor is SIRIUS 3RT2 Preferred successor type is >>3RT2017-2AB02<< | - | 0 | 7
3RT1017-2AD01 |  | 3RT1017-2AD01 | 1 | UN | 1 | 15 | C | D | N | N | 85364900 | 1 | 4011209373815 | 0.2 | KG | 79.8 | 79.8 | CP02 | CP02 | Power contactor, AC-3 12 A, 5.5 kW / 400 V 1 NO, 42 V AC, 50/60 Hz 3-pole, Size S00 Spring-type terminal Reusable packaging = 144 units !!! Phased-out product !!! Successor is SIRIUS 3RT2 Preferred successor type is >>3RT2017-2AD01<< | - | 0 | 7
3RT1017-2AD02 |  | 3RT1017-2AD02 | 1 | UN | 1 | 15 | C | D | N | N | 85364900 | 1 | 4011209350861 | 0.195 | KG | 79.8 | 79.8 | CP02 | CP02 | Power contactor, AC-3 12 A, 5.5 kW / 400 V 1 NC, 42 V AC 50/60 Hz 3-pole, Size S00 Spring-type terminal !!! Phased-out product !!! Successor is SIRIUS 3RT2 Preferred successor type is >>3RT2017-2AD02<< | - | 0 | 7
3RT1017-2AF01 |  | 3RT1017-2AF01 | 1 | UN | 1 | 5 | B | D | N | N | 85364900 | 1 | 4011209296565 | 0.199 | KG | 64.79 | 64.79 | CP02 | CP02 | Power contactor, AC-3 12 A, 5.5 kW / 400 V 1 NO, 110 V AC 50/60 Hz 3-pole, Size S00 Spring-type terminal !!! Phased-out product !!! Successor is SIRIUS 3RT2 Preferred successor type is >>3RT2017-2AF01<< | - | 0 | 7
3RT1017-2AF02 |  | 3RT1017-2AF02 | 1 | UN | 1 | 5 | B | D | N | N | 85364900 | 1 | 4011209296572 | 0.2 | KG | 64.79 | 64.79 | CP02 | CP02 | Power contactor, AC-3 12 A, 5.5 kW / 400 V 1 NC, 110 V AC 50/60 Hz 3-pole, Size S00 Spring-type terminal !!! Phased-out product !!! Successor is SIRIUS 3RT2 Preferred successor type is >>3RT2017-2AF02<< | - | 0 | 7
3RT1017-2AG61 |  | 3RT1017-2AG61 | 1 | UN | 1 | 5 | B | D | N | N | 85364900 | 1 | 4011209494039 | 0.19 | KG | 79.8 | 79.8 | CP02 | CP02 | Power contactor, AC-3 12 A, 5.5 kW / 400 V 1 NO, 100 V AC, 50 Hz 100-110 V / 60 Hz 3-pole, Size S00 Spring-type terminal !!! Phased-out product !!! Successor is SIRIUS 3RT2 | - | 0 | 9
3RT1017-2AG62 |  | 3RT1017-2AG62 | 1 | UN | 1 | 5 | B | D | N | N | 85364900 | 1 | 4011209494046 | 0.203 | KG | 79.8 | 79.8 | CP02 | CP02 | Power contactor, AC-3 12 A, 5.5 kW / 400 V 1 NC, 100 V AC, 50 Hz 100-110 V / 60 Hz 3-pole, Size S00 Spring-type terminal !!! Phased-out product !!! Successor is SIRIUS 3RT2 | - | 0 | 9
3RT1017-2AH01 |  | 3RT1017-2AH01 | 1 | UN | 1 | 15 | C | D | N | N | 85364900 | 1 | 4011209350878 | 0.202 | KG | 74.29 | 74.29 | CP02 | CP02 | Power contactor, AC-3 12 A, 5.5 kW / 400 V 1 NO, 48 V AC, 50/60 Hz 3-pole, Size S00 Spring-type terminal !!! Phased-out product !!! Successor is SIRIUS 3RT2 Preferred successor type is >>3RT2017-2AH01<< | - | 0 | 7
3RT1017-2AH02 |  | 3RT1017-2AH02 | 1 | UN | 1 | 15 | C | D | N | N | 85364900 | 1 | 4011209350885 | 0.201 | KG | 74.29 | 74.29 | CP02 | CP02 | Power contactor, AC-3 12 A, 5.5 kW / 400 V 1 NC, 48 V AC, 50/60 Hz 3-pole, Size S00 Spring-type terminal !!! Phased-out product !!! Successor is SIRIUS 3RT2 Preferred successor type is >>3RT2017-2AH02<< | - | 0 | 7
3RT1017-2AK61 |  | 3RT1017-2AK61 | 1 | UN | 1 | 15 | C | D | N | N | 85364900 | 1 | 4011209350892 | 0.207 | KG | 74.29 | 74.29 | CP02 | CP02 | Power contactor, AC-3 12 A, 5.5 kW / 400 V 1 NO, 110 V AC, 50 Hz 120 V, 60 Hz 3-pole, Size S00 Spring-type terminal !!! Phased-out product !!! Successor is SIRIUS 3RT2 Preferred successor type is >>3RT2017-2AK61<< | - | 0 | 7
3RT1017-2AK62 |  | 3RT1017-2AK62 | 1 | UN | 1 | 15 | C | D | N | N | 85364900 | 1 | 4011209350908 | 0.2 | KG | 64.79 | 64.79 | CP02 | CP02 | Power contactor, AC-3 12 A, 5.5 kW / 400 V 1 NC, 110 V AC, 50 Hz 120 V, 60 Hz 3-pole, Size S00 Spring-type terminal !!! Phased-out product !!! Successor is SIRIUS 3RT2 Preferred successor type is >>3RT2017-2AK62<< | - | 0 | 7
3RT1017-2AM21 |  | 3RT1017-2AM21 | 1 | UN | 1 | 5 | B | D | N | N | 85364900 | 1 | 4011209389380 | 0.201 | KG | 79.8 | 79.8 | CP02 | CP02 | Power contactor, AC-3 12 A, 5.5 kW / 400 V 1 NO, 208 V AC, 50 / 60 Hz, 3-pole, Size S00 Spring-type terminal !!! Phased-out product !!! Successor is SIRIUS 3RT2 | - | 0 | 9
3RT1017-2AM22 |  | 3RT1017-2AM22 | 1 | UN | 1 | 15 | C | D | N | N | 85364900 | 1 | 4011209389397 | 0.201 | KG | 79.8 | 79.8 | CP02 | CP02 | Power contactor, AC-3 12 A, 5.5 kW / 400 V 1 NC, 208 V AC, 50/60 Hz 3-pole, Size S00 Spring-type terminal !!! Phased-out product !!! Successor is SIRIUS 3RT2 | - | 0 | 7
3RT1017-2AN21 |  | 3RT1017-2AN21 | 1 | UN | 1 | 15 | C | D | N | N | 85364900 | 1 | 4011209352315 | 0.199 | KG | 74.29 | 74.29 | CP02 | CP02 | Power contactor, AC-3 12 A, 5.5 kW / 400 V 1 NO, 220 V AC, 50 Hz, 3-pole, Size S00 Spring-type terminal !!! Phased-out product !!! Successor is SIRIUS 3RT2 Preferred successor type is >>3RT2017-2AN21<< | - | 0 | 7
3RT1017-2AN22 |  | 3RT1017-2AN22 | 1 | UN | 1 | 15 | C | D | N | N | 85364900 | 1 | 4011209352322 | 0.197 | KG | 74.29 | 74.29 | CP02 | CP02 | Power contactor, AC-3 12 A, 5.5 kW / 400 V 1 NC, 220 V AC, 50/60 Hz 3-pole, Size S00 Spring-type terminal !!! Phased-out product !!! Successor is SIRIUS 3RT2 Preferred successor type is >>3RT2017-2AN22<< | - | 0 | 7
3RT1017-2AN61 |  | 3RT1017-2AN61 | 1 | UN | 1 | 5 | B | D | N | N | 85364900 | 1 | 4011209494053 | 0.199 | KG | 79.8 | 79.8 | CP02 | CP02 | Power contactor, AC-3 12 A, 5.5 kW / 400 V 1 NO, 230 V AC, 50 Hz 200-220 V, 60 Hz, 3-pole Size S00 Spring-type terminal !!! Phased-out product !!! Successor is SIRIUS 3RT2 | - | 0 | 9
3RT1017-2AN62 |  | 3RT1017-2AN62 | 1 | UN | 1 | 15 | C | D | N | N | 85364900 | 1 | 4011209494060 | 0.19 | KG | 79.8 | 79.8 | CP02 | CP02 | Power contactor, AC-3 12 A, 5.5 kW / 400 V 1 NC, 200 V AC, 50 Hz 200-220 V, 60 Hz, 3-pole Size S00 Spring-type terminal !!! Phased-out product !!! Successor is SIRIUS 3RT2 | - | 0 | 7
3RT1017-2AP01 |  | 3RT1017-2AP01 | 1 | UN | 1 | 5 | B | D | N | N | 85364900 | 1 | 4011209296589 | 0.199 | KG | 64.79 | 64.79 | CP02 | CP02 | Power contactor, AC-3 12 A, 5.5 kW / 400 V 1 NO, 230 V AC, 50/60 Hz 3-pole, Size S00 Spring-type terminal !!! Phased-out product !!! Successor is SIRIUS 3RT2 Preferred successor type is >>3RT2017-2AP01<< | - | 0 | 7
3RT1017-2AP01-1AA0 |  | 3RT1017-2AP01-1AA0 | 1 | UN | 1 | 15 | C | D | N | N | 85364900 | 1 | 4011209500754 | 0.2 | KG | 90.73 | 90.73 | CP02 | CP02 | Power contactor, AC-3 12 A, 5.5 kW / 400 V 1 NO, 230 V AC, 50/60 Hz 3-pole, Size S00 Spring-type terminal Upright mounting position !!! Phased-out product !!! Successor is SIRIUS 3RT2 Preferred successor type is >>3RT2017-2AP01-1AA0<< | - | 0 | 7
3RT1017-2AP02 |  | 3RT1017-2AP02 | 1 | UN | 1 | 5 | B | D | N | N | 85364900 | 1 | 4011209296596 | 0.199 | KG | 64.79 | 64.79 | CP02 | CP02 | Power contactor, AC-3 12 A, 5.5 kW / 400 V 1 NC, 230 V AC, 50/60 Hz 3-pole, Size S00 Spring-type terminal !!! Phased-out product !!! Successor is SIRIUS 3RT2 Preferred successor type is >>3RT2017-2AP02<< | - | 0 | 7
3RT1017-2AP02-1AA0 |  | 3RT1017-2AP02-1AA0 | 1 | UN | 1 | 15 | C | D | N | N | 85364900 | 1 | 4011209500761 | 0.201 | KG | 90.73 | 90.73 | CP02 | CP02 | Power contactor, AC-3 12 A, 5.5 kW / 400 V 1 NC, 230 V AC, 50/60 Hz 3-pole, Size S00 Spring-type terminal Upright mounting position !!! Phased-out product !!! Successor is SIRIUS 3RT2 Preferred successor type is >>3RT2017-2AP02-1AA0<< | - | 0 | 7
3RT1017-2AP02-Z | W98 | 3RT1017-2AP02-ZW98 | 1 | UN | 1 | 15 | C | D | N | N | 85364900 | 20 | 4011209438828 | 0.19 | KG | 74.29 | 74.29 | CP02 | CP02 | Power contactor, AC-3 12 A, 5.5 kW / 400 V 1 NC, 230 V AC, 50/60 Hz 3-pole, Size S00 Spring-type terminal Multi-unit packaging Pack = 20 units !!! Phased-out product !!! Successor is SIRIUS 3RT2 | - | 0 | 7
3RT1017-2AP02-Z | X95 | 3RT1017-2AP02-ZX95 | 1 | UN | 1 | 15 | C | D | N | N | 85364900 | 1 | 4011209430396 | 0.19 | KG | 74.29 | 74.29 | CP02 | CP02 | Power contactor, AC-3 12 A, 5.5 kW / 400 V 1 NC, 230 V AC, 50/60 Hz 3-pole, Size S00 Spring-type terminal Reusable packaging Pack = 144 units !!! Phased-out product !!! Successor is SIRIUS 3RT2 Preferred successor type is >>3RT2017-2AP02-ZX95<< | - | 0 | 7
3RT1017-2AP04 |  | 3RT1017-2AP04 | 1 | UN | 1 | 15 | C | D | N | N | 85364900 | 1 | 4011209443518 | 0.249 | KG | 91.11 | 91.11 | CP02 | CP02 | Power contactor, AC-3 12 A, 5.5 kW / 400 V 2 NO + 2 NC, 230 V AC, 50/60 Hz 3-pole, Size S00 Spring-type terminal + 2 auxiliary switch blocks (2 NO + 2 NC) !!! Phased-out product !!! Successor is SIRIUS 3RT2 Preferred successor type is >>3RT2017-2AP04<< | - | 0 | 7
3RT1017-2AP04-3MA0 |  | 3RT1017-2AP04-3MA0 | 1 | UN | 1 | 15 | C | D | N | N | 85364900 | 1 | 4011209515987 | 0.247 | KG | 108.3 | 108.3 | CP02 | CP02 | Power contactor, AC-3 12 A, 5.5 kW / 400 V 2 NO + 2 NC, captive 230 V AC, 50/60 Hz 3-pole, Size S00 Spring-type terminal for SUVA applications !!! Phased-out product !!! Successor is SIRIUS 3RT2 Preferred successor type is >>3RT2017-2AP04-3MA0<< | - | 0 | 7
3RT1017-2AP61 |  | 3RT1017-2AP61 | 1 | UN | 1 | 15 | C | D | N | N | 85364900 | 1 | 4011209350915 | 0.197 | KG | 74.29 | 74.29 | CP02 | CP02 | Power contactor, AC-3 12 A, 5.5 kW / 400 V 1 NO, 220 V AC 50 Hz / 240 V AC 60 Hz, 3-pole, Size S00 Spring-type terminal !!! Phased-out product !!! Successor is SIRIUS 3RT2 Preferred successor type is >>3RT2017-2AP61<< | - | 0 | 7
3RT1017-2AR61 |  | 3RT1017-2AR61 | 1 | UN | 1 | 15 | C | D | N | N | 85364900 | 1 | 4011209494077 | 0.202 | KG | 79.8 | 79.8 | CP02 | CP02 | Power contactor, AC-3 12 A, 5.5 kW / 400 V 1 NO, 400 V AC, 50 Hz / 60 Hz 440 V, 60 Hz, 3-pole Size S00 Spring-type terminal !!! Phased-out product !!! Successor is SIRIUS 3RT2 | - | 0 | 7
3RT1017-2AR62 |  | 3RT1017-2AR62 | 1 | UN | 1 | 5 | B | D | N | N | 85364900 | 1 | 4011209494084 | 0.19 | KG | 79.8 | 79.8 | CP02 | CP02 | Power contactor, AC-3 12 A, 5.5 kW / 400 V 1 NC, 400 V AC, 50 Hz / 60 Hz 440 V, 60 Hz, 3-pole Size S00 Spring-type terminal !!! Phased-out product !!! Successor is SIRIUS 3RT2 | - | 0 | 9
3RT1017-2AV01 |  | 3RT1017-2AV01 | 1 | UN | 1 | 15 | C | D | N | N | 85364900 | 1 | 4011209350939 | 0.205 | KG | 79.8 | 79.8 | CP02 | CP02 | Power contactor, AC-3 12 A, 5.5 kW / 400 V 1 NO, 400 V AC, 50/60 Hz 3-pole, Size S00 Spring-type terminal !!! Phased-out product !!! Successor is SIRIUS 3RT2 Preferred successor type is >>3RT2017-2AV01<< | - | 0 | 7
3RT1017-2AV02 |  | 3RT1017-2AV02 | 1 | UN | 1 | 15 | C | D | N | N | 85364900 | 1 | 4011209350946 | 0.197 | KG | 79.8 | 79.8 | CP02 | CP02 | Power contactor, AC-3 12 A, 5.5 kW / 400 V 1 NC, 400 V AC, 50/60 Hz 3-pole, Size S00 Spring-type terminal !!! Phased-out product !!! Successor is SIRIUS 3RT2 Preferred successor type is >>3RT2017-2AV02<< | - | 0 | 7
3RT1017-2AV02-1AA0 |  | 3RT1017-2AV02-1AA0 | 1 | UN | 1 | 5 | B | D | N | N | 85364900 | 1 | 4011209500723 | 0.201 | KG | 95.95 | 95.95 | CP02 | CP02 | Power contactor, AC-3 12 A, 5.5 kW / 400 V 1 NC, 400 V AC 50/60 Hz 3-pole, Size S00 Spring-type terminal Upright mounting position !!! Phased-out product !!! Successor is SIRIUS 3RT2 | - | 0 | 9
3RT1017-2BA41 |  | 3RT1017-2BA41 | 1 | UN | 1 | 5 | B | D | N | N | 85364900 | 1 | 4011209374300 | 0.284 | KG | 94.15 | 94.15 | CP02 | CP02 | Power contactor, AC-3 12 A, 5.5 kW / 400 V 1 NO, 12 V DC 3-pole, Size S00 Spring-type terminal !!! Phased-out product !!! Successor is SIRIUS 3RT2 | - | 0 | 9
3RT1017-2BB41 |  | 3RT1017-2BB41 | 1 | UN | 1 | 5 | B | D | N | N | 85364900 | 1 | 4011209374287 | 0.261 | KG | 75.15 | 75.15 | CP02 | CP02 | Power contactor, AC-3 12 A, 5.5 kW / 400 V 1 NO, 24 V DC 3-pole, Size S00 Spring-type terminal !!! Phased-out product !!! Successor is SIRIUS 3RT2 Preferred successor type is >>3RT2017-2BB41<< | - | 0 | 7
3RT1017-2BB41-Z | W97 | 3RT1017-2BB41-ZW97 | 1 | UN | 1 | 20 | D | D | N | N | 85364900 | 42 | 4011209768352 | 0.19 | KG | 75.15 | 75.15 | CP02 | CP02 | Power contactor, AC-3 12 A, 5.5 kW / 400 V 1 NO, 24 V DC 3-pole, Size S00 Spring-type terminal Multi-unit packaging Pack = 42 units !!! Phased-out product !!! Successor is SIRIUS 3RT2 | - | 0 | 7
3RT1017-2BB41-Z | W98 | 3RT1017-2BB41-ZW98 | 1 | UN | 1 | 15 | C | D | N | N | 85364900 | 20 | 4011209768369 | 0.261 | KG | 86.07 | 86.07 | CP02 | CP02 | Power contactor, AC-3 12 A, 5.5 kW / 400 V 1 NO, 24 V DC 3-pole, Size S00 Spring-type terminal Multi-unit packaging Pack = 20 units !!! Phased-out product !!! Successor is SIRIUS 3RT2 | - | 0 | 7
3RT1017-2BB41-Z | X95 | 3RT1017-2BB41-ZX95 | 1 | UN | 1 | 20 | D | D | N | N | 85364900 | 144 | 4011209647060 | 0.254 | KG | 75.15 | 75.15 | CP02 | CP02 | Power contactor, AC-3 12 A, 5.5 kW / 400 V 1 NO, 24 V DC 3-pole, Size S00 Spring-type terminal Reusable packaging Pack = 144 units !!! Phased-out product !!! Successor is SIRIUS 3RT2 | - | 0 | 7
3RT1017-2BB42 |  | 3RT1017-2BB42 | 1 | UN | 1 | 5 | B | D | N | N | 85364900 | 1 | 4011209374331 | 0.261 | KG | 75.15 | 75.15 | CP02 | CP02 | Power contactor, AC-3 12 A, 5.5 kW / 400 V 1 NC, 24 V DC 3-pole, Size S00 Spring-type terminal !!! Phased-out product !!! Successor is SIRIUS 3RT2 Preferred successor type is >>3RT2017-2BB42<< | - | 0 | 7
3RT1017-2BB42-Z | W97 | 3RT1017-2BB42-ZW97 | 1 | UN | 1 | 20 | D | D | N | N | 85364900 | 42 | 4011209947481 | 0.261 | KG | 75.15 | 75.15 | CP02 | CP02 | Power contactor, AC-3 12 A, 5.5 kW / 400 V 1 NC, 24 V DC 3-pole, Size S00 Spring-type terminal Multi-unit packaging Pack = 42 units !!! Phased-out product !!! Successor is SIRIUS 3RT2 | - | 0 | 7
3RT1017-2BB42-Z | W98 | 3RT1017-2BB42-ZW98 | 1 | UN | 1 | 15 | C | D | N | N | 85364900 | 20 | 4011209629677 | 0.261 | KG | 86.07 | 86.07 | CP02 | CP02 | Power contactor, AC-3 12 A, 5.5 kW / 400 V 1 NC, 24 V DC 3-pole, Size S00 Spring-type terminal Multi-unit packaging Pack = 20 units !!! Phased-out product !!! Successor is SIRIUS 3RT2 | - | 0 | 7
3RT1017-2BB42-Z | X95 | 3RT1017-2BB42-ZX95 | 1 | UN | 1 | 20 | D | D | N | N | 85364900 | 144 | 4011209628700 | 0.251 | KG | 75.15 | 75.15 | CP02 | CP02 | Power contactor, AC-3 12 A, 5.5 kW / 400 V 1 NC, 24 V DC 3-pole, Size S00 Spring-type terminal Reusable packaging Pack = 144 units !!! Phased-out product !!! Successor is SIRIUS 3RT2 | - | 0 | 7
3RT1017-2BB44-3MA0 |  | 3RT1017-2BB44-3MA0 | 1 | UN | 1 | 15 | C | D | N | N | 85364900 | 1 | 4011209515994 | 0.31 | KG | 104.5 | 104.5 | CP02 | CP02 | Power contactor, AC-3 12 A, 5.5 kW / 400 V 2 NO + 2 NC, captive 24 V DC, 3-pole, Size S00 Spring-type terminal for SUVA applications !!! Phased-out product !!! Successor is SIRIUS 3RT2 Preferred successor type is >>3RT2017-2BB44-3MA0<< | - | 0 | 7
3RT1017-2BB48-0NA3 |  | 3RT1017-2BB48-0NA3 | 1 | UN | 1 | 15 | C | D | N | N | 85364900 | 1 | 4011209638204 | 0.29 | KG | 93.96 | 93.96 | CP02 | CP02 | Power contactor, AC-3 12 A, 5.5 kW / 400 V 1 NC, 24 V DC 3-pole, Size S00 Spring-type terminal basic unit Auxiliary switch 1 NC Screw terminal !!! Phased-out product !!! Successor is SIRIUS 3RT2 | - | 0 | 9
3RT1017-2BD41 |  | 3RT1017-2BD41 | 1 | UN | 1 | 15 | C | D | N | N | 85364900 | 1 | 4011209515321 | 0.26 | KG | 94.15 | 94.15 | CP02 | CP02 | Power contactor, AC-3 12 A, 5.5 kW / 400 V 1 NO, 42 V DC 3-pole, Size S00 Spring-type terminal !!! Phased-out product !!! Successor is SIRIUS 3RT2 | - | 0 | 7
3RT1017-2BD42 |  | 3RT1017-2BD42 | 1 | UN | 1 | 15 | C | D | N | N | 85364900 | 1 | 4011209514232 | 0.25 | KG | 94.15 | 94.15 | CP02 | CP02 | Power contactor, AC-3 12 A, 5.5 kW / 400 V 1 NC, 42 V DC 3-pole, Size S00 Spring-type terminal !!! Phased-out product !!! Successor is SIRIUS 3RT2 | - | 0 | 7
3RT1017-2BF41 |  | 3RT1017-2BF41 | 1 | UN | 1 | 15 | C | D | N | N | 85364900 | 1 | 4011209426559 | 0.254 | KG | 86.07 | 86.07 | CP02 | CP02 | Power contactor, AC-3 12 A, 5.5 kW / 400 V 1 NO, 110 V DC 3-pole, Size S00 Spring-type terminal !!! Phased-out product !!! Successor is SIRIUS 3RT2 Preferred successor type is >>3RT2017-2BF41<< | - | 0 | 7
3RT1017-2BF42 |  | 3RT1017-2BF42 | 1 | UN | 1 | 15 | C | D | N | N | 85364900 | 1 | 4011209424869 | 0.26 | KG | 86.07 | 86.07 | CP02 | CP02 | Power contactor, AC-3 12 A, 5.5 kW / 400 V 1 NC, 110 V DC 3-pole, Size S00 Spring-type terminal !!! Phased-out product !!! Successor is SIRIUS 3RT2 Preferred successor type is >>3RT2017-2BF42<< | - | 0 | 7
3RT1017-2BG41 |  | 3RT1017-2BG41 | 1 | UN | 1 | 5 | B | D | N | N | 85364900 | 1 | 4011209514225 | 0.255 | KG | 94.15 | 94.15 | CP02 | CP02 | Power contactor, AC-3 12 A, 5.5 kW / 400 V 1 NO, 125 V DC 3-pole, Size S00 Spring-type terminal !!! Phased-out product !!! Successor is SIRIUS 3RT2 Preferred successor type is >>3RT2017-2BG41<< | - | 0 | 9
3RT1017-2BG42 |  | 3RT1017-2BG42 | 1 | UN | 1 | 5 | B | D | N | N | 85364900 | 1 | 4011209514249 | 0.25 | KG | 94.15 | 94.15 | CP02 | CP02 | Power contactor, AC-3 12 A, 5.5 kW / 400 V 1 NC, 125 V DC 3-pole, Size S00 Spring-type terminal !!! Phased-out product !!! Successor is SIRIUS 3RT2 Preferred successor type is >>3RT2017-2BG42<< | - | 0 | 9
3RT1017-2BM41 |  | 3RT1017-2BM41 | 1 | UN | 1 | 15 | C | D | N | N | 85364900 | 1 | 4011209374317 | 0.258 | KG | 86.07 | 86.07 | CP02 | CP02 | Power contactor, AC-3 12 A, 5.5 kW / 400 V 1 NO, 220 V DC 3-pole, Size S00 Spring-type terminal !!! Phased-out product !!! Successor is SIRIUS 3RT2 Preferred successor type is >>3RT2017-2BM41<< | - | 0 | 7
3RT1017-2BM42 |  | 3RT1017-2BM42 | 1 | UN | 1 | 15 | C | D | N | N | 85364900 | 1 | 4011209374324 | 0.257 | KG | 86.07 | 86.07 | CP02 | CP02 | Power contactor, AC-3 12 A, 5.5 kW / 400 V 1 NC, 220 V DC 3-pole, Size S00 Spring-type terminal !!! Phased-out product !!! Successor is SIRIUS 3RT2 Preferred successor type is >>3RT2017-2BM42<< | - | 0 | 7
3RT1017-2BP41 |  | 3RT1017-2BP41 | 1 | UN | 1 | 5 | B | D | N | N | 85364900 | 1 | 4011209424838 | 0.255 | KG | 94.15 | 94.15 | CP02 | CP02 | Power contactor, AC-3 12 A, 5.5 kW / 400 V 1 NO, 230 V DC 3-pole, Size S00 Spring-type terminal !!! Phased-out product !!! Successor is SIRIUS 3RT2 | - | 0 | 9
3RT1017-2BW42 |  | 3RT1017-2BW42 | 1 | UN | 1 | 15 | C | D | N | N | 85364900 | 1 | 4011209424845 | 0.26 | KG | 75.15 | 75.15 | CP02 | CP02 | Power contactor, AC-3 12 A, 5.5 kW / 400 V 1 NC, 48 V DC 3-pole, Size S00 Spring-type terminal !!! Phased-out product !!! Successor is SIRIUS 3RT2 Preferred successor type is >>3RT2017-2BW42<< | - | 0 | 7
3RT1017-2CB04 |  | 3RT1017-2CB04 | 1 | UN | 1 | 15 | C | D | N | N | 85364900 | 1 | 4011209534773 | 0.255 | KG | 112.1 | 112.1 | CP02 | CP02 | Power contactor, AC-3 12 A, 5.5 kW / 400 V 2 NO + 2 NC, 24 V AC, 50/60 Hz 3-pole, Size S00 Spring-type terminal auxiliary switch (22 E), 2 NO + 2 NC with varistor plugged on top !!! Phased-out product !!! Successor is SIRIUS 3RT2 | - | 0 | 9
3RT1017-2CB04-Z | W95 | 3RT1017-2CB04-ZW95 | 1 | UN | 1 | 15 | C | D | N | N | 85364900 | 102 |  | 0.242 | KG | 128.25 | 128.25 | CP02 | CP02 | Power contactor, AC-3 12 A, 5.5 kW / 400 V 2 NO + 2 NC, 24 V AC, 50/60 Hz 3-pole, Size S00-S3 Spring-type terminal + 2 auxiliary switch blocks (2 NO + 2 NC) with varistor plugged on top Multi-unit packaging Pack = 102 units !!! Phased-out product !!! Successor is SIRIUS 3RT2 | - | 0 | 9
3RT1017-2CB04-Z | W97 | 3RT1017-2CB04-ZW97 | 1 | UN | 1 | 15 | C | D | N | N | 85364900 | 27 |  | 0.242 | KG | 128.25 | 128.25 | CP02 | CP02 | Power contactor, AC-3 12 A, 5.5 kW / 400 V 2 NO + 2 NC, 24 V AC, 50/60 Hz 3-pole, Size S00-S3 Spring-type terminal + 2 auxiliary switch blocks (2 NO + 2 NC) with varistor plugged on top Reusable packaging Pack = 27 units !!! Phased-out product !!! Successor is SIRIUS 3RT2 | - | 0 | 9
3RT1017-2CB04-Z | X95 | 3RT1017-2CB04-ZX95 | 1 | UN | 1 | 15 | C | D | N | N | 85364900 | 102 | 4011209551992 | 0.237 | KG | 128.25 | 128.25 | CP02 | CP02 | Power contactor, AC-3 12 A, 5.5 kW / 400 V 2 NO + 2 NC, 24 V AC, 50/60 Hz 3-pole, Size S00-S3 Spring-type terminal + 2 auxiliary switch blocks (2 NO + 2 NC) with varistor plugged on top Reusable packaging Pack = 102 units !!! Phased-out product !!! Successor is SIRIUS 3RT2 | - | 0 | 9
3RT1017-2DB42 |  | 3RT1017-2DB42 | 1 | UN | 1 | 5 | B | D | N | N | 85364900 | 1 | 4011209845350 | 0.277 | KG | 109.25 | 109.25 | CP02 | CP02 | Power contactor, AC-3 12 A, 5.5 kW / 400 V 1 NC, 24 V DC 3-pole, Size S00 Spring-type terminal with built-on varistor !!! Phased-out product !!! Successor is SIRIUS 3RT2 | - | 0 | 9
3RT1017-2DB42-0KT2 |  | 3RT1017-2DB42-0KT2 | 1 | UN | 1 | 15 | C | D | N | N | 85364900 | 1 | 4011209909724 | 0.32 | KG | 125.4 | 125.4 | CP02 | CP02 | Power contactor, AC-3 12 A, 5.5 kW / 400 V 1 NC, 24 V DC 3-pole, Size S00 Spring-type terminal Complete unit consisting of Contactor Aux. switch block and plugged-on diode 3RT1017-2BB42 + 3RH1911-2FA31 + 3RT1916-1DG00 !!! Phased-out product !!! Successor is SIRIUS 3RT2 | - | 0 | 7
3RT1017-2DB48-0KK1-Z | W98 | 3RT1017-2DB48-0KK1-ZW98 | 1 | UN | 1 | 15 | C | D | N | N | 85364900 | 13 |  | 0.261 | KG | 174.8 | 174.8 | CP02 | CP02 | Power contactor, AC-3 12 A, 5.5 kW / 400 V 24 V DC, 3-pole, Size S00 with surge suppressor and auxiliary switch Multi-unit packaging Pack = 13 units Special-purpose device !!! Phased-out product !!! Successor is SIRIUS 3RT2 | - | 0 | 9
3RT1017-2DB48-0KK1-Z | X95 | 3RT1017-2DB48-0KK1-ZX95 | 1 | UN | 1 | 15 | C | D | EAR99 | N | 85364900 | 102 | 4011209841925 | 0.3 | KG | 174.8 | 174.8 | CP02 | CP02 | Power contactor, AC-3 12 A, 5.5 kW / 400 V 24 V DC, 3-pole, Size S00 with surge suppressor and auxiliary switch Reusable packaging Pack = 102 units Special-purpose device !!! Phased-out product !!! Successor is SIRIUS 3RT2 | - | 0 | 9
3RT1017-2FW42 |  | 3RT1017-2FW42 | 1 | UN | 1 | 0 | A | D | EAR99 | N | 85364900 | 1 | 4047621016955 | 0.261 | KG | 80.09 | 80.09 | CP02 | CP02 | Power contactor, AC-3 12 A, 5.5 kW / 400 V 1 NC, 48 V DC, 3-pole Size S00 spring-type terminal integrated diode ! Phased-out product! Successor is SIRIUS 3RT2 | - | 0 | 0
3RT1017-2GG22 |  | 3RT1017-2GG22 | 1 | UN | 1 | 15 | C | D | N | N | 85364900 | 1 | 4011209520530 | 0.262 | KG | 106.4 | 106.4 | CP02 | CP02 | Power contactor, AC-3 12 A, 5.5 kW / 400 V 1 NC, 110 V AC, 50/60 Hz 3-pole, Size S00 Spring-type terminal AC 0.8-1.1 Us standard coil With full-wave rectifier !!! Phased-out product !!! Successor is SIRIUS 3RT2 Preferred successor type is >>3RT2017-2GG22<< | - | 0 | 9
3RT1017-2GG22-Z | W97 | 3RT1017-2GG22-ZW97 | 1 | UN | 1 | 10 | C | D | N | N | 85364900 | 42 | 4011209907560 | 0.19 | KG | 106.4 | 106.4 | CP02 | CP02 | Power contactor, AC-3 12 A, 5.5 kW / 400 V 1 NC, 110 V AC, 50/60 Hz 3-pole, Size S00 Spring-type terminal AC 0.8-1.1 Us standard coil With full-wave rectifier Multi-unit packaging Pack = 42 units !!! Phased-out product !!! Successor is SIRIUS 3RT2 | - | 0 | 9
3RT1017-2GG22-Z | X95 | 3RT1017-2GG22-ZX95 | 1 | UN | 1 | 20 | D | D | N | N | 85364900 | 144 | 4011209907553 | 0.247 | KG | 106.4 | 106.4 | CP02 | CP02 | Power contactor, AC-3 12 A, 5.5 kW / 400 V 1 NC, 110 V AC, 50/60 Hz 3-pole, Size S00 Spring-type terminal AC 0.8-1.1 Us standard coil With full-wave rectifier Reusable packaging Pack = 144 units !!! Phased-out product !!! Successor is SIRIUS 3RT2 | - | 0 | 9
3RT1017-2HB41 |  | 3RT1017-2HB41 | 1 | UN | 1 | 15 | C | D | N | N | 85364900 | 1 | 4011209424890 | 0.256 | KG | 87.12 | 87.12 | CP02 | CP02 | Power contactor, AC-3 12 A, 5.5 kW / 400 V 1 NO, 24 V DC 0.7-1.25*US 3-pole, Size S00 Spring-type terminal Extended operating range Without wiring !!! Phased-out product !!! Successor is SIRIUS 3RT2 Preferred successor type is >>3RT2017-2HB41<< | - | 0 | 7
3RT1017-2HB42 |  | 3RT1017-2HB42 | 1 | UN | 1 | 15 | C | D | N | N | 85364900 | 1 | 4011209424906 | 0.256 | KG | 87.12 | 87.12 | CP02 | CP02 | Power contactor, AC-3 12 A, 5.5 kW / 400 V 1 NC, 24 V DC 0.7-1.25*US 3-pole, Size S00 Spring-type terminal Extended operating range Without wiring !!! Phased-out product !!! Successor is SIRIUS 3RT2 Preferred successor type is >>3RT2017-2HB42<< | - | 0 | 7
3RT1017-2JB41 |  | 3RT1017-2JB41 | 1 | UN | 1 | 5 | B | D | N | N | 85364900 | 1 | 4011209409231 | 0.258 | KG | 85.79 | 85.79 | CP02 | CP02 | Power contactor, AC-3 12 A, 5.5 kW / 400 V 1 NO, 24 V DC 0.7-1.25*US 3-pole, Size S00 Spring-type terminal Extended operating range with diode !!! Phased-out product !!! Successor is SIRIUS 3RT2 Preferred successor type is >>3RT2017-2JB41<< | - | 0 | 7
3RT1017-2JB42 |  | 3RT1017-2JB42 | 1 | UN | 1 | 5 | B | D | N | N | 85364900 | 1 | 4011209422568 | 0.258 | KG | 85.79 | 85.79 | CP02 | CP02 | Power contactor, AC-3 12 A, 5.5 kW / 400 V 1 NC, 24 V DC 0.7-1.25*US 3-pole, Size S00 Spring-type terminal Extended operating range with diode !!! Phased-out product !!! Successor is SIRIUS 3RT2 Preferred successor type is >>3RT2017-2JB42<< | - | 0 | 7
3RT1017-2KB41 |  | 3RT1017-2KB41 | 1 | UN | 1 | 5 | B | D | N | N | 85364900 | 1 | 4011209424913 | 0.256 | KG | 84.55 | 84.55 | CP02 | CP02 | Power contactor, AC-3 12 A, 5.5 kW / 400 V 1 NO, 24 V DC 0.7-1.25*US 3-pole, Size S00 Spring-type terminal With varistor !!! Phased-out product !!! Successor is SIRIUS 3RT2 Preferred successor type is >>3RT2017-2KB41<< | - | 0 | 7
3RT1017-2KB42 |  | 3RT1017-2KB42 | 1 | UN | 1 | 5 | B | D | N | N | 85364900 | 1 | 4011209424920 | 0.256 | KG | 84.55 | 84.55 | CP02 | CP02 | Power contactor, AC-3 12 A, 5.5 kW / 400 V 1 NC, 24 V DC 0.7-1.25*US 3-pole, Size S00 Spring-type terminal With varistor !!! Phased-out product !!! Successor is SIRIUS 3RT2 Preferred successor type is >>3RT2017-2KB42<< | - | 0 | 7
3RT1017-2KB42-0LA0 |  | 3RT1017-2KB42-0LA0 | 1 | UN | 1 | 15 | C | D | N | N | 85364900 | 1 | 4011209437791 | 0.293 | KG | 117.8 | 117.8 | CP02 | CP02 | Power contactor, AC-3 12 A, 5.5 kW / 400 V 24 V DC, 3-pole, Size S00 Spring-type terminal 0.7-1.25*Us with varistor !!! Phased-out product !!! Successor is SIRIUS 3RT2 Preferred successor type is >>3RT2017-2XB42-0LA2<< | - | 0 | 7
3RT1017-2KB48-3LA0 |  | 3RT1017-2KB48-3LA0 | 1 | UN | 1 | 15 | C | D | N | N | 85364900 | 1 | 4011209666641 | 0.325 | KG | 151.05 | 151.05 | CP02 | CP02 | Power contactor, AC-3 12 A, 5.5 kW / 400 V 24 V DC, 3-pole, Size S00 Spring-type terminal 0.7-1.25*Us with varistor Auxiliary switch block 1 NO + 3 NC captive !!! Phased-out product !!! Successor is SIRIUS 3RT2 | - | 0 | 7
3RT1017-2KF41 |  | 3RT1017-2KF41 | 1 | UN | 1 | 15 | C | D | N | N | 85364900 | 1 | 4011209449541 | 0.26 | KG | 84.55 | 84.55 | CP02 | CP02 | Power contactor, AC-3 12 A, 5.5 kW / 400 V 1 NO, 110 V DC, 0.7-1.25*US With varistor 3-pole Size S00 Spring-type terminal !!! Phased-out product !!! Successor is SIRIUS 3RT2 Preferred successor type is >>3RT2017-2KF41<< | - | 0 | 7
3RT1017-2KF42 |  | 3RT1017-2KF42 | 1 | UN | 1 | 15 | C | D | N | N | 85364900 | 1 | 4011209449558 | 0.255 | KG | 84.55 | 84.55 | CP02 | CP02 | Power contactor, AC-3 12 A, 5.5 kW / 400 V 1 NC, 110 V DC 3-pole, Size S00 Spring-type terminal With varistor !!! Phased-out product !!! Successor is SIRIUS 3RT2 Preferred successor type is >>3RT2017-2KF42<< | - | 0 | 7
3RT1017-2KF42-0LA0 |  | 3RT1017-2KF42-0LA0 | 1 | UN | 1 | 50 | X | D | N | N | 85364900 | 1 | 4011209437807 | 0.283 | KG | 117.8 | 117.8 | CP02 | CP02 | Power contactor, AC-3 12 A, 5.5 kW / 400 V 110 V DC, 3-pole, Size S00 Spring-type terminal 0.7-1.25*Us with varistor for railway application !!! Phased-out product !!! Successor is SIRIUS 3RT2 Preferred successor type is >>3RT2017-2XF42-0LA2<< | - | 0 | 7
3RT1017-2KJ82-0LA0 |  | 3RT1017-2KJ82-0LA0 | 1 | UN | 1 | 15 | C | D | N | N | 85364900 | 1 | 4011209550681 | 0.284 | KG | 124.45 | 124.45 | CP02 | CP02 | Power contactor, AC-3 12 A, 5.5 kW / 400 V 72 V DC, 3-pole, Size S00 Spring-type terminal Use possible at -40Â° !!! Phased-out product !!! Successor is SIRIUS 3RT2 Preferred successor type is >>3RT2017-2XF42-0LA2<< | - | 0 | 9
3RT1017-2MB41-0KT0 |  | 3RT1017-2MB41-0KT0 | 1 | UN | 1 | 15 | C | D | N | N | 85364900 | 1 | 4011209401143 | 0.256 | KG | 76 | 76 | CP02 | CP02 | Power contactor, AC-3 12 A, 5.5 kW / 400 V 1 NO, 24 V DC 0.85-1.85*Us 3-pole, Size S00 1.4 W, Spring-type terminal Without overvoltage damping !!! Phased-out product !!! Successor is SIRIUS 3RT2 Preferred successor type is >>3RT2017-2MB41-0KT0<< | - | 0 | 7
3RT1017-2MB42-0KT0 |  | 3RT1017-2MB42-0KT0 | 1 | UN | 1 | 15 | C | D | N | N | 85364900 | 1 | 4011209401136 | 0.258 | KG | 76 | 76 | CP02 | CP02 | Power contactor, AC-3 12 A, 5.5 kW / 400 V 1 NC, 24 V DC 0.85-1.85*Us 3-pole, Size S00 1.4 W, Spring-type terminal Without overvoltage damping !!! Phased-out product !!! Successor is SIRIUS 3RT2 Preferred successor type is >>3RT2017-2MB42-0KT0<< | - | 0 | 7
3RT1017-2QB42-0LA0 |  | 3RT1017-2QB42-0LA0 | 1 | UN | 1 | 15 | C | D | N | N | 85364900 | 1 | 4011209532854 | 0.281 | KG | 118.75 | 118.75 | CP02 | CP02 | Power contactor, AC-3 12 A, 5.5 kW / 400 V 1 NC, 24 V AC 3-pole, Size S00 Spring-type terminal with diode combination !!! Phased-out product !!! Successor is SIRIUS 3RT2 Preferred successor type is >>3RT2017-2XB42-0LA2<< | - | 0 | 9
3RT1017-2VB41 |  | 3RT1017-2VB41 | 1 | UN | 1 | 15 | C | D | N | N | 85364900 | 1 | 4011209515949 | 0.259 | KG | 97.85 | 97.85 | CP02 | CP02 | Power contactor, AC-3 12 A, 5.5 kW / 400 V 1 NO, 24 V DC 0.85-1.85*Us 3-pole, Size S00 1.4 W, Spring-type terminal Integrated diode !!! Phased-out product !!! Successor is SIRIUS 3RT2 Preferred successor type is >>3RT2017-2VB41<< | - | 0 | 7
3RT1017-2VB42 |  | 3RT1017-2VB42 | 1 | UN | 1 | 15 | C | D | N | N | 85364900 | 1 | 4011209515956 | 0.257 | KG | 85.79 | 85.79 | CP02 | CP02 | Power contactor, AC-3 12 A, 5.5 kW / 400 V 1 NC, 24 V DC 0.85-1.85*Us 3-pole, Size S00 1.4 W, Spring-type terminal Integrated diode !!! Phased-out product !!! Successor is SIRIUS 3RT2 Preferred successor type is >>3RT2017-2VB42<< | - | 0 | 7
3RT1017-2WB41 |  | 3RT1017-2WB41 | 1 | UN | 1 | 15 | C | D | N | N | 85364900 | 1 | 4011209515970 | 0.256 | KG | 96.9 | 96.9 | CP02 | CP02 | Power contactor, AC-3 12 A, 5.5 kW / 400 V 1 NO, 24 V DC 0.85-1.85*Us 3-pole, Size S00 1.4 W, Spring-type terminal Integrated varistor !!! Phased-out product !!! Successor is SIRIUS 3RT2 Preferred successor type is >>3RT2017-2WB41<< | - | 0 | 7
3RT1017-2WB42 |  | 3RT1017-2WB42 | 1 | UN | 1 | 15 | C | D | N | N | 85364900 | 1 | 4011209515963 | 0.257 | KG | 84.55 | 84.55 | CP02 | CP02 | Power contactor, AC-3 12 A, 5.5 kW / 400 V 1 NC, 24 V DC 0.85-1.85*Us 3-pole, Size S00 1.4 W, Spring-type terminal Integrated varistor !!! Phased-out product !!! Successor is SIRIUS 3RT2 Preferred successor type is >>3RT2017-2SB42<< | - | 0 | 7
3RT1017-5BB42 |  | 3RT1017-5BB42 | 1 | UN | 1 | 15 | C | D | N | N | 85364900 | 1 | 4011209581494 | 0.301 | KG | 99.75 | 99.75 | CP02 | CP02 | Power contactor, AC-3 12 A, 5.5 kW / 400 V 1 NC !!! Phased-out product !!! Successor is SIRIUS 3RT2 | - | 0 | 7
3RT1023-1AB00 |  | 3RT1023-1AB00 | 1 | UN | 1 | 5 | B | D | N | N | 85364900 | 1 | 4011209446793 | 0.34 | KG | 51.59 | 51.59 | CP02 | CP02 | Power contactor, AC-3 9 A, 4 kW / 400 V 24 V AC, 50 Hz, 3-pole Size S0 Screw terminal !!! Phased-out product !!! Successor is SIRIUS 3RT2 Preferred successor type is >>3RT2023-1AB00<< | - | 0 | 7
3RT1023-1AB04 |  | 3RT1023-1AB04 | 1 | UN | 1 | 5 | B | D | N | N | 85364900 | 1 | 4011209446786 | 0.412 | KG | 81.13 | 81.13 | CP02 | CP02 | Power contactor, AC-3 9 A, 4 kW / 400 V 24 V AC, 50 Hz, 3-pole Size S0 Screw terminal with 2 NO + 2 NC !!! Phased-out product !!! Successor is SIRIUS 3RT2 Preferred successor type is >>3RT2023-1AB04<< | - | 0 | 7
3RT1023-1AB04-1AA0 |  | 3RT1023-1AB04-1AA0 | 1 | UN | 1 | 15 | C | D | N | N | 85364900 | 1 | 4011209554269 | 0.411 | KG | 109.25 | 109.25 | CP02 | CP02 | Power contactor, AC-3 9 A, 4 kW / 400 V 24 V AC, 50 Hz, 3-pole Size S0, Screw terminal with 2 NO + 2 NC Upright mounting position !!! Phased-out product !!! Successor is SIRIUS 3RT2 | - | 0 | 7
3RT1023-1AB04-Z | X95 | 3RT1023-1AB04-ZX95 | 1 | UN | 1 | 15 | C | D | N | N | 85364900 | 52 | 4011209492165 | 0.386 | KG | 92.91 | 92.91 | CP02 | CP02 | Power contactor, AC-3 9 A, 4 kW / 400 V 24 V AC, 50 Hz, 3-pole Size S0 Screw terminal with 2 NO + 2 NC Reusable packaging Pack = 52 units !!! Phased-out product !!! Successor is SIRIUS 3RT2 | - | 0 | 7
3RT1023-1AC20 |  | 3RT1023-1AC20 | 1 | UN | 1 | 5 | B | D | N | N | 85364900 | 1 | 4011209375024 | 0.34 | KG | 51.59 | 51.59 | CP02 | CP02 | Power contactor, AC-3 9 A, 4 kW / 400 V 24 V AC, 50/60 Hz 3-pole, Size S0 Screw terminal !!! Phased-out product !!! Successor is SIRIUS 3RT2 Preferred successor type is >>3RT2023-1AC20<< | - | 0 | 7
3RT1023-1AC20-0KR0 |  | 3RT1023-1AC20-0KR0 | 1 | UN | 1 | 15 | C | D | N | N | 85364900 | 1 | 4011209789296 | 0.341 | KG | 58.9 | 58.9 | CP02 | CP02 | Power contactor, AC-3 9 A, 4 kW / 400 V 24 V AC, 50/60 Hz 3-pole, Size S0 Screw terminal Household device standard !!! Phased-out product !!! Successor is SIRIUS 3RT2 | - | 0 | 7
3RT1023-1AC20-1AA0 |  | 3RT1023-1AC20-1AA0 | 1 | UN | 1 | 15 | C | D | N | N | 85364900 | 1 | 4011209554160 | 0.29 | KG | 75.15 | 75.15 | CP02 | CP02 | Power contactor, AC-3 9 A, 4 kW / 400 V 24 V AC, 50/60 Hz 3-pole, Size S0 screw terminal, Upright mounting position !!! Phased-out product !!! Successor is SIRIUS 3RT2 | - | 0 | 7
3RT1023-1AC24 |  | 3RT1023-1AC24 | 1 | UN | 1 | 15 | C | D | N | N | 85364900 | 1 | 4011209501713 | 0.411 | KG | 93.1 | 93.1 | CP02 | CP02 | Power contactor, AC-3 9 A, 4 kW / 400 V 24 V AC, 50/60 Hz 3-pole, Size S0 Screw terminal with 2 NO + 2 NC !!! Phased-out product !!! Successor is SIRIUS 3RT2 | - | 0 | 7
3RT1023-1AD00 |  | 3RT1023-1AD00 | 1 | UN | 1 | 15 | C | D | N | N | 85364900 | 1 | 4011209472242 | 0.337 | KG | 64.41 | 64.41 | CP02 | CP02 | Power contactor, AC-3 9 A, 4 kW / 400 V 42 V AC, 50 Hz, 3-pole Size S0 Screw terminal !!! Phased-out product !!! Successor is SIRIUS 3RT2 Preferred successor type is >>3RT2023-1AD00<< | - | 0 | 7
3RT1023-1AD04 |  | 3RT1023-1AD04 | 1 | UN | 1 | 15 | C | D | N | N | 85364900 | 1 | 4011209470132 | 0.409 | KG | 85.22 | 85.22 | CP02 | CP02 | Power contactor, AC-3 9 A, 4 kW / 400 V 42 V AC, 50 Hz, 3-pole Size S0 Screw terminal with 2 NO + 2 NC !!! Phased-out product !!! Successor is SIRIUS 3RT2 | - | 0 | 7
3RT1023-1AD20 |  | 3RT1023-1AD20 | 1 | UN | 1 | 15 | C | D | N | N | 85364900 | 1 | 4011209446908 | 0.383 | KG | 56.24 | 56.24 | CP02 | CP02 | Power contactor, AC-3 9 A, 4 kW / 400 V 42 V AC, 50/60 Hz 3-pole, Size S0 Screw terminal !!! Phased-out product !!! Successor is SIRIUS 3RT2 Preferred successor type is >>3RT2016-1AD01<< | - | 0 | 7
3RT1023-1AD24 |  | 3RT1023-1AD24 | 1 | UN | 1 | 20 | D | D | N | N | 85364900 | 1 | 4011209501706 | 0.406 | KG | 88.92 | 88.92 | CP02 | CP02 | Power contactor, AC-3 9 A, 4 kW / 400 V 42 V AC, 50/60 Hz 3-pole, Size S0 Screw terminal with 2 NO + 2 NC !!! Phased-out product !!! Successor is SIRIUS 3RT2 | - | 0 | 7
3RT1023-1AF00 |  | 3RT1023-1AF00 | 1 | UN | 1 | 5 | B | D | N | N | 85364900 | 1 | 4011209446779 | 0.336 | KG | 51.59 | 51.59 | CP02 | CP02 | Power contactor, AC-3 9 A, 4 kW / 400 V 110 V AC, 50 Hz 3-pole, Size S0 Screw terminal !!! Phased-out product !!! Successor is SIRIUS 3RT2 Preferred successor type is >>3RT2023-1AF00<< | - | 0 | 7
3RT1023-1AF04 |  | 3RT1023-1AF04 | 1 | UN | 1 | 5 | B | D | N | N | 85364900 | 1 | 4011209446762 | 0.406 | KG | 81.32 | 81.32 | CP02 | CP02 | Power contactor, AC-3 9 A, 4 kW / 400 V 110 V AC, 50 Hz 3-pole, Size S0 Screw terminal with 2 NO + 2 NC !!! Phased-out product !!! Successor is SIRIUS 3RT2 Preferred successor type is >>3RT2023-1AF04<< | - | 0 | 7
3RT1023-1AF04-1AA0 |  | 3RT1023-1AF04-1AA0 | 1 | UN | 1 | 15 | C | D | N | N | 85364900 | 1 | 4011209554245 | 0.408 | KG | 109.25 | 109.25 | CP02 | CP02 | Power contactor, AC-3 9 A, 4 kW / 400 V 110 V AC, 50 Hz 3-pole, Size S0 screw terminal, 2 NO + 2 NC, Upright mounting position !!! Phased-out product !!! Successor is SIRIUS 3RT2 | - | 0 | 7
3RT1023-1AG20 |  | 3RT1023-1AG20 | 1 | UN | 1 | 5 | B | D | N | N | 85364900 | 1 | 4011209467576 | 0.343 | KG | 51.59 | 51.59 | CP02 | CP02 | Power contactor, AC-3 9 A, 4 kW / 400 V 110 V AC, 50/60 Hz 3-pole, Size S0 Screw terminal !!! Phased-out product !!! Successor is SIRIUS 3RT2 Preferred successor type is >>3RT2023-1AG20<< | - | 0 | 7
3RT1023-1AG20-1AA0 |  | 3RT1023-1AG20-1AA0 | 1 | UN | 1 | 15 | C | D | N | N | 85364900 | 1 | 4011209548435 | 0.343 | KG | 75.15 | 75.15 | CP02 | CP02 | Power contactor, AC-3 9 A, 4 kW / 400 V 110 V AC, 50/60 Hz 3-pole, Size S0 screw terminal, Upright mounting position !!! Phased-out product !!! Successor is SIRIUS 3RT2 | - | 0 | 7
3RT1023-1AG20-Z | W96 | 3RT1023-1AG20-ZW96 | 1 | UN | 1 | 15 | C | D | N | N | 85364900 | 48 |  | 0.33 | KG | 58.9 | 58.9 | CP02 | CP02 | Power contactor, AC-3 9 A, 4 kW / 400 V 110 V AC, 50/60 Hz 3-pole, Size S0 Screw terminal Reusable packaging Pack = 48 units !!! Phased-out product !!! Successor is SIRIUS 3RT2 | - | 0 | 9
3RT1023-1AG20-Z | X95 | 3RT1023-1AG20-ZX95 | 1 | UN | 1 | 15 | C | D | N | N | 85364900 | 96 | 4011209583733 | 0.33 | KG | 58.9 | 58.9 | CP02 | CP02 | Power contactor, AC-3 9 A, 4 kW / 400 V 110 V AC, 50/60 Hz 3-pole, Size S0 Screw terminal !!! Phased-out product !!! Successor is SIRIUS 3RT2 Preferred successor type is >>3RT2023-1AG20-ZX95<< | - | 0 | 9
3RT1023-1AG24 |  | 3RT1023-1AG24 | 1 | UN | 1 | 15 | C | D | N | N | 85364900 | 1 | 4011209501690 | 0.41 | KG | 81.32 | 81.32 | CP02 | CP02 | Power contactor, AC-3 9 A, 4 kW / 400 V 110 V AC, 50/60 Hz 3-pole, Size S0 Screw terminal with 2 NO + 2 NC !!! Phased-out product !!! Successor is SIRIUS 3RT2 Preferred successor type is >>3RT2023-1AG24<< | - | 0 | 7
3RT1023-1AG24-Z | W96 | 3RT1023-1AG24-ZW96 | 1 | UN | 1 | 15 | C | D | N | N | 85364900 | 24 | 4011209627833 | 0.41 | KG | 93.1 | 93.1 | CP02 | CP02 | Power contactor, AC-3 9 A, 4 kW / 400 V 110 V AC, 50/60 Hz 3-pole, Size S0 Screw terminal with 2 NO + 2 NC Multi-unit packaging Pack = 24 units !!! Phased-out product !!! Successor is SIRIUS 3RT2 | - | 0 | 9
3RT1023-1AG24-Z | X95 | 3RT1023-1AG24-ZX95 | 1 | UN | 1 | 15 | C | D | N | N | 85364900 | 52 | 4011209626287 | 0.4 | KG | 93.1 | 93.1 | CP02 | CP02 | Power contactor, AC-3 9 A, 4 kW / 400 V 110 V AC, 50/60 Hz 3-pole, Size S0 Screw terminal with 2 NO + 2 NC Reusable packaging Pack = 52 units !!! Phased-out product !!! Successor is SIRIUS 3RT2 | - | 0 | 9
3RT1023-1AG60 |  | 3RT1023-1AG60 | 1 | UN | 1 | 15 | C | D | N | N | 85364900 | 1 | 4011209494091 | 0.337 | KG | 64.51 | 64.51 | CP02 | CP02 | Power contactor, AC-3 9 A, 4 kW / 400 V 100 V AC, 50 Hz / 100-110 V 60 Hz, 3-pole, Size S0 Screw terminal !!! Phased-out product !!! Successor is SIRIUS 3RT2 Preferred successor type is >>3RT2016-1AG61<< | - | 0 | 7
3RT1023-1AH00 |  | 3RT1023-1AH00 | 1 | UN | 1 | 15 | C | D | N | N | 85364900 | 1 | 4011209472259 | 0.34 | KG | 51.59 | 51.59 | CP02 | CP02 | Power contactor, AC-3 9 A, 4 kW / 400 V 48 V AC, 50 Hz, 3-pole Size S0 Screw terminal !!! Phased-out product !!! Successor is SIRIUS 3RT2 Preferred successor type is >>3RT2023-1AH00<< | - | 0 | 7
3RT1023-1AH04 |  | 3RT1023-1AH04 | 1 | UN | 1 | 15 | C | D | N | N | 85364900 | 1 | 4011209472266 | 0.41 | KG | 93.1 | 93.1 | CP02 | CP02 | Power contactor, AC-3 9 A, 4 kW / 400 V 48 V AC, 50 Hz, 3-pole Size S0 Screw terminal with 2 NO + 2 NC !!! Phased-out product !!! Successor is SIRIUS 3RT2 | - | 0 | 7
3RT1023-1AH20 |  | 3RT1023-1AH20 | 1 | UN | 1 | 15 | C | D | N | N | 85364900 | 1 | 4011209439948 | 0.338 | KG | 56.24 | 56.24 | CP02 | CP02 | Power contactor, AC-3 9 A, 4 kW / 400 V 48 V AC, 50/60 Hz 3-pole, Size S0 Screw terminal !!! Phased-out product !!! Successor is SIRIUS 3RT2 | - | 0 | 7
3RT1023-1AK60 |  | 3RT1023-1AK60 | 1 | UN | 1 | 5 | B | D | N | N | 85364900 | 1 | 4011209375031 | 0.336 | KG | 51.59 | 51.59 | CP02 | CP02 | Power contactor, AC-3 9 A, 4 kW / 400 V 110 V AC, 50 Hz / 120 V, 60 Hz 3-pole, Size S0 Screw terminal !!! Phased-out product !!! Successor is SIRIUS 3RT2 Preferred successor type is >>3RT2023-1AK60<< | - | 0 | 7
3RT1023-1AK60-Z | W96 | 3RT1023-1AK60-ZW96 | 1 | UN | 1 | 20 | D | D | N | N | 85364900 | 48 | 4011209727113 | 0.316 | KG | 51.59 | 51.59 | CP02 | CP02 | Power contactor, AC-3 9 A, 4 kW / 400 V 110 V AC, 50 Hz / 120 V, 60 Hz 3-pole, Size S0 Screw terminal Multi-unit packaging Pack = 48 units !!! Phased-out product !!! Successor is SIRIUS 3RT2 | - | 0 | 7
3RT1023-1AK60-Z | X95 | 3RT1023-1AK60-ZX95 | 1 | UN | 1 | 5 | B | D | N | N | 85364900 | 96 | 4011209632387 | 0.325 | KG | 51.59 | 51.59 | CP02 | CP02 | Power contactor, AC-3 9 A, 4 kW / 400 V 110 V AC, 50 Hz / 120 V, 60 Hz 3-pole, Size S0 Screw terminal Multi-unit packaging Pack = 96 units !!! Phased-out product !!! Successor is SIRIUS 3RT2 | - | 0 | 7
3RT1023-1AK64 |  | 3RT1023-1AK64 | 1 | UN | 1 | 15 | C | D | N | N | 85364900 | 1 | 4011209518322 | 0.407 | KG | 81.32 | 81.32 | CP02 | CP02 | Power contactor, AC-3 9 A, 4 kW / 400 V 110 V AC, 50 Hz / 120 V, 60 Hz 3-pole, Size S0 Screw terminal with 2 NO + 2 NC !!! Phased-out product !!! Successor is SIRIUS 3RT2 | - | 0 | 7
3RT1023-1AL00 |  | 3RT1023-1AL00 | 1 | UN | 1 | 15 | C | D | N | N | 85364900 | 1 | 4011209533493 | 0.336 | KG | 64.41 | 64.41 | CP02 | CP02 | Power contactor, AC-3 9 A, 4 kW / 400 V 125 V AC, 50 Hz 3-pole, Size S0 Screw terminal !!! Phased-out product !!! Successor is SIRIUS 3RT2 Preferred successor type is >>3RT2016-1AL02<< | - | 0 | 7
3RT1023-1AL20 |  | 3RT1023-1AL20 | 1 | UN | 1 | 5 | B | D | N | N | 85364900 | 1 | 4011209417038 | 0.344 | KG | 51.59 | 51.59 | CP02 | CP02 | Power contactor, AC-3 9 A, 4 kW / 400 V 230 V AC, 50/60 Hz 3-pole, Size S0 Screw terminal !!! Phased-out product !!! Successor is SIRIUS 3RT2 Preferred successor type is >>3RT2023-1AL20<< | - | 0 | 7
3RT1023-1AL20-1AA0 |  | 3RT1023-1AL20-1AA0 | 1 | UN | 1 | 15 | C | D | N | N | 85364900 | 1 | 4011209554214 | 0.344 | KG | 75.15 | 75.15 | CP02 | CP02 | Power contactor, AC-3 9 A, 4 kW / 400 V 230 V AC, 50/60 Hz 3-pole, Size S0 Screw terminal Upright mounting position !!! Phased-out product !!! Successor is SIRIUS 3RT2 Preferred successor type is >>3RT2023-1AL20-1AA0<< | - | 0 | 7
3RT1023-1AL20-Z | W95 | 3RT1023-1AL20-ZW95 | 1 | UN | 1 | 15 | C | D | N | N | 85364900 | 96 |  | 0.33 | KG | 58.9 | 58.9 | CP02 | CP02 | Power contactor, AC-3 9 A, 4 kW / 400 V 230 V AC, 50/60 Hz 3-pole, Size S0 Screw terminal Multi-unit packaging Pack = 96 units !!! Phased-out product !!! Successor is SIRIUS 3RT2 | - | 0 | 9
3RT1023-1AL20-Z | W96 | 3RT1023-1AL20-ZW96 | 1 | UN | 1 | 15 | C | D | N | N | 85364900 | 48 | 4011209791213 | 0.33 | KG | 58.9 | 58.9 | CP02 | CP02 | Power contactor, AC-3 9 A, 4 kW / 400 V 230 V AC, 50/60 Hz 3-pole, Size S0 Screw terminal Multi-unit packaging Pack = 48 units !!! Phased-out product !!! Successor is SIRIUS 3RT2 | - | 0 | 9
3RT1023-1AL20-Z | X95 | 3RT1023-1AL20-ZX95 | 1 | UN | 1 | 20 | D | D | N | N | 85364900 | 96 | 4011209562592 | 0.33 | KG | 51.59 | 51.59 | CP02 | CP02 | Power contactor, AC-3 9 A, 4 kW / 400 V 230 V AC, 50/60 Hz 3-pole, Size S0 Screw terminal Reusable packaging Pack = 96 units !!! Phased-out product !!! Successor is SIRIUS 3RT2 | - | 0 | 7
3RT1023-1AL24 |  | 3RT1023-1AL24 | 1 | UN | 1 | 5 | B | D | N | N | 85364900 | 1 | 4011209501676 | 0.415 | KG | 81.32 | 81.32 | CP02 | CP02 | Power contactor, AC-3 9 A, 4 kW / 400 V 230 V AC, 50/60 Hz 3-pole, Size S0 Screw terminal with 2 NO + 2 NC !!! Phased-out product !!! Successor is SIRIUS 3RT2 Preferred successor type is >>3RT2023-1AL24<< | - | 0 | 7
3RT1023-1AM20 |  | 3RT1023-1AM20 | 1 | UN | 1 | 15 | C | D | N | N | 85364900 | 1 | 4011209382572 | 0.336 | KG | 64.41 | 64.41 | CP02 | CP02 | Power contactor, AC-3 9 A, 4 kW / 400 V 208 V AC, 50/60 Hz 3-pole, Size S0 Screw terminal !!! Phased-out product !!! Successor is SIRIUS 3RT2 Preferred successor type is >>3RT2023-1AM20<< | - | 0 | 7
3RT1023-1AM70-0KR0 |  | 3RT1023-1AM70-0KR0 | 1 | UN | 1 | 15 | C | D | N | N | 85364900 | 1 | 4011209876231 | 0.335 | KG | 65.84 | 65.84 | CP02 | CP02 | Power contactor, AC-3 9 A, 4 kW / 400 V 3-pole, Size S0 Screw terminal 200-240 V AC Special-purpose device with restrictions !!! Phased-out product !!! Successor is SIRIUS 3RT2 | - | 0 | 7
3RT1023-1AM70-0KR0-Z | W97 | 3RT1023-1AM70-0KR0-ZW97 | 1 | UN | 1 | 0 | A | D | N | N | 85364900 | 24 | 4011209891289 | 0.335 | KG | 65.84 | 65.84 | CP02 | CP02 | Power contactor, AC-3 9 A, 4 kW / 400 V 3-pole, Size S0 Screw terminal 200-240 V AC Special-purpose device with restrictions Multi-unit packaging !!! Phased-out product !!! Successor is SIRIUS 3RT2 | - | 0 | 7
3RT1023-1AM70-0KR0-Z | X95 | 3RT1023-1AM70-0KR0-ZX95 | 1 | UN | 1 | 20 | D | D | N | N | 85364900 | 96 | 4011209876224 | 0.319 | KG | 65.84 | 65.84 | CP02 | CP02 | Power contactor, AC-3 9 A, 4 kW / 400 V 3-pole, Size S0 Screw terminal 200-240 V AC Special-purpose device with restrictions !!! Phased-out product !!! Successor is SIRIUS 3RT2 | - | 0 | 7
3RT1023-1AM80-0KR0 |  | 3RT1023-1AM80-0KR0 | 1 | UN | 1 | 30 | D | D | N | N | 85364900 | 1 | 4011209777217 | 0.335 | KG | 59.66 | 59.66 | CP02 | CP02 | Power contactor, AC-3 9 A, 4 kW / 400 V 3-pole, Size S0 Screw terminal 200-220 V AC, 50/60 Hz Special-purpose device 208-240 V, 60 Hz !!! Phased-out product !!! Successor is SIRIUS 3RT2 | - | 0 | 7
3RT1023-1AM80-0KR0-Z | W97 | 3RT1023-1AM80-0KR0-ZW97 | 1 | UN | 1 | 0 | A | D | N | N | 85364900 | 24 | 4011209831261 | 0.335 | KG | 59.66 | 59.66 | CP02 | CP02 | Power contactor, AC-3 9 A, 4 kW / 400 V 3-pole, Size S0 Screw terminal 200-220 V AC, 50/60 Hz Multi-unit packaging 24 units 208-240 V, 60 Hz !!! Phased-out product !!! Successor is SIRIUS 3RT2 | - | 0 | 7
3RT1023-1AM80-0KR0-Z | X95 | 3RT1023-1AM80-0KR0-ZX95 | 1 | UN | 1 | 20 | D | D | N | N | 85364900 | 96 | 4011209789241 | 0.322 | KG | 59.66 | 59.66 | CP02 | CP02 | Power contactor, AC-3 9 A, 4 kW / 400 V 3-pole, Size S0 Screw terminal 200-220 V AC, 50/60 Hz Special-purpose device 208-240 V, 60 Hz !!! Phased-out product !!! Successor is SIRIUS 3RT2 | - | 0 | 7
3RT1023-1AN20 |  | 3RT1023-1AN20 | 1 | UN | 1 | 10 | C | D | N | N | 85364900 | 1 | 4011209474840 | 0.341 | KG | 53.87 | 53.87 | CP02 | CP02 | Power contactor, AC-3 9 A, 4 kW / 400 V 220 V AC, 50/60 Hz 3-pole, Size S0 Screw terminal !!! Phased-out product !!! Successor is SIRIUS 3RT2 Preferred successor type is >>3RT2023-1AN20<< | - | 0 | 7
3RT1023-1AN20-1AA0 |  | 3RT1023-1AN20-1AA0 | 1 | UN | 1 | 15 | C | D | N | N | 85364900 | 1 | 4011209554399 | 0.342 | KG | 75.15 | 75.15 | CP02 | CP02 | Power contactor, AC-3 9 A, 4 kW / 400 V 220 V AC, 50/60 Hz 3-pole, Size S0 Screw terminal Upright mounting position !!! Phased-out product !!! Successor is SIRIUS 3RT2 | - | 0 | 7
3RT1023-1AN24 |  | 3RT1023-1AN24 | 1 | UN | 1 | 15 | C | D | N | N | 85364900 | 1 | 4011209492073 | 0.412 | KG | 81.32 | 81.32 | CP02 | CP02 | Power contactor, AC-3 9 A, 4 kW / 400 V 220 V AC, 50/60 Hz 3-pole, 2 NO + 2 NC, Size S0 Screw terminal !!! Phased-out product !!! Successor is SIRIUS 3RT2 Preferred successor type is >>3RT2023-1AN24<< | - | 0 | 7
3RT1023-1AN24-1AA0 |  | 3RT1023-1AN24-1AA0 | 1 | UN | 1 | 15 | C | D | N | N | 85364900 | 1 | 4011209554405 | 0.41 | KG | 109.25 | 109.25 | CP02 | CP02 | Power contactor, AC-3 9 A, 4 kW / 400 V 220 V AC 50/60 Hz 3-pole, 2 NO + 2 NC Size S0, screw terminal, Upright mounting position !!! Phased-out product !!! Successor is SIRIUS 3RT2 | - | 0 | 7
3RT1023-1AN60 |  | 3RT1023-1AN60 | 1 | UN | 1 | 20 | D | D | N | N | 85364900 | 1 | 4011209498228 | 0.338 | KG | 58.81 | 58.81 | CP02 | CP02 | Power contactor, AC-3 9 A, 4 kW / 400 V 200 V AC, 50 Hz / 200-220 V 60 Hz 3-pole, Size S0 Screw terminal !!! Phased-out product !!! Successor is SIRIUS 3RT2 Preferred successor type is >>3RT2016-1AN61<< | - | 0 | 7
3RT1023-1AN64 |  | 3RT1023-1AN64 | 1 | UN | 1 | 15 | C | D | N | N | 85364900 | 1 | 4011209494961 | 0.413 | KG | 97.85 | 97.85 | CP02 | CP02 | Power contactor, AC-3 9 A, 4 kW / 400 V 200 V AC, 50 Hz / 200-220 V 60 Hz, 3-pole, Size S0 screw terminal, 2 NO + 2 NC !!! Phased-out product !!! Successor is SIRIUS 3RT2 | - | 0 | 7
3RT1023-1AP00 |  | 3RT1023-1AP00 | 1 | UN | 1 | 5 | B | D | N | N | 85364900 | 1 | 4011209408043 | 0.34 | KG | 51.59 | 51.59 | CP02 | CP02 | Power contactor, AC-3 9 A, 4 kW / 400 V 230 V AC, 50 Hz, 3-pole Size S0 Screw terminal !!! Phased-out product !!! Successor is SIRIUS 3RT2 Preferred successor type is >>3RT2023-1AP00<< | - | 0 | 7
3RT1023-1AP00-1AA0 |  | 3RT1023-1AP00-1AA0 | 1 | UN | 1 | 15 | C | D | N | N | 85364900 | 1 | 4011209554207 | 0.336 | KG | 75.15 | 75.15 | CP02 | CP02 | Power contactor, AC-3 9 A, 4 kW / 400 V 230 V AC, 50 Hz, 3-pole Size S0 Screw terminal Upright mounting position !!! Phased-out product !!! Successor is SIRIUS 3RT2 Preferred successor type is >>3RT2016-1AP01-1AA0<< | - | 0 | 7
3RT1023-1AP00-Z | W96 | 3RT1023-1AP00-ZW96 | 1 | UN | 1 | 15 | C | D | N | N | 85364900 | 48 | 4011209851856 | 0.316 | KG | 58.9 | 58.9 | CP02 | CP02 | Power contactor, AC-3 9 A, 4 kW / 400 V 230 V AC, 50 Hz, 3-pole Size S0 Screw terminal Multi-unit packaging Pack = 12 units !!! Phased-out product !!! Successor is SIRIUS 3RT2 | - | 0 | 9
3RT1023-1AP00-Z | W97 | 3RT1023-1AP00-ZW97 | 1 | UN | 1 | 15 | C | D | N | N | 85364900 | 24 | 4011209932258 | 0.324 | KG | 58.9 | 58.9 | CP02 | CP02 | Power contactor, AC-3 9 A, 4 kW / 400 V 230 V AC, 50 Hz, 3-pole Size S0 Screw terminal Multi-unit packaging Pack = 24 units !!! Phased-out product !!! Successor is SIRIUS 3RT2 | - | 0 | 9
3RT1023-1AP00-Z | W98 | 3RT1023-1AP00-ZW98 | 1 | UN | 1 | 15 | C | D | N | N | 85364900 | 12 | 4011209585690 | 0.316 | KG | 58.9 | 58.9 | CP02 | CP02 | Power contactor, AC-3 9 A, 4 kW / 400 V 230 V AC, 50 Hz, 3-pole Size S0 Screw terminal Multi-unit packaging !!! Phased-out product !!! Successor is SIRIUS 3RT2 | - | 0 | 9
3RT1023-1AP00-Z | X95 | 3RT1023-1AP00-ZX95 | 1 | UN | 1 | 5 | B | D | N | N | 85364900 | 96 | 4011209526389 | 0.324 | KG | 58.9 | 58.9 | CP02 | CP02 | Power contactor, AC-3 9 A, 4 kW / 400 V 230 V AC, 50 Hz, 3-pole Size S0 Screw terminal Reusable packaging Pack = 96 units !!! Phased-out product !!! Successor is SIRIUS 3RT2 Preferred successor type is >>3RT2023-1AP00-ZX95<< | - | 0 | 7
3RT1023-1AP04 |  | 3RT1023-1AP04 | 1 | UN | 1 | 5 | B | D | N | N | 85364900 | 1 | 4011209446755 | 0.409 | KG | 81.32 | 81.32 | CP02 | CP02 | Power contactor, AC-3 9 A, 4 kW / 400 V 230 V AC, 50 Hz 3-pole, Size S0 Screw terminal with 2 NO + 2 NC !!! Phased-out product !!! Successor is SIRIUS 3RT2 Preferred successor type is >>3RT2023-1AP04<< | - | 0 | 7
3RT1023-1AP04-1AA0 |  | 3RT1023-1AP04-1AA0 | 1 | UN | 1 | 15 | C | D | N | N | 85364900 | 1 | 4011209554412 | 0.408 | KG | 109.25 | 109.25 | CP02 | CP02 | Power contactor, AC-3 9 A, 4 kW / 400 V 230 V AC, 50 Hz 3-pole, Size S0 Screw terminal with 2 NO + 2 NC Upright mounting position !!! Phased-out product !!! Successor is SIRIUS 3RT2 | - | 0 | 7
3RT1023-1AP04-Z | X95 | 3RT1023-1AP04-ZX95 | 1 | UN | 1 | 15 | C | D | N | N | 85364900 | 1 | 4011209491526 | 0.394 | KG | 93.1 | 93.1 | CP02 | CP02 | Power contactor, AC-3 9 A, 4 kW / 400 V 230 V AC, 50 Hz 3-pole, Size S0 Screw terminal with 2 NO + 2 NC Reusable packaging Pack = 52 units !!! Phased-out product !!! Successor is SIRIUS 3RT2 Preferred successor type is >>3RT2023-1AP04-ZX95<< | - | 0 | 7
3RT1023-1AP60 |  | 3RT1023-1AP60 | 1 | UN | 1 | 15 | C | D | N | N | 85364900 | 1 | 4011209375048 | 0.338 | KG | 51.59 | 51.59 | CP02 | CP02 | Power contactor, AC-3 9 A, 4 kW / 400 V 220 V AC, 50 Hz / 240 V, 60 Hz 3-pole, Size S0 Screw terminal !!! Phased-out product !!! Successor is SIRIUS 3RT2 Preferred successor type is >>3RT2023-1AP60<< | - | 0 | 7
3RT1023-1AP64 |  | 3RT1023-1AP64 | 1 | UN | 1 | 15 | C | D | N | N | 85364900 | 1 | 4011209550834 | 0.412 | KG | 93.1 | 93.1 | CP02 | CP02 | Power contactor, AC-3 9 A, 4 kW / 400 V 220 V AC, 50 Hz / 240 V, 60 Hz 3-pole, Size S0 screw terminal, 2 NO + 2 NC !!! Phased-out product !!! Successor is SIRIUS 3RT2 | - | 0 | 7
3RT1023-1AP80-0KR0 |  | 3RT1023-1AP80-0KR0 | 1 | UN | 1 | 30 | D | D | N | N | 85364900 | 1 | 4011209777224 | 0.38 | KG | 59.66 | 59.66 | CP02 | CP02 | Power contactor, AC-3 9 A, 4 kW / 400 V 3-pole, Size S0 Screw terminal 230-240 V AC, 50/60 Hz Special-purpose device !!! Phased-out product !!! Successor is SIRIUS 3RT2 | - | 0 | 7
3RT1023-1AP80-0KR0-Z | W97 | 3RT1023-1AP80-0KR0-ZW97 | 1 | UN | 1 | 0 | A | D | N | N | 85364900 | 24 | 4011209826359 | 0.335 | KG | 59.66 | 59.66 | CP02 | CP02 | Power contactor, AC-3 9 A, 4 kW / 400 V 3-pole, Size S0 Screw terminal 230-240 V AC, 50/60 Hz Multi-unit packaging 24 units !!! Phased-out product !!! Successor is SIRIUS 3RT2 | - | 0 | 7
3RT1023-1AP80-0KR0-Z | X95 | 3RT1023-1AP80-0KR0-ZX95 | 1 | UN | 1 | 10 | C | D | N | N | 85364900 | 96 | 4011209789234 | 0.318 | KG | 59.66 | 59.66 | CP02 | CP02 | Power contactor, AC-3 9 A, 4 kW / 400 V 3-pole, Size S0 Screw terminal 230-240 V AC, 50/60 Hz Special-purpose device !!! Phased-out product !!! Successor is SIRIUS 3RT2 | - | 0 | 7
3RT1023-1AR60 |  | 3RT1023-1AR60 | 1 | UN | 1 | 15 | C | D | N | N | 85364900 | 1 | 4011209494213 | 0.342 | KG | 56.24 | 56.24 | CP02 | CP02 | Power contactor, AC-3 9 A, 4 kW / 400 V 400 V AC, 50 Hz / 60 Hz 440 V, 60 Hz 3-pole, Size S0 Screw terminal !!! Phased-out product !!! Successor is SIRIUS 3RT2 Preferred successor type is >>3RT2016-1AR61<< | - | 0 | 7
3RT1023-1AR64 |  | 3RT1023-1AR64 | 1 | UN | 1 | 15 | C | D | N | N | 85364900 | 1 | 4011209494244 | 0.411 | KG | 97.85 | 97.85 | CP02 | CP02 | Power contactor, AC-3 9 A, 4 kW / 400 V 400 V AC, 50 Hz / 60 Hz 440 V, 60 Hz 3-pole, Size S0 Screw terminal with 2 NO + 2 NC !!! Phased-out product !!! Successor is SIRIUS 3RT2 | - | 0 | 7
3RT1023-1AT60 |  | 3RT1023-1AT60 | 1 | UN | 1 | 30 | D | D | N | N | 85364900 | 1 | 4011209382633 | 0.342 | KG | 56.24 | 56.24 | CP02 | CP02 | Power contactor, AC-3 9 A, 4 kW / 400 V 600 V AC, 3-pole Size S0 Screw terminal !!! Phased-out product !!! Successor is SIRIUS 3RT2 Preferred successor type is >>3RT2023-1AT60<< | - | 0 | 7
3RT1023-1AU00 |  | 3RT1023-1AU00 | 1 | UN | 1 | 15 | C | D | N | N | 85364900 | 1 | 4011209538337 | 0.342 | KG | 51.59 | 51.59 | CP02 | CP02 | Power contactor, AC-3 9 A, 4 kW / 400 V 240 V AC, 50 Hz, 3-pole Size S0 Screw terminal !!! Phased-out product !!! Successor is SIRIUS 3RT2 Preferred successor type is >>3RT2023-1AU00<< | - | 0 | 7
3RT1023-1AU60 |  | 3RT1023-1AU60 | 1 | UN | 1 | 30 | D | D | N | N | 85364900 | 1 | 4011209390997 | 0.35 | KG | 64.41 | 64.41 | CP02 | CP02 | Power contactor, AC-3 9 A, 4 kW / 400 V 277 V AC, 60 Hz, 3-pole, Size S0 Screw terminal !!! Phased-out product !!! Successor is SIRIUS 3RT2 Preferred successor type is >>3RT2023-1NP30<< | - | 0 | 7
3RT1023-1AV00 |  | 3RT1023-1AV00 | 1 | UN | 1 | 5 | B | D | N | N | 85364900 | 1 | 4011209472273 | 0.338 | KG | 56.24 | 56.24 | CP02 | CP02 | Power contactor, AC-3 9 A, 4 kW / 400 V 400 V AC, 50 Hz 3-pole, Size S0 Screw terminal !!! Phased-out product !!! Successor is SIRIUS 3RT2 Preferred successor type is >>3RT2023-1AV00<< | - | 0 | 7
3RT1023-1AV04 |  | 3RT1023-1AV04 | 1 | UN | 1 | 15 | C | D | N | N | 85364900 | 1 | 4011209472280 | 0.409 | KG | 97.85 | 97.85 | CP02 | CP02 | Power contactor, AC-3 9 A, 4 kW / 400 V 400 V AC, 50 Hz 3-pole, Size S0 Screw terminal with 2 NO + 2 NC !!! Phased-out product !!! Successor is SIRIUS 3RT2 Preferred successor type is >>3RT2023-1AV04<< | - | 0 | 7
3RT1023-1AV60 |  | 3RT1023-1AV60 | 1 | UN | 1 | 20 | D | D | N | N | 85364900 | 1 | 4011209391000 | 0.342 | KG | 58.81 | 58.81 | CP02 | CP02 | Power contactor, AC-3 9 A, 4 kW / 400 V 480 V AC, 60 Hz 3-pole, Size S0 Screw terminal !!! Phased-out product !!! Successor is SIRIUS 3RT2 Preferred successor type is >>3RT2023-1AV60<< | - | 0 | 7
3RT1023-1BA40 |  | 3RT1023-1BA40 | 1 | UN | 1 | 15 | C | D | N | N | 85364900 | 1 | 4011209559042 | 0.565 | KG | 121.6 | 121.6 | CP02 | CP02 | Power contactor, AC-3 9 A, 4 kW / 400 V 12 V DC, 3-pole, Size S0 Screw terminal !!! Phased-out product !!! Successor is SIRIUS 3RT2 Preferred successor type is >>3RT2016-1BA41<< | - | 0 | 7
3RT1023-1BB40 |  | 3RT1023-1BB40 | 1 | UN | 1 | 5 | B | D | N | N | 85364900 | 1 | 4011209375055 | 0.571 | KG | 114 | 114 | CP02 | CP02 | Power contactor, AC-3 9 A, 4 kW / 400 V 24 V DC, 3-pole, Size S0 Screw terminal !!! Phased-out product !!! Successor is SIRIUS 3RT2 Preferred successor type is >>3RT2023-1BB40<< | - | 0 | 7
3RT1023-1BB40-1AA0 |  | 3RT1023-1BB40-1AA0 | 1 | UN | 1 | 15 | C | D | N | N | 85364900 | 1 | 4011209554177 | 0.565 | KG | 145.35 | 145.35 | CP02 | CP02 | Power contactor, AC-3 9 A, 4 kW / 400 V 24 V DC, 50 Hz, 3-pole Size S0 Screw terminal Upright mounting position !!! Phased-out product !!! Successor is SIRIUS 3RT2 Preferred successor type is >>3RT2016-1BB41-1AA0<< | - | 0 | 7
3RT1023-1BB40-Z | W95 | 3RT1023-1BB40-ZW95 | 1 | UN | 1 | 15 | C | D | N | N | 85364900 | 52 |  | 0.555 | KG | 131.1 | 131.1 | CP02 | CP02 | Power contactor, AC-3 9 A, 4 kW / 400 V 24 V DC, 50 Hz, 3-pole Size S0 Screw terminal Multi-unit packaging Pack = 52 units !!! Phased-out product !!! Successor is SIRIUS 3RT2 | - | 0 | 9
3RT1023-1BB40-Z | W96 | 3RT1023-1BB40-ZW96 | 1 | UN | 1 | 15 | C | D | N | N | 85364900 | 35 | 4011209589919 | 0.555 | KG | 131.1 | 131.1 | CP02 | CP02 | Power contactor, AC-3 9 A, 4 kW / 400 V 24 V DC, 50 Hz, 3-pole Size S0 Screw terminal Multi-unit packaging Pack = 35 units !!! Phased-out product !!! Successor is SIRIUS 3RT2 | - | 0 | 9
3RT1023-1BB40-Z | W97 | 3RT1023-1BB40-ZW97 | 1 | UN | 1 | 15 | C | D | N | N | 85364900 | 17 | 4011209493247 | 0.31 | KG | 131.1 | 131.1 | CP02 | CP02 | Power contactor, AC-3 9 A, 4 kW / 400 V 24 V DC, 50 Hz, 3-pole Size S0 Screw terminal Multi-unit packaging Pack = 17 units !!! Phased-out product !!! Successor is SIRIUS 3RT2 Preferred successor type is >>3RT2023-1BB40-ZW97<< | - | 0 | 7
3RT1023-1BB40-Z | W98 | 3RT1023-1BB40-ZW98 | 1 | UN | 1 | 15 | C | D | N | N | 85364900 | 10 | 4011209586734 | 0.555 | KG | 131.1 | 131.1 | CP02 | CP02 | Power contactor, AC-3 9 A, 4 kW / 400 V 24 V DC, 50 Hz, 3-pole Size S0 Screw terminal Multi-unit packaging Pack = 10 units !!! Phased-out product !!! Successor is SIRIUS 3RT2 | - | 0 | 9
3RT1023-1BB40-Z | X95 | 3RT1023-1BB40-ZX95 | 1 | UN | 1 | 15 | C | D | N | N | 85364900 | 52 | 4011209493384 | 0.555 | KG | 131.1 | 131.1 | CP02 | CP02 | Power contactor, AC-3 9 A, 4 kW / 400 V 24 V DC, 50 Hz, 3-pole Size S0 Screw terminal Reusable packaging Pack = 52 units !!! Phased-out product !!! Successor is SIRIUS 3RT2 Preferred successor type is >>3RT2023-1BB40-ZX95<< | - | 0 | 7
3RT1023-1BB44 |  | 3RT1023-1BB44 | 1 | UN | 1 | 5 | B | D | N | N | 85364900 | 1 | 4011209449565 | 0.642 | KG | 143.45 | 143.45 | CP02 | CP02 | Power contactor, AC-3 9 A, 4 kW / 400 V 24 V DC 3-pole, 2 NO + 2 NC, Size S0 Screw terminal !!! Phased-out product !!! Successor is SIRIUS 3RT2 Preferred successor type is >>3RT2023-1BB44<< | - | 0 | 7
3RT1023-1BB44-1AA0 |  | 3RT1023-1BB44-1AA0 | 1 | UN | 1 | 15 | C | D | N | N | 85364900 | 1 | 4011209554511 | 0.638 | KG | 157.7 | 157.7 | CP02 | CP02 | Power contactor, AC-3 9 A, 4 kW / 400 V 24 V DC 3-pole, 2 NO + 2 NC, Size S0 Screw terminal Upright mounting position !!! Phased-out product !!! Successor is SIRIUS 3RT2 | - | 0 | 7
3RT1023-1BD40 |  | 3RT1023-1BD40 | 1 | UN | 1 | 20 | D | D | N | N | 85364900 | 1 | 4011209514270 | 0.569 | KG | 126.35 | 126.35 | CP02 | CP02 | Power contactor, AC-3 9 A, 4 kW / 400 V 42 V DC, 3-pole, Size S0 Screw terminal !!! Phased-out product !!! Successor is SIRIUS 3RT2 Preferred successor type is >>3RT2023-1BD40<< | - | 0 | 7
3RT1023-1BD44 |  | 3RT1023-1BD44 | 1 | UN | 1 | 15 | C | D | N | N | 85364900 | 1 | 4011209514263 | 0.634 | KG | 170.05 | 170.05 | CP02 | CP02 | Power contactor, AC-3 9 A, 4 kW / 400 V 42 V DC 3-pole, 2 NO + 2 NC Size S0, Screw terminal !!! Phased-out product !!! Successor is SIRIUS 3RT2 | - | 0 | 7
3RT1023-1BE40 |  | 3RT1023-1BE40 | 1 | UN | 1 | 15 | C | D | N | N | 85364900 | 1 | 4011209565562 | 0.57 | KG | 160.55 | 160.55 | CP02 | CP02 | Power contactor, AC-3 9 A, 4 kW / 400 V 60 V DC 3-pole, Size S0 Screw terminal !!! Phased-out product !!! Successor is SIRIUS 3RT2 Preferred successor type is >>3RT2023-1BE40<< | - | 0 | 7
3RT1023-1BE44 |  | 3RT1023-1BE44 | 1 | UN | 1 | 15 | C | D | N | N | 85364900 | 1 | 4011209449572 | 0.637 | KG | 170.05 | 170.05 | CP02 | CP02 | Power contactor, AC-3 9 A, 4 kW / 400 V 60 V DC 3-pole, 2 NO + 2 NC Size S0, Screw terminal !!! Phased-out product !!! Successor is SIRIUS 3RT2 | - | 0 | 7
3RT1023-1BF40 |  | 3RT1023-1BF40 | 1 | UN | 1 | 15 | C | D | N | N | 85364900 | 1 | 4011209391031 | 0.574 | KG | 114 | 114 | CP02 | CP02 | Power contactor, AC-3 9 A, 4 kW / 400 V 110 V DC, 3-pole, Size S0 Screw terminal !!! Phased-out product !!! Successor is SIRIUS 3RT2 Preferred successor type is >>3RT2023-1BF40<< | - | 0 | 7
3RT1023-1BF40-Z | X95 | 3RT1023-1BF40-ZX95 | 1 | UN | 1 | 15 | C | D | N | N | 85364900 | 52 | 4011209559240 | 0.562 | KG | 131.1 | 131.1 | CP02 | CP02 | Power contactor, AC-3 9 A, 4 kW / 400 V 110 V DC, 3-pole, Size S0 Screw terminal Reusable packaging Pack = 52 units !!! Phased-out product !!! Successor is SIRIUS 3RT2 | - | 0 | 7
3RT1023-1BF44 |  | 3RT1023-1BF44 | 1 | UN | 1 | 20 | D | D | N | N | 85364900 | 1 | 4011209449589 | 0.637 | KG | 151.05 | 151.05 | CP02 | CP02 | Power contactor, AC-3 9 A, 4 kW / 400 V 110 V DC 3-pole, 2 NO + 2 NC, Size S0 Screw terminal !!! Phased-out product !!! Successor is SIRIUS 3RT2 Preferred successor type is >>3RT2024-1BF44<< | - | 0 | 7
3RT1023-1BG40 |  | 3RT1023-1BG40 | 1 | UN | 1 | 15 | C | D | N | N | 85364900 | 1 | 4011209514287 | 0.569 | KG | 121.6 | 121.6 | CP02 | CP02 | Power contactor, AC-3 9 A, 4 kW / 400 V 125 V DC, 3-pole, Size S0 Screw terminal !!! Phased-out product !!! Successor is SIRIUS 3RT2 Preferred successor type is >>3RT2023-1BG40<< | - | 0 | 7
3RT1023-1BG44 |  | 3RT1023-1BG44 | 1 | UN | 1 | 15 | C | D | N | N | 85364900 | 1 | 4011209514294 | 0.645 | KG | 150.1 | 150.1 | CP02 | CP02 | Power contactor, AC-3 9 A, 4 kW / 400 V 125 V DC 3-pole, 2 NO + 2 NC, Size S0 Screw terminal !!! Phased-out product !!! Successor is SIRIUS 3RT2 | - | 0 | 7
3RT1023-1BM40 |  | 3RT1023-1BM40 | 1 | UN | 1 | 15 | C | D | N | N | 85364900 | 1 | 4011209446748 | 0.575 | KG | 114 | 114 | CP02 | CP02 | Power contactor, AC-3 9 A, 4 kW / 400 V 220 V DC, 3-pole, Size S0 Screw terminal !!! Phased-out product !!! Successor is SIRIUS 3RT2 Preferred successor type is >>3RT2024-1BM40<< | - | 0 | 7
3RT1023-1BM40-Z | W97 | 3RT1023-1BM40-ZW97 | 1 | UN | 1 | 15 | C | D | N | N | 85364900 | 17 |  | 0.31 | KG | 131.1 | 131.1 | CP02 | CP02 | Power contactor, AC-3 9 A, 4 kW / 400 V 220 V DC, 3-pole, Size S0 Screw terminal Multi-unit packaging Pack = 17 units !!! Phased-out product !!! Successor is SIRIUS 3RT2 | - | 0 | 7
3RT1023-1BM40-Z | W98 | 3RT1023-1BM40-ZW98 | 1 | UN | 1 | 20 | D | D | N | N | 85364900 | 10 | 4011209768499 | 0.31 | KG | 114 | 114 | CP02 | CP02 | Power contactor, AC-3 9 A, 4 kW / 400 V 220 V DC, 3-pole, Size S0 Screw terminal Multi-unit packaging Pack = 10 units !!! Phased-out product !!! Successor is SIRIUS 3RT2 | - | 0 | 7
3RT1023-1BM40-Z | X95 | 3RT1023-1BM40-ZX95 | 1 | UN | 1 | 20 | D | D | N | N | 85364900 | 52 | 4011209677500 | 0.552 | KG | 114 | 114 | CP02 | CP02 | Power contactor, AC-3 9 A, 4 kW / 400 V 220 V DC, 3-pole, Size S0 Screw terminal Reusable packaging Pack = 52 units !!! Phased-out product !!! Successor is SIRIUS 3RT2 | - | 0 | 9
3RT1023-1BM44 |  | 3RT1023-1BM44 | 1 | UN | 1 | 15 | C | D | N | N | 85364900 | 1 | 4011209449596 | 0.65 | KG | 143.45 | 143.45 | CP02 | CP02 | Power contactor, AC-3 9 A, 4 kW / 400 V 220 V DC 3-pole, 2 NO + 2 NC, Size S0 Screw terminal !!! Phased-out product !!! Successor is SIRIUS 3RT2 Preferred successor type is >>3RT2024-1BM44<< | - | 0 | 7
3RT1023-1BM45 |  | 3RT1023-1BM45 | 1 | UN | 1 | 15 | C | D | N | N | 85364900 | 1 | 4011209890794 | 0.62 | KG | 161.5 | 161.5 | CP02 | CP02 | Power contactor, AC-3 9 A, 4 kW / 400 V 220 V DC, 3-pole, Size S0 3-pole, 1 NO + 1 NC, Size S0 left Screw terminal !!! Phased-out product !!! Successor is SIRIUS 3RT2 | - | 0 | 7
3RT1023-1BM45-Z | W96 | 3RT1023-1BM45-ZW96 | 1 | UN | 1 | 5 | B | D | N | N | 85364900 | 30 |  | 0.58 | KG | 161.5 | 161.5 | CP02 | CP02 | Power contactor, AC-3 9 A, 4 kW / 400 V 220 V DC, 3-pole, Size S0 3-pole, 1 NO + 1 NC, Size S0, left Screw terminal Reusable packaging = 60 units !!! Phased-out product !!! Successor is SIRIUS 3RT2 | - | 0 | 9
3RT1023-1BM45-Z | W97 | 3RT1023-1BM45-ZW97 | 1 | UN | 1 | 5 | B | D | N | N | 85364900 | 15 |  | 0.58 | KG | 161.5 | 161.5 | CP02 | CP02 | Power contactor, AC-3 9 A, 4 kW / 400 V 220 V DC, 3-pole, Size S0, 3-pole, 1 NO + 1 NC, Size S0, left Screw terminal Multi-unit packaging = 15 units !!! Phased-out product !!! Successor is SIRIUS 3RT2 | - | 0 | 9
3RT1023-1BP40 |  | 3RT1023-1BP40 | 1 | UN | 1 | 15 | C | D | N | N | 85364900 | 1 | 4011209391048 | 0.581 | KG | 137.75 | 137.75 | CP02 | CP02 | Power contactor, AC-3 9 A, 4 kW / 400 V 230 V DC, 3-pole, Size S0 Screw terminal !!! Phased-out product !!! Successor is SIRIUS 3RT2 Preferred successor type is >>3RT2016-1BP41<< | - | 0 | 7
3RT1023-1BP44 |  | 3RT1023-1BP44 | 1 | UN | 1 | 15 | C | D | N | N | 85364900 | 1 | 4011209449602 | 0.649 | KG | 170.05 | 170.05 | CP02 | CP02 | Power contactor, AC-3 9 A, 4 kW / 400 V 230 V DC 3-pole, 2 NO + 2 NC, Size S0, Screw terminal !!! Phased-out product !!! Successor is SIRIUS 3RT2 | - | 0 | 7
3RT1023-1BW40 |  | 3RT1023-1BW40 | 1 | UN | 1 | 15 | C | D | N | N | 85364900 | 1 | 4011209391055 | 0.57 | KG | 114 | 114 | CP02 | CP02 | Power contactor, AC-3 9 A, 4 kW / 400 V 48 V DC, 3-pole, Size S0 Screw terminal !!! Phased-out product !!! Successor is SIRIUS 3RT2 Preferred successor type is >>3RT2023-1BW40<< | - | 0 | 7
3RT1023-1BW44 |  | 3RT1023-1BW44 | 1 | UN | 1 | 15 | C | D | N | N | 85364900 | 1 | 4011209449619 | 0.642 | KG | 143.45 | 143.45 | CP02 | CP02 | Power contactor, AC-3 9 A, 4 kW / 400 V 48 V DC 3-pole, 2 NO + 2 NC, Size S0 Screw terminal !!! Phased-out product !!! Successor is SIRIUS 3RT2 | - | 0 | 7
3RT1023-1CP04-0KV0 |  | 3RT1023-1CP04-0KV0 | 1 | UN | 1 | 15 | C | D | N | N | 85364900 | 1 | 4011209439832 | 0.418 | KG | 108.3 | 108.3 | CP02 | CP02 | Power contactor, AC-3 9 A, 4 kW / 400 V 230 V AC, 50 Hz, Size S0 Auxiliary switch block 2 NO + 2 NC, built-on varistor !!! Phased-out product !!! Successor is SIRIUS 3RT2 | - | 0 | 7
3RT1023-1DB44 |  | 3RT1023-1DB44 | 1 | UN | 1 | 15 | C | D | N | N | 85364900 | 1 | 4011209545205 | 0.647 | KG | 194.75 | 194.75 | CP02 | CP02 | Power contactor, AC-3 9 A, 4 kW / 400 V 24 V DC, Size S0 Auxiliary switch block 2 NO + 2 NC !!! Phased-out product !!! Successor is SIRIUS 3RT2 | - | 0 | 9
3RT1023-1DB44-0KV0 |  | 3RT1023-1DB44-0KV0 | 1 | UN | 1 | 5 | B | D | N | N | 85364900 | 1 | 4011209439849 | 0.649 | KG | 174.8 | 174.8 | CP02 | CP02 | Power contactor, AC-3 9 A, 4 kW / 400 V 24 V DC, Size S0 Auxiliary switch block 2 NO + 2 NC, built-on varistor !!! Phased-out product !!! Successor is SIRIUS 3RT2 | - | 0 | 7
3RT1023-3AB00 |  | 3RT1023-3AB00 | 1 | UN | 1 | 15 | C | D | N | N | 85364900 | 1 | 4011209446731 | 0.336 | KG | 60.33 | 60.33 | CP02 | CP02 | Power contactor, AC-3 9 A, 4 kW / 400 V 24 V AC, 50 Hz, 3-pole Size S0 Spring-type terminal !!! Phased-out product !!! Successor is SIRIUS 3RT2 Preferred successor type is >>3RT2024-2AB00<< | - | 0 | 7
3RT1023-3AC20 |  | 3RT1023-3AC20 | 1 | UN | 1 | 15 | C | D | N | N | 85364900 | 1 | 4011209385795 | 0.334 | KG | 52.63 | 52.63 | CP02 | CP02 | Power contactor, AC-3 9 A, 4 kW / 400 V 24 V AC, 50/60 Hz 3-pole, Size S0 Spring-type terminal !!! Phased-out product !!! Successor is SIRIUS 3RT2 Preferred successor type is >>3RT2016-2AB01<< | - | 0 | 7
3RT1023-3AD20 |  | 3RT1023-3AD20 | 1 | UN | 1 | 30 | D | D | N | N | 85364900 | 1 | 4011209446946 | 0.335 | KG | 65.55 | 65.55 | CP02 | CP02 | Power contactor, AC-3 9 A, 4 kW / 400 V 42 V AC, 50 Hz, 3-pole, Size S0 Spring-type terminal !!! Phased-out product !!! Successor is SIRIUS 3RT2 | - | 0 | 7
3RT1023-3AF00 |  | 3RT1023-3AF00 | 1 | UN | 1 | 15 | C | D | N | N | 85364900 | 1 | 4011209446687 | 0.335 | KG | 52.63 | 52.63 | CP02 | CP02 | Power contactor, AC-3 9 A, 4 kW / 400 V 110 V AC, 50 Hz 3-pole, Size S0 Spring-type terminal !!! Phased-out product !!! Successor is SIRIUS 3RT2 Preferred successor type is >>3RT2024-2AF00<< | - | 0 | 7
3RT1023-3AG20 |  | 3RT1023-3AG20 | 1 | UN | 1 | 15 | C | D | N | N | 85364900 | 1 | 4011209496514 | 0.341 | KG | 52.63 | 52.63 | CP02 | CP02 | Power contactor, AC-3 9 A, 4 kW / 400 V 110 V AC, 50 Hz 3-pole, Size S0 Spring-type terminal !!! Phased-out product !!! Successor is SIRIUS 3RT2 Preferred successor type is >>3RT2016-2AF01<< | - | 0 | 7
3RT1023-3AG60 |  | 3RT1023-3AG60 | 1 | UN | 1 | 7 | C | D | N | N | 85364900 | 1 | 4011209494251 | 0.31 | KG | 65.55 | 65.55 | CP02 | CP02 | Power contactor, AC-3 9 A, 4 kW / 400 V 100 V AC, 50 Hz / 100-110 V 60 Hz, 3-pole, Size S0, Spring-type terminal !!! Phased-out product !!! Successor is SIRIUS 3RT2 | - | 0 | 9
3RT1023-3AK60 |  | 3RT1023-3AK60 | 1 | UN | 1 | 20 | D | D | N | N | 85364900 | 1 | 4011209385801 | 0.336 | KG | 55.1 | 55.1 | CP02 | CP02 | Power contactor, AC-3 9 A, 4 kW / 400 V 110 V AC, 50 Hz / 120 V, 60 Hz 3-pole, Size S0 Spring-type terminal !!! Phased-out product !!! Successor is SIRIUS 3RT2 Preferred successor type is >>3RT2016-2AK61<< | - | 0 | 7
3RT1023-3AL20 |  | 3RT1023-3AL20 | 1 | UN | 1 | 15 | C | D | N | N | 85364900 | 1 | 4011209519732 | 0.342 | KG | 52.63 | 52.63 | CP02 | CP02 | Power contactor, AC-3 9 A, 4 kW / 400 V 230 V AC, 50/60 Hz 3-pole, Size S0 Spring-type terminal !!! Phased-out product !!! Successor is SIRIUS 3RT2 Preferred successor type is >>3RT2016-2AP01<< | - | 0 | 7
3RT1023-3AN20 |  | 3RT1023-3AN20 | 1 | UN | 1 | 15 | C | D | N | N | 85364900 | 1 | 4011209478923 | 0.339 | KG | 60.33 | 60.33 | CP02 | CP02 | Power contactor, AC-3 9 A, 4 kW / 400 V 220 V AC, 50/60 Hz 3-pole, Size S0 Spring-type terminal !!! Phased-out product !!! Successor is SIRIUS 3RT2 | - | 0 | 7
3RT1023-3AN60 |  | 3RT1023-3AN60 | 1 | UN | 1 | 30 | D | D | N | N | 85364900 | 1 | 4011209494268 | 0.337 | KG | 65.55 | 65.55 | CP02 | CP02 | Power contactor, AC-3 9 A, 4 kW / 400 V 200 V AC, 50 Hz / 200-220 V 60 Hz, 3-pole, Size S0 Spring-type terminal !!! Phased-out product !!! Successor is SIRIUS 3RT2 | - | 0 | 7
3RT1023-3AP00 |  | 3RT1023-3AP00 | 1 | UN | 1 | 5 | B | D | N | N | 85364900 | 1 | 4011209446670 | 0.336 | KG | 52.63 | 52.63 | CP02 | CP02 | Power contactor, AC-3 9 A, 4 kW / 400 V 230 V AC, 50 Hz 3-pole, Size S0 Spring-type terminal !!! Phased-out product !!! Successor is SIRIUS 3RT2 Preferred successor type is >>3RT2024-2AP00<< | - | 0 | 7
3RT1023-3AP60 |  | 3RT1023-3AP60 | 1 | UN | 1 | 30 | D | D | N | N | 85364900 | 1 | 4011209385825 | 0.341 | KG | 60.33 | 60.33 | CP02 | CP02 | Power contactor, AC-3 9 A, 4 kW / 400 V 220 V AC, 50 Hz / 240 V 60 Hz, 3-pole, Size S0 Spring-type terminal !!! Phased-out product !!! Successor is SIRIUS 3RT2 Preferred successor type is >>3RT2016-2AP61<< | - | 0 | 7
3RT1023-3AR60 |  | 3RT1023-3AR60 | 1 | UN | 1 | 30 | D | D | N | N | 85364900 | 1 | 4011209494275 | 0.339 | KG | 65.55 | 65.55 | CP02 | CP02 | Power contactor, AC-3 9 A, 4 kW / 400 V 400 V AC, 50 Hz / 60 Hz, 440 V 60 Hz, 3-pole, Size S0 Spring-type terminal !!! Phased-out product !!! Successor is SIRIUS 3RT2 | - | 0 | 7
3RT1023-3AT60 |  | 3RT1023-3AT60 | 1 | UN | 1 | 30 | D | D | N | N | 85364900 | 1 | 4011209385832 | 0.343 | KG | 65.55 | 65.55 | CP02 | CP02 | Power contactor, AC-3 9 A, 4 kW / 400 V 600 V AC, 60 Hz, 3-pole Size S0 Spring-type terminal !!! Phased-out product !!! Successor is SIRIUS 3RT2 | - | 0 | 7
3RT1023-3AV60 |  | 3RT1023-3AV60 | 1 | UN | 1 | 30 | D | D | N | N | 85364900 | 1 | 4011209391017 | 0.355 | KG | 65.55 | 65.55 | CP02 | CP02 | Power contactor, AC-3 9 A, 4 kW / 400 V 480 V AC, 60 Hz 3-pole, Size S0 Spring-type terminal !!! Phased-out product !!! Successor is SIRIUS 3RT2 | - | 0 | 7
3RT1023-3BB40 |  | 3RT1023-3BB40 | 1 | UN | 1 | 5 | B | D | N | N | 85364900 | 1 | 4011209385849 | 0.566 | KG | 115.9 | 115.9 | CP02 | CP02 | Power contactor, AC-3 9 A, 4 kW / 400 V 24 V DC, 3-pole, Size S0 Spring-type terminal !!! Phased-out product !!! Successor is SIRIUS 3RT2 Preferred successor type is >>3RT2024-2BB40<< | - | 0 | 7
3RT1023-3BB40-1AA0 |  | 3RT1023-3BB40-1AA0 | 1 | UN | 1 | 15 | C | D | N | N | 85364900 | 1 | 4011209554122 | 0.566 | KG | 148.2 | 148.2 | CP02 | CP02 | Power contactor, AC-3 9 A, 4 kW / 400 V 24 V DC, 3-pole, Size S0 Spring-type terminal Upright mounting position !!! Phased-out product !!! Successor is SIRIUS 3RT2 | - | 0 | 7
3RT1023-3BB40-Z | W95 | 3RT1023-3BB40-ZW95 | 1 | UN | 1 | 15 | C | D | N | N | 85364900 | 52 | 4011209581487 | 0.566 | KG | 133 | 133 | CP02 | CP02 | Power contactor, AC-3 9 A, 4 kW / 400 V 24 V DC, 3-pole, Size S0 Spring-type terminal Multi-unit packaging Pack = 52 units !!! Phased-out product !!! Successor is SIRIUS 3RT2 | - | 0 | 7
3RT1023-3BB40-Z | X95 | 3RT1023-3BB40-ZX95 | 1 | UN | 1 | 15 | C | D | N | N | 85364900 | 52 | 4011209580701 | 0.566 | KG | 133 | 133 | CP02 | CP02 | Power contactor, AC-3 9 A, 4 kW / 400 V 24 V DC, 3-pole, Size S0 Spring-type terminal Multi-unit packaging Pack = 52 units !!! Phased-out product !!! Successor is SIRIUS 3RT2 | - | 0 | 7
3RT1023-3BD40 |  | 3RT1023-3BD40 | 1 | UN | 1 | 15 | C | D | N | N | 85364900 | 1 | 4011209556027 | 0.563 | KG | 140.6 | 140.6 | CP02 | CP02 | Power contactor, AC-3 9 A, 4 kW / 400 V 42 V DC, 3-pole, Size S0 Spring-type terminal !!! Phased-out product !!! Successor is SIRIUS 3RT2 | - | 0 | 7
3RT1023-3BF40 |  | 3RT1023-3BF40 | 1 | UN | 1 | 15 | C | D | N | N | 85364900 | 1 | 4011209391086 | 0.567 | KG | 115.9 | 115.9 | CP02 | CP02 | Power contactor, AC-3 9 A, 4 kW / 400 V 110 V DC, 3-pole, Size S0 Spring-type terminal !!! Phased-out product !!! Successor is SIRIUS 3RT2 Preferred successor type is >>3RT2024-2BF40<< | - | 0 | 7
3RT1023-3BM40 |  | 3RT1023-3BM40 | 1 | UN | 1 | 15 | C | D | N | N | 85364900 | 1 | 4011209446663 | 0.57 | KG | 133 | 133 | CP02 | CP02 | Power contactor, AC-3 9 A, 4 kW / 400 V 220 V DC, 3-pole, Size S0 Spring-type terminal !!! Phased-out product !!! Successor is SIRIUS 3RT2 Preferred successor type is >>3RT2016-2BM41<< | - | 0 | 7
3RT1023-3BP40 |  | 3RT1023-3BP40 | 1 | UN | 1 | 5 | B | D | N | N | 85364900 | 1 | 4011209391079 | 0.583 | KG | 140.6 | 140.6 | CP02 | CP02 | Power contactor, AC-3 9 A, 4 kW / 400 V 230 V DC, 3-pole, Size S0 Spring-type terminal !!! Phased-out product !!! Successor is SIRIUS 3RT2 | - | 0 | 9
3RT1023-3BW40 |  | 3RT1023-3BW40 | 1 | UN | 1 | 5 | B | D | N | N | 85364900 | 1 | 4011209391062 | 0.567 | KG | 133 | 133 | CP02 | CP02 | Power contactor, AC-3 9 A, 4 kW / 400 V 48 V DC, 3-pole, Size S0 Spring-type terminal !!! Phased-out product !!! Successor is SIRIUS 3RT2 | - | 0 | 9
3RT1024-1AB00 |  | 3RT1024-1AB00 | 1 | UN | 1 | 5 | B | D | N | N | 85364900 | 1 | 4011209296602 | 0.341 | KG | 59 | 59 | CP02 | CP02 | Power contactor, AC-3 12 A, 5.5 kW / 400 V 24 V AC, 50 Hz, 3-pole Size S0 Screw terminal !!! Phased-out product !!! Successor is SIRIUS 3RT2 Preferred successor type is >>3RT2024-1AB00<< | - | 0 | 7
3RT1024-1AB00-1AA0 |  | 3RT1024-1AB00-1AA0 | 1 | UN | 1 | 15 | C | D | N | N | 85364900 | 1 | 4011209412187 | 0.34 | KG | 83.79 | 83.79 | CP02 | CP02 | Power contactor, AC-3 12 A, 5.5 kW / 400 V 24 V AC, 50 Hz, 3-pole Size S0 Screw terminal Upright mounting position !!! Phased-out product !!! Successor is SIRIUS 3RT2 Preferred successor type is >>3RT2024-1AB00-1AA0<< | - | 0 | 7
3RT1024-1AB00-Z | W97 | 3RT1024-1AB00-ZW97 | 1 | UN | 1 | 15 | C | D | N | N | 85364900 | 24 |  | 0.321 | KG | 67.64 | 67.64 | CP02 | CP02 | Power contactor, AC-3 12 A, 5.5 kW / 400 V 24 V AC, 50 Hz, 3-pole Size S0 Screw terminal Multi-unit packaging Pack = 12 units !!! Phased-out product !!! Successor is SIRIUS 3RT2 | - | 0 | 9
3RT1024-1AB00-Z | W98 | 3RT1024-1AB00-ZW98 | 1 | UN | 1 | 15 | C | D | N | N | 85364900 | 12 | 4047621002828 | 0.321 | KG | 67.64 | 67.64 | CP02 | CP02 | Power contactor, AC-3 12 A, 5.5 kW / 400 V 24 V AC, 50 Hz, 3-pole Size S0 Screw terminal Reusable packaging Pack = 96 units !!! Phased-out product !!! Successor is SIRIUS 3RT2 | - | 0 | 7
3RT1024-1AB00-Z | X95 | 3RT1024-1AB00-ZX95 | 1 | UN | 1 | 15 | C | D | N | N | 85364900 | 1 | 4011209364165 | 0.32 | KG | 67.64 | 67.64 | CP02 | CP02 | Power contactor, AC-3 12 A, 5.5 kW / 400 V 24 V AC, 50 Hz, 3-pole Size S0 Screw terminal Reusable packaging Pack = 96 units !!! Phased-out product !!! Successor is SIRIUS 3RT2 | - | 0 | 7
3RT1024-1AB04 |  | 3RT1024-1AB04 | 1 | UN | 1 | 5 | B | D | N | N | 85364900 | 1 | 4011209302747 | 0.412 | KG | 88.83 | 88.83 | CP02 | CP02 | Power contactor, AC-3 12 A, 5.5 kW / 400 V 24 V AC, 50 Hz 3-pole, 2 NO + 2 NC, Size S0 Screw terminal !!! Phased-out product !!! Successor is SIRIUS 3RT2 Preferred successor type is >>3RT2024-1AB04<< | - | 0 | 7
3RT1024-1AC00 |  | 3RT1024-1AC00 | 1 | UN | 1 | 20 | D | D | N | N | 85364900 | 1 | 4011209579866 | 0.344 | KG | 66.79 | 66.79 | CP02 | CP02 | Power contactor, AC-3 12 A, 5.5 kW / 400 V 32 V AC, 50/60 Hz 3-pole, Size S0 Screw terminal !!! Phased-out product !!! Successor is SIRIUS 3RT2 | - | 0 | 7
3RT1024-1AC10 |  | 3RT1024-1AC10 | 1 | UN | 1 | 40 | X | D | N | N | 85364900 | 1 | 4011209443785 | 0.343 | KG | 66.79 | 66.79 | CP02 | CP02 | Power contactor, AC-3 12 A, 5.5 kW / 400 V 24 V AC, 60 Hz 3-pole, Size S0 Screw terminal !!! Phased-out product !!! Successor is SIRIUS 3RT2 | - | 0 | 7
3RT1024-1AC20 |  | 3RT1024-1AC20 | 1 | UN | 1 | 5 | B | D | N | N | 85364900 | 1 | 4011209337367 | 0.38 | KG | 59 | 59 | CP02 | CP02 | Power contactor, AC-3 12 A, 5.5 kW / 400 V 24 V AC, 50/60 Hz 3-pole, Size S0 Screw terminal !!! Phased-out product !!! Successor is SIRIUS 3RT2 Preferred successor type is >>3RT2024-1AC20<< | - | 0 | 7
3RT1024-1AC20-Z | W95 | 3RT1024-1AC20-ZW95 | 1 | UN | 1 | 15 | C | D | N | N | 85364900 | 96 |  | 0.485 | KG | 67.64 | 67.64 | CP02 | CP02 | Power contactor, AC-3 12 A, 5.5 kW / 400 V 24 V AC, 50/60 Hz 3-pole, Size S0 Screw terminal Multi-unit packaging Pack = 96 units !!! Phased-out product !!! Successor is SIRIUS 3RT2 | - | 0 | 7
3RT1024-1AC20-Z | W96 | 3RT1024-1AC20-ZW96 | 1 | UN | 1 | 15 | C | D | N | N | 85364900 | 48 | 4011209589940 | 0.485 | KG | 67.64 | 67.64 | CP02 | CP02 | Power contactor, AC-3 12 A, 5.5 kW / 400 V 24 V AC, 50/60 Hz 3-pole, Size S0 Screw terminal Multi-unit packaging Pack = 48 units !!! Phased-out product !!! Successor is SIRIUS 3RT2 | - | 0 | 7
3RT1024-1AC20-Z | W97 | 3RT1024-1AC20-ZW97 | 1 | UN | 1 | 15 | C | D | N | N | 85364900 | 24 | 4011209436152 | 0.31 | KG | 67.64 | 67.64 | CP02 | CP02 | Power contactor, AC-3 12 A, 5.5 kW / 400 V 24 V AC, 50/60 Hz 3-pole, Size S0 Screw terminal Multi-unit packaging Pack = 24 units !!! Phased-out product !!! Successor is SIRIUS 3RT2 | - | 0 | 7
3RT1024-1AC20-Z | X95 | 3RT1024-1AC20-ZX95 | 1 | UN | 1 | 5 | B | D | N | N | 85364900 | 96 | 4011209375062 | 0.485 | KG | 67.64 | 67.64 | CP02 | CP02 | Power contactor, AC-3 12 A, 5.5 kW / 400 V 24 V AC, 50/60 Hz 3-pole, Size S0 Screw terminal Reusable packaging Pack = 96 units !!! Phased-out product !!! Successor is SIRIUS 3RT2 | - | 0 | 7
3RT1024-1AC24 |  | 3RT1024-1AC24 | 1 | UN | 1 | 15 | C | D | N | N | 85364900 | 1 | 4011209373822 | 0.405 | KG | 101.65 | 101.65 | CP02 | CP02 | Power contactor, AC-3 12 A, 5.5 kW / 400 V 24 V AC, 50/60 Hz 3-pole, 2 NO + 2 NC, Size S0 Screw terminal !!! Phased-out product !!! Successor is SIRIUS 3RT2 Preferred successor type is >>3RT2024-1AC24<< | - | 0 | 7
3RT1024-1AD00 |  | 3RT1024-1AD00 | 1 | UN | 1 | 5 | B | D | N | N | 85364900 | 1 | 4011209341418 | 0.339 | KG | 63.84 | 63.84 | CP02 | CP02 | Power contactor, AC-3 12 A, 5.5 kW / 400 V 42 V AC, 50 Hz, 3-pole Size S0 Screw terminal !!! Phased-out product !!! Successor is SIRIUS 3RT2 Preferred successor type is >>3RT2024-1AD00<< | - | 0 | 7
3RT1024-1AD04 |  | 3RT1024-1AD04 | 1 | UN | 1 | 15 | C | D | N | N | 85364900 | 1 | 4011209367661 | 0.411 | KG | 92.72 | 92.72 | CP02 | CP02 | Power contactor, AC-3 12 A, 5.5 kW / 400 V 42 V AC, 50 Hz 3-pole, 2 NO + 2 NC, Size S0 Screw terminal !!! Phased-out product !!! Successor is SIRIUS 3RT2 Preferred successor type is >>3RT2024-1AD04<< | - | 0 | 7
3RT1024-1AD20 |  | 3RT1024-1AD20 | 1 | UN | 1 | 15 | C | D | N | N | 85364900 | 1 | 4011209369412 | 0.338 | KG | 63.84 | 63.84 | CP02 | CP02 | Power contactor, AC-3 12 A, 5.5 kW / 400 V 42 V AC, 50/60 Hz 3-pole, Size S0 Screw terminal !!! Phased-out product !!! Successor is SIRIUS 3RT2 | - | 0 | 7
3RT1024-1AD24 |  | 3RT1024-1AD24 | 1 | UN | 1 | 15 | C | D | N | N | 85364900 | 1 | 4011209545762 | 0.402 | KG | 92.72 | 92.72 | CP02 | CP02 | Power contactor, AC-3 12 A, 5.5 kW / 400 V 42 V AC, 50/60 Hz 3-pole, 2 NO + 2 NC, Size S0 Screw terminal !!! Phased-out product !!! Successor is SIRIUS 3RT2 | - | 0 | 7
3RT1024-1AF00 |  | 3RT1024-1AF00 | 1 | UN | 1 | 5 | B | D | N | N | 85364900 | 1 | 4011209296619 | 0.336 | KG | 59 | 59 | CP02 | CP02 | Power contactor, AC-3 12 A, 5.5 kW / 400 V 110 V AC, 50 Hz 3-pole, Size S0 Screw terminal !!! Phased-out product !!! Successor is SIRIUS 3RT2 Preferred successor type is >>3RT2024-1AF00<< | - | 0 | 7
3RT1024-1AF00-1AA0 |  | 3RT1024-1AF00-1AA0 | 1 | UN | 1 | 15 | C | D | N | N | 85364900 | 1 | 4011209467705 | 0.34 | KG | 83.79 | 83.79 | CP02 | CP02 | Power contactor, AC-3 12 A, 5.5 kW / 400 V 110 V AC, 50 Hz 3-pole, Size S0 Screw terminal Upright mounting position !!! Phased-out product !!! Successor is SIRIUS 3RT2 | - | 0 | 7
3RT1024-1AF04 |  | 3RT1024-1AF04 | 1 | UN | 1 | 5 | B | D | N | N | 85364900 | 1 | 4011209302761 | 0.408 | KG | 88.83 | 88.83 | CP02 | CP02 | Power contactor, AC-3 12 A, 5.5 kW / 400 V 110 V AC, 50 Hz 3-pole, 2 NO + 2 NC, Size S0 Screw terminal !!! Phased-out product !!! Successor is SIRIUS 3RT2 Preferred successor type is >>3RT2024-1AF04<< | - | 0 | 7
3RT1024-1AG20 |  | 3RT1024-1AG20 | 1 | UN | 1 | 5 | B | D | N | N | 85364900 | 1 | 4011209337374 | 0.341 | KG | 59 | 59 | CP02 | CP02 | Power contactor, AC-3 12 A, 5.5 kW / 400 V 110 V AC, 50/60 Hz 3-pole, Size S0 Screw terminal !!! Phased-out product !!! Successor is SIRIUS 3RT2 Preferred successor type is >>3RT2024-1AG20<< | - | 0 | 7
3RT1024-1AG20-Z | W96 | 3RT1024-1AG20-ZW96 | 1 | UN | 1 | 15 | C | D | N | N | 85364900 | 48 |  | 0.413 | KG | 67.64 | 67.64 | CP02 | CP02 | Power contactor, AC-3 12 A, 5.5 kW / 400 V 110 V AC, 50/60 Hz 3-pole, Size S0 Screw terminal Multi-unit packaging Pack = 48 units !!! Phased-out product !!! Successor is SIRIUS 3RT2 | - | 0 | 7
3RT1024-1AG20-Z | X95 | 3RT1024-1AG20-ZX95 | 1 | UN | 1 | 5 | B | D | N | N | 85364900 | 96 | 4011209375543 | 0.33 | KG | 67.64 | 67.64 | CP02 | CP02 | Power contactor, AC-3 12 A, 5.5 kW / 400 V 110 V AC, 50/60 Hz 3-pole, Size S0 Screw terminal Reusable packaging Pack = 96 units !!! Phased-out product !!! Successor is SIRIUS 3RT2 | - | 0 | 7
3RT1024-1AG24 |  | 3RT1024-1AG24 | 1 | UN | 1 | 5 | B | D | N | N | 85364900 | 1 | 4011209349537 | 0.413 | KG | 88.83 | 88.83 | CP02 | CP02 | Power contactor, AC-3 12 A, 5.5 kW / 400 V 110 V AC, 50/60 Hz 3-pole, 2 NO + 2 NC, Size S0 Screw terminal !!! Phased-out product !!! Successor is SIRIUS 3RT2 Preferred successor type is >>3RT2024-1AG24<< | - | 0 | 7
3RT1024-1AG24-Z | W96 | 3RT1024-1AG24-ZW96 | 1 | UN | 1 | 15 | C | D | N | N | 85364900 | 24 |  | 0.413 | KG | 101.65 | 101.65 | CP02 | CP02 | Power contactor, AC-3 12 A, 5.5 kW / 400 V 2 NO, 2 NC Multi-unit packaging Pack = 24 units !!! Phased-out product !!! Successor is SIRIUS 3RT2 | - | 0 | 9
3RT1024-1AG24-Z | X95 | 3RT1024-1AG24-ZX95 | 1 | UN | 1 | 15 | C | D | N | N | 85364900 | 1 | 4011209580848 | 0.387 | KG | 101.65 | 101.65 | CP02 | CP02 | Power contactor, AC-3 12 A, 5.5 kW / 400 V 2 NO, 2 NC Multi-unit packaging Pack = 52 units !!! Phased-out product !!! Successor is SIRIUS 3RT2 | - | 0 | 7
3RT1024-1AG28-0KS2 |  | 3RT1024-1AG28-0KS2 | 1 | UN | 1 | 15 | C | D | N | N | 85364900 | 1 | 4011209538351 | 0.411 | KG | 133.95 | 133.95 | CP02 | CP02 | Power contactor, AC-3 12 A, 5.5 kW / 400 V 110 V AC, 50/60 Hz 3-pole, Size S0 Screw terminal 1 NO + auxiliary switch block 1 NO + 1 NC Electronics Schindler !!! Phased-out product !!! Successor is SIRIUS 3RT2 | - | 0 | 9
3RT1024-1AG28-0KS2-Z | W96 | 3RT1024-1AG28-0KS2-ZW96 | 1 | UN | 1 | 20 | D | D | N | N | 85364900 | 24 | 4011209550537 | 0.37 | KG | 133.95 | 133.95 | CP02 | CP02 | Power contactor, AC-3 12 A, 5.5 kW / 400 V 110 V AC, 50/60 Hz 3-pole, Size S0 Screw terminal 1 NO + auxiliary switch block 1 NO + 1 NC Electronics Schindler Multi-unit packaging Pack = 24 units !!! Phased-out product !!! Successor is SIRIUS 3RT2 | - | 0 | 9
3RT1024-1AG28-0KS2-Z | W97 | 3RT1024-1AG28-0KS2-ZW97 | 1 | UN | 1 | 5 | B | D | EAR99 | N | 85364900 | 12 | 4047621007847 | 0.396 | KG | 111.15 | 111.15 | CP02 | CP02 | Power contactor, AC-3 12 A, 5.5 kW / 400 V 110 V AC, 50 / 60 Hz 3-pole, Size S0 screw terminal 1 NO + auxiliary switch block, 1 NO + 1 NC, electronics Schindler Multi-unit packaging = 12 units ! Phased-out product! Successor is SIRIUS 3RT2 | - | 0 | 9
3RT1024-1AG28-0KS2-Z | W98 | 3RT1024-1AG28-0KS2-ZW98 | 1 | UN | 1 | 5 | B | D | EAR99 | N | 85364900 | 6 | 4047621007854 | 0.396 | KG | 111.15 | 111.15 | CP02 | CP02 | Power contactor, AC-3 12 A, 5.5 kW / 400 V 110 V AC, 50 / 60 Hz 3-pole, Size S0 screw terminal 1 NO + auxiliary switch block, 1 NO + 1 NC, electronics Multi-unit packaging = 12 units ! Phased-out product! Successor is SIRIUS 3RT2 | - | 0 | 9
3RT1024-1AG28-0KS2-Z | X95 | 3RT1024-1AG28-0KS2-ZX95 | 1 | UN | 1 | 20 | D | D | N | N | 85364900 | 52 | 4011209549524 | 0.417 | KG | 133.95 | 133.95 | CP02 | CP02 | Power contactor, AC-3 12 A, 5.5 kW / 400 V 110 V AC, 50/60 Hz 3-pole, Size S0 Screw terminal 1 NO + auxiliary switch block 1 NO + 1 NC Electronics Schindler Reusable packaging Pack = 52 units !!! Phased-out product !!! Successor is SIRIUS 3RT2 | - | 0 | 9
3RT1024-1AG60 |  | 3RT1024-1AG60 | 1 | UN | 1 | 15 | C | D | N | N | 85364900 | 1 | 4011209494282 | 0.337 | KG | 73.06 | 73.06 | CP02 | CP02 | Power contactor, AC-3 12 A, 5.5 kW / 400 V 100 V AC, 50 Hz / 100-110 V 60 Hz, 3-pole, Size S0 Screw terminal !!! Phased-out product !!! Successor is SIRIUS 3RT2 Preferred successor type is >>3RT2024-1AG60<< | - | 0 | 7
3RT1024-1AG64 |  | 3RT1024-1AG64 | 1 | UN | 1 | 15 | C | D | N | N | 85364900 | 1 | 4011209494299 | 0.408 | KG | 106.4 | 106.4 | CP02 | CP02 | Power contactor, AC-3 12 A, 5.5 kW / 400 V 100 V AC, 50 Hz / 100-110 V 60 Hz, 2 NO + 2 NC, 3-pole Size S0, Screw terminal !!! Phased-out product !!! Successor is SIRIUS 3RT2 | - | 0 | 7
3RT1024-1AH00 |  | 3RT1024-1AH00 | 1 | UN | 1 | 15 | C | D | N | N | 85364900 | 1 | 4011209340589 | 0.34 | KG | 59 | 59 | CP02 | CP02 | Power contactor, AC-3 12 A, 5.5 kW / 400 V 48 V AC, 50 Hz, 3-pole Size S0 Screw terminal !!! Phased-out product !!! Successor is SIRIUS 3RT2 Preferred successor type is >>3RT2024-1AH00<< | - | 0 | 7
3RT1024-1AH04 |  | 3RT1024-1AH04 | 1 | UN | 1 | 15 | C | D | N | N | 85364900 | 1 | 4011209352339 | 0.411 | KG | 101.65 | 101.65 | CP02 | CP02 | Power contactor, AC-3 12 A, 5.5 kW / 400 V 48 V AC, 50 Hz 3-pole, 2 NO + 2 NC, Size S0 Screw terminal !!! Phased-out product !!! Successor is SIRIUS 3RT2 | - | 0 | 7
3RT1024-1AH10 |  | 3RT1024-1AH10 | 1 | UN | 1 | 40 | X | D | N | N | 85364900 | 1 | 4011209465947 | 0.339 | KG | 66.79 | 66.79 | CP02 | CP02 | Power contactor, AC-3 12 A, 5.5 kW / 400 V 127 V AC, 60 Hz 3-pole, Size S0 Screw terminal !!! Phased-out product !!! Successor is SIRIUS 3RT2 | - | 0 | 7
3RT1024-1AH20 |  | 3RT1024-1AH20 | 1 | UN | 1 | 20 | D | D | N | N | 85364900 | 1 | 4011209438910 | 0.337 | KG | 66.79 | 66.79 | CP02 | CP02 | Power contactor, AC-3 12 A, 5.5 kW / 400 V 48 V AC, 50/60 Hz 3-pole, Size S0 Screw terminal !!! Phased-out product !!! Successor is SIRIUS 3RT2 Preferred successor type is >>3RT2024-1AH20<< | - | 0 | 7
3RT1024-1AH24 |  | 3RT1024-1AH24 | 1 | UN | 1 | 15 | C | D | N | N | 85364900 | 1 | 4011209512153 | 0.408 | KG | 106.4 | 106.4 | CP02 | CP02 | Power contactor, AC-3 12 A, 5.5 kW / 400 V 48 V AC, 50 Hz 3-pole, 2 NO + 2 NC Size S0, Screw terminal !!! Phased-out product !!! Successor is SIRIUS 3RT2 | - | 0 | 7
3RT1024-1AK60 |  | 3RT1024-1AK60 | 1 | UN | 1 | 5 | B | D | N | N | 85364900 | 1 | 4011209345911 | 0.337 | KG | 59 | 59 | CP02 | CP02 | Power contactor, AC-3 12 A, 5.5 kW / 400 V 110 V AC, 50 Hz / 120 V, 60 Hz 3-pole, Size S0 Screw terminal !!! Phased-out product !!! Successor is SIRIUS 3RT2 Preferred successor type is >>3RT2024-1AK60<< | - | 0 | 7
3RT1024-1AK60-Z | W96 | 3RT1024-1AK60-ZW96 | 1 | UN | 1 | 20 | D | D | N | N | 85364900 | 48 | 4011209826335 | 0.324 | KG | 59 | 59 | CP02 | CP02 | Power contactor, AC-3 12 A, 5.5 kW / 400 V 110 V AC, 50 Hz / 120 V, 60 Hz 3-pole, Size S0 Screw terminal Multi-unit packaging Pack = 48 units !!! Phased-out product !!! Successor is SIRIUS 3RT2 | - | 0 | 9
3RT1024-1AK60-Z | W97 | 3RT1024-1AK60-ZW97 | 1 | UN | 1 | 15 | C | D | N | N | 85364900 | 24 | 4011209505094 | 0.31 | KG | 67.64 | 67.64 | CP02 | CP02 | Power contactor, AC-3 12 A, 5.5 kW / 400 V 110 V AC, 50 Hz / 120 V, 60 Hz 3-pole, Size S0 Screw terminal Multi-unit packaging Pack = 24 units !!! Phased-out product !!! Successor is SIRIUS 3RT2 | - | 0 | 7
3RT1024-1AK60-Z | X95 | 3RT1024-1AK60-ZX95 | 1 | UN | 1 | 10 | C | D | N | N | 85364900 | 96 | 4011209402126 | 0.316 | KG | 59 | 59 | CP02 | CP02 | Power contactor, AC-3 12 A, 5.5 kW / 400 V 110 V AC, 50 Hz / 120 V, 60 Hz 3-pole, Size S0 Screw terminal Reusable packaging Pack = 96 units !!! Phased-out product !!! Successor is SIRIUS 3RT2 | - | 0 | 7
3RT1024-1AK64 |  | 3RT1024-1AK64 | 1 | UN | 1 | 15 | C | D | N | N | 85364900 | 1 | 4011209352346 | 0.406 | KG | 88.83 | 88.83 | CP02 | CP02 | Power contactor, AC-3 12 A, 5.5 kW / 400 V 110 V AC, 50 Hz / 120 V, 60 Hz 3-pole, 2 NO + 2 NC, Size S0 Screw terminal !!! Phased-out product !!! Successor is SIRIUS 3RT2 Preferred successor type is >>3RT2024-1AK64<< | - | 0 | 7
3RT1024-1AL00 |  | 3RT1024-1AL00 | 1 | UN | 1 | 15 | C | D | N | N | 85364900 | 1 | 4011209567757 | 0.338 | KG | 73.06 | 73.06 | CP02 | CP02 | Power contactor, AC-3 12 A, 5.5 kW / 400 V 125 V AC, 50 Hz 3-pole, Size S0 Screw terminal !!! Phased-out product !!! Successor is SIRIUS 3RT2 | - | 0 | 7
3RT1024-1AL20 |  | 3RT1024-1AL20 | 1 | UN | 1 | 5 | B | D | N | N | 85364900 | 1 | 4011209335561 | 0.344 | KG | 59 | 59 | CP02 | CP02 | Power contactor, AC-3 12 A, 5.5 kW / 400 V 230 V AC, 50/60 Hz 3-pole, Size S0 Screw terminal !!! Phased-out product !!! Successor is SIRIUS 3RT2 Preferred successor type is >>3RT2024-1AL20<< | - | 0 | 7
3RT1024-1AL20-1AA0 |  | 3RT1024-1AL20-1AA0 | 1 | UN | 1 | 15 | C | D | N | N | 85364900 | 1 | 4011209466159 | 0.339 | KG | 83.79 | 83.79 | CP02 | CP02 | Power contactor, AC-3 12 A, 5.5 kW / 400 V 230 V AC, 50/60 Hz 3-pole, Size S0 Screw terminal Upright mounting position !!! Phased-out product !!! Successor is SIRIUS 3RT2 | - | 0 | 7
3RT1024-1AL20-Z | W95 | 3RT1024-1AL20-ZW95 | 1 | UN | 1 | 15 | C | D | N | N | 85364900 | 96 | 4011209436732 | 0.31 | KG | 67.64 | 67.64 | CP02 | CP02 | Power contactor, AC-3 12 A, 5.5 kW / 400 V 230 V AC, 50/60 Hz 3-pole, Size S0 Screw terminal Multi-unit packaging Pack = 96 units !!! Phased-out product !!! Successor is SIRIUS 3RT2 | - | 0 | 7
3RT1024-1AL20-Z | W96 | 3RT1024-1AL20-ZW96 | 1 | UN | 1 | 15 | C | D | N | N | 85364900 | 48 | 4011209436725 | 0.31 | KG | 67.64 | 67.64 | CP02 | CP02 | Power contactor, AC-3 12 A, 5.5 kW / 400 V 230 V AC, 50/60 Hz 3-pole, Size S0 Screw terminal Multi-unit packaging Pack = 48 units !!! Phased-out product !!! Successor is SIRIUS 3RT2 Preferred successor type is >>3RT2024-1AL20-ZW96<< | - | 0 | 7
3RT1024-1AL20-Z | W97 | 3RT1024-1AL20-ZW97 | 1 | UN | 1 | 15 | C | D | N | N | 85364900 | 24 | 4011209401334 | 0.31 | KG | 67.64 | 67.64 | CP02 | CP02 | Power contactor, AC-3 12 A, 5.5 kW / 400 V 230 V AC, 50/60 Hz 3-pole, Size S0 Screw terminal Multi-unit packaging Pack = 24 units !!! Phased-out product !!! Successor is SIRIUS 3RT2 | - | 0 | 7
3RT1024-1AL20-Z | W98 | 3RT1024-1AL20-ZW98 | 1 | UN | 1 | 20 | D | D | N | N | 85364900 | 12 | 4011209640368 | 0.329 | KG | 59 | 59 | CP02 | CP02 | Power contactor, AC-3 12 A, 5.5 kW / 400 V 230 V AC, 50/60 Hz 3-pole, Size S0 Screw terminal Multi-unit packaging Pack = 12 units !!! Phased-out product !!! Successor is SIRIUS 3RT2 | - | 0 | 7
3RT1024-1AL20-Z | X95 | 3RT1024-1AL20-ZX95 | 1 | UN | 1 | 10 | C | D | N | N | 85364900 | 96 | 4011209399570 | 0.344 | KG | 59 | 59 | CP02 | CP02 | Power contactor, AC-3 12 A, 5.5 kW / 400 V 230 V AC, 50/60 Hz 3-pole, Size S0 Screw terminal Reusable packaging Pack = 96 units !!! Phased-out product !!! Successor is SIRIUS 3RT2 | - | 0 | 7
3RT1024-1AL24 |  | 3RT1024-1AL24 | 1 | UN | 1 | 5 | B | D | N | N | 85364900 | 1 | 4011209346321 | 0.414 | KG | 88.83 | 88.83 | CP02 | CP02 | Power contactor, AC-3 12 A, 5.5 kW / 400 V 230 V AC, 50/60 Hz 3-pole, 2 NO + 2 NC, Size S0 Screw terminal !!! Phased-out product !!! Successor is SIRIUS 3RT2 Preferred successor type is >>3RT2024-1AL24<< | - | 0 | 7
3RT1024-1AL24-3MA0 |  | 3RT1024-1AL24-3MA0 | 1 | UN | 1 | 15 | C | D | N | N | 85364900 | 1 | 4011209516007 | 0.415 | KG | 91.11 | 91.11 | CP02 | CP02 | Power contactor, AC-3 12 A, 5.5 kW / 400 V 2 NO + 2 NC, captive 230 V AC, 50/60 Hz 3-pole, 2 NO + 2 NC, captive Size S0, screw terminal for SUVA applications !!! Phased-out product !!! Successor is SIRIUS 3RT2 Preferred successor type is >>3RT2024-1AL24-3MA0<< | - | 0 | 7
3RT1024-1AL24-Z | W96 | 3RT1024-1AL24-ZW96 | 1 | UN | 1 | 15 | C | D | N | N | 85364900 | 24 | 4011209442344 | 0.37 | KG | 101.65 | 101.65 | CP02 | CP02 | Power contactor, AC-3 12 A, 5.5 kW / 400 V 230 V AC, 50/60 Hz 3-pole, 2 NO + 2 NC, Size S0 Screw terminal Multi-unit packaging 1 pack = 24 units !!! Phased-out product !!! Successor is SIRIUS 3RT2 | - | 0 | 7
3RT1024-1AL24-Z | W97 | 3RT1024-1AL24-ZW97 | 1 | UN | 1 | 15 | C | D | N | N | 85364900 | 12 | 4011209576186 | 0.384 | KG | 101.65 | 101.65 | CP02 | CP02 | Power contactor, AC-3 12 A, 5.5 kW / 400 V 230 V AC, 50/60 Hz 3-pole, 2 NO + 2 NC, Size S0 Screw terminal Multi-unit packaging Pack = 12 units !!! Phased-out product !!! Successor is SIRIUS 3RT2 | - | 0 | 7
3RT1024-1AL24-Z | X95 | 3RT1024-1AL24-ZX95 | 1 | UN | 1 | 15 | C | D | N | N | 85364900 | 52 | 4011209398993 | 0.411 | KG | 101.65 | 101.65 | CP02 | CP02 | Power contactor, AC-3 12 A, 5.5 kW / 400 V 230 V AC, 50/60 Hz 3-pole, 2 NO + 2 NC, Size S0 Screw terminal Reusable packaging Pack = 52 units !!! Phased-out product !!! Successor is SIRIUS 3RT2 | - | 0 | 7
3RT1024-1AM20 |  | 3RT1024-1AM20 | 1 | UN | 1 | 15 | C | D | N | N | 85364900 | 1 | 4011209382589 | 0.34 | KG | 73.06 | 73.06 | CP02 | CP02 | Power contactor, AC-3 12 A, 5.5 kW / 400 V 208 V AC, 50/60 Hz 3-pole, Size S0 Screw terminal !!! Phased-out product !!! Successor is SIRIUS 3RT2 Preferred successor type is >>3RT2024-1AM20<< | - | 0 | 7
3RT1024-1AN20 |  | 3RT1024-1AN20 | 1 | UN | 1 | 5 | B | D | N | N | 85364900 | 1 | 4011209340596 | 0.342 | KG | 59 | 59 | CP02 | CP02 | Power contactor, AC-3 12 A, 5.5 kW / 400 V 220 V AC, 50/60 Hz 3-pole, Size S0 Screw terminal !!! Phased-out product !!! Successor is SIRIUS 3RT2 Preferred successor type is >>3RT2024-1AN20<< | - | 0 | 7
3RT1024-1AN24 |  | 3RT1024-1AN24 | 1 | UN | 1 | 15 | C | D | N | N | 85364900 | 1 | 4011209352353 | 0.413 | KG | 88.83 | 88.83 | CP02 | CP02 | Power contactor, AC-3 12 A, 5.5 kW / 400 V 220 V AC, 50/60 Hz 3-pole, 2 NO + 2 NC, Size S0 Screw terminal !!! Phased-out product !!! Successor is SIRIUS 3RT2 Preferred successor type is >>3RT2024-1AN24<< | - | 0 | 7
3RT1024-1AN60 |  | 3RT1024-1AN60 | 1 | UN | 1 | 15 | C | D | N | N | 85364900 | 1 | 4011209498273 | 0.341 | KG | 73.06 | 73.06 | CP02 | CP02 | Power contactor, AC-3 12 A, 5.5 kW / 400 V 200 V AC, 50 Hz / 200-220 V 60 Hz, 3-pole, Size S0 Screw terminal !!! Phased-out product !!! Successor is SIRIUS 3RT2 Preferred successor type is >>3RT2024-1AN60<< | - | 0 | 7
3RT1024-1AN64 |  | 3RT1024-1AN64 | 1 | UN | 1 | 15 | C | D | N | N | 85364900 | 1 | 4011209498266 | 0.406 | KG | 106.4 | 106.4 | CP02 | CP02 | Power contactor, AC-3 12 A, 5.5 kW / 400 V 200 V AC, 50 Hz / 200-220 V 60 Hz, 3-pole, 2 NO + 2 NC Size S0, Screw terminal !!! Phased-out product !!! Successor is SIRIUS 3RT2 | - | 0 | 7
3RT1024-1AP00 |  | 3RT1024-1AP00 | 1 | UN | 1 | 5 | B | D | N | N | 85364900 | 1 | 4011209291027 | 0.338 | KG | 59 | 59 | CP02 | CP02 | Power contactor, AC-3 12 A, 5.5 kW / 400 V 230 V AC, 50 Hz 3-pole, Size S0 Screw terminal !!! Phased-out product !!! Successor is SIRIUS 3RT2 Preferred successor type is >>3RT2024-1AP00<< | - | 0 | 7
3RT1024-1AP00-1AA0 |  | 3RT1024-1AP00-1AA0 | 1 | UN | 1 | 15 | C | D | N | N | 85364900 | 1 | 4011209466142 | 0.339 | KG | 83.79 | 83.79 | CP02 | CP02 | Power contactor, AC-3 12 A, 5.5 kW / 400 V 230 V AC, 50 Hz 3-pole, Size S0 Screw terminal Upright mounting position !!! Phased-out product !!! Successor is SIRIUS 3RT2 Preferred successor type is >>3RT2024-1AP00-1AA0<< | - | 0 | 7
3RT1024-1AP00-Z | W95 | 3RT1024-1AP00-ZW95 | 1 | UN | 1 | 15 | C | D | N | N | 85364900 | 96 |  | 0.326 | KG | 67.64 | 67.64 | CP02 | CP02 | Power contactor, AC-3 12 A, 5.5 kW / 400 V 230 V AC, 50 Hz 3-pole, Size S0 Screw terminal Multi-unit packaging Pack = 96 units !!! Phased-out product !!! Successor is SIRIUS 3RT2 | - | 0 | 7
3RT1024-1AP00-Z | W96 | 3RT1024-1AP00-ZW96 | 1 | UN | 1 | 15 | C | D | N | N | 85364900 | 48 | 4011209375932 | 0.31 | KG | 67.64 | 67.64 | CP02 | CP02 | Power contactor, AC-3 12 A, 5.5 kW / 400 V 230 V AC, 50 Hz 3-pole, Size S0 Screw terminal Multi-unit packaging Pack = 48 units !!! Phased-out product !!! Successor is SIRIUS 3RT2 Preferred successor type is >>3RT2024-1AP00-ZW96<< | - | 0 | 7
3RT1024-1AP00-Z | W97 | 3RT1024-1AP00-ZW97 | 1 | UN | 1 | 15 | C | D | N | N | 85364900 | 24 | 4011209590694 | 0.324 | KG | 67.64 | 67.64 | CP02 | CP02 | Power contactor, AC-3 12 A, 5.5 kW / 400 V 230 V AC, 50 Hz 3-pole, Size S0 Screw terminal Multi-unit packaging Pack = 24 units !!! Phased-out product !!! Successor is SIRIUS 3RT2 Preferred successor type is >>3RT2024-1AP00-ZW97<< | - | 0 | 7
3RT1024-1AP00-Z | W98 | 3RT1024-1AP00-ZW98 | 1 | UN | 1 | 15 | C | D | N | N | 85364900 | 12 | 4011209589933 | 0.324 | KG | 67.64 | 67.64 | CP02 | CP02 | Power contactor, AC-3 12 A, 5.5 kW / 400 V 230 V AC, 50 Hz 3-pole, Size S0 Screw terminal Multi-unit packaging Pack = 12 units !!! Phased-out product !!! Successor is SIRIUS 3RT2 | - | 0 | 7
3RT1024-1AP00-Z | X95 | 3RT1024-1AP00-ZX95 | 1 | UN | 1 | 15 | C | D | N | N | 85364900 | 96 | 4011209338258 | 0.318 | KG | 67.64 | 67.64 | CP02 | CP02 | Power contactor, AC-3 12 A, 5.5 kW / 400 V 230 V AC, 50 Hz 3-pole, Size S0 Screw terminal Reusable packaging Pack = 96 units !!! Phased-out product !!! Successor is SIRIUS 3RT2 Preferred successor type is >>3RT2024-1AP00-ZX95<< | - | 0 | 7
3RT1024-1AP04 |  | 3RT1024-1AP04 | 1 | UN | 1 | 5 | B | D | N | N | 85364900 | 1 | 4011209302808 | 0.41 | KG | 88.83 | 88.83 | CP02 | CP02 | Power contactor, AC-3 12 A, 5.5 kW / 400 V 230 V AC, 50 Hz 3-pole, 2 NO + 2 NC, Size S0 Screw terminal !!! Phased-out product !!! Successor is SIRIUS 3RT2 Preferred successor type is >>3RT2024-1AP04<< | - | 0 | 7
3RT1024-1AP04-1AA0 |  | 3RT1024-1AP04-1AA0 | 1 | UN | 1 | 15 | C | D | N | N | 85364900 | 1 | 4011209412279 | 0.43 | KG | 117.8 | 117.8 | CP02 | CP02 | Power contactor, AC-3 12 A, 5.5 kW / 400 V 230 V AC, 50 Hz 3-pole, 2 NO + 2 NC, Size S0 Screw terminal Upright mounting position !!! Phased-out product !!! Successor is SIRIUS 3RT2 | - | 0 | 7
3RT1024-1AP04-Z | W95 | 3RT1024-1AP04-ZW95 | 1 | UN | 1 | 15 | C | D | N | N | 85364900 | 52 |  | 0.408 | KG | 101.65 | 101.65 | CP02 | CP02 | Power contactor, AC-3 12 A, 5.5 kW / 400 V 230 V AC, 50 Hz 3-pole, 2 NO + 2 NC, Size S0 Screw terminal Multi-unit packaging Pack quantity = 52 units !!! Phased-out product !!! Successor is SIRIUS 3RT2 | - | 0 | 7
3RT1024-1AP04-Z | W96 | 3RT1024-1AP04-ZW96 | 1 | UN | 1 | 15 | C | D | N | N | 85364900 | 24 | 4011209651753 | 0.408 | KG | 101.65 | 101.65 | CP02 | CP02 | Power contactor, AC-3 12 A, 5.5 kW / 400 V 230 V AC, 50 Hz 3-pole, 2 NO + 2 NC, Size S0 Screw terminal Multipack Z = W96 pack = 24 units !!! Phased-out product !!! Successor is SIRIUS 3RT2 | - | 0 | 7
3RT1024-1AP04-Z | W97 | 3RT1024-1AP04-ZW97 | 1 | UN | 1 | 15 | C | D | N | N | 85364900 | 12 | 4011209651760 | 0.408 | KG | 101.65 | 101.65 | CP02 | CP02 | Power contactor, AC-3 12 A, 5.5 kW / 400 V 230 V AC, 50 Hz 3-pole, 2 NO + 2 NC, Size S0 Screw terminal Multi-unit packaging = !!! Phased-out product !!! Successor is SIRIUS 3RT2 | - | 0 | 7
3RT1024-1AP04-Z | W98 | 3RT1024-1AP04-ZW98 | 1 | UN | 1 | 15 | C | D | N | N | 85364900 | 6 |  | 0.408 | KG | 101.65 | 101.65 | CP02 | CP02 | Power contactor, AC-3 12 A, 5.5 kW / 400 V 230 V AC, 50 Hz 3-pole, 2 NO + 2 NC, Size S0 Screw terminal Multi-unit packaging Pack = 6 units !!! Phased-out product !!! Successor is SIRIUS 3RT2 | - | 0 | 7
3RT1024-1AP04-Z | X95 | 3RT1024-1AP04-ZX95 | 1 | UN | 1 | 15 | C | D | N | N | 85364900 | 1 | 4011209569683 | 0.408 | KG | 101.65 | 101.65 | CP02 | CP02 | Power contactor, AC-3 12 A, 5.5 kW / 400 V 230 V AC, 50 Hz 3-pole, 2 NO + 2 NC, Size S0 Screw terminal Reusable packaging !!! Phased-out product !!! Successor is SIRIUS 3RT2 Preferred successor type is >>3RT2024-1AP04-ZX95<< | - | 0 | 9
3RT1024-1AP60 |  | 3RT1024-1AP60 | 1 | UN | 1 | 15 | C | D | N | N | 85364900 | 1 | 4011209340602 | 0.343 | KG | 59 | 59 | CP02 | CP02 | Power contactor, AC-3 12 A, 5.5 kW / 400 V 220 V AC, 50 Hz / 240 V, 60 Hz 3-pole, Size S0 Screw terminal !!! Phased-out product !!! Successor is SIRIUS 3RT2 Preferred successor type is >>3RT2024-1AP60<< | - | 0 | 7
3RT1024-1AP64 |  | 3RT1024-1AP64 | 1 | UN | 1 | 20 | D | D | N | N | 85364900 | 1 | 4011209352360 | 0.411 | KG | 92.82 | 92.82 | CP02 | CP02 | Power contactor, AC-3 12 A, 5.5 kW / 400 V 220 V AC, 50 Hz / 240 V, 60 Hz 3-pole, 2 NO + 2 NC, Size S0 Screw terminal !!! Phased-out product !!! Successor is SIRIUS 3RT2 | - | 0 | 7
3RT1024-1AQ20 |  | 3RT1024-1AQ20 | 1 | UN | 1 | 15 | C | D | N | N | 85364900 | 1 | 4011209474857 | 0.336 | KG | 73.06 | 73.06 | CP02 | CP02 | Power contactor, AC-3 12 A, 5.5 kW / 400 V 500 V AC, 50/60 Hz 3-pole, Size S0 Screw terminal !!! Phased-out product !!! Successor is SIRIUS 3RT2 | - | 0 | 7
3RT1024-1AQ24 |  | 3RT1024-1AQ24 | 1 | UN | 1 | 15 | C | D | N | N | 85364900 | 1 | 4011209468160 | 0.412 | KG | 106.4 | 106.4 | CP02 | CP02 | Power contactor, AC-3 12 A, 5.5 kW / 400 V 500 V AC, 50/60 Hz 3-pole, 2 NO + 2 NC Size S0, Screw terminal !!! Phased-out product !!! Successor is SIRIUS 3RT2 | - | 0 | 7
3RT1024-1AR00 |  | 3RT1024-1AR00 | 1 | UN | 1 | 30 | D | D | N | N | 85364900 | 1 | 4011209366862 | 0.327 | KG | 73.06 | 73.06 | CP02 | CP02 | Power contactor, AC-3 12 A, 5.5 kW / 400 V 415 V AC, 50 Hz 3-pole, Size S0 Screw terminal !!! Phased-out product !!! Successor is SIRIUS 3RT2 | - | 0 | 7
3RT1024-1AR04 |  | 3RT1024-1AR04 | 1 | UN | 1 | 30 | D | D | N | N | 85364900 | 1 | 4011209406414 | 0.409 | KG | 106.4 | 106.4 | CP02 | CP02 | Power contactor, AC-3 12 A, 5.5 kW / 400 V 415 V AC, 50 Hz 3-pole, 2 NO + 2 NC, Size S0 Screw terminal !!! Phased-out product !!! Successor is SIRIUS 3RT2 | - | 0 | 7
3RT1024-1AR10 |  | 3RT1024-1AR10 | 1 | UN | 1 | 20 | D | D | N | N | 85364900 | 1 | 4011209425033 | 0.336 | KG | 66.79 | 66.79 | CP02 | CP02 | Power contactor, AC-3 12 A, 5.5 kW / 400 V 440 V AC, 60 Hz 3-pole, Size S0 Screw terminal !!! Phased-out product !!! Successor is SIRIUS 3RT2 | - | 0 | 7
3RT1024-1AR60 |  | 3RT1024-1AR60 | 1 | UN | 1 | 15 | C | D | N | N | 85364900 | 1 | 4011209498242 | 0.34 | KG | 63.84 | 63.84 | CP02 | CP02 | Power contactor, AC-3 12 A, 5.5 kW / 400 V 400 V AC, 50 Hz / 60 Hz 440 V, 60 Hz 3-pole, Size S0 Screw terminal !!! Phased-out product !!! Successor is SIRIUS 3RT2 Preferred successor type is >>3RT2024-1AR60<< | - | 0 | 7
3RT1024-1AR64 |  | 3RT1024-1AR64 | 1 | UN | 1 | 15 | C | D | N | N | 85364900 | 1 | 4011209498259 | 0.403 | KG | 106.4 | 106.4 | CP02 | CP02 | Power contactor, AC-3 12 A, 5.5 kW / 400 V 400 V AC, 50 Hz / 60 Hz 440 V, 60 Hz 3-pole, 2 NO + 2 NC, Size S0 Screw terminal !!! Phased-out product !!! Successor is SIRIUS 3RT2 | - | 0 | 7
3RT1024-1AT60 |  | 3RT1024-1AT60 | 1 | UN | 1 | 30 | D | D | N | N | 85364900 | 1 | 4011209382626 | 0.347 | KG | 73.06 | 73.06 | CP02 | CP02 | Power contactor, AC-3 12 A, 5.5 kW / 400 V 600 V AC, 3-pole Size S0 Screw terminal !!! Phased-out product !!! Successor is SIRIUS 3RT2 Preferred successor type is >>3RT2024-1AT60<< | - | 0 | 7
3RT1024-1AU00 |  | 3RT1024-1AU00 | 1 | UN | 1 | 40 | X | D | N | N | 85364900 | 1 | 4011209355637 | 0.341 | KG | 61.75 | 61.75 | CP02 | CP02 | Power contactor, AC-3 12 A, 5.5 kW / 400 V 240 V AC, 50 Hz, 3-pole Size S0 Screw terminal !!! Phased-out product !!! Successor is SIRIUS 3RT2 Preferred successor type is >>3RT2024-1AU00<< | - | 0 | 7
3RT1024-1AU04 |  | 3RT1024-1AU04 | 1 | UN | 1 | 15 | C | D | N | N | 85364900 | 1 | 4011209355644 | 0.413 | KG | 101.65 | 101.65 | CP02 | CP02 | Power contactor, AC-3 12 A, 5.5 kW / 400 V 240 V AC, 50 Hz 3-pole, 2 NO + 2 NC, Size S0 Screw terminal !!! Phased-out product !!! Successor is SIRIUS 3RT2 | - | 0 | 7
3RT1024-1AU60 |  | 3RT1024-1AU60 | 1 | UN | 1 | 30 | D | D | N | N | 85364900 | 1 | 4011209391093 | 0.34 | KG | 73.06 | 73.06 | CP02 | CP02 | Power contactor, AC-3 12 A, 5.5 kW / 400 V 277 V AC, 60 Hz 3-pole, Size S0 Screw terminal !!! Phased-out product !!! Successor is SIRIUS 3RT2 Preferred successor type is >>3RT2024-1AU60<< | - | 0 | 7
3RT1024-1AV00 |  | 3RT1024-1AV00 | 1 | UN | 1 | 5 | B | D | N | N | 85364900 | 1 | 4011209340619 | 0.337 | KG | 63.84 | 63.84 | CP02 | CP02 | Power contactor, AC-3 12 A, 5.5 kW / 400 V 400 V AC, 50 Hz, 3-pole Size S0 Screw terminal !!! Phased-out product !!! Successor is SIRIUS 3RT2 Preferred successor type is >>3RT2024-1AV00<< | - | 0 | 7
3RT1024-1AV04 |  | 3RT1024-1AV04 | 1 | UN | 1 | 15 | C | D | N | N | 85364900 | 1 | 4011209352377 | 0.405 | KG | 92.72 | 92.72 | CP02 | CP02 | Power contactor, AC-3 12 A, 5.5 kW / 400 V 400 V AC, 50 Hz 3-pole, 2 NO + 2 NC, Size S0 Screw terminal !!! Phased-out product !!! Successor is SIRIUS 3RT2 Preferred successor type is >>3RT2024-1AV04<< | - | 0 | 7
3RT1024-1AV60 |  | 3RT1024-1AV60 | 1 | UN | 1 | 20 | D | D | N | N | 85364900 | 1 | 4011209391109 | 0.342 | KG | 66.79 | 66.79 | CP02 | CP02 | Power contactor, AC-3 12 A, 5.5 kW / 400 V 480 V AC, 60 Hz 3-pole, Size S0 Screw terminal !!! Phased-out product !!! Successor is SIRIUS 3RT2 Preferred successor type is >>3RT2024-1AV60<< | - | 0 | 7
3RT1024-1BB40 |  | 3RT1024-1BB40 | 1 | UN | 1 | 5 | B | D | N | N | 85364900 | 1 | 4011209291034 | 0.573 | KG | 124.45 | 124.45 | CP02 | CP02 | Power contactor, AC-3 12 A, 5.5 kW / 400 V 24 V DC, 3-pole, Size S0 Screw terminal !!! Phased-out product !!! Successor is SIRIUS 3RT2 Preferred successor type is >>3RT2024-1BB40<< | - | 0 | 7
3RT1024-1BB40-1AA0 |  | 3RT1024-1BB40-1AA0 | 1 | UN | 1 | 15 | C | D | N | N | 85364900 | 1 | 4011209440234 | 0.57 | KG | 157.7 | 157.7 | CP02 | CP02 | Power contactor, AC-3 12 A, 5.5 kW / 400 V 24 V DC, 3-pole, Size S0 Screw terminal Upright mounting position !!! Phased-out product !!! Successor is SIRIUS 3RT2 Preferred successor type is >>3RT2024-1BB40-1AA0<< | - | 0 | 7
3RT1024-1BB40-Z | W95 | 3RT1024-1BB40-ZW95 | 1 | UN | 1 | 15 | C | D | N | N | 85364900 | 52 |  | 1.03 | KG | 142.5 | 142.5 | CP02 | CP02 | Power contactor, AC-3 12 A, 5.5 kW / 400 V 24 V DC, 3-pole, Size S0 Screw terminal Multi-unit packaging Pack = 52 units !!! Phased-out product !!! Successor is SIRIUS 3RT2 | - | 0 | 7
3RT1024-1BB40-Z | W96 | 3RT1024-1BB40-ZW96 | 1 | UN | 1 | 15 | C | D | N | N | 85364900 | 35 | 4011209436534 | 0.58 | KG | 142.5 | 142.5 | CP02 | CP02 | Power contactor, AC-3 12 A, 5.5 kW / 400 V 24 V DC, 3-pole, Size S0 Screw terminal Multi-unit packaging Pack = 35 units !!! Phased-out product !!! Successor is SIRIUS 3RT2 | - | 0 | 7
3RT1024-1BB40-Z | W97 | 3RT1024-1BB40-ZW97 | 1 | UN | 1 | 20 | D | D | N | N | 85364900 | 17 | 4011209725232 | 1.03 | KG | 124.45 | 124.45 | CP02 | CP02 | Power contactor, AC-3 12 A, 5.5 kW / 400 V 24 V DC, 3-pole, Size S0 Screw terminal Multi-unit packaging Pack = 17 units !!! Phased-out product !!! Successor is SIRIUS 3RT2 | - | 0 | 7
3RT1024-1BB40-Z | W98 | 3RT1024-1BB40-ZW98 | 1 | UN | 1 | 20 | D | D | N | N | 85364900 | 10 | 4011209575325 | 0.556 | KG | 124.45 | 124.45 | CP02 | CP02 | Power contactor, AC-3 12 A, 5.5 kW / 400 V 24 V DC, 3-pole, Size S0 Screw terminal Multi-unit packaging Pack = 10 units !!! Phased-out product !!! Successor is SIRIUS 3RT2 | - | 0 | 7
3RT1024-1BB40-Z | X95 | 3RT1024-1BB40-ZX95 | 1 | UN | 1 | 10 | C | D | N | N | 85364900 | 52 | 4011209338265 | 1.17 | KG | 124.45 | 124.45 | CP02 | CP02 | Power contactor, AC-3 12 A, 5.5 kW / 400 V 24 V DC, 3-pole, Size S0 Screw terminal Reusable packaging Pack = 52 units !!! Phased-out product !!! Successor is SIRIUS 3RT2 | - | 0 | 7
3RT1024-1BB44 |  | 3RT1024-1BB44 | 1 | UN | 1 | 5 | B | D | N | N | 85364900 | 1 | 4011209302822 | 0.637 | KG | 152.95 | 152.95 | CP02 | CP02 | Power contactor, AC-3 12 A, 5.5 kW / 400 V 24 V DC 3-pole, 2 NO + 2 NC, Size S0 Screw terminal !!! Phased-out product !!! Successor is SIRIUS 3RT2 Preferred successor type is >>3RT2024-1BB44<< | - | 0 | 7
3RT1024-1BB44-1AA0 |  | 3RT1024-1BB44-1AA0 | 1 | UN | 1 | 15 | C | D | N | N | 85364900 | 1 | 4011209412149 | 0.64 | KG | 194.75 | 194.75 | CP02 | CP02 | Power contactor, AC-3 12 A, 5.5 kW / 400 V 24 V DC 3-pole, 2 NO + 2 NC, Size S0 Screw terminal Upright mounting position !!! Phased-out product !!! Successor is SIRIUS 3RT2 | - | 0 | 7
3RT1024-1BB44-3MA0 |  | 3RT1024-1BB44-3MA0 | 1 | UN | 1 | 5 | B | D | N | N | 85364900 | 1 | 4011209516014 | 0.641 | KG | 155.8 | 155.8 | CP02 | CP02 | Power contactor, AC-3 12 A, 5.5 kW / 400 V 2 NO + 2 NC, captive 24 V DC, 3-pole, Size S0 Screw terminal for SUVA applications !!! Phased-out product !!! Successor is SIRIUS 3RT2 Preferred successor type is >>3RT2024-1BB44-3MA0<< | - | 0 | 7
3RT1024-1BD40 |  | 3RT1024-1BD40 | 1 | UN | 1 | 15 | C | D | N | N | 85364900 | 1 | 4011209514300 | 0.566 | KG | 151.05 | 151.05 | CP02 | CP02 | Power contactor, AC-3 12 A, 5.5 kW / 400 V 42 V DC, 3-pole, Size S0 Screw terminal !!! Phased-out product !!! Successor is SIRIUS 3RT2 | - | 0 | 7
3RT1024-1BD40-1AA0 |  | 3RT1024-1BD40-1AA0 | 1 | UN | 1 | 5 | B | D | N | N | 85364900 | 1 | 4011209514317 | 0.58 | KG | 166.25 | 166.25 | CP02 | CP02 | Power contactor, AC-3 12 A, 5.5 kW / 400 V 42 V DC, 3-pole, Size S0 Screw terminal Upright mounting position !!! Phased-out product !!! Successor is SIRIUS 3RT2 | - | 0 | 9
3RT1024-1BD44 |  | 3RT1024-1BD44 | 1 | UN | 1 | 15 | C | D | N | N | 85364900 | 1 | 4011209514324 | 0.637 | KG | 184.3 | 184.3 | CP02 | CP02 | Power contactor, AC-3 12 A, 5.5 kW / 400 V 42 V DC 3-pole, 2 NO + 2 NC Size S0, Screw terminal !!! Phased-out product !!! Successor is SIRIUS 3RT2 | - | 0 | 7
3RT1024-1BD44-1AA0 |  | 3RT1024-1BD44-1AA0 | 1 | UN | 1 | 15 | C | D | N | N | 85364900 | 1 | 4011209514331 | 0.64 | KG | 199.5 | 199.5 | CP02 | CP02 | Power contactor, AC-3 12 A, 5.5 kW / 400 V 42 V DC 3-pole, 2 NO + 2 NC, Size S0 Screw terminal Upright mounting position !!! Phased-out product !!! Successor is SIRIUS 3RT2 | - | 0 | 9
3RT1024-1BE40 |  | 3RT1024-1BE40 | 1 | UN | 1 | 30 | D | D | N | N | 85364900 | 1 | 4011209340626 | 0.563 | KG | 151.05 | 151.05 | CP02 | CP02 | Power contactor, AC-3 12 A, 5.5 kW / 400 V 60 V DC, 3-pole, Size S0 Screw terminal !!! Phased-out product !!! Successor is SIRIUS 3RT2 Preferred successor type is >>3RT2024-1BE40<< | - | 0 | 7
3RT1024-1BE44 |  | 3RT1024-1BE44 | 1 | UN | 1 | 15 | C | D | N | N | 85364900 | 1 | 4011209352384 | 0.637 | KG | 184.3 | 184.3 | CP02 | CP02 | Power contactor, AC-3 12 A, 5.5 kW / 400 V 60 V DC 3-pole, 2 NO + 2 NC, Size S0 Screw terminal !!! Phased-out product !!! Successor is SIRIUS 3RT2 | - | 0 | 7
3RT1024-1BF40 |  | 3RT1024-1BF40 | 1 | UN | 1 | 15 | C | D | N | N | 85364900 | 1 | 4011209340633 | 0.573 | KG | 124.45 | 124.45 | CP02 | CP02 | Power contactor, AC-3 12 A, 5.5 kW / 400 V 110 V DC, 3-pole, Size S0 Screw terminal !!! Phased-out product !!! Successor is SIRIUS 3RT2 Preferred successor type is >>3RT2024-1BF40<< | - | 0 | 7
3RT1024-1BF44 |  | 3RT1024-1BF44 | 1 | UN | 1 | 15 | C | D | N | N | 85364900 | 1 | 4011209352391 | 0.65 | KG | 152.95 | 152.95 | CP02 | CP02 | Power contactor, AC-3 12 A, 5.5 kW / 400 V 110 V DC 3-pole, 2 NO + 2 NC, Size S0 Screw terminal !!! Phased-out product !!! Successor is SIRIUS 3RT2 Preferred successor type is >>3RT2024-1BF44<< | - | 0 | 7
3RT1024-1BG40 |  | 3RT1024-1BG40 | 1 | UN | 1 | 15 | C | D | N | N | 85364900 | 1 | 4011209511774 | 0.57 | KG | 132.05 | 132.05 | CP02 | CP02 | Power contactor, AC-3 12 A, 5.5 kW / 400 V 125 V DC, 3-pole, Size S0 Screw terminal !!! Phased-out product !!! Successor is SIRIUS 3RT2 Preferred successor type is >>3RT2024-1BG40<< | - | 0 | 7
3RT1024-1BG40-1AA0 |  | 3RT1024-1BG40-1AA0 | 1 | UN | 1 | 15 | C | D | N | N | 85364900 | 1 | 4011209514348 | 0.574 | KG | 166.25 | 166.25 | CP02 | CP02 | Power contactor, AC-3 12 A, 5.5 kW / 400 V 125 V DC, 3-pole, Size S0 Screw terminal Upright mounting position !!! Phased-out product !!! Successor is SIRIUS 3RT2 | - | 0 | 7
3RT1024-1BG44 |  | 3RT1024-1BG44 | 1 | UN | 1 | 20 | D | D | N | N | 85364900 | 1 | 4011209514355 | 0.646 | KG | 169.1 | 169.1 | CP02 | CP02 | Power contactor, AC-3 12 A, 5.5 kW / 400 V 125 V DC 3-pole, 2 NO + 2 NC, Size S0 Screw terminal !!! Phased-out product !!! Successor is SIRIUS 3RT2 | - | 0 | 7
3RT1024-1BG44-1AA0 |  | 3RT1024-1BG44-1AA0 | 1 | UN | 1 | 15 | C | D | N | N | 85364900 | 1 | 4011209514362 | 0.64 | KG | 199.5 | 199.5 | CP02 | CP02 | Power contactor, AC-3 12 A, 5.5 kW / 400 V 125 V DC 3-pole, 2 NO + 2 NC, Size S0 Screw terminal Upright mounting position !!! Phased-out product !!! Successor is SIRIUS 3RT2 | - | 0 | 9
3RT1024-1BM40 |  | 3RT1024-1BM40 | 1 | UN | 1 | 5 | B | D | N | N | 85364900 | 1 | 4011209291041 | 0.57 | KG | 124.45 | 124.45 | CP02 | CP02 | Power contactor, AC-3 12 A, 5.5 kW / 400 V 220 V DC, 3-pole, Size S0 Screw terminal !!! Phased-out product !!! Successor is SIRIUS 3RT2 Preferred successor type is >>3RT2024-1BM40<< | - | 0 | 7
3RT1024-1BM44 |  | 3RT1024-1BM44 | 1 | UN | 1 | 15 | C | D | N | N | 85364900 | 1 | 4011209302846 | 0.643 | KG | 152.95 | 152.95 | CP02 | CP02 | Power contactor, AC-3 12 A, 5.5 kW / 400 V 220 V DC 3-pole, 2 NO + 2 NC, Size S0 Screw terminal !!! Phased-out product !!! Successor is SIRIUS 3RT2 Preferred successor type is >>3RT2024-1BM44<< | - | 0 | 7
3RT1024-1BN40 |  | 3RT1024-1BN40 | 1 | UN | 1 | 15 | C | D | N | N | 85364900 | 1 | 4011209828575 | 0.576 | KG | 151.05 | 151.05 | CP02 | CP02 | Power contactor, AC-3 12 A, 5.5 kW / 400 V 250 V DC, 3-pole, Size S0 Screw terminal !!! Phased-out product !!! Successor is SIRIUS 3RT2 | - | 0 | 7
3RT1024-1BP40 |  | 3RT1024-1BP40 | 1 | UN | 1 | 15 | C | D | N | N | 85364900 | 1 | 4011209291058 | 0.583 | KG | 132.05 | 132.05 | CP02 | CP02 | Power contactor, AC-3 12 A, 5.5 kW / 400 V 230 V DC, 3-pole, Size S0 Screw terminal !!! Phased-out product !!! Successor is SIRIUS 3RT2 Preferred successor type is >>3RT2024-1BP40<< | - | 0 | 7
3RT1024-1BP44 |  | 3RT1024-1BP44 | 1 | UN | 1 | 15 | C | D | N | N | 85364900 | 1 | 4011209302860 | 0.654 | KG | 184.3 | 184.3 | CP02 | CP02 | Power contactor, AC-3 12 A, 5.5 kW / 400 V 230 V DC 3-pole, 2 NO + 2 NC, Size S0 Screw terminal !!! Phased-out product !!! Successor is SIRIUS 3RT2 | - | 0 | 7
3RT1024-1BV40 |  | 3RT1024-1BV40 | 1 | UN | 1 | 15 | C | D | N | N | 85364900 | 1 | 4011209501881 | 0.58 | KG | 151.05 | 151.05 | CP02 | CP02 | Power contactor, AC-3 12 A, 5.5 kW / 400 V 36 V DC, 3-pole, Size S0 Screw terminal !!! Phased-out product !!! Successor is SIRIUS 3RT2 | - | 0 | 7
3RT1024-1BW40 |  | 3RT1024-1BW40 | 1 | UN | 1 | 15 | C | D | N | N | 85364900 | 1 | 4011209340640 | 0.57 | KG | 124.45 | 124.45 | CP02 | CP02 | Power contactor, AC-3 12 A, 5.5 kW / 400 V 48 V DC, 3-pole, Size S0 Screw terminal !!! Phased-out product !!! Successor is SIRIUS 3RT2 Preferred successor type is >>3RT2024-1BW40<< | - | 0 | 7
3RT1024-1BW44 |  | 3RT1024-1BW44 | 1 | UN | 1 | 15 | C | D | N | N | 85364900 | 1 | 4011209352407 | 0.636 | KG | 175.75 | 175.75 | CP02 | CP02 | Power contactor, AC-3 12 A, 5.5 kW / 400 V 48 V DC 3-pole, 2 NO + 2 NC, Size S0 Screw terminal !!! Phased-out product !!! Successor is SIRIUS 3RT2 | - | 0 | 7
3RT1024-1CP04 |  | 3RT1024-1CP04 | 1 | UN | 1 | 20 | D | D | N | N | 85364900 | 1 | 4011209386310 | 0.421 | KG | 117.8 | 117.8 | CP02 | CP02 | Power contactor, AC-3 12 A, 5.5 kW / 400 V 230 V AC, 50 Hz 3-pole, 2 NO + 2 NC, Size S0 Screw terminal with built-on varistor !!! Phased-out product !!! Successor is SIRIUS 3RT2 | - | 0 | 9
3RT1024-1CP04-0KV0 |  | 3RT1024-1CP04-0KV0 | 1 | UN | 1 | 15 | C | D | N | N | 85364900 | 1 | 4011209498143 | 0.419 | KG | 114.95 | 114.95 | CP02 | CP02 | Power contactor, AC-3 12 A, 5.5 kW / 400 V 230 V AC, 50 Hz 3-pole, 2 NO + 2 NC, Size S0 Screw terminal with built-on varistor VW !!! Phased-out product !!! Successor is SIRIUS 3RT2 | - | 0 | 7
3RT1024-1DB44 |  | 3RT1024-1DB44 | 1 | UN | 1 | 15 | C | D | N | N | 85364900 | 1 | 4011209386259 | 0.651 | KG | 175.75 | 175.75 | CP02 | CP02 | Power contactor, AC-3 12 A, 5.5 kW / 400 V 24 V DC 3-pole, 2 NO + 2 NC, Size S0 Screw terminal with built-on varistor !!! Phased-out product !!! Successor is SIRIUS 3RT2 | - | 0 | 9
3RT1024-1DB44-0KV0 |  | 3RT1024-1DB44-0KV0 | 1 | UN | 1 | 15 | C | D | N | N | 85364900 | 1 | 4011209498150 | 0.649 | KG | 177.65 | 177.65 | CP02 | CP02 | Power contactor, AC-3 12 A, 5.5 kW / 400 V 24 V DC 3-pole, 2 NO + 2 NC, Size S0 Screw terminal with built-on varistor VW !!! Phased-out product !!! Successor is SIRIUS 3RT2 | - | 0 | 7
3RT1024-1DB44-Z | X95 | 3RT1024-1DB44-ZX95 | 1 | UN | 1 | 15 | C | D | N | N | 85364900 | 52 | 4011209386280 | 0.622 | KG | 201.4 | 201.4 | CP02 | CP02 | Power contactor, AC-3 12 A, 5.5 kW / 400 V 24 V DC 3-pole, 2 NO + 2 NC, Size S0 Screw terminal with built-on varistor Reusable packaging Pack = 52 units !!! Phased-out product !!! Successor is SIRIUS 3RT2 | - | 0 | 9
3RT1024-1EG28-0KS4 |  | 3RT1024-1EG28-0KS4 | 1 | UN | 1 | 15 | C | D | N | N | 85364900 | 1 | 4011209607880 | 0.412 | KG | 166.25 | 166.25 | CP02 | CP02 | Power contactor, AC-3 12 A, 5.5 kW / 400 V 110 V AC, 50/60 Hz 3-pole, Size S0, 2 NO / 2 NC Screw terminal Auxiliary switch block: 1 NO + 1 NC Solid-state-compatible and 2 NO standard Schindler !!! Phased-out product !!! Successor is SIRIUS 3RT2 | - | 0 | 9
3RT1024-1HB40 |  | 3RT1024-1HB40 | 1 | UN | 1 | 15 | C | D | N | N | 85364900 | 1 | 4011209338722 | 0.565 | KG | 143.45 | 143.45 | CP02 | CP02 | Power contactor, AC-3 12 A, 5.5 kW / 400 V 24 V DC, 0.7-1.25* Us 3-pole, Size S0 Screw terminal !!! Phased-out product !!! Successor is SIRIUS 3RT2 Preferred successor type is >>3RT2017-1HB41<< | - | 0 | 7
3RT1024-1KB40 |  | 3RT1024-1KB40 | 1 | UN | 1 | 5 | B | D | N | N | 85364900 | 1 | 4011209297319 | 0.577 | KG | 133 | 133 | CP02 | CP02 | Power contactor, AC-3 12 A, 5.5 kW / 400 V 24 V DC, 0.7-1.25* Us With varistor 3-pole Size S0 Screw terminal !!! Phased-out product !!! Successor is SIRIUS 3RT2 Preferred successor type is >>3RT2024-1KB40<< | - | 0 | 7
3RT1024-1KB40-1AA0 |  | 3RT1024-1KB40-1AA0 | 1 | UN | 1 | 15 | C | D | N | N | 85364900 | 1 | 4011209478336 | 0.58 | KG | 148.2 | 148.2 | CP02 | CP02 | Power contactor, AC-3 12 A, 5.5 kW / 400 V 24 V DC, 0.7-1.25* Us With varistor 3-pole Size S0 Screw terminal Upright mounting position !!! Phased-out product !!! Successor is SIRIUS 3RT2 Preferred successor type is >>3RT2024-1KB40-1AA0<< | - | 0 | 7
3RT1024-1XF00-0GA0 |  | 3RT1024-1XF00-0GA0 | 1 | UN | 1 | 15 | C | D | N | N | 85364900 | 1 | 4011209563063 | 0.645 | KG | 179.55 | 179.55 | CP02 | CP02 | Power contactor, AC-3 12 A, 5.5 kW / 400 V Us = 110 V, 50/60 Hz 3-pole, Size S0 Screw terminal With electronic control unit with varistor attenuated low-noise !!! Phased-out product !!! Successor is SIRIUS 3RT2 | - | 0 | 7
3RT1024-1XP00-0GA0 |  | 3RT1024-1XP00-0GA0 | 1 | UN | 1 | 15 | C | D | N | N | 85364900 | 1 | 4011209562653 | 0.639 | KG | 206.15 | 206.15 | CP02 | CP02 | Power contactor, AC-3 12 A, 5.5 kW / 400 V 230 V AC, 50/60 Hz 3-pole, Size S0 Screw terminal With electronic control unit with varistor attenuated low-noise !!! Phased-out product !!! Successor is SIRIUS 3RT2 | - | 0 | 7
3RT1024-3AB00 |  | 3RT1024-3AB00 | 1 | UN | 1 | 15 | C | D | N | N | 85364900 | 1 | 4011209296626 | 0.338 | KG | 60.14 | 60.14 | CP02 | CP02 | Power contactor, AC-3 12 A, 5.5 kW / 400 V 24 V AC, 50 Hz, 3-pole Size S0 Spring-type terminal !!! Phased-out product !!! Successor is SIRIUS 3RT2 Preferred successor type is >>3RT2024-2AB00<< | - | 0 | 7
3RT1024-3AC20 |  | 3RT1024-3AC20 | 1 | UN | 1 | 15 | C | D | N | N | 85364900 | 1 | 4011209339781 | 0.338 | KG | 60.04 | 60.04 | CP02 | CP02 | Power contactor, AC-3 12 A, 5.5 kW / 400 V 24 V AC, 50/60 Hz 3-pole, Size S0 Spring-type terminal !!! Phased-out product !!! Successor is SIRIUS 3RT2 Preferred successor type is >>3RT2024-2AC20<< | - | 0 | 7
3RT1024-3AC20-Z | X95 | 3RT1024-3AC20-ZX95 | 1 | UN | 1 | 15 | C | D | N | N | 85364900 | 96 | 4011209510951 | 0.316 | KG | 68.69 | 68.69 | CP02 | CP02 | Power contactor, AC-3 12 A, 5.5 kW / 400 V 24 V AC, 50/60 Hz 3-pole, Size S0 Spring-type terminal Reusable packaging Pack = 96 units !!! Phased-out product !!! Successor is SIRIUS 3RT2 | - | 0 | 7
3RT1024-3AD00 |  | 3RT1024-3AD00 | 1 | UN | 1 | 30 | D | D | N | N | 85364900 | 1 | 4011209340657 | 0.338 | KG | 74.1 | 74.1 | CP02 | CP02 | Power contactor, AC-3 12 A, 5.5 kW / 400 V 42 V AC, 50 Hz, 3-pole Size S0 Spring-type terminal !!! Phased-out product !!! Successor is SIRIUS 3RT2 | - | 0 | 7
3RT1024-3AD20 |  | 3RT1024-3AD20 | 1 | UN | 1 | 30 | D | D | N | N | 85364900 | 1 | 4011209446915 | 0.333 | KG | 74.1 | 74.1 | CP02 | CP02 | Power contactor, AC-3 12 A, 5.5 kW / 400 V 42 V AC, 50 Hz 3-pole, Size S0 Spring-type terminal !!! Phased-out product !!! Successor is SIRIUS 3RT2 | - | 0 | 7
3RT1024-3AF00 |  | 3RT1024-3AF00 | 1 | UN | 1 | 15 | C | D | N | N | 85364900 | 1 | 4011209296633 | 0.334 | KG | 60.14 | 60.14 | CP02 | CP02 | Power contactor, AC-3 12 A, 5.5 kW / 400 V 110 V AC, 50 Hz 3-pole, Size S0 Spring-type terminal !!! Phased-out product !!! Successor is SIRIUS 3RT2 Preferred successor type is >>3RT2024-2AF00<< | - | 0 | 7
3RT1024-3AF04 |  | 3RT1024-3AF04 | 1 | UN | 1 | 15 | C | D | N | N | 85364900 | 1 | 4011209302921 | 0.402 | KG | 90.82 | 90.82 | CP02 | CP02 | Power contactor, AC-3 12 A, 5.5 kW / 400 V 2 NO + 2 NC, 110 V AC, 50 Hz 3-pole, Size S0 Main circuit: Screw terminal Auxiliary current: Spring-type terminal Front-side auxiliary switch !!! Phased-out product !!! Successor is SIRIUS 3RT2 | - | 0 | 7
3RT1024-3AF04-Z | W95 | 3RT1024-3AF04-ZW95 | 1 | UN | 1 | 15 | C | D | N | N | 85364900 | 52 | 4011209607477 | 0.373 | KG | 103.55 | 103.55 | CP02 | CP02 | Power contactor, AC-3 12 A, 5.5 kW / 400 V 2 NO + 2 NC, 110 V AC Multi-unit packaging 52 units Spring-type terminal !!! Phased-out product !!! Successor is SIRIUS 3RT2 | - | 0 | 7
3RT1024-3AF04-Z | X95 | 3RT1024-3AF04-ZX95 | 1 | UN | 1 | 20 | D | D | N | N | 85364900 | 52 | 4011209545991 | 0.394 | KG | 90.82 | 90.82 | CP02 | CP02 | Power contactor, AC-3 12 A, 5.5 kW / 400 V 2 NO + 2 NC, 110 V AC, 50 Hz 3-pole, Size S0 Main circuit: Screw terminal Auxiliary current: Spring-type terminal Reusable packaging Pack = 52 units !!! Phased-out product !!! Successor is SIRIUS 3RT2 | - | 0 | 9
3RT1024-3AF06 |  | 3RT1024-3AF06 | 1 | UN | 1 | 15 | C | D | N | N | 85364900 | 1 | 4011209445703 | 0.432 | KG | 115.9 | 115.9 | CP02 | CP02 | Power contactor, AC-3 12 A, 5.5 kW / 400 V 2 NO + 2 NC, 110 V AC, 50 Hz 3-pole, Size S0 Main circuit: Screw terminal Auxiliary current: Spring-type terminal Lateral auxiliary switch left + right !!! Phased-out product !!! Successor is SIRIUS 3RT2 | - | 0 | 7
3RT1024-3AF06-Z | W95 | 3RT1024-3AF06-ZW95 | 1 | UN | 1 | 15 | C | D | N | N | 85364900 | 56 |  | 0.395 | KG | 129.2 | 129.2 | CP02 | CP02 | Power contactor, AC-3 12 A, 5.5 kW / 400 V 3 NO, 110 V AC Spring-type terminal Z = Multi-unit packaging Pack quantity = 56 units !!! Phased-out product !!! Successor is SIRIUS 3RT2 | - | 0 | 9
3RT1024-3AF06-Z | X95 | 3RT1024-3AF06-ZX95 | 1 | UN | 1 | 15 | C | D | N | N | 85364900 | 1 | 4011209545014 | 0.42 | KG | 133 | 133 | CP02 | CP02 | Power contactor, AC-3 12 A, 5.5 kW / 400 V 2 NO + 2 NC, 110 V AC, 50 Hz 3-pole, Size S0 Main circuit: Screw terminal Auxiliary current: Spring-type terminal Reusable packaging Pack = 56 units !!! Phased-out product !!! Successor is SIRIUS 3RT2 | - | 0 | 9
3RT1024-3AG14 |  | 3RT1024-3AG14 | 1 | UN | 1 | 30 | D | D | N | N | 85364900 | 1 | 4011209457454 | 0.4 | KG | 94.05 | 94.05 | CP02 | CP02 | Power contactor, AC-3 12 A, 5.5 kW / 400 V 110 V AC, 60 Hz 3-pole, Size S0, 2 NO + 2 NC Main circuit: Screw terminal Auxiliary current: Spring-type terminal !!! Phased-out product !!! Successor is SIRIUS 3RT2 | - | 0 | 7
3RT1024-3AG16 |  | 3RT1024-3AG16 | 1 | UN | 1 | 30 | D | D | N | N | 85364900 | 1 | 4011209457560 | 0.431 | KG | 117.8 | 117.8 | CP02 | CP02 | Power contactor, AC-3 12 A, 5.5 kW / 400 V 110 V AC, 60 Hz 3-pole, Size S0 Main circuit: Screw terminal Auxiliary current: Spring-type terminal Laterally mounted auxiliary switch 2 NO + 2 NC !!! Phased-out product !!! Successor is SIRIUS 3RT2 | - | 0 | 7
3RT1024-3AG20 |  | 3RT1024-3AG20 | 1 | UN | 1 | 5 | B | D | N | N | 85364900 | 1 | 4011209337602 | 0.34 | KG | 60.04 | 60.04 | CP02 | CP02 | Power contactor, AC-3 12 A, 5.5 kW / 400 V 110 V AC, 50/60 Hz 3-pole, Size S0 Spring-type terminal !!! Phased-out product !!! Successor is SIRIUS 3RT2 Preferred successor type is >>3RT2024-2AG20<< | - | 0 | 7
3RT1024-3AG20-Z | W98 | 3RT1024-3AG20-ZW98 | 1 | UN | 1 | 15 | C | D | N | N | 85364900 | 12 | 4011209497580 | 0.31 | KG | 68.69 | 68.69 | CP02 | CP02 | Power contactor, AC-3 12 A, 5.5 kW / 400 V 110 V AC, 50/60 Hz 3-pole, Size S0 Spring-type terminal Multi-unit packaging Pack = 12 units !!! Phased-out product !!! Successor is SIRIUS 3RT2 | - | 0 | 7
3RT1024-3AG20-Z | X95 | 3RT1024-3AG20-ZX95 | 1 | UN | 1 | 15 | C | D | N | N | 85364900 | 96 | 4011209497665 | 0.33 | KG | 68.69 | 68.69 | CP02 | CP02 | Power contactor, AC-3 12 A, 5.5 kW / 400 V 110 V AC, 50/60 Hz 3-pole, Size S0 Spring-type terminal Reusable packaging Pack = 96 units !!! Phased-out product !!! Successor is SIRIUS 3RT2 | - | 0 | 7
3RT1024-3AH00 |  | 3RT1024-3AH00 | 1 | UN | 1 | 15 | C | D | N | N | 85364900 | 1 | 4011209340664 | 0.336 | KG | 68.69 | 68.69 | CP02 | CP02 | Power contactor, AC-3 12 A, 5.5 kW / 400 V 48 V AC, 50 Hz, 3-pole Size S0 Spring-type terminal !!! Phased-out product !!! Successor is SIRIUS 3RT2 | - | 0 | 7
3RT1024-3AK60 |  | 3RT1024-3AK60 | 1 | UN | 1 | 15 | C | D | N | N | 85364900 | 1 | 4011209340671 | 0.34 | KG | 60.14 | 60.14 | CP02 | CP02 | Power contactor, AC-3 12 A, 5.5 kW / 400 V 110 V AC, 50 Hz / 120 V, 60 Hz 3-pole, Size S0 Spring-type terminal !!! Phased-out product !!! Successor is SIRIUS 3RT2 Preferred successor type is >>3RT2017-2AK61<< | - | 0 | 7
3RT1024-3AK60-1AA0 |  | 3RT1024-3AK60-1AA0 | 1 | UN | 1 | 15 | C | D | N | N | 85364900 | 1 | 4011209469464 | 0.334 | KG | 84.65 | 84.65 | CP02 | CP02 | Power contactor, AC-3 12 A, 5.5 kW / 400 V 110 V AC, 50 Hz / 120 V, 60 Hz 3-pole, Size S0 Main circuit: Screw terminal Auxiliary circuit: Spring-type terminal Upright mounting position !!! Phased-out product !!! Successor is SIRIUS 3RT2 | - | 0 | 7
3RT1024-3AL20 |  | 3RT1024-3AL20 | 1 | UN | 1 | 5 | B | D | N | N | 85364900 | 1 | 4011209337619 | 0.342 | KG | 60.04 | 60.04 | CP02 | CP02 | Power contactor, AC-3 12 A, 5.5 kW / 400 V 230 V AC, 50/60 Hz 3-pole, Size S0 Spring-type terminal !!! Phased-out product !!! Successor is SIRIUS 3RT2 Preferred successor type is >>3RT2024-2AL20<< | - | 0 | 7
3RT1024-3AL20-1AA0 |  | 3RT1024-3AL20-1AA0 | 1 | UN | 1 | 30 | D | D | N | N | 85364900 | 1 | 4011209449459 | 0.34 | KG | 74.1 | 74.1 | CP02 | CP02 | Power contactor, AC-3 12 A, 5.5 kW / 400 V 230 V AC, 50/60 Hz 3-pole, Size S0 Main circuit: Screw terminal Auxiliary current: Spring-type terminal Upright mounting position !!! Phased-out product !!! Successor is SIRIUS 3RT2 | - | 0 | 7
3RT1024-3AL20-Z | X95 | 3RT1024-3AL20-ZX95 | 1 | UN | 1 | 15 | C | D | N | N | 85364900 | 96 | 4011209425422 | 0.32 | KG | 68.69 | 68.69 | CP02 | CP02 | Power contactor, AC-3 12 A, 5.5 kW / 400 V 230 V AC, 50/60 Hz 3-pole, Size S0 Spring-type terminal Reusable packaging Pack = 96 units !!! Phased-out product !!! Successor is SIRIUS 3RT2 | - | 0 | 7
3RT1024-3AL24-1AA0 |  | 3RT1024-3AL24-1AA0 | 1 | UN | 1 | 5 | B | D | N | N | 85364900 | 1 | 4011209610118 | 0.403 | KG | 118.75 | 118.75 | CP02 | CP02 | Power contactor, AC-3 12 A, 5.5 kW / 400 V 230 V AC, 50/60 Hz 3-pole, Size S0 Main circuit: Screw terminal Auxiliary circuit: Spring-type terminal Auxiliary switch front, 2 NO + 2 NC Upright mounting position !!! Phased-out product !!! Successor is SIRIUS 3RT2 | - | 0 | 9
3RT1024-3AL28-1MA2 |  | 3RT1024-3AL28-1MA2 | 1 | UN | 1 | 15 | C | D | N | N | 85364900 | 1 | 4011209564022 | 0.41 | KG | 122.55 | 122.55 | CP02 | CP02 | Power contactor, AC-3 12 A, 5.5 kW / 400 V 230 V AC, 50/60 Hz 3-pole, Size S0 Spring-type terminal auxiliary switch front, 3 NO + 1 NC Upright mounting position !!! Phased-out product !!! Successor is SIRIUS 3RT2 | - | 0 | 7
3RT1024-3AN20 |  | 3RT1024-3AN20 | 1 | UN | 1 | 15 | C | D | N | N | 85364900 | 1 | 4011209340688 | 0.335 | KG | 68.69 | 68.69 | CP02 | CP02 | Power contactor, AC-3 12 A, 5.5 kW / 400 V 220 V AC, 50/60 Hz 3-pole, Size S0 Spring-type terminal !!! Phased-out product !!! Successor is SIRIUS 3RT2 | - | 0 | 7
3RT1024-3AN20-1AA0 |  | 3RT1024-3AN20-1AA0 | 1 | UN | 1 | 5 | B | D | N | N | 85364900 | 1 | 4011209571020 | 0.339 | KG | 84.65 | 84.65 | CP02 | CP02 | Power contactor, AC-3 12 A, 5.5 kW / 400 V 220 V AC, 50/60 Hz 3-pole, Size S0 Spring-type terminal Upright mounting position !!! Phased-out product !!! Successor is SIRIUS 3RT2 | - | 0 | 9
3RT1024-3AN60 |  | 3RT1024-3AN60 | 1 | UN | 1 | 7 | C | D | N | N | 85364900 | 1 | 4011209494985 | 0.32 | KG | 74.1 | 74.1 | CP02 | CP02 | Power contactor, AC-3 12 A, 5.5 kW / 400 V 200 V AC, 50 Hz / 200-220 V 60 Hz, 3-pole, Size S0 Spring-type terminal !!! Phased-out product !!! Successor is SIRIUS 3RT2 | - | 0 | 9
3RT1024-3AP00 |  | 3RT1024-3AP00 | 1 | UN | 1 | 5 | B | D | N | N | 85364900 | 1 | 4011209291164 | 0.336 | KG | 60.14 | 60.14 | CP02 | CP02 | Power contactor, AC-3 12 A, 5.5 kW / 400 V 230 V AC, 50 Hz 3-pole, Size S0 Spring-type terminal !!! Phased-out product !!! Successor is SIRIUS 3RT2 Preferred successor type is >>3RT2024-2AP00<< | - | 0 | 7
3RT1024-3AP00-1AA0 |  | 3RT1024-3AP00-1AA0 | 1 | UN | 1 | 15 | C | D | N | N | 85364900 | 1 | 4011209412613 | 0.334 | KG | 84.65 | 84.65 | CP02 | CP02 | Power contactor, AC-3 12 A, 5.5 kW / 400 V 230 V AC, 50 Hz 3-pole, Size S0 Upright mounting position !!! Phased-out product !!! Successor is SIRIUS 3RT2 | - | 0 | 7
3RT1024-3AP04-1AA0 |  | 3RT1024-3AP04-1AA0 | 1 | UN | 1 | 5 | B | D | N | N | 85364900 | 1 | 4011209610101 | 0.403 | KG | 118.75 | 118.75 | CP02 | CP02 | Power contactor, AC-3 12 A, 5.5 kW / 400 V 230 V AC, 50 Hz 3-pole, Size S0 Main circuit: Screw terminal Auxiliary circuit: Spring-type terminal Auxiliary switch: Front 2 NO + 2 NC Upright mounting position !!! Phased-out product !!! Successor is SIRIUS 3RT2 | - | 0 | 9
3RT1024-3AP08-1MA2 |  | 3RT1024-3AP08-1MA2 | 1 | UN | 1 | 15 | C | D | N | N | 85364900 | 1 | 4011209564008 | 0.406 | KG | 122.55 | 122.55 | CP02 | CP02 | Power contactor, AC-3 12 A, 5.5 kW / 400 V 230 V AC, 50 Hz 3-pole, Size S0 Spring-type terminal auxiliary switch Front 3 NO + 1 NC Upright mounting position !!! Phased-out product !!! Successor is SIRIUS 3RT2 | - | 0 | 7
3RT1024-3AP60 |  | 3RT1024-3AP60 | 1 | UN | 1 | 30 | D | D | N | N | 85364900 | 1 | 4011209340695 | 0.339 | KG | 68.69 | 68.69 | CP02 | CP02 | Power contactor, AC-3 12 A, 5.5 kW / 400 V 220 V AC, 50 Hz / 240 V, 60 Hz 3-pole, Size S0 Spring-type terminal !!! Phased-out product !!! Successor is SIRIUS 3RT2 Preferred successor type is >>3RT2017-2AP61<< | - | 0 | 7
3RT1024-3AR60 |  | 3RT1024-3AR60 | 1 | UN | 1 | 30 | D | D | N | N | 85364900 | 1 | 4011209494992 | 0.337 | KG | 74.1 | 74.1 | CP02 | CP02 | Power contactor, AC-3 12 A, 5.5 kW / 400 V 400 V AC, 50 Hz / 60 Hz, 440 V 60 Hz, 3-pole, Size S0 Spring-type terminal !!! Phased-out product !!! Successor is SIRIUS 3RT2 | - | 0 | 7
3RT1024-3AU60 |  | 3RT1024-3AU60 | 1 | UN | 1 | 30 | D | D | N | N | 85364900 | 1 | 4011209391130 | 0.342 | KG | 74.1 | 74.1 | CP02 | CP02 | Power contactor, AC-3 12 A, 5.5 kW / 400 V 277 V AC, 60 Hz, 3-pole 3-pole, Size S0 Spring-type terminal !!! Phased-out product !!! Successor is SIRIUS 3RT2 | - | 0 | 7
3RT1024-3AV00 |  | 3RT1024-3AV00 | 1 | UN | 1 | 30 | D | D | N | N | 85364900 | 1 | 4011209340701 | 0.34 | KG | 74.1 | 74.1 | CP02 | CP02 | Power contactor, AC-3 12 A, 5.5 kW / 400 V 400 V AC, 50 Hz 3-pole, Size S0 Spring-type terminal !!! Phased-out product !!! Successor is SIRIUS 3RT2 | - | 0 | 7
3RT1024-3AV60 |  | 3RT1024-3AV60 | 1 | UN | 1 | 7 | C | D | N | N | 85364900 | 1 | 4011209391147 | 0.342 | KG | 74.1 | 74.1 | CP02 | CP02 | Power contactor, AC-3 12 A, 5.5 kW / 400 V 480 V AC, 60 Hz 3-pole, Size S0 Spring-type terminal !!! Phased-out product !!! Successor is SIRIUS 3RT2 | - | 0 | 9
3RT1024-3BB40 |  | 3RT1024-3BB40 | 1 | UN | 1 | 5 | B | D | N | N | 85364900 | 1 | 4011209291171 | 0.567 | KG | 126.35 | 126.35 | CP02 | CP02 | Power contactor, AC-3 12 A, 5.5 kW / 400 V 24 V DC, 3-pole, Size S0 Spring-type terminal !!! Phased-out product !!! Successor is SIRIUS 3RT2 Preferred successor type is >>3RT2024-2BB40<< | - | 0 | 7
3RT1024-3BB40-1AA0 |  | 3RT1024-3BB40-1AA0 | 1 | UN | 1 | 15 | C | D | N | N | 85364900 | 1 | 4011209558397 | 0.564 | KG | 160.55 | 160.55 | CP02 | CP02 | Power contactor, AC-3 12 A, 5.5 kW / 400 V 24 V DC, 3-pole, Size S0 Spring-type terminal Upright mounting position !!! Phased-out product !!! Successor is SIRIUS 3RT2 | - | 0 | 7
3RT1024-3BB40-Z | W96 | 3RT1024-3BB40-ZW96 | 1 | UN | 1 | 15 | C | D | N | N | 85364900 | 35 | 4011209698239 | 0.373 | KG | 144.4 | 144.4 | CP02 | CP02 | Power contactor, AC-3 12 A, 5.5 kW / 400 V 24 V DC, 3-pole, Size S0 Spring-type terminal Multi-unit packaging Pack = 35 units !!! Phased-out product !!! Successor is SIRIUS 3RT2 | - | 0 | 7
3RT1024-3BB40-Z | X95 | 3RT1024-3BB40-ZX95 | 1 | UN | 1 | 15 | C | D | N | N | 85364900 | 52 | 4011209697997 | 0.568 | KG | 144.4 | 144.4 | CP02 | CP02 | Power contactor, AC-3 12 A, 5.5 kW / 400 V 24 V DC, 3-pole, Size S0 Spring-type terminal Reusable packaging Pack = 52 units !!! Phased-out product !!! Successor is SIRIUS 3RT2 | - | 0 | 7
3RT1024-3BB44-3MA0 |  | 3RT1024-3BB44-3MA0 | 1 | UN | 1 | 15 | C | D | N | N | 85364900 | 1 | 4011209570627 | 0.64 | KG | 157.7 | 157.7 | CP02 | CP02 | Power contactor, AC-3 12 A, 5.5 kW / 400 V 24 V DC, 3-pole, Size S0 Spring-type terminal 2 NO + 2 NC, captive !!! Phased-out product !!! Successor is SIRIUS 3RT2 Preferred successor type is >>3RT2024-2BB44-3MA0<< | - | 0 | 7
3RT1024-3BD40 |  | 3RT1024-3BD40 | 1 | UN | 1 | 15 | C | D | N | N | 85364900 | 1 | 4011209514379 | 0.567 | KG | 152.95 | 152.95 | CP02 | CP02 | Power contactor, AC-3 12 A, 5.5 kW / 400 V 42 V DC, 3-pole, Size S0 Spring-type terminal !!! Phased-out product !!! Successor is SIRIUS 3RT2 | - | 0 | 7
3RT1024-3BD40-1AA0 |  | 3RT1024-3BD40-1AA0 | 1 | UN | 1 | 15 | C | D | N | N | 85364900 | 1 | 4011209514386 | 0.566 | KG | 169.1 | 169.1 | CP02 | CP02 | Power contactor, AC-3 12 A, 5.5 kW / 400 V 42 V DC, 3-pole, Size S0 Main circuit: Screw terminal Auxiliary circuit: Spring-type terminal Upright mounting position !!! Phased-out product !!! Successor is SIRIUS 3RT2 | - | 0 | 7
3RT1024-3BF40 |  | 3RT1024-3BF40 | 1 | UN | 1 | 15 | C | D | N | N | 85364900 | 1 | 4011209340725 | 0.573 | KG | 126.35 | 126.35 | CP02 | CP02 | Power contactor, AC-3 12 A, 5.5 kW / 400 V 110 V DC, 3-pole, Size S0 Spring-type terminal !!! Phased-out product !!! Successor is SIRIUS 3RT2 Preferred successor type is >>3RT2024-2BF40<< | - | 0 | 7
3RT1024-3BM40 |  | 3RT1024-3BM40 | 1 | UN | 1 | 15 | C | D | N | N | 85364900 | 1 | 4011209296640 | 0.568 | KG | 144.4 | 144.4 | CP02 | CP02 | Power contactor, AC-3 12 A, 5.5 kW / 400 V 220 V DC, 3-pole, Size S0 Spring-type terminal !!! Phased-out product !!! Successor is SIRIUS 3RT2 Preferred successor type is >>3RT2024-2BM40<< | - | 0 | 7
3RT1024-3BP40 |  | 3RT1024-3BP40 | 1 | UN | 1 | 5 | B | D | N | N | 85364900 | 1 | 4011209291188 | 0.587 | KG | 152.95 | 152.95 | CP02 | CP02 | Power contactor, AC-3 12 A, 5.5 kW / 400 V 230 V DC, 3-pole, Size S0 Spring-type terminal !!! Phased-out product !!! Successor is SIRIUS 3RT2 | - | 0 | 9
3RT1024-3BW40 |  | 3RT1024-3BW40 | 1 | UN | 1 | 15 | C | D | N | N | 85364900 | 1 | 4011209340732 | 0.569 | KG | 144.4 | 144.4 | CP02 | CP02 | Power contactor, AC-3 12 A, 5.5 kW / 400 V 48 V DC 3-pole, Size S0 Spring-type terminal !!! Phased-out product !!! Successor is SIRIUS 3RT2 | - | 0 | 7
3RT1024-3BW44 |  | 3RT1024-3BW44 | 1 | UN | 1 | 15 | C | D | N | N | 85364900 | 1 | 4011209392786 | 0.637 | KG | 157.7 | 157.7 | CP02 | CP02 | Power contactor, AC-3 12 A, 5.5 kW / 400 V 2 NO + 2 NC, 48 V DC 3-pole, Size S0 Main circuit: Screw terminal Auxiliary current: Spring-type terminal !!! Phased-out product !!! Successor is SIRIUS 3RT2 | - | 0 | 7
3RT1024-3EG24 |  | 3RT1024-3EG24 | 1 | UN | 1 | 15 | C | D | N | N | 85364900 | 1 | 4011209390270 | 0.416 | KG | 121.6 | 121.6 | CP02 | CP02 | Power contactor, AC-3 12 A, 5.5 kW / 400 V 110 V AC, 50/60 Hz 3-pole, Size S0 Main circuit: Screw terminal Auxiliary current: Spring-type terminal With auxiliary switch 2 NO / 2 NC RC element plugged onto top !!! Phased-out product !!! Successor is SIRIUS 3RT2 | - | 0 | 9
3RT1024-3EG28-0MA3 |  | 3RT1024-3EG28-0MA3 | 1 | UN | 1 | 15 | C | D | N | N | 85364900 | 1 | 4011209586550 | 0.415 | KG | 161.5 | 161.5 | CP02 | CP02 | Power contactor, AC-3 12 A, 5.5 kW / 400 V 110 V AC, 50/60 Hz 3-pole, Size S0 Spring-type terminal 1 NO + 1 NC solid-state-compatible 1 NO + 1 NC standard RC element top Customized !!! Phased-out product !!! Successor is SIRIUS 3RT2 | - | 0 | 9
3RT1024-3EL24-0KS0 |  | 3RT1024-3EL24-0KS0 | 1 | UN | 1 | 15 | C | D | N | N | 85364900 | 1 | 4011209409323 | 0.31 | KG | 124.45 | 124.45 | CP02 | CP02 | Power contactor, AC-3 12 A, 5.5 kW / 400 V 230 V AC, 50/60 Hz 3-pole, Size S0 Main circuit: Screw terminal Auxiliary current: Spring-type terminal With auxiliary switch 2 NO / 2 NC RC element plugged onto top Schindler !!! Phased-out product !!! Successor is SIRIUS 3RT2 | - | 0 | 9
3RT1024-3EL24-0KS0-Z | X95 | 3RT1024-3EL24-0KS0-ZX95 | 1 | UN | 1 | 20 | D | D | N | N | 85364900 | 52 | 4011209438194 | 0.39 | KG | 124.45 | 124.45 | CP02 | CP02 | Power contactor, AC-3 12 A, 5.5 kW / 400 V 230 V AC, 50/60 Hz 3-pole, Size S0 Main circuit: Screw terminal Auxiliary current: Spring-type terminal With auxiliary switch 2 NO / 2 NC RC element plugged onto top Schindler Reusable packaging Pack = 52 units !!! Phased-out product !!! Successor is SIRIUS 3RT2 | - | 0 | 9
3RT1024-3KB40 |  | 3RT1024-3KB40 | 1 | UN | 1 | 15 | C | D | N | N | 85364900 | 1 | 4011209299832 | 0.578 | KG | 155.8 | 155.8 | CP02 | CP02 | Power contactor, AC-3 12 A, 5.5 kW / 400 V 24 V DC, 0.7-1.25*US With varistor 3-pole Size S0 Spring-type terminal !!! Phased-out product !!! Successor is SIRIUS 3RT2 Preferred successor type is >>3RT2024-2KB40<< | - | 0 | 7
3RT1024-3KF40-1AA0 |  | 3RT1024-3KF40-1AA0 | 1 | UN | 1 | 5 | B | D | N | N | 85364900 | 1 | 4011209478350 | 0.59 | KG | 173.85 | 173.85 | CP02 | CP02 | Power contactor, AC-3 12 A, 5.5 kW / 400 V 110 V DC, 0.7-1.25* Us With varistor, 3-pole Size S0, Main circuit: Screw terminal Auxiliary circuit: Spring-type terminal Upright mounting position !!! Phased-out product !!! Successor is SIRIUS 3RT2 | - | 0 | 9
3RT1024-3XF00-0GA0 |  | 3RT1024-3XF00-0GA0 | 1 | UN | 1 | 15 | C | D | N | N | 85364900 | 1 | 4011209563087 | 0.63 | KG | 209.95 | 209.95 | CP02 | CP02 | Power contactor, AC-3 12 A, 5.5 kW / 400 V 110 V AC, 50/60 Hz 3-pole, Size S0 Spring-type terminal With electronic control unit With varistor attenuated low-noise !!! Phased-out product !!! Successor is SIRIUS 3RT2 | - | 0 | 7
3RT1024-3XG28-0MV0 |  | 3RT1024-3XG28-0MV0 | 1 | UN | 1 | 15 | C | D | N | N | 85364900 | 1 | 4011209645561 | 0.41 | KG | 160.55 | 160.55 | CP02 | CP02 | Power contactor, AC-3 12 A, 5.5 kW / 400 V 110 V AC, 50/60 Hz 3-pole, Size S0 Spring-type terminal 1 NO + 1 NC solid-state-compatible 1 NO + 1 NC standard RC element bottom Customized !!! Phased-out product !!! Successor is SIRIUS 3RT2 | - | 0 | 9
3RT1024-3XG28-0MV0-Z | W97 | 3RT1024-3XG28-0MV0-ZW97 | 1 | UN | 1 | 15 | C | D | N | N | 85364900 | 12 | 4011209651692 | 0.321 | KG | 182.4 | 182.4 | CP02 | CP02 | Power contactor, AC-3 12 A, 5.5 kW / 400 V 110 V AC, 50/60 Hz 3-pole, Size S0 Spring-type terminal 1 NO + 1 NC solid-state-compatible 1 NO + 1 NC standard RC element bottom Customized Multi-unit packaging Pack = 12 units !!! Phased-out product !!! Successor is SIRIUS 3RT2 | - | 0 | 9
3RT1024-3XG28-0MV0-Z | X95 | 3RT1024-3XG28-0MV0-ZX95 | 1 | UN | 1 | 15 | C | D | N | N | 85364900 | 1 | 4011209645554 | 0.398 | KG | 182.4 | 182.4 | CP02 | CP02 | Power contactor, AC-3 12 A, 5.5 kW / 400 V 110 V AC, 50/60 Hz 3-pole, Size S0 Spring-type terminal 1 NO + 1 NC solid-state-compatible 1 NO + 1 NC standard RC element bottom Customized Reusable packaging Pack = 52 units !!! Phased-out product !!! Successor is SIRIUS 3RT2 | - | 0 | 9
3RT1024-3XP00-0GA0 |  | 3RT1024-3XP00-0GA0 | 1 | UN | 1 | 15 | C | D | N | N | 85364900 | 1 | 4011209563070 | 0.62 | KG | 209.95 | 209.95 | CP02 | CP02 | Power contactor, AC-3 12 A, 5.5 kW / 400 V 230 V AC, 50/60 Hz 3-pole, Size S0 Spring-type terminal With electronic control unit With varistor attenuated low-noise !!! Phased-out product !!! Successor is SIRIUS 3RT2 | - | 0 | 7
3RT1025-1AB00 |  | 3RT1025-1AB00 | 1 | UN | 1 | 5 | B | D | N | N | 85364900 | 1 | 4011209296657 | 0.342 | KG | 80.56 | 80.56 | CP02 | CP02 | Power contactor, AC-3 17 A, 7.5 kW / 400 V 24 V AC, 50 Hz, 3-pole Size S0 Screw terminal !!! Phased-out product !!! Successor is SIRIUS 3RT2 Preferred successor type is >>3RT2025-1AB00<< | - | 0 | 7
3RT1025-1AB00-1AA0 |  | 3RT1025-1AB00-1AA0 | 1 | UN | 1 | 15 | C | D | N | N | 85364900 | 1 | 4011209466098 | 0.339 | KG | 108.3 | 108.3 | CP02 | CP02 | Power contactor, AC-3 17 A, 7.5 kW / 400 V 24 V AC, 50 Hz, 3-pole Size S0 Screw terminal Upright mounting position !!! Phased-out product !!! Successor is SIRIUS 3RT2 Preferred successor type is >>3RT2025-1AB00-1AA0<< | - | 0 | 7
3RT1025-1AB00-Z | W95 | 3RT1025-1AB00-ZW95 | 1 | UN | 1 | 15 | C | D | N | N | 85364900 | 96 | 4011209436527 | 0.31 | KG | 92.25 | 92.25 | CP02 | CP02 | Power contactor, AC-3 17 A, 7.5 kW / 400 V 24 V AC, 50 Hz, 3-pole Size S0 Screw terminal Multi-unit packaging Pack = 96 units !!! Phased-out product !!! Successor is SIRIUS 3RT2 | - | 0 | 7
3RT1025-1AB00-Z | W97 | 3RT1025-1AB00-ZW97 | 1 | UN | 1 | 20 | D | D | N | N | 85364900 | 24 | 4011209465237 | 0.31 | KG | 80.56 | 80.56 | CP02 | CP02 | Power contactor, AC-3 17 A, 7.5 kW / 400 V 24 V AC, 50 Hz, 3-pole Size S0 Screw terminal Multi-unit packaging Pack = 24 units !!! Phased-out product !!! Successor is SIRIUS 3RT2 | - | 0 | 7
3RT1025-1AB00-Z | W98 | 3RT1025-1AB00-ZW98 | 1 | UN | 1 | 15 | C | D | N | N | 85364900 | 12 | 4047621002835 | 0.318 | KG | 92.25 | 92.25 | CP02 | CP02 | Power contactor, AC-3 17 A, 7.5 kW / 400 V 24 V AC, 50 Hz, 3-pole Size S0 Screw terminal Multi-unit packaging Pack = 12 units !!! Phased-out product !!! Successor is SIRIUS 3RT2 | - | 0 | 7
3RT1025-1AB00-Z | X95 | 3RT1025-1AB00-ZX95 | 1 | UN | 1 | 10 | C | D | N | N | 85364900 | 96 | 4011209381445 | 0.331 | KG | 80.56 | 80.56 | CP02 | CP02 | Power contactor, AC-3 17 A, 7.5 kW / 400 V 24 V AC, 50 Hz, 3-pole Size S0 Screw terminal Reusable packaging Pack = 96 units !!! Phased-out product !!! Successor is SIRIUS 3RT2 | - | 0 | 7
3RT1025-1AB04 |  | 3RT1025-1AB04 | 1 | UN | 1 | 5 | B | D | N | N | 85364900 | 1 | 4011209303041 | 0.413 | KG | 111.15 | 111.15 | CP02 | CP02 | Power contactor, AC-3 17 A, 7.5 kW / 400 V 24 V AC, 50 Hz 3-pole, 2 NO + 2 NC, Size S0 Screw terminal !!! Phased-out product !!! Successor is SIRIUS 3RT2 Preferred successor type is >>3RT2025-1AB04<< | - | 0 | 7
3RT1025-1AC00 |  | 3RT1025-1AC00 | 1 | UN | 1 | 15 | C | D | N | N | 85364900 | 1 | 4011209579873 | 0.343 | KG | 97.85 | 97.85 | CP02 | CP02 | Power contactor, AC-3 17 A, 7.5 kW / 400 V 32 V AC, 50 Hz 3-pole, Size S0 Screw terminal !!! Phased-out product !!! Successor is SIRIUS 3RT2 | - | 0 | 7
3RT1025-1AC10 |  | 3RT1025-1AC10 | 1 | UN | 1 | 40 | X | D | N | N | 85364900 | 1 | 4011209443839 | 0.347 | KG | 89.11 | 89.11 | CP02 | CP02 | Power contactor, AC-3 17 A, 7.5 kW / 400 V 24 V AC, 60 Hz, 3-pole Size S0 Screw terminal !!! Phased-out product !!! Successor is SIRIUS 3RT2 | - | 0 | 7
3RT1025-1AC20 |  | 3RT1025-1AC20 | 1 | UN | 1 | 5 | B | D | N | N | 85364900 | 1 | 4011209337381 | 0.34 | KG | 80.56 | 80.56 | CP02 | CP02 | Power contactor, AC-3 17 A, 7.5 kW / 400 V 24 V AC, 50/60 Hz 3-pole, Size S0 Screw terminal !!! Phased-out product !!! Successor is SIRIUS 3RT2 Preferred successor type is >>3RT2025-1AC20<< | - | 0 | 7
3RT1025-1AC20-Z | W96 | 3RT1025-1AC20-ZW96 | 1 | UN | 1 | 15 | C | D | N | N | 85364900 | 48 |  | 0.324 | KG | 92.25 | 92.25 | CP02 | CP02 | Power contactor, AC-3 17 A, 7.5 kW / 400 V 24 V AC, 50/60 Hz 3-pole, Size S0 Screw terminal Multi-unit packaging Pack = 48 units !!! Phased-out product !!! Successor is SIRIUS 3RT2 | - | 0 | 7
3RT1025-1AC20-Z | W97 | 3RT1025-1AC20-ZW97 | 1 | UN | 1 | 15 | C | D | N | N | 85364900 | 24 | 4011209577367 | 0.324 | KG | 92.25 | 92.25 | CP02 | CP02 | Power contactor, AC-3 17 A, 7.5 kW / 400 V 24 V AC, 50/60 Hz 3-pole, Size S0 Screw terminal Multi-unit packaging Pack = 24 units !!! Phased-out product !!! Successor is SIRIUS 3RT2 | - | 0 | 7
3RT1025-1AC20-Z | W98 | 3RT1025-1AC20-ZW98 | 1 | UN | 1 | 15 | C | D | N | N | 85364900 | 12 | 4011209589957 | 0.324 | KG | 92.25 | 92.25 | CP02 | CP02 | Power contactor, AC-3 17 A, 7.5 kW / 400 V 24 V AC, 50/60 Hz 3-pole, Size S0 Screw terminal Multi-unit packaging Pack = 12 units !!! Phased-out product !!! Successor is SIRIUS 3RT2 | - | 0 | 7
3RT1025-1AC20-Z | X95 | 3RT1025-1AC20-ZX95 | 1 | UN | 1 | 5 | B | D | N | N | 85364900 | 96 | 4011209439900 | 0.317 | KG | 92.25 | 92.25 | CP02 | CP02 | Power contactor, AC-3 17 A, 7.5 kW / 400 V 24 V AC, 50/60 Hz 3-pole, Size S0 Screw terminal Reusable packaging Pack = 96 units !!! Phased-out product !!! Successor is SIRIUS 3RT2 | - | 0 | 7
3RT1025-1AC24 |  | 3RT1025-1AC24 | 1 | UN | 1 | 15 | C | D | N | N | 85364900 | 1 | 4011209352414 | 0.41 | KG | 111.15 | 111.15 | CP02 | CP02 | Power contactor, AC-3 17 A, 7.5 kW / 400 V 24 V AC, 50/60 Hz 3-pole, 2 NO + 2 NC, Size S0 Screw terminal !!! Phased-out product !!! Successor is SIRIUS 3RT2 Preferred successor type is >>3RT2025-1AC24<< | - | 0 | 7
3RT1025-1AC24-0AA1 |  | 3RT1025-1AC24-0AA1 | 1 | UN | 1 | 15 | C | D | N | N | 85364900 | 1 | 4011209391512 | 0.418 | KG | 143.45 | 143.45 | CP02 | CP02 | Power contactor, AC-3 17 A, 7.5 kW / 400 V 24 V AC, 50/60 Hz 3-pole, 2 NO + 2 NC, Size S0 Screw terminal Plugged-on varistor !!! Phased-out product !!! Successor is SIRIUS 3RT2 | - | 0 | 9
3RT1025-1AC24-0AA1-Z | W97 | 3RT1025-1AC24-0AA1-ZW97 | 1 | UN | 1 | 20 | D | D | N | N | 85364900 | 12 | 4011209501515 | 0.37 | KG | 124.45 | 124.45 | CP02 | CP02 | Power contactor, AC-3 17 A, 7.5 kW / 400 V 24 V AC, 50/60 Hz 3-pole, 2 NO + 2 NC, Size S0 Screw terminal Plugged-on varistor Multi-unit packaging 1 pack = 12 units !!! Phased-out product !!! Successor is SIRIUS 3RT2 | - | 0 | 7
3RT1025-1AC24-0AA1-Z | X95 | 3RT1025-1AC24-0AA1-ZX95 | 1 | UN | 1 | 10 | C | D | N | N | 85364900 | 52 | 4011209425040 | 0.404 | KG | 124.45 | 124.45 | CP02 | CP02 | Power contactor, AC-3 17 A, 7.5 kW / 400 V 24 V AC, 50/60 Hz 3-pole, 2 NO + 2 NC, Size S0 Screw terminal Plugged-on varistor Reusable packaging Pack = 52 units !!! Phased-out product !!! Successor is SIRIUS 3RT2 | - | 0 | 9
3RT1025-1AD00 |  | 3RT1025-1AD00 | 1 | UN | 1 | 5 | B | D | N | N | 85364900 | 1 | 4011209340749 | 0.34 | KG | 85.31 | 85.31 | CP02 | CP02 | Power contactor, AC-3 17 A, 7.5 kW / 400 V 42 V AC, 50 Hz, 3-pole Size S0 Screw terminal !!! Phased-out product !!! Successor is SIRIUS 3RT2 Preferred successor type is >>3RT2025-1AD00<< | - | 0 | 7
3RT1025-1AD00-1AA0 |  | 3RT1025-1AD00-1AA0 | 1 | UN | 1 | 15 | C | D | N | N | 85364900 | 1 | 4011209466081 | 0.339 | KG | 114 | 114 | CP02 | CP02 | Power contactor, AC-3 17 A, 7.5 kW / 400 V 42 V AC, 50 Hz, 3-pole Size S0 Screw terminal Upright mounting position !!! Phased-out product !!! Successor is SIRIUS 3RT2 | - | 0 | 7
3RT1025-1AD04 |  | 3RT1025-1AD04 | 1 | UN | 1 | 5 | B | D | N | N | 85364900 | 1 | 4011209351936 | 0.411 | KG | 114.95 | 114.95 | CP02 | CP02 | Power contactor, AC-3 17 A, 7.5 kW / 400 V 42 V AC, 50 Hz 3-pole, 2 NO + 2 NC, Size S0 Screw terminal !!! Phased-out product !!! Successor is SIRIUS 3RT2 Preferred successor type is >>3RT2025-1AD04<< | - | 0 | 7
3RT1025-1AD20 |  | 3RT1025-1AD20 | 1 | UN | 1 | 5 | B | D | N | N | 85364900 | 1 | 4011209446922 | 0.337 | KG | 85.31 | 85.31 | CP02 | CP02 | Power contactor, AC-3 17 A, 7.5 kW / 400 V 42 V AC, 50/60 Hz 3-pole, Size S0 Screw terminal !!! Phased-out product !!! Successor is SIRIUS 3RT2 Preferred successor type is >>3RT2025-1AD20<< | - | 0 | 7
3RT1025-1AD20-1AA0 |  | 3RT1025-1AD20-1AA0 | 1 | UN | 1 | 15 | C | D | N | N | 85364900 | 1 | 4011209491946 | 0.338 | KG | 99.75 | 99.75 | CP02 | CP02 | Power contactor, AC-3 17 A, 7.5 kW / 400 V 42 V AC, 50 Hz, 3-pole Size S0 Screw terminal Upright mounting position !!! Phased-out product !!! Successor is SIRIUS 3RT2 Preferred successor type is >>3RT2025-1AD20-1AA0<< | - | 0 | 7
3RT1025-1AD24 |  | 3RT1025-1AD24 | 1 | UN | 1 | 15 | C | D | N | N | 85364900 | 1 | 4011209519725 | 0.405 | KG | 114.95 | 114.95 | CP02 | CP02 | Power contactor, AC-3 17 A, 7.5 kW / 400 V 42 V AC, 50/60 Hz 3-pole, 2 NO + 2 NC, Size S0 Screw terminal !!! Phased-out product !!! Successor is SIRIUS 3RT2 | - | 0 | 7
3RT1025-1AD24-0AA1 |  | 3RT1025-1AD24-0AA1 | 1 | UN | 1 | 15 | C | D | N | N | 85364900 | 1 | 4011209650633 | 0.418 | KG | 145.35 | 145.35 | CP02 | CP02 | Power contactor, AC-3 17 A, 7.5 kW / 400 V 42 V AC, 50/60 Hz 3-pole, 2 NO + 2 NC, Size S0 Screw terminal Plugged-on varistor !!! Phased-out product !!! Successor is SIRIUS 3RT2 | - | 0 | 7
3RT1025-1AF00 |  | 3RT1025-1AF00 | 1 | UN | 1 | 5 | B | D | N | N | 85364900 | 1 | 4011209296664 | 0.337 | KG | 80.56 | 80.56 | CP02 | CP02 | Power contactor, AC-3 17 A, 7.5 kW / 400 V 110 V AC, 50 Hz 3-pole, Size S0 Screw terminal !!! Phased-out product !!! Successor is SIRIUS 3RT2 Preferred successor type is >>3RT2025-1AF00<< | - | 0 | 7
3RT1025-1AF00-1AA0 |  | 3RT1025-1AF00-1AA0 | 1 | UN | 1 | 15 | C | D | N | N | 85364900 | 1 | 4011209412668 | 0.336 | KG | 108.3 | 108.3 | CP02 | CP02 | Power contactor, AC-3 17 A, 7.5 kW / 400 V 110 V AC, 50 Hz 3-pole, Size S0 Screw terminal Upright mounting position !!! Phased-out product !!! Successor is SIRIUS 3RT2 | - | 0 | 7
3RT1025-1AF04 |  | 3RT1025-1AF04 | 1 | UN | 1 | 5 | B | D | N | N | 85364900 | 1 | 4011209303065 | 0.409 | KG | 111.15 | 111.15 | CP02 | CP02 | Power contactor, AC-3 17 A, 7.5 kW / 400 V 110 V AC, 50 Hz 3-pole, 2 NO + 2 NC, Size S0 Screw terminal !!! Phased-out product !!! Successor is SIRIUS 3RT2 Preferred successor type is >>3RT2025-1AF04<< | - | 0 | 7
3RT1025-1AG20 |  | 3RT1025-1AG20 | 1 | UN | 1 | 5 | B | D | N | N | 85364900 | 1 | 4011209337398 | 0.343 | KG | 80.56 | 80.56 | CP02 | CP02 | Power contactor, AC-3 17 A, 7.5 kW / 400 V 110 V AC, 50/60 Hz 3-pole, Size S0 Screw terminal !!! Phased-out product !!! Successor is SIRIUS 3RT2 Preferred successor type is >>3RT2025-1AG20<< | - | 0 | 7
3RT1025-1AG20-Z | W96 | 3RT1025-1AG20-ZW96 | 1 | UN | 1 | 15 | C | D | N | N | 85364900 | 48 | 4011209401341 | 0.31 | KG | 92.25 | 92.25 | CP02 | CP02 | Power contactor, AC-3 17 A, 7.5 kW / 400 V 110 V AC, 50/60 Hz 3-pole, Size S0 Screw terminal Multi-unit packaging Pack = 48 units Pack = 48 units !!! Phased-out product !!! Successor is SIRIUS 3RT2 | - | 0 | 7
3RT1025-1AG20-Z | X95 | 3RT1025-1AG20-ZX95 | 1 | UN | 1 | 15 | C | D | N | N | 85364900 | 96 | 4011209370708 | 0.33 | KG | 92.25 | 92.25 | CP02 | CP02 | Power contactor, AC-3 17 A, 7.5 kW / 400 V 110 V AC, 50/60 Hz 3-pole, Size S0 Screw terminal Reusable packaging Pack = 96 units Pack = 96 units !!! Phased-out product !!! Successor is SIRIUS 3RT2 | - | 0 | 7
3RT1025-1AG24 |  | 3RT1025-1AG24 | 1 | UN | 1 | 5 | B | D | N | N | 85364900 | 1 | 4011209349544 | 0.414 | KG | 111.15 | 111.15 | CP02 | CP02 | Power contactor, AC-3 17 A, 7.5 kW / 400 V 110 V AC, 50/60 Hz 3-pole, 2 NO + 2 NC, Size S0 Screw terminal !!! Phased-out product !!! Successor is SIRIUS 3RT2 Preferred successor type is >>3RT2025-1AG24<< | - | 0 | 7
3RT1025-1AG24-Z | X95 | 3RT1025-1AG24-ZX95 | 1 | UN | 1 | 15 | C | D | N | N | 85364900 | 52 | 4011209471566 | 0.381 | KG | 126.35 | 126.35 | CP02 | CP02 | Power contactor, AC-3 17 A, 7.5 kW / 400 V 110 V AC, 50/60 Hz 3-pole, 2 NO + 2 NC, Size S0 Screw terminal Reusable packaging Pack = 52 units Pack = 52 units !!! Phased-out product !!! Successor is SIRIUS 3RT2 | - | 0 | 7
3RT1025-1AG28-0KS2 |  | 3RT1025-1AG28-0KS2 | 1 | UN | 1 | 5 | B | D | N | N | 85364900 | 1 |  | 0.31 | KG | 130.15 | 130.15 | CP02 | CP02 | Power contactor, AC-3 17 A, 7.5 kW / 400 V 110 V AC, 50/60 Hz Aux. switch 1 NO + 1 NC electr., 3-pole, Size S0, screw terminal Schindler ! Phased-out product! Successor is SIRIUS 3RT2 | - | 0 | 9
3RT1025-1AG60 |  | 3RT1025-1AG60 | 1 | UN | 1 | 10 | C | D | N | N | 85364900 | 1 | 4011209495005 | 0.339 | KG | 89.11 | 89.11 | CP02 | CP02 | Power contactor, AC-3 17 A, 7.5 kW / 400 V 100 V AC, 50 Hz / 100-110 V 60 Hz 3-pole, Size S0 Screw terminal !!! Phased-out product !!! Successor is SIRIUS 3RT2 Preferred successor type is >>3RT2025-1AG60<< | - | 0 | 7
3RT1025-1AG64 |  | 3RT1025-1AG64 | 1 | UN | 1 | 15 | C | D | N | N | 85364900 | 1 | 4011209495012 | 0.41 | KG | 131.1 | 131.1 | CP02 | CP02 | Power contactor, AC-3 17 A, 7.5 kW / 400 V 100 V AC, 50 Hz / 100-110 V 60 Hz 3-pole, 2 NO + 2 NC, Size S0 Screw terminal !!! Phased-out product !!! Successor is SIRIUS 3RT2 | - | 0 | 7
3RT1025-1AH00 |  | 3RT1025-1AH00 | 1 | UN | 1 | 5 | B | D | N | N | 85364900 | 1 | 4011209340756 | 0.339 | KG | 80.56 | 80.56 | CP02 | CP02 | Power contactor, AC-3 17 A, 7.5 kW / 400 V 48 V AC, 50 Hz, 3-pole Size S0 Screw terminal !!! Phased-out product !!! Successor is SIRIUS 3RT2 Preferred successor type is >>3RT2025-1AH00<< | - | 0 | 7
3RT1025-1AH04 |  | 3RT1025-1AH04 | 1 | UN | 1 | 15 | C | D | N | N | 85364900 | 1 | 4011209352421 | 0.41 | KG | 126.35 | 126.35 | CP02 | CP02 | Power contactor, AC-3 17 A, 7.5 kW / 400 V 48 V AC, 50 Hz 3-pole, 2 NO + 2 NC, Size S0 Screw terminal !!! Phased-out product !!! Successor is SIRIUS 3RT2 | - | 0 | 7
3RT1025-1AH20 |  | 3RT1025-1AH20 | 1 | UN | 1 | 15 | C | D | N | N | 85364900 | 1 | 4011209438897 | 0.338 | KG | 85.31 | 85.31 | CP02 | CP02 | Power contactor, AC-3 17 A, 7.5 kW / 400 V 48 V AC, 50/60 Hz 3-pole, Size S0 Screw terminal !!! Phased-out product !!! Successor is SIRIUS 3RT2 Preferred successor type is >>3RT2025-1AH20<< | - | 0 | 7
3RT1025-1AH24 |  | 3RT1025-1AH24 | 1 | UN | 1 | 15 | C | D | N | N | 85364900 | 1 | 4011209512276 | 0.41 | KG | 131.1 | 131.1 | CP02 | CP02 | Power contactor, AC-3 17 A, 7.5 kW / 400 V 48 V AC, 50 Hz 3-pole, 2 NO + 2 NC, Size S0 Screw terminal !!! Phased-out product !!! Successor is SIRIUS 3RT2 | - | 0 | 7
3RT1025-1AH24-1AA0 |  | 3RT1025-1AH24-1AA0 | 1 | UN | 1 | 15 | C | D | N | N | 85364900 | 1 | 4011209512283 | 0.41 | KG | 147.25 | 147.25 | CP02 | CP02 | Power contactor, AC-3 17 A, 7.5 kW / 400 V 48 V AC, 50 / 60 Hz, 3-pole, 2 NO + 2 NC, Size S0, Screw terminal Upright mounting position !!! Phased-out product !!! Successor is SIRIUS 3RT2 | - | 0 | 7
3RT1025-1AK60 |  | 3RT1025-1AK60 | 1 | UN | 1 | 5 | B | D | N | N | 85364900 | 1 | 4011209340763 | 0.337 | KG | 80.56 | 80.56 | CP02 | CP02 | Power contactor, AC-3 17 A, 7.5 kW / 400 V 110 V AC, 50 Hz / 120 V, 60 Hz 3-pole, Size S0 Screw terminal !!! Phased-out product !!! Successor is SIRIUS 3RT2 Preferred successor type is >>3RT2025-1AK60<< | - | 0 | 7
3RT1025-1AK60-Z | W96 | 3RT1025-1AK60-ZW96 | 1 | UN | 1 | 15 | C | D | N | N | 85364900 | 48 | 4011209405257 | 0.31 | KG | 92.25 | 92.25 | CP02 | CP02 | Power contactor, AC-3 17 A, 7.5 kW / 400 V 110 V AC, 50 Hz / 120 V, 60 Hz 3-pole, Size S0 Screw terminal Multi-unit packaging Pack = 48 units !!! Phased-out product !!! Successor is SIRIUS 3RT2 | - | 0 | 7
3RT1025-1AK60-Z | W97 | 3RT1025-1AK60-ZW97 | 1 | UN | 1 | 20 | D | D | N | N | 85364900 | 24 | 4011209436169 | 0.31 | KG | 80.56 | 80.56 | CP02 | CP02 | Power contactor, AC-3 17 A, 7.5 kW / 400 V 110 V AC, 50 Hz / 120 V, 60 Hz 3-pole, Size S0 Screw terminal Multi-unit packaging Pack = 24 units !!! Phased-out product !!! Successor is SIRIUS 3RT2 | - | 0 | 7
3RT1025-1AK60-Z | W98 | 3RT1025-1AK60-ZW98 | 1 | UN | 1 | 15 | C | D | N | N | 85364900 | 12 | 4011209902206 | 0.31 | KG | 92.25 | 92.25 | CP02 | CP02 | Power contactor, AC-3 17 A, 7.5 kW / 400 V 110 V AC, 50 Hz / 120 V, 60 Hz 3-pole, Size S0 Screw terminal Multi-unit packaging Pack = 12 units !!! Phased-out product !!! Successor is SIRIUS 3RT2 | - | 0 | 7
3RT1025-1AK60-Z | X95 | 3RT1025-1AK60-ZX95 | 1 | UN | 1 | 10 | C | D | N | N | 85364900 | 96 | 4011209402171 | 0.324 | KG | 80.56 | 80.56 | CP02 | CP02 | Power contactor, AC-3 17 A, 7.5 kW / 400 V 110 V AC, 50 Hz / 120 V, 60 Hz 3-pole, Size S0 Screw terminal Reusable packaging Pack = 96 units !!! Phased-out product !!! Successor is SIRIUS 3RT2 | - | 0 | 7
3RT1025-1AK64 |  | 3RT1025-1AK64 | 1 | UN | 1 | 15 | C | D | N | N | 85364900 | 1 | 4011209352438 | 0.408 | KG | 111.15 | 111.15 | CP02 | CP02 | Power contactor, AC-3 17 A, 7.5 kW / 400 V 110 V AC, 50 Hz / 120 V, 60 Hz 3-pole, 2 NO + 2 NC, Size S0 Screw terminal !!! Phased-out product !!! Successor is SIRIUS 3RT2 Preferred successor type is >>3RT2025-1AK64<< | - | 0 | 7
3RT1025-1AK64-3MA0 |  | 3RT1025-1AK64-3MA0 | 1 | UN | 1 | 15 | C | D | N | N | 85364900 | 1 | 4011209723696 | 0.407 | KG | 131.1 | 131.1 | CP02 | CP02 | Power contactor, AC-3 17 A, 7.5 kW / 400 V 2 NO + 2 NC, captive 120 V AC, 60 Hz 3-pole, 2 NO + 2 NC, captive Size S0, screw terminal !!! Phased-out product !!! Successor is SIRIUS 3RT2 Preferred successor type is >>3RT2025-1AK64-3MA0<< | - | 0 | 7
3RT1025-1AL00 |  | 3RT1025-1AL00 | 1 | UN | 1 | 20 | D | D | N | N | 85364900 | 1 | 4011209532755 | 0.336 | KG | 89.11 | 89.11 | CP02 | CP02 | Power contactor, AC-3 17 A, 7.5 kW / 400 V 125 V AC, 50 Hz 3-pole, Size S0 Screw terminal !!! Phased-out product !!! Successor is SIRIUS 3RT2 | - | 0 | 7
3RT1025-1AL20 |  | 3RT1025-1AL20 | 1 | UN | 1 | 5 | B | D | N | N | 85364900 | 1 | 4011209335578 | 0.344 | KG | 80.56 | 80.56 | CP02 | CP02 | Power contactor, AC-3 17 A, 7.5 kW / 400 V 230 V AC, 50/60 Hz 3-pole, Size S0 Screw terminal !!! Phased-out product !!! Successor is SIRIUS 3RT2 Preferred successor type is >>3RT2025-1AL20<< | - | 0 | 7
3RT1025-1AL20-1AA0 |  | 3RT1025-1AL20-1AA0 | 1 | UN | 1 | 15 | C | D | N | N | 85364900 | 1 | 4011209466227 | 0.344 | KG | 108.3 | 108.3 | CP02 | CP02 | Power contactor, AC-3 17 A, 7.5 kW / 400 V 230 V AC, 50/60 Hz 3-pole, Size S0 Screw terminal Upright mounting position !!! Phased-out product !!! Successor is SIRIUS 3RT2 Preferred successor type is >>3RT2025-1AL20-1AA0<< | - | 0 | 7
3RT1025-1AL20-Z | W95 | 3RT1025-1AL20-ZW95 | 1 | UN | 1 | 20 | D | D | N | N | 85364900 | 96 | 4011209576728 | 0.328 | KG | 80.56 | 80.56 | CP02 | CP02 | Power contactor, AC-3 17 A, 7.5 kW / 400 V 230 V AC, 50/60 Hz 3-pole, Size S0 Screw terminal Multi-unit packaging Pack = 96 units Pack = 96 units !!! Phased-out product !!! Successor is SIRIUS 3RT2 | - | 0 | 9
3RT1025-1AL20-Z | W96 | 3RT1025-1AL20-ZW96 | 1 | UN | 1 | 20 | D | D | N | N | 85364900 | 48 | 4011209593992 | 0.328 | KG | 80.56 | 80.56 | CP02 | CP02 | Power contactor, AC-3 17 A, 7.5 kW / 400 V 230 V AC, 50/60 Hz 3-pole, Size S0 Screw terminal Multi-unit packaging Pack = 48 units Pack = 48 units !!! Phased-out product !!! Successor is SIRIUS 3RT2 | - | 0 | 9
3RT1025-1AL20-Z | W97 | 3RT1025-1AL20-ZW97 | 1 | UN | 1 | 15 | C | D | N | N | 85364900 | 24 | 4011209448186 | 0.31 | KG | 92.25 | 92.25 | CP02 | CP02 | Power contactor, AC-3 17 A, 7.5 kW / 400 V 230 V AC, 50/60 Hz 3-pole, Size S0 Screw terminal Multi-unit packaging Pack = 24 units Pack = 24 units !!! Phased-out product !!! Successor is SIRIUS 3RT2 Preferred successor type is >>3RT2025-1AL20-ZW97<< | - | 0 | 7
3RT1025-1AL20-Z | W98 | 3RT1025-1AL20-ZW98 | 1 | UN | 1 | 20 | D | D | N | N | 85364900 | 12 | 4011209575998 | 0.328 | KG | 80.56 | 80.56 | CP02 | CP02 | Power contactor, AC-3 17 A, 7.5 kW / 400 V 230 V AC, 50/60 Hz 3-pole, Size S0 Screw terminal Multi-unit packaging Pack = 12 units !!! Phased-out product !!! Successor is SIRIUS 3RT2 | - | 0 | 9
3RT1025-1AL20-Z | X95 | 3RT1025-1AL20-ZX95 | 1 | UN | 1 | 10 | C | D | N | N | 85364900 | 96 | 4011209381506 | 0.327 | KG | 80.56 | 80.56 | CP02 | CP02 | Power contactor, AC-3 17 A, 7.5 kW / 400 V 230 V AC, 50/60 Hz 3-pole, Size S0 Screw terminal Reusable packaging Pack = 96 units !!! Phased-out product !!! Successor is SIRIUS 3RT2 | - | 0 | 7
3RT1025-1AL24 |  | 3RT1025-1AL24 | 1 | UN | 1 | 5 | B | D | N | N | 85364900 | 1 | 4011209349520 | 0.414 | KG | 111.15 | 111.15 | CP02 | CP02 | Power contactor, AC-3 17 A, 7.5 kW / 400 V 230 V AC, 50/60 Hz 3-pole, 2 NO + 2 NC, Size S0 Screw terminal !!! Phased-out product !!! Successor is SIRIUS 3RT2 Preferred successor type is >>3RT2025-1AL24<< | - | 0 | 7
3RT1025-1AL24-0AA1 |  | 3RT1025-1AL24-0AA1 | 1 | UN | 1 | 15 | C | D | N | N | 85364900 | 1 | 4011209391529 | 0.423 | KG | 143.45 | 143.45 | CP02 | CP02 | Power contactor, AC-3 17 A, 7.5 kW / 400 V 230 V AC, 50/60 Hz 3-pole, 2 NO + 2 NC, Size S0 Screw terminal Plugged-on varistor !!! Phased-out product !!! Successor is SIRIUS 3RT2 | - | 0 | 7
3RT1025-1AL24-3MA0 |  | 3RT1025-1AL24-3MA0 | 1 | UN | 1 | 5 | B | D | N | N | 85364900 | 1 | 4011209516021 | 0.41 | KG | 112.1 | 112.1 | CP02 | CP02 | Power contactor, AC-3 17 A, 7.5 kW / 400 V 2 NO + 2 NC, captive 230 V AC, 50/60 Hz 3-pole, 2 NO + 2 NC, captive Size S0, screw terminal for SUVA applications !!! Phased-out product !!! Successor is SIRIUS 3RT2 Preferred successor type is >>3RT2025-1AL24-3MA0<< | - | 0 | 7
3RT1025-1AL24-Z | X95 | 3RT1025-1AL24-ZX95 | 1 | UN | 1 | 15 | C | D | N | N | 85364900 | 52 | 4011209385788 | 0.386 | KG | 126.35 | 126.35 | CP02 | CP02 | Power contactor, AC-3 17 A, 7.5 kW / 400 V 230 V AC, 50/60 Hz 3-pole, 2 NO + 2 NC, Size S0 Screw terminal Reusable packaging Pack = 52 units !!! Phased-out product !!! Successor is SIRIUS 3RT2 | - | 0 | 7
3RT1025-1AL25 |  | 3RT1025-1AL25 | 1 | UN | 1 | 0 | A | D | N | N | 85365080 | 1 |  | 0.413 | KG | 124.45 | 124.45 | CP02 | CP02 | Power contactor, AC-3 17 A, 7.5 kW / 400 V 230 V AC, 50 / 60 Hz, 3-pole, 1 NO + 1 NC, Size S0 Screw terminal !!! Phased-out product !!! Successor is SIRIUS 3RT2 | - | 0 | 9
3RT1025-1AL28-0PA4 |  | 3RT1025-1AL28-0PA4 | 1 | UN | 1 | 15 | C | D | N | N | 85364900 | 1 | 4011209867802 | 0.43 | KG | 124.45 | 124.45 | CP02 | CP02 | Power contactor, AC-3 17 A, 7.5 kW / 400 V 230 V AC, 50/60 Hz 3-pole, 1 NO + 1 NC, Size S0 Screw terminal !!! Phased-out product !!! Successor is SIRIUS 3RT2 | - | 0 | 7
3RT1025-1AM20 |  | 3RT1025-1AM20 | 1 | UN | 1 | 15 | C | D | N | N | 85364900 | 1 | 4011209382596 | 0.34 | KG | 97.85 | 97.85 | CP02 | CP02 | Power contactor, AC-3 17 A, 7.5 kW / 400 V 208 V AC, 50/60 Hz 3-pole, Size S0 Screw terminal !!! Phased-out product !!! Successor is SIRIUS 3RT2 Preferred successor type is >>3RT2025-1AM20<< | - | 0 | 7
3RT1025-1AN00 |  | 3RT1025-1AN00 | 1 | UN | 1 | 40 | X | D | N | N | 85364900 | 1 | 4011209559097 | 0.34 | KG | 89.11 | 89.11 | CP02 | CP02 | Power contactor, AC-3 17 A, 7.5 kW / 400 V 220 V AC, 50 Hz 3-pole, Size S00-S3 Screw terminal !!! Phased-out product !!! Successor is SIRIUS 3RT2 | - | 0 | 7
3RT1025-1AN00-1AA0 |  | 3RT1025-1AN00-1AA0 | 1 | UN | 1 | 30 | D | D | N | N | 85364900 | 1 | 4011209567764 | 0.345 | KG | 114 | 114 | CP02 | CP02 | Power contactor, AC-3 17 A, 7.5 kW / 400 V 220 V AC, 50 Hz, 3-pole, Size S00-S3 Screw terminal !!! Phased-out product !!! Successor is SIRIUS 3RT2 | - | 0 | 7
3RT1025-1AN10 |  | 3RT1025-1AN10 | 1 | UN | 1 | 30 | D | D | N | N | 85364900 | 1 | 4011209443853 | 0.35 | KG | 85.31 | 85.31 | CP02 | CP02 | Power contactor, AC-3 17 A, 7.5 kW / 400 V 220 V AC, 60 Hz 3-pole, Size S0 Screw terminal !!! Phased-out product !!! Successor is SIRIUS 3RT2 Preferred successor type is >>3RT2025-1AN10<< | - | 0 | 7
3RT1025-1AN20 |  | 3RT1025-1AN20 | 1 | UN | 1 | 5 | B | D | N | N | 85364900 | 1 | 4011209340770 | 0.341 | KG | 80.56 | 80.56 | CP02 | CP02 | Power contactor, AC-3 17 A, 7.5 kW / 400 V 220 V AC, 50/60 Hz 3-pole, Size S0 Screw terminal !!! Phased-out product !!! Successor is SIRIUS 3RT2 Preferred successor type is >>3RT2025-1AN20<< | - | 0 | 7
3RT1025-1AN24 |  | 3RT1025-1AN24 | 1 | UN | 1 | 5 | B | D | N | N | 85364900 | 1 | 4011209352445 | 0.411 | KG | 111.15 | 111.15 | CP02 | CP02 | Power contactor, AC-3 17 A, 7.5 kW / 400 V 220 V AC, 50/60 Hz 3-pole, 2 NO + 2 NC, Size S0 Screw terminal !!! Phased-out product !!! Successor is SIRIUS 3RT2 Preferred successor type is >>3RT2025-1AN24<< | - | 0 | 7
3RT1025-1AN24-Z | X95 | 3RT1025-1AN24-ZX95 | 1 | UN | 1 | 15 | C | D | N | N | 85364900 | 52 | 4011209647725 | 0.493 | KG | 126.35 | 126.35 | CP02 | CP02 | Power contactor, AC-3 17 A, 7.5 kW / 400 V 220 V AC, 50/60 Hz 3-pole, 2 NO + 2 NC, Size S0 Screw terminal Reusable packaging Pack = 52 units !!! Phased-out product !!! Successor is SIRIUS 3RT2 | - | 0 | 9
3RT1025-1AN60 |  | 3RT1025-1AN60 | 1 | UN | 1 | 15 | C | D | N | N | 85364900 | 1 | 4011209495029 | 0.34 | KG | 97.85 | 97.85 | CP02 | CP02 | Power contactor, AC-3 17 A, 7.5 kW / 400 V 200 V AC, 50 Hz / 200-220 V 60 Hz 3-pole, Size S0 Screw terminal !!! Phased-out product !!! Successor is SIRIUS 3RT2 Preferred successor type is >>3RT2025-1AN60<< | - | 0 | 7
3RT1025-1AN64 |  | 3RT1025-1AN64 | 1 | UN | 1 | 15 | C | D | N | N | 85364900 | 1 | 4011209495036 | 0.411 | KG | 131.1 | 131.1 | CP02 | CP02 | Power contactor, AC-3 17 A, 7.5 kW / 400 V 200 V AC, 50 Hz / 200-220 V 60 Hz, 3-pole, 2 NO + 2 NC Size S0, Screw terminal !!! Phased-out product !!! Successor is SIRIUS 3RT2 | - | 0 | 7
3RT1025-1AP00 |  | 3RT1025-1AP00 | 1 | UN | 1 | 5 | B | D | N | N | 85364900 | 1 | 4011209291072 | 0.34 | KG | 80.56 | 80.56 | CP02 | CP02 | Power contactor, AC-3 17 A, 7.5 kW / 400 V 230 V AC, 50 Hz 3-pole, Size S0 Screw terminal !!! Phased-out product !!! Successor is SIRIUS 3RT2 Preferred successor type is >>3RT2025-1AP00<< | - | 0 | 7
3RT1025-1AP00-1AA0 |  | 3RT1025-1AP00-1AA0 | 1 | UN | 1 | 15 | C | D | N | N | 85364900 | 1 | 4011209466210 | 0.339 | KG | 94.72 | 94.72 | CP02 | CP02 | Power contactor, AC-3 17 A, 7.5 kW / 400 V 230 V AC, 50 Hz 3-pole, Size S0 Screw terminal Upright mounting position !!! Phased-out product !!! Successor is SIRIUS 3RT2 Preferred successor type is >>3RT2025-1AP00-1AA0<< | - | 0 | 7
3RT1025-1AP00-Z | W95 | 3RT1025-1AP00-ZW95 | 1 | UN | 1 | 20 | D | D | N | N | 85364900 | 96 |  | 0.318 | KG | 80.56 | 80.56 | CP02 | CP02 | Power contactor, AC-3 17 A, 7.5 kW / 400 V 230 V AC, 50 Hz 3-pole, Size S0 Screw terminal Multi-unit packaging Pack = 96 units !!! Phased-out product !!! Successor is SIRIUS 3RT2 | - | 0 | 7
3RT1025-1AP00-Z | W96 | 3RT1025-1AP00-ZW96 | 1 | UN | 1 | 20 | D | D | N | N | 85364900 | 48 | 4011209436510 | 0.31 | KG | 80.56 | 80.56 | CP02 | CP02 | Power contactor, AC-3 17 A, 7.5 kW / 400 V 230 V AC, 50 Hz 3-pole, Size S0 Screw terminal Multi-unit packaging Pack = 48 units !!! Phased-out product !!! Successor is SIRIUS 3RT2 | - | 0 | 7
3RT1025-1AP00-Z | W97 | 3RT1025-1AP00-ZW97 | 1 | UN | 1 | 20 | D | D | N | N | 85364900 | 24 | 4011209821996 | 0.318 | KG | 80.56 | 80.56 | CP02 | CP02 | Power contactor, AC-3 17 A, 7.5 kW / 400 V 230 V AC, 50 Hz 3-pole, Size S0 Screw terminal Multi-unit packaging Pack = 24 units !!! Phased-out product !!! Successor is SIRIUS 3RT2 | - | 0 | 9
3RT1025-1AP00-Z | W98 | 3RT1025-1AP00-ZW98 | 1 | UN | 1 | 20 | D | D | N | N | 85364900 | 12 | 4011209822696 | 0.318 | KG | 80.56 | 80.56 | CP02 | CP02 | Power contactor, AC-3 17 A, 7.5 kW / 400 V 230 V AC, 50 Hz 3-pole, Size S0 Screw terminal Multi-unit packaging Pack = 12 units !!! Phased-out product !!! Successor is SIRIUS 3RT2 | - | 0 | 9
3RT1025-1AP00-Z | X95 | 3RT1025-1AP00-ZX95 | 1 | UN | 1 | 10 | C | D | N | N | 85364900 | 96 | 4011209338272 | 0.32 | KG | 80.56 | 80.56 | CP02 | CP02 | Power contactor, AC-3 17 A, 7.5 kW / 400 V 230 V AC, 50 Hz 3-pole, Size S0 Screw terminal Reusable packaging Pack = 96 units !!! Phased-out product !!! Successor is SIRIUS 3RT2 | - | 0 | 7
3RT1025-1AP04 |  | 3RT1025-1AP04 | 1 | UN | 1 | 5 | B | D | N | N | 85364900 | 1 | 4011209303102 | 0.41 | KG | 111.15 | 111.15 | CP02 | CP02 | Power contactor, AC-3 17 A, 7.5 kW / 400 V 230 V AC, 50 Hz 3-pole, 2 NO + 2 NC, Size S0 Screw terminal !!! Phased-out product !!! Successor is SIRIUS 3RT2 Preferred successor type is >>3RT2025-1AP04<< | - | 0 | 7
3RT1025-1AP04-1AA0 |  | 3RT1025-1AP04-1AA0 | 1 | UN | 1 | 15 | C | D | N | N | 85364900 | 1 | 4011209466241 | 0.41 | KG | 143.45 | 143.45 | CP02 | CP02 | Power contactor, AC-3 17 A, 7.5 kW / 400 V 230 V AC, 50 Hz 3-pole, 2 NO + 2 NC, Size S0 Screw terminal Upright mounting position !!! Phased-out product !!! Successor is SIRIUS 3RT2 | - | 0 | 7
3RT1025-1AP04-Z | W95 | 3RT1025-1AP04-ZW95 | 1 | UN | 1 | 15 | C | D | N | N | 85364900 | 52 |  | 0.395 | KG | 126.35 | 126.35 | CP02 | CP02 | Power contactor, AC-3 17 A, 7.5 kW / 400 V 230 V AC, 50 Hz 3-pole, 2 NO + 2 NC, Size S0 Screw terminal Multi-unit packaging Pack quantity = 52 units !!! Phased-out product !!! Successor is SIRIUS 3RT2 | - | 0 | 9
3RT1025-1AP04-Z | W96 | 3RT1025-1AP04-ZW96 | 1 | UN | 1 | 15 | C | D | N | N | 85364900 | 24 | 4011209679405 | 0.395 | KG | 126.35 | 126.35 | CP02 | CP02 | Power contactor, AC-3 17 A, 7.5 kW / 400 V 230 V AC, 50 Hz 3-pole, 2 NO + 2 NC, Size S0 Screw terminal Multi-unit packaging Pack quantity = 24 units !!! Phased-out product !!! Successor is SIRIUS 3RT2 | - | 0 | 9
3RT1025-1AP04-Z | W97 | 3RT1025-1AP04-ZW97 | 1 | UN | 1 | 15 | C | D | N | N | 85364900 | 12 | 4011209686397 | 0.395 | KG | 126.35 | 126.35 | CP02 | CP02 | Power contactor, AC-3 17 A, 7.5 kW / 400 V 230 V AC, 50 Hz 3-pole, 2 NO + 2 NC, Size S0 Screw terminal Multi-unit packaging Pack quantity = 12 units !!! Phased-out product !!! Successor is SIRIUS 3RT2 | - | 0 | 9
3RT1025-1AP04-Z | W98 | 3RT1025-1AP04-ZW98 | 1 | UN | 1 | 15 | C | D | N | N | 85364900 | 6 | 4011209679412 | 0.395 | KG | 126.35 | 126.35 | CP02 | CP02 | Power contactor, AC-3 17 A, 7.5 kW / 400 V 230 V AC, 50 Hz 3-pole, 2 NO + 2 NC, Size S0 Screw terminal Multi-unit packaging Pack = 6 units !!! Phased-out product !!! Successor is SIRIUS 3RT2 | - | 0 | 9
3RT1025-1AP04-Z | X95 | 3RT1025-1AP04-ZX95 | 1 | UN | 1 | 15 | C | D | N | N | 85364900 | 52 | 4011209469440 | 0.423 | KG | 126.35 | 126.35 | CP02 | CP02 | Power contactor, AC-3 17 A, 7.5 kW / 400 V 230 V AC, 50 Hz 3-pole, 2 NO + 2 NC, Size S0 Screw terminal Reusable packaging Pack = 52 units !!! Phased-out product !!! Successor is SIRIUS 3RT2 Preferred successor type is >>3RT2025-1AP04-ZX95<< | - | 0 | 7
3RT1025-1AP08-0MA0 |  | 3RT1025-1AP08-0MA0 | 1 | UN | 1 | 15 | C | D | N | N | 85364900 | 1 | 4011209653481 | 0.408 | KG | 129.2 | 129.2 | CP02 | CP02 | Power contactor, AC-3 17 A, 7.5 kW / 400 V 230 V AC, 50 Hz 3-pole, 2 NO + 2 NC, Size S0 Screw terminal Operating range 0.9-1.1 Us Special-purpose device !!! Phased-out product !!! Successor is SIRIUS 3RT2 | - | 0 | 7
3RT1025-1AP08-0MA0-Z | X95 | 3RT1025-1AP08-0MA0-ZX95 | 1 | UN | 1 | 15 | C | D | N | N | 85364900 | 52 | 4011209653474 | 0.404 | KG | 129.2 | 129.2 | CP02 | CP02 | Power contactor, AC-3 17 A, 7.5 kW / 400 V 230 V AC, 50 Hz 3-pole, 2 NO + 2 NC, Size S0 Screw terminal Operating range 0.9-1.1 Us Special-purpose device Reusable packaging Pack = 52 units !!! Phased-out product !!! Successor is SIRIUS 3RT2 | - | 0 | 9
3RT1025-1AP08-0QA2 |  | 3RT1025-1AP08-0QA2 | 1 | UN | 1 | 5 | B | D | N | N | 85364900 | 1 |  | 0.339 | KG | 158.65 | 158.65 | CP02 | CP02 | Power contactor, AC-3 17 A, 7.5 kW / 400 V 230 V AC, 50 Hz 3-pole, Size S0 3 NO + 2 NC 0.9-1.1* Us Screw terminal !!! Phased-out product !!! Successor is SIRIUS 3RT2 | - | 0 | 9
3RT1025-1AP08-0QA2-Z | X95 | 3RT1025-1AP08-0QA2-ZX95 | 1 | UN | 1 | 0 | A | D | EAR99 | N | 85364900 | 43 |  | 0.57 | KG | 237.5 | 237.5 | CP02 | CP02 | Power contactor, AC-3 17 A, 7.5 kW / 400 V 230 V AC, 3-pole, Size S0 3 NO + 2 NC 0.9-1.1* Us Screw terminal Reusable packaging = 43 units !!! Phased-out product !!! Successor is SIRIUS 3RT2 | - | 0 | 9
3RT1025-1AP20 |  | 3RT1025-1AP20 | 1 | UN | 1 | 15 | C | D | N | N | 85364900 | 1 | 4011209662476 | 0.339 | KG | 97.85 | 97.85 | CP02 | CP02 | Power contactor, AC-3 17 A, 7.5 kW / 400 V 240 V AC, 50/60 Hz 3-pole, Size S0 Screw terminal !!! Phased-out product !!! Successor is SIRIUS 3RT2 | - | 0 | 7
3RT1025-1AP48-0QA2-Z | X95 | 3RT1025-1AP48-0QA2-ZX95 | 1 | UN | 1 | 0 | A | D | EAR99 | N | 85364900 | 43 |  | 0.57 | KG | 237.5 | 237.5 | CP02 | CP02 | Power contactor, AC-3 17 A, 7.5 kW / 400 V 230 V AC, 3-pole, Size S0 3 NO + 2 NC 0.9-1.1* Us Screw terminal Reusable packaging = 43 units !!! Phased-out product !!! Successor is SIRIUS 3RT2 | - | 0 | 9
3RT1025-1AP60 |  | 3RT1025-1AP60 | 1 | UN | 1 | 15 | C | D | N | N | 85364900 | 1 | 4011209340787 | 0.342 | KG | 80.56 | 80.56 | CP02 | CP02 | Power contactor, AC-3 17 A, 7.5 kW / 400 V 220 V AC, 50 Hz / 240 V, 60 Hz 3-pole, Size S0 Screw terminal !!! Phased-out product !!! Successor is SIRIUS 3RT2 Preferred successor type is >>3RT2025-1AP60<< | - | 0 | 7
3RT1025-1AP64 |  | 3RT1025-1AP64 | 1 | UN | 1 | 15 | C | D | N | N | 85364900 | 1 | 4011209352452 | 0.409 | KG | 126.35 | 126.35 | CP02 | CP02 | Power contactor, AC-3 17 A, 7.5 kW / 400 V 220 V AC, 50 Hz / 240 V, 60 Hz 3-pole, 2 NO + 2 NC, Size S0 Screw terminal !!! Phased-out product !!! Successor is SIRIUS 3RT2 Preferred successor type is >>3RT2025-1AP64<< | - | 0 | 7
3RT1025-1AQ20 |  | 3RT1025-1AQ20 | 1 | UN | 1 | 15 | C | D | N | N | 85364900 | 1 | 4011209474895 | 0.337 | KG | 97.85 | 97.85 | CP02 | CP02 | Power contactor, AC-3 17 A, 7.5 kW / 400 V 500 V AC, 50/60 Hz 3-pole, Size S0 Screw terminal !!! Phased-out product !!! Successor is SIRIUS 3RT2 | - | 0 | 7
3RT1025-1AQ24 |  | 3RT1025-1AQ24 | 1 | UN | 1 | 15 | C | D | N | N | 85364900 | 1 | 4011209466074 | 0.409 | KG | 131.1 | 131.1 | CP02 | CP02 | Power contactor, AC-3 17 A, 7.5 kW / 400 V 500 V AC, 50/60 Hz 3-pole, 2 NO + 2 NC Size S0, Screw terminal !!! Phased-out product !!! Successor is SIRIUS 3RT2 | - | 0 | 7
3RT1025-1AR00 |  | 3RT1025-1AR00 | 1 | UN | 1 | 40 | X | D | N | N | 85364900 | 1 | 4011209366879 | 0.34 | KG | 89.11 | 89.11 | CP02 | CP02 | Power contactor, AC-3 17 A, 7.5 kW / 400 V 415 V AC, 50 Hz 3-pole, Size S0 Screw terminal !!! Phased-out product !!! Successor is SIRIUS 3RT2 | - | 0 | 7
3RT1025-1AR04 |  | 3RT1025-1AR04 | 1 | UN | 1 | 30 | D | D | N | N | 85364900 | 1 | 4011209406476 | 0.39 | KG | 131.1 | 131.1 | CP02 | CP02 | Power contactor, AC-3 17 A, 7.5 kW / 400 V 415 V AC, 50 Hz 3-pole, 2 NO + 2 NC, Size S0, Screw terminal !!! Phased-out product !!! Successor is SIRIUS 3RT2 | - | 0 | 7
3RT1025-1AR10 |  | 3RT1025-1AR10 | 1 | UN | 1 | 20 | D | D | N | N | 85364900 | 1 | 4011209425026 | 0.335 | KG | 89.11 | 89.11 | CP02 | CP02 | Power contactor, AC-3 17 A, 7.5 kW / 400 V 440 V AC, 60 Hz 3-pole, Size S0 Screw terminal !!! Phased-out product !!! Successor is SIRIUS 3RT2 | - | 0 | 7
3RT1025-1AR60 |  | 3RT1025-1AR60 | 1 | UN | 1 | 15 | C | D | N | N | 85364900 | 1 | 4011209495050 | 0.34 | KG | 85.31 | 85.31 | CP02 | CP02 | Power contactor, AC-3 17 A, 7.5 kW / 400 V 400 V AC, 50 Hz / 60 Hz, 440 V 60 Hz 3-pole, Size S0 Screw terminal !!! Phased-out product !!! Successor is SIRIUS 3RT2 Preferred successor type is >>3RT2025-1AR60<< | - | 0 | 7
3RT1025-1AR60-Z | W96 | 3RT1025-1AR60-ZW96 | 1 | UN | 1 | 15 | C | D | N | N | 85364900 | 48 | 4011209606142 | 0.34 | KG | 97.85 | 97.85 | CP02 | CP02 | Power contactor, AC-3 17 A, 7.5 kW / 400 V Z = Multi-unit packaging Quantity = 48 units !!! Phased-out product !!! Successor is SIRIUS 3RT2 | - | 0 | 9
3RT1025-1AR60-Z | X95 | 3RT1025-1AR60-ZX95 | 1 | UN | 1 | 15 | C | D | N | N | 85364900 | 1 | 4011209593565 | 0.34 | KG | 97.85 | 97.85 | CP02 | CP02 | Power contactor, AC-3 17 A, 7.5 kW / 400 V 400 V AC, 50/60 Hz, 440 V 60 Hz 3-pole, Size S0 Screw terminal !!! Phased-out product !!! Successor is SIRIUS 3RT2 | - | 0 | 7
3RT1025-1AR64 |  | 3RT1025-1AR64 | 1 | UN | 1 | 15 | C | D | N | N | 85364900 | 1 | 4011209495067 | 0.417 | KG | 131.1 | 131.1 | CP02 | CP02 | Power contactor, AC-3 17 A, 7.5 kW / 400 V 400 V AC, 50 Hz / 60 Hz, 440 V 60 Hz, 3-pole, 2 NO + 2 NC Size S0, Screw terminal !!! Phased-out product !!! Successor is SIRIUS 3RT2 | - | 0 | 7
3RT1025-1AT60 |  | 3RT1025-1AT60 | 1 | UN | 1 | 30 | D | D | N | N | 85364900 | 1 | 4011209382619 | 0.345 | KG | 85.31 | 85.31 | CP02 | CP02 | Power contactor, AC-3 17 A, 7.5 kW / 400 V 600 V AC, 60 Hz, 3-pole Size S0 Screw terminal !!! Phased-out product !!! Successor is SIRIUS 3RT2 Preferred successor type is >>3RT2025-1AT60<< | - | 0 | 7
3RT1025-1AU00 |  | 3RT1025-1AU00 | 1 | UN | 1 | 15 | C | D | N | N | 85364900 | 1 | 4011209355682 | 0.335 | KG | 80.56 | 80.56 | CP02 | CP02 | Power contactor, AC-3 17 A, 7.5 kW / 400 V 240 V AC, 50 Hz, 3-pole Size S0 Screw terminal !!! Phased-out product !!! Successor is SIRIUS 3RT2 Preferred successor type is >>3RT2025-1AU00<< | - | 0 | 7
3RT1025-1AU04 |  | 3RT1025-1AU04 | 1 | UN | 1 | 15 | C | D | N | N | 85364900 | 1 | 4011209355651 | 0.408 | KG | 111.15 | 111.15 | CP02 | CP02 | Power contactor, AC-3 17 A, 7.5 kW / 400 V 240 V AC, 50 Hz 3-pole, 2 NO + 2 NC, Size S0 Screw terminal !!! Phased-out product !!! Successor is SIRIUS 3RT2 | - | 0 | 7
3RT1025-1AU60 |  | 3RT1025-1AU60 | 1 | UN | 1 | 40 | X | D | N | N | 85364900 | 1 | 4011209391161 | 0.344 | KG | 89.11 | 89.11 | CP02 | CP02 | Power contactor, AC-3 17 A, 7.5 kW / 400 V 277 V AC, 60 Hz 3-pole, Size S0 Screw terminal !!! Phased-out product !!! Successor is SIRIUS 3RT2 Preferred successor type is >>3RT2025-1AU60<< | - | 0 | 7
3RT1025-1AV00 |  | 3RT1025-1AV00 | 1 | UN | 1 | 5 | B | D | N | N | 85364900 | 1 | 4011209340794 | 0.338 | KG | 85.31 | 85.31 | CP02 | CP02 | Power contactor, AC-3 17 A, 7.5 kW / 400 V 400 V AC, 50 Hz 3-pole, Size S0 Screw terminal !!! Phased-out product !!! Successor is SIRIUS 3RT2 Preferred successor type is >>3RT2025-1AV00<< | - | 0 | 7
3RT1025-1AV00-0TA0 |  | 3RT1025-1AV00-0TA0 | 1 | UN | 1 | 15 | C | D | N | N | 85364900 | 1 | 4011209665521 | 0.337 | KG | 101.65 | 101.65 | CP02 | CP02 | Power contactor, AC-3 17 A, 7.5 kW / 400 V 400 V AC, 50 Hz 3-pole, Size S0 Screw terminal Special-purpose device !!! Phased-out product !!! Successor is SIRIUS 3RT2 | - | 0 | 9
3RT1025-1AV00-0TA0-Z | X95 | 3RT1025-1AV00-0TA0-ZX95 | 1 | UN | 1 | 15 | C | D | N | N | 85364900 | 52 | 4011209665538 | 0.337 | KG | 101.65 | 101.65 | CP02 | CP02 | Power contactor, AC-3 17 A, 7.5 kW / 400 V 400 V AC, 50 Hz 3-pole, Size S0 Screw terminal Special-purpose device Reusable packaging Pack = 52 units !!! Phased-out product !!! Successor is SIRIUS 3RT2 | - | 0 | 9
3RT1025-1AV00-1AA0 |  | 3RT1025-1AV00-1AA0 | 1 | UN | 1 | 15 | C | D | N | N | 85364900 | 1 | 4011209466104 | 0.336 | KG | 114 | 114 | CP02 | CP02 | Power contactor, AC-3 17 A, 7.5 kW / 400 V 400 V AC, 50 Hz, 3-pole, Size S0, Screw terminal Upright mounting position !!! Phased-out product !!! Successor is SIRIUS 3RT2 | - | 0 | 7
3RT1025-1AV04 |  | 3RT1025-1AV04 | 1 | UN | 1 | 15 | C | D | N | N | 85364900 | 1 | 4011209352469 | 0.409 | KG | 114.95 | 114.95 | CP02 | CP02 | Power contactor, AC-3 17 A, 7.5 kW / 400 V 400 V AC, 50 Hz 3-pole, 2 NO + 2 NC, Size S0 Screw terminal !!! Phased-out product !!! Successor is SIRIUS 3RT2 Preferred successor type is >>3RT2025-1AV04<< | - | 0 | 7
3RT1025-1AV60 |  | 3RT1025-1AV60 | 1 | UN | 1 | 15 | C | D | N | N | 85364900 | 1 | 4011209391154 | 0.344 | KG | 85.31 | 85.31 | CP02 | CP02 | Power contactor, AC-3 17 A, 7.5 kW / 400 V 480 V AC, 60 Hz 3-pole, Size S0 Screw terminal !!! Phased-out product !!! Successor is SIRIUS 3RT2 Preferred successor type is >>3RT2025-1AV60<< | - | 0 | 7
3RT1025-1BA40 |  | 3RT1025-1BA40 | 1 | UN | 1 | 15 | C | D | N | N | 85364900 | 1 | 4011209516076 | 0.559 | KG | 157.7 | 157.7 | CP02 | CP02 | Power contactor, AC-3 17 A, 7.5 kW / 400 V 12 V DC, 3-pole, Size S0 Screw terminal !!! Phased-out product !!! Successor is SIRIUS 3RT2 Preferred successor type is >>3RT2025-1BA40<< | - | 0 | 7
3RT1025-1BB40 |  | 3RT1025-1BB40 | 1 | UN | 1 | 5 | B | D | N | N | 85364900 | 1 | 4011209291089 | 0.567 | KG | 151.05 | 151.05 | CP02 | CP02 | Power contactor, AC-3 17 A, 7.5 kW / 400 V 24 V DC, 3-pole, Size S0 Screw terminal !!! Phased-out product !!! Successor is SIRIUS 3RT2 Preferred successor type is >>3RT2025-1BB40<< | - | 0 | 7
3RT1025-1BB40-1AA0 |  | 3RT1025-1BB40-1AA0 | 1 | UN | 1 | 15 | C | D | N | N | 85364900 | 1 | 4011209504103 | 0.568 | KG | 166.25 | 166.25 | CP02 | CP02 | Power contactor, AC-3 17 A, 7.5 kW / 400 V 24 V DC, 3-pole, Size S0 Screw terminal Upright mounting position !!! Phased-out product !!! Successor is SIRIUS 3RT2 Preferred successor type is >>3RT2025-1BB40-1AA0<< | - | 0 | 7
3RT1025-1BB40-Z | W95 | 3RT1025-1BB40-ZW95 | 1 | UN | 1 | 15 | C | D | N | N | 85364900 | 52 | 4011209860117 | 0.563 | KG | 173.85 | 173.85 | CP02 | CP02 | Power contactor, AC-3 17 A, 7.5 kW / 400 V 24 V DC, 3-pole, Size S0 Screw terminal Multi-unit packaging Pack = 52 units !!! Phased-out product !!! Successor is SIRIUS 3RT2 | - | 0 | 9
3RT1025-1BB40-Z | W96 | 3RT1025-1BB40-ZW96 | 1 | UN | 1 | 15 | C | D | N | N | 85364900 | 35 | 4011209436541 | 0.58 | KG | 173.85 | 173.85 | CP02 | CP02 | Power contactor, AC-3 17 A, 7.5 kW / 400 V 24 V DC, 3-pole, Size S0 Screw terminal Multi-unit packaging Pack = 35 units !!! Phased-out product !!! Successor is SIRIUS 3RT2 Preferred successor type is >>3RT2025-1BB40-ZW96<< | - | 0 | 7
3RT1025-1BB40-Z | W97 | 3RT1025-1BB40-ZW97 | 1 | UN | 1 | 20 | D | D | N | N | 85364900 | 17 | 4011209407688 | 0.58 | KG | 151.05 | 151.05 | CP02 | CP02 | Power contactor, AC-3 17 A, 7.5 kW / 400 V 24 V DC, 3-pole, Size S0 Screw terminal Multi-unit packaging Pack = 17 units !!! Phased-out product !!! Successor is SIRIUS 3RT2 | - | 0 | 7
3RT1025-1BB40-Z | W98 | 3RT1025-1BB40-ZW98 | 1 | UN | 1 | 20 | D | D | N | N | 85364900 | 10 | 4011209402201 | 0.58 | KG | 151.05 | 151.05 | CP02 | CP02 | Power contactor, AC-3 17 A, 7.5 kW / 400 V 24 V DC, 3-pole, Size S0 Screw terminal Multi-unit packaging Pack = 10 units !!! Phased-out product !!! Successor is SIRIUS 3RT2 | - | 0 | 7
3RT1025-1BB40-Z | X95 | 3RT1025-1BB40-ZX95 | 1 | UN | 1 | 10 | C | D | N | N | 85364900 | 52 | 4011209338289 | 0.545 | KG | 151.05 | 151.05 | CP02 | CP02 | Power contactor, AC-3 17 A, 7.5 kW / 400 V 24 V DC, 3-pole, Size S0 Screw terminal Reusable packaging Pack = 52 units !!! Phased-out product !!! Successor is SIRIUS 3RT2 | - | 0 | 7
3RT1025-1BB44 |  | 3RT1025-1BB44 | 1 | UN | 1 | 5 | B | D | N | N | 85364900 | 1 | 4011209303126 | 0.643 | KG | 179.55 | 179.55 | CP02 | CP02 | Power contactor, AC-3 17 A, 7.5 kW / 400 V 24 V DC 3-pole, 2 NO + 2 NC, Size S0 Screw terminal !!! Phased-out product !!! Successor is SIRIUS 3RT2 Preferred successor type is >>3RT2025-1BB44<< | - | 0 | 7
3RT1025-1BB44-0AA1 |  | 3RT1025-1BB44-0AA1 | 1 | UN | 1 | 15 | C | D | N | N | 85364900 | 1 | 4011209391536 | 0.65 | KG | 232.75 | 232.75 | CP02 | CP02 | Power contactor, AC-3 17 A, 7.5 kW / 400 V 24 V DC 3-pole, 2 NO + 2 NC, Size S0 Screw terminal Plugged-on varistor !!! Phased-out product !!! Successor is SIRIUS 3RT2 | - | 0 | 9
3RT1025-1BB44-0AA1-Z | W97 | 3RT1025-1BB44-0AA1-ZW97 | 1 | UN | 1 | 15 | C | D | N | N | 85364900 | 12 | 4011209501584 | 0.64 | KG | 232.75 | 232.75 | CP02 | CP02 | Power contactor, AC-3 17 A, 7.5 kW / 400 V 24 V DC 3-pole, 2 NO + 2 NC, Size S0 Screw terminal Plugged-on varistor Multi-unit packaging Pack = 12 units !!! Phased-out product !!! Successor is SIRIUS 3RT2 | - | 0 | 7
3RT1025-1BB44-0AA1-Z | X95 | 3RT1025-1BB44-0AA1-ZX95 | 1 | UN | 1 | 5 | B | D | N | N | 85364900 | 1 | 4011209425064 | 0.631 | KG | 232.75 | 232.75 | CP02 | CP02 | Power contactor, AC-3 17 A, 7.5 kW / 400 V 24 V DC 3-pole, 2 NO + 2 NC, Size S0 Screw terminal Plugged-on varistor Reusable packaging 1 pack = 52 units !!! Phased-out product !!! Successor is SIRIUS 3RT2 | - | 0 | 9
3RT1025-1BB44-1AA0 |  | 3RT1025-1BB44-1AA0 | 1 | UN | 1 | 15 | C | D | N | N | 85364900 | 1 | 4011209412682 | 0.643 | KG | 223.25 | 223.25 | CP02 | CP02 | Power contactor, AC-3 17 A, 7.5 kW / 400 V 24 V DC 3-pole, 2 NO + 2 NC, Size S0 Screw terminal Upright mounting position !!! Phased-out product !!! Successor is SIRIUS 3RT2 | - | 0 | 7
3RT1025-1BB44-3MA0 |  | 3RT1025-1BB44-3MA0 | 1 | UN | 1 | 5 | B | D | N | N | 85364900 | 1 | 4011209516038 | 0.64 | KG | 182.4 | 182.4 | CP02 | CP02 | Power contactor, AC-3 17 A, 7.5 kW / 400 V 2 NO + 2 NC, captive 24 V DC, 3-pole, Size S0 Screw terminal for SUVA applications !!! Phased-out product !!! Successor is SIRIUS 3RT2 Preferred successor type is >>3RT2025-1BB44-3MA0<< | - | 0 | 7
3RT1025-1BB48-0QA2-Z | X95 | 3RT1025-1BB48-0QA2-ZX95 | 1 | UN | 1 | 20 | D | D | N | N | 85364900 | 43 | 4011209673717 | 0.64 | KG | 208.05 | 208.05 | CP02 | CP02 | Power contactor, AC-3 17 A, 7.5 kW / 400 V 24 V DC, 3-pole, Size S0 3 NO + 2 NC 0.9-1.1*Us Screw terminal Reusable packaging Pack = 43 units !!! Phased-out product !!! Successor is SIRIUS 3RT2 | - | 0 | 9
3RT1025-1BD40 |  | 3RT1025-1BD40 | 1 | UN | 1 | 15 | C | D | N | N | 85364900 | 1 | 4011209514393 | 0.569 | KG | 181.45 | 181.45 | CP02 | CP02 | Power contactor, AC-3 17 A, 7.5 kW / 400 V 42 V DC, 3-pole, Size S0 Screw terminal !!! Phased-out product !!! Successor is SIRIUS 3RT2 | - | 0 | 7
3RT1025-1BD40-1AA0 |  | 3RT1025-1BD40-1AA0 | 1 | UN | 1 | 5 | B | D | N | N | 85364900 | 1 | 4011209514409 | 0.563 | KG | 198.55 | 198.55 | CP02 | CP02 | Power contactor, AC-3 17 A, 7.5 kW / 400 V 42 V DC, 3-pole, Size S0 Screw terminal Upright mounting position !!! Phased-out product !!! Successor is SIRIUS 3RT2 | - | 0 | 9
3RT1025-1BD44 |  | 3RT1025-1BD44 | 1 | UN | 1 | 15 | C | D | N | N | 85364900 | 1 | 4011209514416 | 0.64 | KG | 186.2 | 186.2 | CP02 | CP02 | Power contactor, AC-3 17 A, 7.5 kW / 400 V 42 V DC 3-pole, 2 NO + 2 NC, Size S0 Screw terminal !!! Phased-out product !!! Successor is SIRIUS 3RT2 | - | 0 | 7
3RT1025-1BD44-1AA0 |  | 3RT1025-1BD44-1AA0 | 1 | UN | 1 | 15 | C | D | N | N | 85364900 | 1 | 4011209514423 | 0.64 | KG | 231.8 | 231.8 | CP02 | CP02 | Power contactor, AC-3 17 A, 7.5 kW / 400 V 42 V DC 3-pole, 2 NO + 2 NC, Size S0 Screw terminal Upright mounting position !!! Phased-out product !!! Successor is SIRIUS 3RT2 | - | 0 | 9
3RT1025-1BE40 |  | 3RT1025-1BE40 | 1 | UN | 1 | 15 | C | D | N | N | 85364900 | 1 | 4011209340800 | 0.564 | KG | 157.7 | 157.7 | CP02 | CP02 | Power contactor, AC-3 17 A, 7.5 kW / 400 V 60 V DC, 3-pole, Size S0 Screw terminal !!! Phased-out product !!! Successor is SIRIUS 3RT2 Preferred successor type is >>3RT2025-1BE40<< | - | 0 | 7
3RT1025-1BE44 |  | 3RT1025-1BE44 | 1 | UN | 1 | 15 | C | D | N | N | 85364900 | 1 | 4011209352476 | 0.638 | KG | 186.2 | 186.2 | CP02 | CP02 | Power contactor, AC-3 17 A, 7.5 kW / 400 V 60 V DC 3-pole, 2 NO + 2 NC, Size S0 Screw terminal !!! Phased-out product !!! Successor is SIRIUS 3RT2 | - | 0 | 7
3RT1025-1BE44-1AA0 |  | 3RT1025-1BE44-1AA0 | 1 | UN | 1 | 5 | B | D | N | N | 85364900 | 1 | 4011209510449 | 0.64 | KG | 231.8 | 231.8 | CP02 | CP02 | Power contactor, AC-3 17 A, 7.5 kW / 400 V 60 V DC 3-pole, 2 NO + 2 NC Size S0, Screw terminal Upright mounting position !!! Phased-out product !!! Successor is SIRIUS 3RT2 | - | 0 | 9
3RT1025-1BE84 |  | 3RT1025-1BE84 | 1 | UN | 1 | 15 | C | D | N | N | 85364900 | 1 | 4011209570917 | 0.638 | KG | 186.2 | 186.2 | CP02 | CP02 | Power contactor, AC-3 17 A, 7.5 kW / 400 V 80 V DC 3-pole, 2 NO + 2 NC, Size S0 Screw terminal !!! Phased-out product !!! Successor is SIRIUS 3RT2 | - | 0 | 9
3RT1025-1BF40 |  | 3RT1025-1BF40 | 1 | UN | 1 | 5 | B | D | N | N | 85364900 | 1 | 4011209340817 | 0.575 | KG | 151.05 | 151.05 | CP02 | CP02 | Power contactor, AC-3 17 A, 7.5 kW / 400 V 110 V DC, 3-pole, Size S0 Screw terminal !!! Phased-out product !!! Successor is SIRIUS 3RT2 Preferred successor type is >>3RT2025-1BF40<< | - | 0 | 7
3RT1025-1BF40-1AA0 |  | 3RT1025-1BF40-1AA0 | 1 | UN | 1 | 15 | C | D | N | N | 85364900 | 1 | 4011209412774 | 0.568 | KG | 190 | 190 | CP02 | CP02 | Power contactor, AC-3 17 A, 7.5 kW / 400 V 110 V DC, 3-pole, Size S0 Screw terminal Upright mounting position !!! Phased-out product !!! Successor is SIRIUS 3RT2 | - | 0 | 7
3RT1025-1BF44 |  | 3RT1025-1BF44 | 1 | UN | 1 | 20 | D | D | N | N | 85364900 | 1 | 4011209352483 | 0.648 | KG | 188.1 | 188.1 | CP02 | CP02 | Power contactor, AC-3 17 A, 7.5 kW / 400 V 110 V DC 3-pole, 2 NO + 2 NC, Size S0 Screw terminal !!! Phased-out product !!! Successor is SIRIUS 3RT2 Preferred successor type is >>3RT2025-1BF44<< | - | 0 | 7
3RT1025-1BG40 |  | 3RT1025-1BG40 | 1 | UN | 1 | 15 | C | D | N | N | 85364900 | 1 | 4011209514430 | 0.568 | KG | 157.7 | 157.7 | CP02 | CP02 | Power contactor, AC-3 17 A, 7.5 kW / 400 V 125 V DC, 3-pole, Size S0 Screw terminal !!! Phased-out product !!! Successor is SIRIUS 3RT2 Preferred successor type is >>3RT2025-1BG40<< | - | 0 | 7
3RT1025-1BG40-1AA0 |  | 3RT1025-1BG40-1AA0 | 1 | UN | 1 | 5 | B | D | N | N | 85364900 | 1 | 4011209514447 | 0.58 | KG | 198.55 | 198.55 | CP02 | CP02 | Power contactor, AC-3 17 A, 7.5 kW / 400 V 125 V DC, 3-pole, Size S0 Screw terminal Upright mounting position !!! Phased-out product !!! Successor is SIRIUS 3RT2 | - | 0 | 9
3RT1025-1BG44 |  | 3RT1025-1BG44 | 1 | UN | 1 | 15 | C | D | N | N | 85364900 | 1 | 4011209514454 | 0.644 | KG | 186.2 | 186.2 | CP02 | CP02 | Power contactor, AC-3 17 A, 7.5 kW / 400 V 125 V DC 3-pole, 2 NO + 2 NC, Size S0 Screw terminal !!! Phased-out product !!! Successor is SIRIUS 3RT2 | - | 0 | 7
3RT1025-1BG44-1AA0 |  | 3RT1025-1BG44-1AA0 | 1 | UN | 1 | 15 | C | D | N | N | 85364900 | 1 | 4011209514478 | 0.64 | KG | 231.8 | 231.8 | CP02 | CP02 | Power contactor, AC-3 17 A, 7.5 kW / 400 V 125 V DC 3-pole, 2 NO + 2 NC, Size S0 Screw terminal Upright mounting position !!! Phased-out product !!! Successor is SIRIUS 3RT2 | - | 0 | 9
3RT1025-1BK80 |  | 3RT1025-1BK80 | 1 | UN | 1 | 20 | D | D | N | N | 85364900 | 1 | 4011209914421 | 0.561 | KG | 165.3 | 165.3 | CP02 | CP02 | Power contactor, AC-3 17 A, 7.5 kW / 400 V 52 V DC, 3-pole, Size S0 Screw terminal !!! Phased-out product !!! Successor is SIRIUS 3RT2 | - | 0 | 7
3RT1025-1BM40 |  | 3RT1025-1BM40 | 1 | UN | 1 | 5 | B | D | N | N | 85364900 | 1 | 4011209291096 | 0.575 | KG | 151.05 | 151.05 | CP02 | CP02 | Power contactor, AC-3 17 A, 7.5 kW / 400 V 220 V DC, 3-pole, Size S0 Screw terminal !!! Phased-out product !!! Successor is SIRIUS 3RT2 Preferred successor type is >>3RT2025-1BM40<< | - | 0 | 7
3RT1025-1BM40-1AA0 |  | 3RT1025-1BM40-1AA0 | 1 | UN | 1 | 15 | C | D | N | N | 85364900 | 1 | 4011209510418 | 0.57 | KG | 190 | 190 | CP02 | CP02 | Power contactor, AC-3 17 A, 7.5 kW / 400 V 220 V DC, 3-pole, Size S0 Screw terminal Upright mounting position !!! Phased-out product !!! Successor is SIRIUS 3RT2 | - | 0 | 7
3RT1025-1BM44 |  | 3RT1025-1BM44 | 1 | UN | 1 | 15 | C | D | N | N | 85364900 | 1 | 4011209303140 | 0.644 | KG | 179.55 | 179.55 | CP02 | CP02 | Power contactor, AC-3 17 A, 7.5 kW / 400 V 220 V DC 3-pole, 2 NO + 2 NC, Size S0 Screw terminal !!! Phased-out product !!! Successor is SIRIUS 3RT2 | - | 0 | 7
3RT1025-1BP40 |  | 3RT1025-1BP40 | 1 | UN | 1 | 15 | C | D | N | N | 85364900 | 1 | 4011209291102 | 0.588 | KG | 181.45 | 181.45 | CP02 | CP02 | Power contactor, AC-3 17 A, 7.5 kW / 400 V 230 V DC, 3-pole, Size S0 Screw terminal !!! Phased-out product !!! Successor is SIRIUS 3RT2 Preferred successor type is >>3RT2025-1BP40<< | - | 0 | 7
3RT1025-1BP44 |  | 3RT1025-1BP44 | 1 | UN | 1 | 15 | C | D | N | N | 85364900 | 1 | 4011209303164 | 0.652 | KG | 212.8 | 212.8 | CP02 | CP02 | Power contactor, AC-3 17 A, 7.5 kW / 400 V 230 V DC, 3-pole, 2 NO + 2 NC, Size S0, Screw terminal !!! Phased-out product !!! Successor is SIRIUS 3RT2 | - | 0 | 7
3RT1025-1BW40 |  | 3RT1025-1BW40 | 1 | UN | 1 | 15 | C | D | N | N | 85364900 | 1 | 4011209340824 | 0.569 | KG | 151.05 | 151.05 | CP02 | CP02 | Power contactor, AC-3 17 A, 7.5 kW / 400 V 48 V DC, 3-pole, Size S0 Screw terminal !!! Phased-out product !!! Successor is SIRIUS 3RT2 Preferred successor type is >>3RT2025-1BW40<< | - | 0 | 7
3RT1025-1BW40-1AA0 |  | 3RT1025-1BW40-1AA0 | 1 | UN | 1 | 15 | C | D | N | N | 85364900 | 1 | 4011209510425 | 0.58 | KG | 190 | 190 | CP02 | CP02 | Power contactor, AC-3 17 A, 7.5 kW / 400 V 48 V DC, 3-pole, Size S0 Screw terminal Upright mounting position !!! Phased-out product !!! Successor is SIRIUS 3RT2 | - | 0 | 7
3RT1025-1BW44 |  | 3RT1025-1BW44 | 1 | UN | 1 | 15 | C | D | N | N | 85364900 | 1 | 4011209352490 | 0.64 | KG | 179.55 | 179.55 | CP02 | CP02 | Power contactor, AC-3 17 A, 7.5 kW / 400 V 48 V DC 3-pole, 2 NO + 2 NC, Size S0 Screw terminal !!! Phased-out product !!! Successor is SIRIUS 3RT2 | - | 0 | 7
3RT1025-1BW44-1AA0 |  | 3RT1025-1BW44-1AA0 | 1 | UN | 1 | 5 | B | D | N | N | 85364900 | 1 | 4011209412705 | 0.638 | KG | 223.25 | 223.25 | CP02 | CP02 | Power contactor, AC-3 17 A, 7.5 kW / 400 V 48 V DC 3-pole, 2 NO + 2 NC, Size S0, Screw terminal Upright mounting position !!! Phased-out product !!! Successor is SIRIUS 3RT2 | - | 0 | 9
3RT1025-1CP04-0KV0 |  | 3RT1025-1CP04-0KV0 | 1 | UN | 1 | 15 | C | D | N | N | 85364900 | 1 | 4011209441026 | 0.428 | KG | 137.75 | 137.75 | CP02 | CP02 | Power contactor, AC-3 17 A, 7.5 kW / 400 V 230 V AC, 50 Hz, Size S0 Auxiliary switch block 2 NO + 2 NC, built-on varistor !!! Phased-out product !!! Successor is SIRIUS 3RT2 | - | 0 | 7
3RT1025-1DB44 |  | 3RT1025-1DB44 | 1 | UN | 1 | 15 | C | D | N | N | 85364900 | 1 | 4011209386266 | 0.652 | KG | 232.75 | 232.75 | CP02 | CP02 | Power contactor, AC-3 17 A, 7.5 kW / 400 V 24 V DC 3-pole, 2 NO + 2 NC, Size S0 Screw terminal with built-on varistor !!! Phased-out product !!! Successor is SIRIUS 3RT2 | - | 0 | 9
3RT1025-1DB44-0KV0 |  | 3RT1025-1DB44-0KV0 | 1 | UN | 1 | 5 | B | D | N | N | 85364900 | 1 | 4011209441552 | 0.651 | KG | 207.1 | 207.1 | CP02 | CP02 | Power contactor, AC-3 17 A, 7.5 kW / 400 V 24 V DC, Size S0 Auxiliary switch block 2 NO + 2 NC, built-on varistor !!! Phased-out product !!! Successor is SIRIUS 3RT2 | - | 0 | 7
3RT1025-1EG28-0KS2 |  | 3RT1025-1EG28-0KS2 | 1 | UN | 1 | 15 | C | D | N | N | 85364900 | 1 | 4011209523791 | 0.419 | KG | 179.55 | 179.55 | CP02 | CP02 | Power contactor, AC-3 17 A, 7.5 kW / 400 V 110 V AC, Aux. switch 1 NO + 1 NC Solid-state-compatible 3-pole, Size S0 Screw terminal with RC element Schindler !!! Phased-out product !!! Successor is SIRIUS 3RT2 | - | 0 | 9
3RT1025-1HB40 |  | 3RT1025-1HB40 | 1 | UN | 1 | 15 | C | D | N | N | 85364900 | 1 | 4011209338746 | 0.57 | KG | 166.25 | 166.25 | CP02 | CP02 | Power contactor, AC-3 17 A, 7.5 kW / 400 V 24 V DC, 0.7-1.25* Us 3-pole, Size S0 Screw terminal !!! Phased-out product !!! Successor is SIRIUS 3RT2 | - | 0 | 7
3RT1025-1KB40 |  | 3RT1025-1KB40 | 1 | UN | 1 | 5 | B | D | N | N | 85364900 | 1 | 4011209297326 | 0.581 | KG | 145.35 | 145.35 | CP02 | CP02 | Power contactor, AC-3 17 A, 7.5 kW / 400 V 24 V DC, 0.7-1.25* Us With varistor 3-pole Size S0 Screw terminal !!! Phased-out product !!! Successor is SIRIUS 3RT2 Preferred successor type is >>3RT2025-1KB40<< | - | 0 | 7
3RT1025-1KB40-1AA0 |  | 3RT1025-1KB40-1AA0 | 1 | UN | 1 | 15 | C | D | N | N | 85364900 | 1 | 4011209478381 | 0.579 | KG | 184.3 | 184.3 | CP02 | CP02 | Power contactor, AC-3 17 A, 7.5 kW / 400 V 24 V DC, 0.7-1.25*Us With varistor 3-pole Size S0 Screw terminal Upright mounting position !!! Phased-out product !!! Successor is SIRIUS 3RT2 | - | 0 | 7
3RT1025-1KE43 |  | 3RT1025-1KE43 | 1 | UN | 1 | 0 | A | D | N | N | 85364900 | 1 | 4011209627642 | 0.631 | KG | 203.3 | 203.3 | CP02 | CP02 | Power contactor, AC-3 17 A, 7.5 kW / 400 V 0.7...1.25 Us* DC, 60 V DC With varistor, 3-pole, Size S0, 1 NO + 1 NC front-side, Screw terminal !!! Phased-out product !!! Successor is SIRIUS 3RT2 | - | 0 | 7
3RT1025-1XB40-0LA2 |  | 3RT1025-1XB40-0LA2 | 1 | UN | 1 | 15 | C | D | N | N | 85364900 | 1 | 4011209562769 | 0.64 | KG | 204.25 | 204.25 | CP02 | CP02 | Traction contactor, AC-3 17 A, 7.5 kW / 400 V 24 V DC, 0.7-1.25*Us 3-pole Size S0, Screw terminal with electronic Control unit Integrated varistor !!! Phased-out product !!! Successor is SIRIUS 3RT2 Preferred successor type is >>3RT2018-2XB42-0LA2<< | - | 0 | 7
3RT1025-1XB44-0LA2 |  | 3RT1025-1XB44-0LA2 | 1 | UN | 1 | 5 | B | D | N | N | 85364900 | 1 | 4011209741423 | 0.34 | KG | 193.8 | 193.8 | CP02 | CP02 | Traction contactor, AC-3 17 A, 7.5 kW / 400 V 240 V AC, 50 Hz, 3-pole, Size S0, screw terminal ! Phased-out product! Successor is SIRIUS 3RT2 | - | 0 | 9
3RT1025-1XF00-0GA0 |  | 3RT1025-1XF00-0GA0 | 1 | UN | 1 | 5 | B | D | N | N | 85364900 | 1 | 4011209563100 | 0.637 | KG | 234.65 | 234.65 | CP02 | CP02 | Power contactor, AC-3 17 A, 7.5 kW / 400 V Us = 110 V, 50 / 60 Hz, 3-pole Size S0, Screw terminal With electronic control unit With varistor attenuated low-noise !!! Phased-out product !!! Successor is SIRIUS 3RT2 | - | 0 | 9
3RT1025-1XF40-0LA2 |  | 3RT1025-1XF40-0LA2 | 1 | UN | 1 | 15 | C | D | N | N | 85364900 | 1 | 4011209562776 | 0.64 | KG | 204.25 | 204.25 | CP02 | CP02 | Traction contactor, AC-3 17 A, 7.5 kW / 400 V 110 V DC 0.7...1.25*Us 3-pole Size S0, screw terminal with electronic Control unit Integrated varistor !!! Phased-out product !!! Successor is SIRIUS 3RT2 Preferred successor type is >>3RT2025-2XF40-0LA2<< | - | 0 | 7
3RT1025-1XF44-0LA2 |  | 3RT1025-1XF44-0LA2 | 1 | UN | 1 | 5 | B | D | N | N | 85364900 | 1 |  | 0.34 | KG | 193.8 | 193.8 | CP02 | CP02 | Traction contactor, AC-3 17 A, 7.5 kW / 400 V 240 V AC, 50 Hz, 3-pole, Size S0, screw terminal ! Phased-out product! Successor is SIRIUS 3RT2 | - | 0 | 9
3RT1025-1XP00-0GA0 |  | 3RT1025-1XP00-0GA0 | 1 | UN | 1 | 5 | B | D | N | N | 85364900 | 1 | 4011209563094 | 0.34 | KG | 234.65 | 234.65 | CP02 | CP02 | Power contactor, AC-3 17 A, 7.5 kW / 400 V Us = 230 V, 50 / 60 Hz, 3-pole Size S0, Screw terminal With electronic control unit With varistor attenuated low-noise !!! Phased-out product !!! Successor is SIRIUS 3RT2 | - | 0 | 9
3RT1025-1XP04-0GA0 |  | 3RT1025-1XP04-0GA0 | 1 | UN | 1 | 5 | B | D | N | N | 85364900 | 1 |  | 0.34 | KG | 269.8 | 269.8 | CP02 | CP02 | Power contactor, AC-3 17 A, 7.5 kW / 400 V 240 V AC, 50 Hz, 3-pole, Size S0, Screw terminal !!! Phased-out product !!! Successor is SIRIUS 3RT2 | - | 0 | 9
3RT1025-3AB00 |  | 3RT1025-3AB00 | 1 | UN | 1 | 15 | C | D | N | N | 85364900 | 1 | 4011209296671 | 0.338 | KG | 82.08 | 82.08 | CP02 | CP02 | Power contactor, AC-3 17 A, 7.5 kW / 400 V 24 V AC, 50 Hz, 3-pole Size S0 Spring-type terminal !!! Phased-out product !!! Successor is SIRIUS 3RT2 Preferred successor type is >>3RT2025-2AB00<< | - | 0 | 7
3RT1025-3AB00-Z | W97 | 3RT1025-3AB00-ZW97 | 1 | UN | 1 | 15 | C | D | N | N | 85364900 | 24 | 4011209766259 | 0.411 | KG | 94.05 | 94.05 | CP02 | CP02 | Power contactor, AC-3 17 A, 7.5 kW / 400 V 24 V AC, 50 Hz, 3-pole Size S0 Spring-type terminal Multi-unit packaging Pack = 24 units !!! Phased-out product !!! Successor is SIRIUS 3RT2 | - | 0 | 9
3RT1025-3AB00-Z | W98 | 3RT1025-3AB00-ZW98 | 1 | UN | 1 | 15 | C | D | N | N | 85364900 | 12 | 4011209890459 | 0.411 | KG | 94.05 | 94.05 | CP02 | CP02 | Power contactor, AC-3 17 A, 7.5 kW / 400 V 24 V AC, 50 Hz, 3-pole Size S0 Spring-type terminal Multi-unit packaging Pack = 12 units !!! Phased-out product !!! Successor is SIRIUS 3RT2 | - | 0 | 7
3RT1025-3AB00-Z | X95 | 3RT1025-3AB00-ZX95 | 1 | UN | 1 | 5 | B | D | N | N | 85364900 | 1 | 4011209421967 | 0.324 | KG | 94.05 | 94.05 | CP02 | CP02 | Power contactor, AC-3 17 A, 7.5 kW / 400 V 24 V AC, 50 Hz, 3-pole Size S0 Spring-type terminal Reusable packaging Pack = 96 units !!! Phased-out product !!! Successor is SIRIUS 3RT2 | - | 0 | 7
3RT1025-3AC20 |  | 3RT1025-3AC20 | 1 | UN | 1 | 5 | B | D | N | N | 85364900 | 1 | 4011209337626 | 0.339 | KG | 82.08 | 82.08 | CP02 | CP02 | Power contactor, AC-3 17 A, 7.5 kW / 400 V 24 V AC, 50/60 Hz 3-pole, Size S0 Spring-type terminal !!! Phased-out product !!! Successor is SIRIUS 3RT2 Preferred successor type is >>3RT2025-2AC20<< | - | 0 | 7
3RT1025-3AD00 |  | 3RT1025-3AD00 | 1 | UN | 1 | 30 | D | D | N | N | 85364900 | 1 | 4011209340831 | 0.341 | KG | 99.75 | 99.75 | CP02 | CP02 | Power contactor, AC-3 17 A, 7.5 kW / 400 V 42 V AC, 50 Hz, 3-pole Size S0 Spring-type terminal !!! Phased-out product !!! Successor is SIRIUS 3RT2 | - | 0 | 7
3RT1025-3AF00 |  | 3RT1025-3AF00 | 1 | UN | 1 | 15 | C | D | N | N | 85364900 | 1 | 4011209296688 | 0.336 | KG | 94.05 | 94.05 | CP02 | CP02 | Power contactor, AC-3 17 A, 7.5 kW / 400 V 110 V AC, 50 Hz 3-pole, Size S0 Spring-type terminal !!! Phased-out product !!! Successor is SIRIUS 3RT2 Preferred successor type is >>3RT2025-2AF00<< | - | 0 | 7
3RT1025-3AF04 |  | 3RT1025-3AF04 | 1 | UN | 1 | 15 | C | D | N | N | 85364900 | 1 | 4011209303225 | 0.403 | KG | 112.1 | 112.1 | CP02 | CP02 | Power contactor, AC-3 17 A, 7.5 kW / 400 V 2 NO + 2 NC, 110 V AC, 50 Hz 3-pole, Size S0 Main circuit: Screw terminal Auxiliary current: Spring-type terminal !!! Phased-out product !!! Successor is SIRIUS 3RT2 | - | 0 | 7
3RT1025-3AF04-Z | W95 | 3RT1025-3AF04-ZW95 | 1 | UN | 1 | 15 | C | D | N | N | 85364900 | 52 | 4011209576735 | 0.375 | KG | 129.2 | 129.2 | CP02 | CP02 | Power contactor, AC-3 17 A, 7.5 kW / 400 V 2 NO + 2 NC, 110 V AC, 50 Hz 3-pole, Size S0 Main circuit: Screw terminal Auxiliary current: Spring-type terminal Multi-unit packaging Pack = 52 units !!! Phased-out product !!! Successor is SIRIUS 3RT2 | - | 0 | 9
3RT1025-3AF04-Z | X95 | 3RT1025-3AF04-ZX95 | 1 | UN | 1 | 20 | D | D | N | N | 85364900 | 52 | 4011209546004 | 0.376 | KG | 112.1 | 112.1 | CP02 | CP02 | Power contactor, AC-3 17 A, 7.5 kW / 400 V 2 NO + 2 NC, 110 V AC, 50 Hz 3-pole, Size S0 Main circuit: Screw terminal Auxiliary current: Spring-type terminal Reusable packaging Pack = 52 units !!! Phased-out product !!! Successor is SIRIUS 3RT2 | - | 0 | 9
3RT1025-3AF06 |  | 3RT1025-3AF06 | 1 | UN | 1 | 15 | C | D | N | N | 85364900 | 1 | 4011209542655 | 0.429 | KG | 137.75 | 137.75 | CP02 | CP02 | Power contactor, AC-3 17 A, 7.5 kW / 400 V 2 NO + 2 NC, 110 V AC, 50 Hz 3-pole, Size S0 Main circuit: Screw terminal Auxiliary current: Spring-type terminal + 2 auxiliary switch blocks (2 NO + 2 NC) !!! Phased-out product !!! Successor is SIRIUS 3RT2 | - | 0 | 7
3RT1025-3AF06-Z | X95 | 3RT1025-3AF06-ZX95 | 1 | UN | 1 | 15 | C | D | N | N | 85364900 | 56 | 4011209552104 | 0.415 | KG | 158.65 | 158.65 | CP02 | CP02 | Power contactor, AC-3 17 A, 7.5 kW / 400 V 2 NO + 2 NC, 110 V AC, 50 Hz 3-pole, Size S0 Main circuit: Screw terminal Auxiliary current: Spring-type terminal + 2 auxiliary switch blocks (2 NO + 2 NC) Reusable packaging Pack = 56 units !!! Phased-out product !!! Successor is SIRIUS 3RT2 | - | 0 | 9
3RT1025-3AG14 |  | 3RT1025-3AG14 | 1 | UN | 1 | 30 | D | D | N | N | 85364900 | 1 | 4011209457461 | 0.401 | KG | 115.9 | 115.9 | CP02 | CP02 | Power contactor, AC-3 17 A, 7.5 kW / 400 V 110 V AC, 60 Hz 3-pole, Size S0, 2 NO + 2 NC Main circuit: Screw terminal Auxiliary current: Spring-type terminal !!! Phased-out product !!! Successor is SIRIUS 3RT2 | - | 0 | 7
3RT1025-3AG16 |  | 3RT1025-3AG16 | 1 | UN | 1 | 30 | D | D | N | N | 85364900 | 1 | 4011209553071 | 0.448 | KG | 140.6 | 140.6 | CP02 | CP02 | Power contactor, AC-3 17 A, 7.5 kW / 400 V 110 V AC, 60 Hz 3-pole, Size S0, 2 NO + 2 NC Main circuit: Screw terminal Auxiliary current: Spring-type terminal !!! Phased-out product !!! Successor is SIRIUS 3RT2 | - | 0 | 7
3RT1025-3AG20 |  | 3RT1025-3AG20 | 1 | UN | 1 | 15 | C | D | N | N | 85364900 | 1 | 4011209337633 | 0.342 | KG | 82.08 | 82.08 | CP02 | CP02 | Power contactor, AC-3 17 A, 7.5 kW / 400 V 110 V AC, 50/60 Hz 3-pole, Size S0 Spring-type terminal !!! Phased-out product !!! Successor is SIRIUS 3RT2 Preferred successor type is >>3RT2018-2AF01<< | - | 0 | 7
3RT1025-3AG20-Z | W98 | 3RT1025-3AG20-ZW98 | 1 | UN | 1 | 15 | C | D | N | N | 85364900 | 12 | 4011209492110 | 0.31 | KG | 94.05 | 94.05 | CP02 | CP02 | Power contactor, AC-3 17 A, 7.5 kW / 400 V 110 V AC, 50/60 Hz 3-pole, Size S0 Spring-type terminal Multi-unit packaging Pack = 12 units !!! Phased-out product !!! Successor is SIRIUS 3RT2 | - | 0 | 7
3RT1025-3AG20-Z | X95 | 3RT1025-3AG20-ZX95 | 1 | UN | 1 | 15 | C | D | N | N | 85364900 | 96 | 4011209478787 | 0.325 | KG | 94.05 | 94.05 | CP02 | CP02 | Power contactor, AC-3 17 A, 7.5 kW / 400 V 110 V AC, 50/60 Hz 3-pole, Size S0 Spring-type terminal Reusable packaging Pack = 96 units !!! Phased-out product !!! Successor is SIRIUS 3RT2 | - | 0 | 7
3RT1025-3AG60 |  | 3RT1025-3AG60 | 1 | UN | 1 | 30 | D | D | N | N | 85364900 | 1 | 4011209495074 | 0.341 | KG | 99.75 | 99.75 | CP02 | CP02 | Power contactor, AC-3 17 A, 7.5 kW / 400 V 100 V AC, 50 Hz / 100-110 V 60 Hz 3-pole, Size S0 Spring-type terminal !!! Phased-out product !!! Successor is SIRIUS 3RT2 | - | 0 | 7
3RT1025-3AH00 |  | 3RT1025-3AH00 | 1 | UN | 1 | 15 | C | D | N | N | 85364900 | 1 | 4011209340848 | 0.338 | KG | 94.05 | 94.05 | CP02 | CP02 | Power contactor, AC-3 17 A, 7.5 kW / 400 V 48 V AC, 50 Hz, 3-pole Size S0 Spring-type terminal !!! Phased-out product !!! Successor is SIRIUS 3RT2 | - | 0 | 7
3RT1025-3AH20 |  | 3RT1025-3AH20 | 1 | UN | 1 | 15 | C | D | N | N | 85364900 | 1 | 4011209632905 | 0.329 | KG | 99.75 | 99.75 | CP02 | CP02 | Power contactor, AC-3 17 A, 7.5 kW / 400 V 48 V AC, 50 / 60 Hz, 3-pole, Size S0, Spring-type terminal !!! Phased-out product !!! Successor is SIRIUS 3RT2 | - | 0 | 7
3RT1025-3AK60 |  | 3RT1025-3AK60 | 1 | UN | 1 | 15 | C | D | N | N | 85364900 | 1 | 4011209340855 | 0.34 | KG | 82.08 | 82.08 | CP02 | CP02 | Power contactor, AC-3 17 A, 7.5 kW / 400 V 110 V AC, 50 Hz / 120 V, 60 Hz 3-pole, Size S0 Spring-type terminal !!! Phased-out product !!! Successor is SIRIUS 3RT2 Preferred successor type is >>3RT2018-2AK61<< | - | 0 | 7
3RT1025-3AK60-1AA0 |  | 3RT1025-3AK60-1AA0 | 1 | UN | 1 | 5 | B | D | N | N | 85364900 | 1 | 4011209583870 | 0.337 | KG | 110.2 | 110.2 | CP02 | CP02 | Power contactor, AC-3 17 A, 7.5 kW / 400 V 110 V AC, 50 Hz / 120 V, 60 Hz, 3-pole, Size S0, Spring-type terminal, Upright mounting position !!! Phased-out product !!! Successor is SIRIUS 3RT2 | - | 0 | 9
3RT1025-3AL16 |  | 3RT1025-3AL16 | 1 | UN | 1 | 30 | D | D | N | N | 85364900 | 1 | 4011209445727 | 0.433 | KG | 160.55 | 160.55 | CP02 | CP02 | Power contactor, AC-3 17 A, 7.5 kW / 400 V 230 V AC, 60 Hz 3-pole, Size S0 Main circuit: Screw terminal Auxiliary current: Spring-type terminal 2 NO + 2 NC !!! Phased-out product !!! Successor is SIRIUS 3RT2 | - | 0 | 7
3RT1025-3AL16-Z | X95 | 3RT1025-3AL16-ZX95 | 1 | UN | 1 | 30 | D | D | N | N | 85364900 | 56 | 4011209646100 | 0.43 | KG | 160.55 | 160.55 | CP02 | CP02 | Power contactor, AC-3 17 A, 7.5 kW / 400 V 230 V AC, 60 Hz 3-pole, Size S0 Main circuit: Screw terminal Auxiliary current: Spring-type terminal 2 NO + 2 NC Reusable packaging 1 pack = 56 units !!! Phased-out product !!! Successor is SIRIUS 3RT2 | - | 0 | 7
3RT1025-3AL20 |  | 3RT1025-3AL20 | 1 | UN | 1 | 5 | B | D | N | N | 85364900 | 1 | 4011209337640 | 0.342 | KG | 82.08 | 82.08 | CP02 | CP02 | Power contactor, AC-3 17 A, 7.5 kW / 400 V 230 V AC, 50/60 Hz 3-pole, Size S0 Spring-type terminal !!! Phased-out product !!! Successor is SIRIUS 3RT2 Preferred successor type is >>3RT2025-2AL20<< | - | 0 | 7
3RT1025-3AL20-Z | W96 | 3RT1025-3AL20-ZW96 | 1 | UN | 1 | 15 | C | D | N | N | 85364900 | 48 | 4011209822825 | 0.31 | KG | 94.05 | 94.05 | CP02 | CP02 | Power contactor, AC-3 17 A, 7.5 kW / 400 V 230 V AC, 50/60 Hz 3-pole, Size S0 Spring-type terminal Reusable packaging Pack = 96 units !!! Phased-out product !!! Successor is SIRIUS 3RT2 | - | 0 | 7
3RT1025-3AL20-Z | W98 | 3RT1025-3AL20-ZW98 | 1 | UN | 1 | 15 | C | D | N | N | 85364900 | 12 | 4011209439696 | 0.31 | KG | 94.05 | 94.05 | CP02 | CP02 | Power contactor, AC-3 17 A, 7.5 kW / 400 V 230 V AC, 50/60 Hz 3-pole, Size S0 Spring-type terminal Multi-unit packaging Pack = 12 units !!! Phased-out product !!! Successor is SIRIUS 3RT2 | - | 0 | 7
3RT1025-3AL20-Z | X95 | 3RT1025-3AL20-ZX95 | 1 | UN | 1 | 5 | B | D | N | N | 85364900 | 96 | 4011209425439 | 0.329 | KG | 94.05 | 94.05 | CP02 | CP02 | Power contactor, AC-3 17 A, 7.5 kW / 400 V 230 V AC, 50/60 Hz 3-pole, Size S0 Spring-type terminal Reusable packaging Pack = 96 units !!! Phased-out product !!! Successor is SIRIUS 3RT2 | - | 0 | 7
3RT1025-3AN20 |  | 3RT1025-3AN20 | 1 | UN | 1 | 20 | D | D | N | N | 85364900 | 1 | 4011209340862 | 0.34 | KG | 85.79 | 85.79 | CP02 | CP02 | Power contactor, AC-3 17 A, 7.5 kW / 400 V 220 V AC, 50/60 Hz 3-pole, Size S0 Spring-type terminal !!! Phased-out product !!! Successor is SIRIUS 3RT2 | - | 0 | 7
3RT1025-3AN60 |  | 3RT1025-3AN60 | 1 | UN | 1 | 7 | C | D | N | N | 85364900 | 1 | 4011209495081 | 0.336 | KG | 99.75 | 99.75 | CP02 | CP02 | Power contactor, AC-3 17 A, 7.5 kW / 400 V 200 V AC, 50 Hz 200-220 V, 60 Hz, 3-pole Size S0 Spring-type terminal !!! Phased-out product !!! Successor is SIRIUS 3RT2 | - | 0 | 9
3RT1025-3AP00 |  | 3RT1025-3AP00 | 1 | UN | 1 | 5 | B | D | N | N | 85364900 | 1 | 4011209291195 | 0.338 | KG | 82.08 | 82.08 | CP02 | CP02 | Power contactor, AC-3 17 A, 7.5 kW / 400 V 230 V AC, 50 Hz 3-pole, Size S0 Spring-type terminal !!! Phased-out product !!! Successor is SIRIUS 3RT2 Preferred successor type is >>3RT2025-2AP00<< | - | 0 | 7
3RT1025-3AP04 |  | 3RT1025-3AP04 | 1 | UN | 1 | 15 | C | D | N | N | 85364900 | 1 | 4011209303249 | 0.404 | KG | 112.1 | 112.1 | CP02 | CP02 | Power contactor, AC-3 17 A, 7.5 kW / 400 V 2 NO + 2 NC, 230 V AC, 50 Hz 3-pole, Size S0 Main circuit: Screw terminal Auxiliary current: Spring-type terminal !!! Phased-out product !!! Successor is SIRIUS 3RT2 | - | 0 | 7
3RT1025-3AP06 |  | 3RT1025-3AP06 | 1 | UN | 1 | 30 | D | D | N | N | 85364900 | 1 | 4011209445710 | 0.437 | KG | 137.75 | 137.75 | CP02 | CP02 | Power contactor, AC-3 17 A, 7.5 kW / 400 V 230 V AC, 50 Hz 3-pole, Size S0 Main circuit: Screw terminal Auxiliary current: Spring-type terminal + 2 auxiliary switch blocks (2 NO + 2 NC) !!! Phased-out product !!! Successor is SIRIUS 3RT2 | - | 0 | 7
3RT1025-3AP06-Z | W95 | 3RT1025-3AP06-ZW95 | 1 | UN | 1 | 15 | C | D | N | N | 85364900 | 56 |  | 0.411 | KG | 158.65 | 158.65 | CP02 | CP02 | Power contactor, AC-3 17 A, 7.5 kW / 400 V 230 V AC, 50 Hz 3-pole, Size S0 Main circuit: Screw terminal Auxiliary current: Spring-type terminal + 2 auxiliary switch blocks (2 NO + 2 NC) Multi-unit packaging Pack = 56 units !!! Phased-out product !!! Successor is SIRIUS 3RT2 | - | 0 | 9
3RT1025-3AP06-Z | W98 | 3RT1025-3AP06-ZW98 | 1 | UN | 1 | 15 | C | D | N | N | 85364900 | 10 |  | 0.411 | KG | 158.65 | 158.65 | CP02 | CP02 | Power contactor, AC-3 17 A, 7.5 kW / 400 V 230 V AC, 50 Hz 3-pole, Size S0 Main circuit: Screw terminal Auxiliary current: Spring-type terminal + 2 auxiliary switch blocks (2 NO + 2 NC) Multi-unit packaging Pack = 10 units !!! Phased-out product !!! Successor is SIRIUS 3RT2 | - | 0 | 9
3RT1025-3AP06-Z | X95 | 3RT1025-3AP06-ZX95 | 1 | UN | 1 | 30 | D | D | N | N | 85364900 | 56 | 4011209547698 | 0.428 | KG | 158.65 | 158.65 | CP02 | CP02 | Power contactor, AC-3 17 A, 7.5 kW / 400 V 230 V AC, 50 Hz 3-pole, Size S0 Main circuit: Screw terminal Auxiliary current: Spring-type terminal + 2 auxiliary switch blocks (2 NO + 2 NC) Reusable packaging Pack = 56 units !!! Phased-out product !!! Successor is SIRIUS 3RT2 | - | 0 | 9
3RT1025-3AP60 |  | 3RT1025-3AP60 | 1 | UN | 1 | 30 | D | D | N | N | 85364900 | 1 | 4011209340879 | 0.342 | KG | 82.08 | 82.08 | CP02 | CP02 | Power contactor, AC-3 17 A, 7.5 kW / 400 V 220 V AC, 50 Hz / 240 V, 60 Hz 3-pole, Size S0 Spring-type terminal !!! Phased-out product !!! Successor is SIRIUS 3RT2 Preferred successor type is >>3RT2018-2AP61<< | - | 0 | 7
3RT1025-3AR60 |  | 3RT1025-3AR60 | 1 | UN | 1 | 30 | D | D | N | N | 85364900 | 1 | 4011209495098 | 0.337 | KG | 99.75 | 99.75 | CP02 | CP02 | Power contactor, AC-3 17 A, 7.5 kW / 400 V 400 V AC, 50 Hz / 60 Hz, 440 V, 60 Hz, 3-pole, Size S0, Spring-type terminal !!! Phased-out product !!! Successor is SIRIUS 3RT2 | - | 0 | 7
3RT1025-3AV00 |  | 3RT1025-3AV00 | 1 | UN | 1 | 30 | D | D | N | N | 85364900 | 1 | 4011209340886 | 0.345 | KG | 99.75 | 99.75 | CP02 | CP02 | Power contactor, AC-3 17 A, 7.5 kW / 400 V 400 V AC, 50 Hz, 3-pole, Size S0, Spring-type terminal !!! Phased-out product !!! Successor is SIRIUS 3RT2 | - | 0 | 7
3RT1025-3AV60 |  | 3RT1025-3AV60 | 1 | UN | 1 | 30 | D | D | N | N | 85364900 | 1 | 4011209391185 | 0.341 | KG | 99.75 | 99.75 | CP02 | CP02 | Power contactor, AC-3 17 A, 7.5 kW / 400 V 480 V AC, 60 Hz, 3-pole, Size S0, Spring-type terminal !!! Phased-out product !!! Successor is SIRIUS 3RT2 | - | 0 | 7
3RT1025-3BB40 |  | 3RT1025-3BB40 | 1 | UN | 1 | 5 | B | D | N | N | 85364900 | 1 | 4011209291201 | 0.568 | KG | 152.95 | 152.95 | CP02 | CP02 | Power contactor, AC-3 17 A, 7.5 kW / 400 V 24 V DC, 3-pole, Size S0 Spring-type terminal !!! Phased-out product !!! Successor is SIRIUS 3RT2 Preferred successor type is >>3RT2025-2BB40<< | - | 0 | 7
3RT1025-3BB40-1AA0 |  | 3RT1025-3BB40-1AA0 | 1 | UN | 1 | 15 | C | D | N | N | 85364900 | 1 | 4011209641556 | 0.567 | KG | 191.9 | 191.9 | CP02 | CP02 | Power contactor, AC-3 17 A, 7.5 kW / 400 V 24 V DC, 3-pole, Size S0, Spring-type terminal Upright mounting position !!! Phased-out product !!! Successor is SIRIUS 3RT2 | - | 0 | 7
3RT1025-3BB40-Z | W97 | 3RT1025-3BB40-ZW97 | 1 | UN | 1 | 5 | B | D | N | N | 85364900 | 17 | 4011209938274 | 0.31 | KG | 142.5 | 142.5 | CP02 | CP02 | power contactor, AC-3 17 A, 7.5 kW / 400 V 24 V DC, 3-pole, Size S0, Spring-type terminal Multi-unit packaging = 17 units | - | 0 | 7
3RT1025-3BB40-Z | X95 | 3RT1025-3BB40-ZX95 | 1 | UN | 1 | 5 | B | D | N | N | 85364900 | 52 | 4011209399051 | 0.546 | KG | 175.75 | 175.75 | CP02 | CP02 | Power contactor, AC-3 17 A, 7.5 kW / 400 V 24 V DC, 3-pole, Size S0 Spring-type terminal Reusable packaging Pack = 52 units !!! Phased-out product !!! Successor is SIRIUS 3RT2 | - | 0 | 7
3RT1025-3BB44-3MA0 |  | 3RT1025-3BB44-3MA0 | 1 | UN | 1 | 30 | D | D | N | N | 85364900 | 1 | 4011209570634 | 0.63 | KG | 184.3 | 184.3 | CP02 | CP02 | Power contactor, AC-3 17 A, 7.5 kW / 400 V 24 V DC, 3-pole Size S0, Spring-type terminal 2 NO + 2 NC, captive !!! Phased-out product !!! Successor is SIRIUS 3RT2 Preferred successor type is >>3RT2025-2BB44-3MA0<< | - | 0 | 7
3RT1025-3BD40 |  | 3RT1025-3BD40 | 1 | UN | 1 | 15 | C | D | N | N | 85364900 | 1 | 4011209514485 | 0.58 | KG | 184.3 | 184.3 | CP02 | CP02 | Power contactor, AC-3 17 A, 7.5 kW / 400 V 42 V DC, 3-pole, Size S0, Spring-type terminal !!! Phased-out product !!! Successor is SIRIUS 3RT2 | - | 0 | 7
3RT1025-3BD40-1AA0 |  | 3RT1025-3BD40-1AA0 | 1 | UN | 1 | 15 | C | D | N | N | 85364900 | 1 | 4011209514492 | 0.58 | KG | 201.4 | 201.4 | CP02 | CP02 | Power contactor, AC-3 17 A, 7.5 kW / 400 V 42 V DC, 3-pole, Size S0, Main circuit: screw terminal, Auxiliary circuit: Spring-type terminal Upright mounting position !!! Phased-out product !!! Successor is SIRIUS 3RT2 | - | 0 | 7
3RT1025-3BF40 |  | 3RT1025-3BF40 | 1 | UN | 1 | 15 | C | D | N | N | 85364900 | 1 | 4011209340909 | 0.568 | KG | 152.95 | 152.95 | CP02 | CP02 | Power contactor, AC-3 17 A, 7.5 kW / 400 V 110 V DC, 3-pole, Size S0 Spring-type terminal !!! Phased-out product !!! Successor is SIRIUS 3RT2 Preferred successor type is >>3RT2025-2BF40<< | - | 0 | 7
3RT1025-3BG40 |  | 3RT1025-3BG40 | 1 | UN | 1 | 5 | B | D | N | N | 85364900 | 1 | 4011209576773 | 0.568 | KG | 184.3 | 184.3 | CP02 | CP02 | Power contactor, AC-3 17 A, 7.5 kW / 400 V 125 V DC, 3-pole, Size S0, Spring-type terminal !!! Phased-out product !!! Successor is SIRIUS 3RT2 | - | 0 | 9
3RT1025-3BM40 |  | 3RT1025-3BM40 | 1 | UN | 1 | 15 | C | D | N | N | 85364900 | 1 | 4011209296695 | 0.569 | KG | 175.75 | 175.75 | CP02 | CP02 | Power contactor, AC-3 17 A, 7.5 kW / 400 V 220 V DC, 3-pole, Size S0, Spring-type terminal !!! Phased-out product !!! Successor is SIRIUS 3RT2 Preferred successor type is >>3RT2025-2BM40<< | - | 0 | 7
3RT1025-3BP40 |  | 3RT1025-3BP40 | 1 | UN | 1 | 15 | C | D | N | N | 85364900 | 1 | 4011209291218 | 0.578 | KG | 184.3 | 184.3 | CP02 | CP02 | Power contactor, AC-3 17 A, 7.5 kW / 400 V 230 V DC, 3-pole, Size S0, Spring-type terminal !!! Phased-out product !!! Successor is SIRIUS 3RT2 Preferred successor type is >>3RT2025-2BP40<< | - | 0 | 7
3RT1025-3BW40 |  | 3RT1025-3BW40 | 1 | UN | 1 | 15 | C | D | N | N | 85364900 | 1 | 4011209340916 | 0.567 | KG | 175.75 | 175.75 | CP02 | CP02 | Power contactor, AC-3 17 A, 7.5 kW / 400 V 48 V DC, 3-pole, Size S0, Spring-type terminal !!! Phased-out product !!! Successor is SIRIUS 3RT2 | - | 0 | 7
3RT1025-3BW44 |  | 3RT1025-3BW44 | 1 | UN | 1 | 15 | C | D | N | N | 85364900 | 1 | 4011209393226 | 0.635 | KG | 182.4 | 182.4 | CP02 | CP02 | Power contactor, AC-3 17 A, 7.5 kW / 400 V 48 V DC, 3-pole-S12 Size S0 Screw terminal Auxiliary current: Spring-type connection connection !!! Phased-out product !!! Successor is SIRIUS 3RT2 | - | 0 | 7
3RT1025-3ED24-0KS0 |  | 3RT1025-3ED24-0KS0 | 1 | UN | 1 | 30 | D | D | N | N | 85364900 | 1 | 4011209446892 | 0.31 | KG | 145.35 | 145.35 | CP02 | CP02 | Power contactor, AC-3 17 A, 7.5 kW / 400 V 42 V AC, 50/60 Hz 3-pole, Size S0 Main circuit: Screw terminal Auxiliary current: Spring-type terminal With auxiliary switch 2 NO / 2 NC RC element plugged onto top Schindler !!! Phased-out product !!! Successor is SIRIUS 3RT2 | - | 0 | 9
3RT1025-3EG24-0KS0 |  | 3RT1025-3EG24-0KS0 | 1 | UN | 1 | 15 | C | D | N | N | 85364900 | 1 | 4011209409347 | 0.42 | KG | 145.35 | 145.35 | CP02 | CP02 | Power contactor, AC-3 17 A, 7.5 kW / 400 V 110 V AC, 50/60 Hz 3-pole, Size S0 Main circuit: Screw terminal Auxiliary current: Spring-type terminal With auxiliary switch 2 NO / 2 NC RC element plugged onto top Schindler !!! Phased-out product !!! Successor is SIRIUS 3RT2 | - | 0 | 9
3RT1025-3EG24-0KS0-Z | X95 | 3RT1025-3EG24-0KS0-ZX95 | 1 | UN | 1 | 20 | D | D | N | N | 85364900 | 52 | 4011209438200 | 0.389 | KG | 145.35 | 145.35 | CP02 | CP02 | Power contactor, AC-3 17 A, 7.5 kW / 400 V 110 V AC, 50/60 Hz 3-pole, Size S0 Main circuit: Screw terminal Auxiliary current: Spring-type terminal With auxiliary switch 2 NO / 2 NC RC element plugged onto top Schindler Reusable packaging Pack = 52 units !!! Phased-out product !!! Successor is SIRIUS 3RT2 | - | 0 | 9
3RT1025-3EG28-0KS5 |  | 3RT1025-3EG28-0KS5 | 1 | UN | 1 | 15 | C | D | N | N | 85364900 | 1 | 4011209523807 | 0.414 | KG | 185.25 | 185.25 | CP02 | CP02 | Power contactor, AC-3 17 A, 7.5 kW / 400 V 110 V AC, 50/60 Hz 3-pole, Size S0, 2 NO / 2 NC Main circuit: Screw terminal Auxiliary current: Spring-type terminal RC element plugged onto top Auxiliary switch block: 1 NO + 1 NC Solid-state-compatible and 1 NO + 1 NC, Standard Schindler !!! Phased-out product !!! Successor is SIRIUS 3RT2 | - | 0 | 9
3RT1025-3EL24-0KS0 |  | 3RT1025-3EL24-0KS0 | 1 | UN | 1 | 15 | C | D | N | N | 85364900 | 1 | 4011209409330 | 0.31 | KG | 145.35 | 145.35 | CP02 | CP02 | Power contactor, AC-3 17 A, 7.5 kW / 400 V 230 V AC, 50/60 Hz 3-pole, Size S0 Main circuit: Screw terminal Auxiliary current: Spring-type terminal With auxiliary switch 2 NO / 2 NC RC element plugged onto top Schindler !!! Phased-out product !!! Successor is SIRIUS 3RT2 | - | 0 | 9
3RT1025-3EL24-0KS0-Z | X95 | 3RT1025-3EL24-0KS0-ZX95 | 1 | UN | 1 | 20 | D | D | N | N | 85364900 | 52 | 4011209438217 | 0.392 | KG | 145.35 | 145.35 | CP02 | CP02 | Power contactor, AC-3 17 A, 7.5 kW / 400 V 230 V AC, 50/60 Hz 3-pole, Size S0 Main circuit: Screw terminal Auxiliary current: Spring-type terminal With auxiliary switch 2 NO / 2 NC RC element plugged onto top Schindler Reusable packaging Pack = 52 units !!! Phased-out product !!! Successor is SIRIUS 3RT2 | - | 0 | 9
3RT1025-3EL28-0KS3 |  | 3RT1025-3EL28-0KS3 | 1 | UN | 1 | 15 | C | D | N | N | 85364900 | 1 | 4011209536968 | 0.419 | KG | 185.25 | 185.25 | CP02 | CP02 | Power contactor, AC-3 17 A, 7.5 kW / 400 V 230 V AC, 50/60 Hz 3-pole, Size S0, 2 NO / 2 NC Main circuit: Screw terminal Auxiliary current: Spring-type terminal RC element plugged onto top Auxiliary switch block: 2 NC Solid-state-compatible T and 2 NO standard Schindler !!! Phased-out product !!! Successor is SIRIUS 3RT2 | - | 0 | 9
3RT1025-3EL28-0KS5 |  | 3RT1025-3EL28-0KS5 | 1 | UN | 1 | 15 | C | D | N | N | 85364900 | 1 | 4011209523814 | 0.419 | KG | 185.25 | 185.25 | CP02 | CP02 | Power contactor, AC-3 17 A, 7.5 kW / 400 V 230 V AC, 50/60 Hz 3-pole, Size S0, 2 NO / 2 NC Main circuit: Screw terminal Auxiliary current: Spring-type terminal RC element plugged onto top Auxiliary switch block: 1 NO + 1 NC Solid-state-compatible and 1 NO + 1 NC, Standard Schindler !!! Phased-out product !!! Successor is SIRIUS 3RT2 | - | 0 | 9
3RT1025-3KB40 |  | 3RT1025-3KB40 | 1 | UN | 1 | 5 | B | D | N | N | 85364900 | 1 | 4011209299849 | 0.58 | KG | 157.7 | 157.7 | CP02 | CP02 | Power contactor, AC-3 17 A, 7.5 kW / 400 V 24 V DC, 0.7-1.25*US With varistor 3-pole Size S0 Spring-type terminal !!! Phased-out product !!! Successor is SIRIUS 3RT2 Preferred successor type is >>3RT2025-2KB40<< | - | 0 | 7
3RT1025-3KB40-1AA0 |  | 3RT1025-3KB40-1AA0 | 1 | UN | 1 | 15 | C | D | N | N | 85364900 | 1 | 4011209478374 | 0.584 | KG | 173.85 | 173.85 | CP02 | CP02 | Power contactor, AC-3 17 A, 7.5 kW / 400 V 24 V DC, 0.7-1.25*Us With varistor 3-pole Size S0 Main circuit: Screw terminal Auxiliary current: Spring-type connection connection Upright mounting position !!! Phased-out product !!! Successor is SIRIUS 3RT2 | - | 0 | 7
3RT1025-3KB40-Z | X95 | 3RT1025-3KB40-ZX95 | 1 | UN | 1 | 15 | C | D | N | N | 85364900 | 52 | 4011209556430 | 0.59 | KG | 181.45 | 181.45 | CP02 | CP02 | Power contactor, AC-3 17 A, 7.5 kW / 400 V 24 V DC, 0.7-1.25*Us With varistor 3-pole Size S0 Spring-type terminal Reusable packaging Pack = 52 units !!! Phased-out product !!! Successor is SIRIUS 3RT2 | - | 0 | 7
3RT1025-3KB44-0LA0 |  | 3RT1025-3KB44-0LA0 | 1 | UN | 1 | 15 | C | D | N | N | 85364900 | 1 | 4011209439825 | 0.753 | KG | 224.2 | 224.2 | CP02 | CP02 | Power contactor, AC-3 17 A, 7.5 kW / 400 V 24 V DC, 0.7-1.25*US 3-pole, Size S0 Spring-type terminal !!! Phased-out product !!! Successor is SIRIUS 3RT2 Preferred successor type is >>3RT2025-2XB40-0LA2<< | - | 0 | 7
3RT1025-3KB44-1LA0 |  | 3RT1025-3KB44-1LA0 | 1 | UN | 1 | 15 | C | D | N | N | 85364900 | 1 | 4011209554634 | 0.75 | KG | 237.5 | 237.5 | CP02 | CP02 | Power contactor, AC-3 17 A, 7.5 kW / 400 V 24 V DC, 0.7-1.25*Us 3-pole, Size S0 Spring-type terminal Upright mounting position !!! Phased-out product !!! Successor is SIRIUS 3RT2 | - | 0 | 7
3RT1025-3KC80 |  | 3RT1025-3KC80 | 1 | UN | 1 | 5 | B | D | N | N | 85364900 | 1 | 4011209567771 | 0.575 | KG | 190 | 190 | CP02 | CP02 | Power contactor, AC-3 17 A, 7.5 kW / 400 V 34 V DC, 0.7-1.25* Us, With varistor, 3-pole, Size S0, Spring-type terminal !!! Phased-out product !!! Successor is SIRIUS 3RT2 | - | 0 | 9
3RT1025-3KF40 |  | 3RT1025-3KF40 | 1 | UN | 1 | 15 | C | D | N | N | 85364900 | 1 | 4011209458741 | 0.567 | KG | 157.7 | 157.7 | CP02 | CP02 | Power contactor, AC-3 17 A, 7.5 kW / 400 V 110 V DC, 0.7-1.25*US With varistor 3-pole Size S0 Spring-type terminal !!! Phased-out product !!! Successor is SIRIUS 3RT2 Preferred successor type is >>3RT2025-2KF40<< | - | 0 | 7
3RT1025-3KF44-0LA0 |  | 3RT1025-3KF44-0LA0 | 1 | UN | 1 | 50 | X | D | N | N | 85364900 | 1 | 4011209439818 | 0.745 | KG | 218.5 | 218.5 | CP02 | CP02 | Power contactor, AC-3 17 A, 7.5 kW / 400 V 110 V DC, 0.7-1.25*US 3-pole, Size S0 Spring-type terminal !!! Phased-out product !!! Successor is SIRIUS 3RT2 Preferred successor type is >>3RT2025-2XF40-0LA2<< | - | 0 | 7
3RT1025-3KK84-0LA0 |  | 3RT1025-3KK84-0LA0 | 1 | UN | 1 | 15 | C | D | N | N | 85364900 | 1 | 4011209824638 | 0.742 | KG | 224.2 | 224.2 | CP02 | CP02 | Power contactor, AC-3 17 A, 7.5 kW / 400 V 52 V DC, 0.7-1.25*Us 3-pole, Size S0 Spring-type terminal !!! Phased-out product !!! Successor is SIRIUS 3RT2 | - | 0 | 7
3RT1025-3VB40 |  | 3RT1025-3VB40 | 1 | UN | 1 | 15 | C | D | N | N | 85364900 | 1 | 4011209533530 | 0.577 | KG | 198.55 | 198.55 | CP02 | CP02 | Power contactor, AC-3 17 A, 7.5 kW / 400 V 24 V DC, 3 H, 3-pole, Size S0, 1 NO Main circuit: screw terminal, Auxiliary circuit: Spring-type terminal !!! Phased-out product !!! Successor is SIRIUS 3RT2 | - | 0 | 7
3RT1025-3XB40-0LA2 |  | 3RT1025-3XB40-0LA2 | 1 | UN | 1 | 15 | C | D | N | N | 85364900 | 1 | 4011209562905 | 0.626 | KG | 208.05 | 208.05 | CP02 | CP02 | Traction contactor, AC-3 17 A, 7.5 kW / 400 V 24 V DC, 0.7-1.25*Us 3-pole Size S0 Spring-type terminal with electronic Control unit Integrated varistor !!! Phased-out product !!! Successor is SIRIUS 3RT2 Preferred successor type is >>3RT2025-2XB40-0LA2<< | - | 0 | 7
3RT1025-3XB44-0LA2 |  | 3RT1025-3XB44-0LA2 | 1 | UN | 1 | 5 | B | D | N | N | 85364900 | 1 |  | 0.34 | KG | 197.6 | 197.6 | CP02 | CP02 | Traction contactor, AC-3 17 A, 7.5 kW / 400 V 24 V DC, 0.7-1.25* Us, 3-pole, Size S0 spring-type terminal 2 NO + 2 NC with electron. control unit integrated varistor ! Phased-out product! Successor is SIRIUS 3RT2 | - | 0 | 9
3RT1025-3XF00-0GA0 |  | 3RT1025-3XF00-0GA0 | 1 | UN | 1 | 5 | B | D | N | N | 85364900 | 1 | 4011209563124 | 0.629 | KG | 241.3 | 241.3 | CP02 | CP02 | Power contactor, AC-3 17 A, 7.5 kW / 400 V Us = 110 V, 50/60 Hz 3-pole, Size S0 Spring-type terminal With electronic control unit With varistor attenuated low-noise !!! Phased-out product !!! Successor is SIRIUS 3RT2 | - | 0 | 9
3RT1025-3XF40-0LA2 |  | 3RT1025-3XF40-0LA2 | 1 | UN | 1 | 15 | C | D | N | N | 85364900 | 1 | 4011209562912 | 0.645 | KG | 208.05 | 208.05 | CP02 | CP02 | Traction contactor, AC-3 17 A, 7.5 kW / 400 V 110 V DC 0.7...1.25*Us 3-pole Size S0 Spring-type terminal with electronic Control unit Integrated varistor !!! Phased-out product !!! Successor is SIRIUS 3RT2 Preferred successor type is >>3RT2025-2XF40-0LA2<< | - | 0 | 7
3RT1025-3XF44-0LA2 |  | 3RT1025-3XF44-0LA2 | 1 | UN | 1 | 5 | B | D | N | N | 85364900 | 1 | 4047621066882 | 0.34 | KG | 197.6 | 197.6 | CP02 | CP02 | Traction contactor, AC-3 17 A, 7.5 kW / 400 V 110 V DC, 0.7-1.25* Us, 3-pole, Size S0, spring-type terminal 2 NO + 2 NC, with electron. control unit integrated varistor ! Phased-out product! Successor is SIRIUS 3RT2 | - | 0 | 9
3RT1025-3XP00-0GA0 |  | 3RT1025-3XP00-0GA0 | 1 | UN | 1 | 15 | C | D | N | N | 85364900 | 1 | 4011209563117 | 0.643 | KG | 241.3 | 241.3 | CP02 | CP02 | Power contactor, AC-3 17 A, 7.5 kW / 400 V 230 V AC, 50/60 Hz 3-pole, Size S0, Spring-type terminal With electronic control unit With varistor attenuated low-noise !!! Phased-out product !!! Successor is SIRIUS 3RT2 | - | 0 | 7
3RT1026-1AB00 |  | 3RT1026-1AB00 | 1 | UN | 1 | 5 | B | D | N | N | 85364900 | 1 | 4011209296701 | 0.342 | KG | 110.2 | 110.2 | CP02 | CP02 | Power contactor, AC-3 25 A, 11 kW / 400 V 24 V AC, 50 Hz, 3-pole Size S0 Screw terminal !!! Phased-out product !!! Successor is SIRIUS 3RT2 Preferred successor type is >>3RT2026-1AB00<< | - | 0 | 7
3RT1026-1AB00-1AA0 |  | 3RT1026-1AB00-1AA0 | 1 | UN | 1 | 15 | C | D | N | N | 85364900 | 1 | 4011209467729 | 0.341 | KG | 124.45 | 124.45 | CP02 | CP02 | Power contactor, AC-3 25 A, 11 kW / 400 V 24 V AC, 50 Hz, 3-pole Size S0 Screw terminal Upright mounting position !!! Phased-out product !!! Successor is SIRIUS 3RT2 Preferred successor type is >>3RT2026-1AB00-1AA0<< | - | 0 | 7
3RT1026-1AB00-Z | W97 | 3RT1026-1AB00-ZW97 | 1 | UN | 1 | 15 | C | D | N | N | 85364900 | 24 |  | 0.31 | KG | 126.35 | 126.35 | CP02 | CP02 | Power contactor, AC-3 25 A, 11 kW / 400 V 24 V AC, 50 Hz, 3-pole Size S0 Screw terminal Multi-unit packaging Pack = 24 units !!! Phased-out product !!! Successor is SIRIUS 3RT2 | - | 0 | 9
3RT1026-1AB00-Z | W98 | 3RT1026-1AB00-ZW98 | 1 | UN | 1 | 15 | C | D | N | N | 85364900 | 12 | 4011209406834 | 0.31 | KG | 126.35 | 126.35 | CP02 | CP02 | Power contactor, AC-3 25 A, 11 kW / 400 V 24 V AC, 50 Hz, 3-pole Size S0 Screw terminal Multi-unit packaging Pack = 12 units !!! Phased-out product !!! Successor is SIRIUS 3RT2 | - | 0 | 7
3RT1026-1AB00-Z | X95 | 3RT1026-1AB00-ZX95 | 1 | UN | 1 | 15 | C | D | N | N | 85364900 | 96 | 4011209381452 | 0.321 | KG | 126.35 | 126.35 | CP02 | CP02 | Power contactor, AC-3 25 A, 11 kW / 400 V 24 V AC, 50 Hz, 3-pole Size S0 Screw terminal Reusable packaging Pack = 96 units !!! Phased-out product !!! Successor is SIRIUS 3RT2 | - | 0 | 7
3RT1026-1AB04 |  | 3RT1026-1AB04 | 1 | UN | 1 | 5 | B | D | N | N | 85364900 | 1 | 4011209303348 | 0.414 | KG | 140.6 | 140.6 | CP02 | CP02 | Power contactor, AC-3 25 A, 11 kW / 400 V 24 V AC, 50 Hz, 2 NO + 2 NC 3-pole, Size S0 Screw terminal !!! Phased-out product !!! Successor is SIRIUS 3RT2 Preferred successor type is >>3RT2026-1AB04<< | - | 0 | 7
3RT1026-1AB04-1AA0 |  | 3RT1026-1AB04-1AA0 | 1 | UN | 1 | 20 | D | D | N | N | 85364900 | 1 | 4011209467736 | 0.41 | KG | 161.5 | 161.5 | CP02 | CP02 | Power contactor, AC-3 25 A, 11 kW / 400 V 24 V AC, 50 Hz 3-pole, 2 NO + 2 NC, Size S0 Screw terminal Upright mounting position !!! Phased-out product !!! Successor is SIRIUS 3RT2 | - | 0 | 7
3RT1026-1AC00 |  | 3RT1026-1AC00 | 1 | UN | 1 | 15 | C | D | N | N | 85364900 | 1 | 4011209533189 | 0.344 | KG | 132.05 | 132.05 | CP02 | CP02 | Power contactor, AC-3 25 A, 11 kW / 400 V 32 V AC, 50 Hz, 3-pole Size S0 Screw terminal !!! Phased-out product !!! Successor is SIRIUS 3RT2 | - | 0 | 7
3RT1026-1AC00-Z | X95 | 3RT1026-1AC00-ZX95 | 1 | UN | 1 | 15 | C | D | N | N | 85364900 | 1 | 4011209533196 | 0.336 | KG | 132.05 | 132.05 | CP02 | CP02 | Power contactor, AC-3 25 A, 11 kW / 400 V 32 V AC, 50 Hz, 3-pole Size S0 Screw terminal Reusable packaging Pack = 96 units !!! Phased-out product !!! Successor is SIRIUS 3RT2 | - | 0 | 9
3RT1026-1AC20 |  | 3RT1026-1AC20 | 1 | UN | 1 | 5 | B | D | N | N | 85364900 | 1 | 4011209337404 | 0.338 | KG | 110.2 | 110.2 | CP02 | CP02 | Power contactor, AC-3 25 A, 11 kW / 400 V 24 V AC, 50/60 Hz 3-pole, Size S0 Screw terminal !!! Phased-out product !!! Successor is SIRIUS 3RT2 Preferred successor type is >>3RT2026-1AC20<< | - | 0 | 7
3RT1026-1AC20-0UA0 |  | 3RT1026-1AC20-0UA0 | 1 | UN | 1 | 15 | C | D | N | N | 85364900 | 1 | 4011209590458 | 0.343 | KG | 116.85 | 116.85 | CP02 | CP02 | Contactor, 10 HP 460 / 575 V 24 V AC, 50/60 Hz 3-pole, Size S0 Screw terminal NEMA size 1 !!! Phased-out product !!! Successor is SIRIUS 3RT2 | - | 0 | 7
3RT1026-1AC20-Z | W96 | 3RT1026-1AC20-ZW96 | 1 | UN | 1 | 15 | C | D | N | N | 85364900 | 48 |  | 0.396 | KG | 126.35 | 126.35 | CP02 | CP02 | Power contactor, AC-3 25 A, 11 kW / 400 V 24 V AC, 50/60 Hz 3-pole, Size S0 Screw terminal Multi-unit packaging Pack = 48 units !!! Phased-out product !!! Successor is SIRIUS 3RT2 | - | 0 | 7
3RT1026-1AC20-Z | W97 | 3RT1026-1AC20-ZW97 | 1 | UN | 1 | 15 | C | D | N | N | 85364900 | 24 | 4011209438514 | 0.31 | KG | 126.35 | 126.35 | CP02 | CP02 | Power contactor, AC-3 25 A, 11 kW / 400 V 24 V AC, 50/60 Hz 3-pole, Size S0 Screw terminal Multi-unit packaging Pack = 24 units !!! Phased-out product !!! Successor is SIRIUS 3RT2 | - | 0 | 7
3RT1026-1AC20-Z | W98 | 3RT1026-1AC20-ZW98 | 1 | UN | 1 | 15 | C | D | N | N | 85364900 | 12 | 4011209871496 | 0.396 | KG | 126.35 | 126.35 | CP02 | CP02 | Power contactor, AC-3 25 A, 11 kW / 400 V 24 V AC, 50/60 Hz 3-pole, Size S0 Screw terminal Multi-unit packaging Pack = 12 units !!! Phased-out product !!! Successor is SIRIUS 3RT2 | - | 0 | 7
3RT1026-1AC20-Z | X95 | 3RT1026-1AC20-ZX95 | 1 | UN | 1 | 5 | B | D | N | N | 85364900 | 96 | 4011209375536 | 0.329 | KG | 126.35 | 126.35 | CP02 | CP02 | Power contactor, AC-3 25 A, 11 kW / 400 V 24 V AC, 50/60 Hz 3-pole, Size S0 Screw terminal Reusable packaging Pack = 96 units !!! Phased-out product !!! Successor is SIRIUS 3RT2 | - | 0 | 7
3RT1026-1AC24 |  | 3RT1026-1AC24 | 1 | UN | 1 | 15 | C | D | N | N | 85364900 | 1 | 4011209352506 | 0.412 | KG | 140.6 | 140.6 | CP02 | CP02 | Power contactor, AC-3 25 A, 11 kW / 400 V 24 V AC, 50 / 60 Hz, 2 NO + 2 NC 3-pole, Size S0 Screw terminal !!! Phased-out product !!! Successor is SIRIUS 3RT2 Preferred successor type is >>3RT2026-1AC24<< | - | 0 | 7
3RT1026-1AC24-0AA1 |  | 3RT1026-1AC24-0AA1 | 1 | UN | 1 | 15 | C | D | N | N | 85364900 | 1 | 4011209391550 | 0.424 | KG | 188.1 | 188.1 | CP02 | CP02 | Power contactor, AC-3 25 A, 11 kW / 400 V 24 V AC, 50/60 Hz 3-pole, 2 NO + 2 NC, Size S0 Screw terminal Plugged-on varistor !!! Phased-out product !!! Successor is SIRIUS 3RT2 | - | 0 | 7
3RT1026-1AC24-0AA1-Z | W97 | 3RT1026-1AC24-0AA1-ZW97 | 1 | UN | 1 | 15 | C | D | N | N | 85364900 | 12 | 4011209501522 | 0.37 | KG | 188.1 | 188.1 | CP02 | CP02 | Power contactor, AC-3 25 A, 11 kW / 400 V 24 V AC, 50/60 Hz 3-pole, 2 NO + 2 NC, Size S0 Screw terminal Plugged-on varistor Multi-unit packaging 1 pack = 12 units !!! Phased-out product !!! Successor is SIRIUS 3RT2 | - | 0 | 7
3RT1026-1AC24-0AA1-Z | X95 | 3RT1026-1AC24-0AA1-ZX95 | 1 | UN | 1 | 15 | C | D | N | N | 85364900 | 1 | 4011209425071 | 0.39 | KG | 188.1 | 188.1 | CP02 | CP02 | Power contactor, AC-3 25 A, 11 kW / 400 V 24 V AC, 50/60 Hz 3-pole, 2 NO + 2 NC, Size S0 Screw terminal Plugged-on varistor Reusable packaging Pack = 52 units !!! Phased-out product !!! Successor is SIRIUS 3RT2 | - | 0 | 9
3RT1026-1AD00 |  | 3RT1026-1AD00 | 1 | UN | 1 | 5 | B | D | N | N | 85364900 | 1 | 4011209340008 | 0.338 | KG | 114.95 | 114.95 | CP02 | CP02 | Power contactor, AC-3 25 A, 11 kW / 400 V 42 V AC, 50 Hz, 3-pole Size S0 Screw terminal !!! Phased-out product !!! Successor is SIRIUS 3RT2 Preferred successor type is >>3RT2026-1AD00<< | - | 0 | 7
3RT1026-1AD04 |  | 3RT1026-1AD04 | 1 | UN | 1 | 5 | B | D | N | N | 85364900 | 1 | 4011209352513 | 0.411 | KG | 143.45 | 143.45 | CP02 | CP02 | Power contactor, AC-3 25 A, 11 kW / 400 V 42 V AC, 50 Hz, 2 NO + 2 NC 3-pole, Size S0 Screw terminal !!! Phased-out product !!! Successor is SIRIUS 3RT2 Preferred successor type is >>3RT2026-1AD04<< | - | 0 | 7
3RT1026-1AD04-1AA0 |  | 3RT1026-1AD04-1AA0 | 1 | UN | 1 | 15 | C | D | N | N | 85364900 | 1 | 4011209467743 | 0.41 | KG | 181.45 | 181.45 | CP02 | CP02 | Power contactor, AC-3 25 A, 11 kW / 400 V 42 V AC, 50 Hz 3-pole, 2 NO + 2 NC, Size S0 Screw terminal Upright mounting position !!! Phased-out product !!! Successor is SIRIUS 3RT2 | - | 0 | 7
3RT1026-1AD20 |  | 3RT1026-1AD20 | 1 | UN | 1 | 15 | C | D | N | N | 85364900 | 1 | 4011209428089 | 0.34 | KG | 114.95 | 114.95 | CP02 | CP02 | Power contactor, AC-3 25 A, 11 kW / 400 V 42 V AC, 50/60 Hz 3-pole, Size S0 Screw terminal !!! Phased-out product !!! Successor is SIRIUS 3RT2 | - | 0 | 7
3RT1026-1AD24 |  | 3RT1026-1AD24 | 1 | UN | 1 | 15 | C | D | N | N | 85364900 | 1 | 4011209545779 | 0.407 | KG | 165.3 | 165.3 | CP02 | CP02 | Power contactor, AC-3 25 A, 11 kW / 400 V 42 V AC, 50/60 Hz 3-pole, Size S0, 2 NO + 2 NC Screw terminal !!! Phased-out product !!! Successor is SIRIUS 3RT2 | - | 0 | 7
3RT1026-1AF00 |  | 3RT1026-1AF00 | 1 | UN | 1 | 5 | B | D | N | N | 85364900 | 1 | 4011209296718 | 0.339 | KG | 110.2 | 110.2 | CP02 | CP02 | Power contactor, AC-3 25 A, 11 kW / 400 V 110 V AC, 50 Hz 3-pole, Size S0 Screw terminal !!! Phased-out product !!! Successor is SIRIUS 3RT2 Preferred successor type is >>3RT2026-1AF00<< | - | 0 | 7
3RT1026-1AF00-1AA0 |  | 3RT1026-1AF00-1AA0 | 1 | UN | 1 | 15 | C | D | N | N | 85364900 | 1 | 4011209442542 | 0.339 | KG | 143.45 | 143.45 | CP02 | CP02 | Power contactor, AC-3 25 A, 11 kW / 400 V 110 V AC, 50 Hz 3-pole, Size S0 Screw terminal Upright mounting position !!! Phased-out product !!! Successor is SIRIUS 3RT2 | - | 0 | 7
3RT1026-1AF00-Z | X95 | 3RT1026-1AF00-ZX95 | 1 | UN | 1 | 15 | C | D | N | N | 85364900 | 96 | 4011209609716 | 0.318 | KG | 126.35 | 126.35 | CP02 | CP02 | Power contactor, AC-3 25 A, 11 kW / 400 V 110 V AC, 50 Hz 3-pole, Size S0 Screw terminal Reusable packaging Pack = 96 units !!! Phased-out product !!! Successor is SIRIUS 3RT2 | - | 0 | 7
3RT1026-1AF04 |  | 3RT1026-1AF04 | 1 | UN | 1 | 5 | B | D | N | N | 85364900 | 1 | 4011209303362 | 0.409 | KG | 140.6 | 140.6 | CP02 | CP02 | Power contactor, AC-3 25 A, 11 kW / 400 V 110 V AC, 50 Hz, 2 NO + 2 NC 3-pole, Size S0 Screw terminal !!! Phased-out product !!! Successor is SIRIUS 3RT2 Preferred successor type is >>3RT2026-1AF04<< | - | 0 | 7
3RT1026-1AG10 |  | 3RT1026-1AG10 | 1 | UN | 1 | 40 | X | D | N | N | 85364900 | 1 | 4011209444416 | 0.336 | KG | 119.7 | 119.7 | CP02 | CP02 | Power contactor, AC-3 25 A, 11 kW / 400 V 110 V AC, 60 Hz 3-pole, Size S0 Screw terminal !!! Phased-out product !!! Successor is SIRIUS 3RT2 | - | 0 | 7
3RT1026-1AG20 |  | 3RT1026-1AG20 | 1 | UN | 1 | 5 | B | D | N | N | 85364900 | 1 | 4011209337411 | 0.343 | KG | 110.2 | 110.2 | CP02 | CP02 | Power contactor, AC-3 25 A, 11 kW / 400 V 110 V AC, 50/60 Hz 3-pole, Size S0 Screw terminal !!! Phased-out product !!! Successor is SIRIUS 3RT2 Preferred successor type is >>3RT2026-1AG20<< | - | 0 | 7
3RT1026-1AG20-1AA0 |  | 3RT1026-1AG20-1AA0 | 1 | UN | 1 | 15 | C | D | N | N | 85364900 | 1 | 4011209546691 | 0.344 | KG | 143.45 | 143.45 | CP02 | CP02 | Power contactor, AC-3 25 A, 11 kW / 400 V 110 V AC, 50/60 Hz 3-pole, Size S0, Screw terminal Upright mounting position !!! Phased-out product !!! Successor is SIRIUS 3RT2 | - | 0 | 7
3RT1026-1AG20-Z | W96 | 3RT1026-1AG20-ZW96 | 1 | UN | 1 | 15 | C | D | N | N | 85364900 | 48 | 4011209632806 | 0.329 | KG | 126.35 | 126.35 | CP02 | CP02 | Power contactor, AC-3 25 A, 11 kW / 400 V 110 V AC, 50/60 Hz 3-pole, Size S0 Screw terminal Multi-unit packaging Pack = 48 units !!! Phased-out product !!! Successor is SIRIUS 3RT2 | - | 0 | 7
3RT1026-1AG20-Z | W97 | 3RT1026-1AG20-ZW97 | 1 | UN | 1 | 15 | C | D | N | N | 85364900 | 24 | 4011209579606 | 0.329 | KG | 126.35 | 126.35 | CP02 | CP02 | Power contactor, AC-3 25 A, 11 kW / 400 V 110 V AC, 50/60 Hz 3-pole, Size S0 Screw terminal Multi-unit packaging Pack = 24 units !!! Phased-out product !!! Successor is SIRIUS 3RT2 | - | 0 | 7
3RT1026-1AG20-Z | W98 | 3RT1026-1AG20-ZW98 | 1 | UN | 1 | 15 | C | D | N | N | 85364900 | 12 | 4011209499461 | 0.31 | KG | 126.35 | 126.35 | CP02 | CP02 | Power contactor, AC-3 25 A, 11 kW / 400 V 110 V AC, 50/60 Hz 3-pole, Size S0 Screw terminal Multi-unit packaging Pack = 12 units !!! Phased-out product !!! Successor is SIRIUS 3RT2 | - | 0 | 7
3RT1026-1AG20-Z | X95 | 3RT1026-1AG20-ZX95 | 1 | UN | 1 | 5 | B | D | N | N | 85364900 | 96 | 4011209370715 | 0.329 | KG | 126.35 | 126.35 | CP02 | CP02 | Power contactor, AC-3 25 A, 11 kW / 400 V 110 V AC, 50/60 Hz 3-pole, Size S0 Screw terminal Reusable packaging Pack = 96 units !!! Phased-out product !!! Successor is SIRIUS 3RT2 | - | 0 | 7
3RT1026-1AG24 |  | 3RT1026-1AG24 | 1 | UN | 1 | 5 | B | D | N | N | 85364900 | 1 | 4011209349599 | 0.415 | KG | 140.6 | 140.6 | CP02 | CP02 | Power contactor, AC-3 25 A, 11 kW / 400 V 110 V AC, 50 / 60 Hz, 2 NO + 2 NC 3-pole, Size S0 Screw terminal !!! Phased-out product !!! Successor is SIRIUS 3RT2 Preferred successor type is >>3RT2026-1AG24<< | - | 0 | 7
3RT1026-1AG28-0KS0 |  | 3RT1026-1AG28-0KS0 | 1 | UN | 1 | 15 | C | D | EAR99 | N | 85364900 | 1 |  | 0.31 | KG | 183.35 | 183.35 | CP02 | CP02 | Power contactor, AC-3 25 A, 11 kW / 400 V 110 V AC, 50/60 Hz 3-pole, Size S0 Screw terminal Aux. switch 1 NO + 1 NC, Electronics Schindler !!! Phased-out product !!! Successor is SIRIUS 3RT2 | - | 0 | 9
3RT1026-1AG60 |  | 3RT1026-1AG60 | 1 | UN | 1 | 15 | C | D | N | N | 85364900 | 1 | 4011209495104 | 0.34 | KG | 114.95 | 114.95 | CP02 | CP02 | Power contactor, AC-3 25 A, 11 kW / 400 V 100 V AC, 50 Hz / 100-110 V 60 Hz 3-pole, Size S0 Screw terminal !!! Phased-out product !!! Successor is SIRIUS 3RT2 Preferred successor type is >>3RT2026-1AG60<< | - | 0 | 7
3RT1026-1AG64 |  | 3RT1026-1AG64 | 1 | UN | 1 | 15 | C | D | N | N | 85364900 | 1 | 4011209495111 | 0.41 | KG | 165.3 | 165.3 | CP02 | CP02 | Power contactor, AC-3 25 A, 11 kW / 400 V 100 V AC, 50 Hz / 100-110 V 60 Hz, 3-pole, 2 NO + 2 NC, Size S0, Screw terminal !!! Phased-out product !!! Successor is SIRIUS 3RT2 | - | 0 | 7
3RT1026-1AH00 |  | 3RT1026-1AH00 | 1 | UN | 1 | 5 | B | D | N | N | 85364900 | 1 | 4011209340923 | 0.341 | KG | 110.2 | 110.2 | CP02 | CP02 | Power contactor, AC-3 25 A, 11 kW / 400 V 48 V AC, 50 Hz, 3-pole Size S0 Screw terminal !!! Phased-out product !!! Successor is SIRIUS 3RT2 Preferred successor type is >>3RT2026-1AH00<< | - | 0 | 7
3RT1026-1AH04 |  | 3RT1026-1AH04 | 1 | UN | 1 | 15 | C | D | N | N | 85364900 | 1 | 4011209352087 | 0.41 | KG | 160.55 | 160.55 | CP02 | CP02 | Power contactor, AC-3 25 A, 11 kW / 400 V 48 V AC, 50 Hz, 2 NO + 2 NC 3-pole, Size S0 Screw terminal !!! Phased-out product !!! Successor is SIRIUS 3RT2 | - | 0 | 7
3RT1026-1AH20 |  | 3RT1026-1AH20 | 1 | UN | 1 | 15 | C | D | N | N | 85364900 | 1 | 4011209438903 | 0.338 | KG | 114.95 | 114.95 | CP02 | CP02 | Power contactor, AC-3 25 A, 11 kW / 400 V 48 V AC, 50/60 Hz 3-pole, Size S0 Screw terminal !!! Phased-out product !!! Successor is SIRIUS 3RT2 Preferred successor type is >>3RT2026-1AH20<< | - | 0 | 7
3RT1026-1AH24 |  | 3RT1026-1AH24 | 1 | UN | 1 | 15 | C | D | N | N | 85364900 | 1 | 4011209440722 | 0.412 | KG | 165.3 | 165.3 | CP02 | CP02 | Power contactor, AC-3 25 A, 11 kW / 400 V 48 V AC, 50 Hz, 3-pole, 2 NO + 2 NC, Size S0, Screw terminal !!! Phased-out product !!! Successor is SIRIUS 3RT2 | - | 0 | 7
3RT1026-1AJ60 |  | 3RT1026-1AJ60 | 1 | UN | 1 | 30 | D | D | N | N | 85364900 | 1 | 4011209563964 | 0.341 | KG | 132.05 | 132.05 | CP02 | CP02 | Power contactor, AC-3 25 A, 11 kW / 400 V 92 V AC, 50 Hz / 110 V, 60 Hz 3-pole, Size S0 Screw terminal !!! Phased-out product !!! Successor is SIRIUS 3RT2 | - | 0 | 9
3RT1026-1AK00 |  | 3RT1026-1AK00 | 1 | UN | 1 | 15 | C | D | N | N | 85364900 | 1 | 4011209740853 | 0.34 | KG | 147.25 | 147.25 | CP02 | CP02 | Power contactor, AC-3 25 A, 11 kW / 400 V 120 V AC, 50 Hz, 3-pole, Size S0, Screw terminal !!! Phased-out product !!! Successor is SIRIUS 3RT2 | - | 0 | 7
3RT1026-1AK60 |  | 3RT1026-1AK60 | 1 | UN | 1 | 5 | B | D | N | N | 85364900 | 1 | 4011209340930 | 0.338 | KG | 110.2 | 110.2 | CP02 | CP02 | Power contactor, AC-3 25 A, 11 kW / 400 V 110 V AC, 50 Hz / 120 V, 60 Hz 3-pole, Size S0 Screw terminal !!! Phased-out product !!! Successor is SIRIUS 3RT2 Preferred successor type is >>3RT2026-1AK60<< | - | 0 | 7
3RT1026-1AK60-0UA0 |  | 3RT1026-1AK60-0UA0 | 1 | UN | 1 | 15 | C | D | N | N | 85364900 | 1 | 4011209591011 | 0.34 | KG | 116.85 | 116.85 | CP02 | CP02 | Contactor, 10 HP 460 / 575 V 110 V AC, 50 Hz / 120 V, 60 Hz 3-pole, Size S0 Screw terminal NEMA size 1 !!! Phased-out product !!! Successor is SIRIUS 3RT2 Preferred successor type is >>3RT2026-1AK60-0UA0<< | - | 0 | 7
3RT1026-1AK60-Z | W96 | 3RT1026-1AK60-ZW96 | 1 | UN | 1 | 15 | C | D | N | N | 85364900 | 48 |  | 0.327 | KG | 126.35 | 126.35 | CP02 | CP02 | Power contactor, AC-3 25 A, 11 kW / 400 V 110 V AC, 50 Hz / 120 V, 60 Hz 3-pole, Size S0 Screw terminal Multi-unit packaging Pack = 48 units !!! Phased-out product !!! Successor is SIRIUS 3RT2 | - | 0 | 9
3RT1026-1AK60-Z | W97 | 3RT1026-1AK60-ZW97 | 1 | UN | 1 | 20 | D | D | N | N | 85364900 | 24 | 4011209436343 | 0.31 | KG | 110.2 | 110.2 | CP02 | CP02 | Power contactor, AC-3 25 A, 11 kW / 400 V 110 V AC, 50 Hz / 120 V, 60 Hz 3-pole, Size S0 Screw terminal Multi-unit packaging Pack = 24 units !!! Phased-out product !!! Successor is SIRIUS 3RT2 | - | 0 | 7
3RT1026-1AK60-Z | X95 | 3RT1026-1AK60-ZX95 | 1 | UN | 1 | 10 | C | D | N | N | 85364900 | 96 | 4011209435674 | 0.317 | KG | 110.2 | 110.2 | CP02 | CP02 | Power contactor, AC-3 25 A, 11 kW / 400 V 110 V AC, 50 Hz / 120 V, 60 Hz 3-pole, Size S0 Screw terminal Reusable packaging Pack = 96 units !!! Phased-out product !!! Successor is SIRIUS 3RT2 | - | 0 | 7
3RT1026-1AK64 |  | 3RT1026-1AK64 | 1 | UN | 1 | 15 | C | D | N | N | 85364900 | 1 | 4011209352520 | 0.405 | KG | 140.6 | 140.6 | CP02 | CP02 | Power contactor, AC-3 25 A, 11 kW / 400 V 110 V AC, 50 Hz / 120 V 2 NO + 2 NC 3-pole, Size S0 Screw terminal !!! Phased-out product !!! Successor is SIRIUS 3RT2 Preferred successor type is >>3RT2026-1AK64<< | - | 0 | 7
3RT1026-1AK64-3MA0 |  | 3RT1026-1AK64-3MA0 | 1 | UN | 1 | 15 | C | D | N | N | 85364900 | 1 | 4011209648593 | 0.41 | KG | 164.35 | 164.35 | CP02 | CP02 | Power contactor, AC-3 25 A, 11 kW / 400 V 2 NO + 2 NC, captive 120 V AC, 60 Hz 3-pole, 2 NO + 2 NC, captive Size S0, screw terminal !!! Phased-out product !!! Successor is SIRIUS 3RT2 Preferred successor type is >>3RT2026-1AK64-3MA0<< | - | 0 | 9
3RT1026-1AL00 |  | 3RT1026-1AL00 | 1 | UN | 1 | 15 | C | D | N | N | 85364900 | 1 | 4011209559080 | 0.338 | KG | 132.05 | 132.05 | CP02 | CP02 | Power contactor, AC-3 25 A, 11 kW / 400 V 125 V AC, 50 Hz 3-pole, Size S00 Screw terminal !!! Phased-out product !!! Successor is SIRIUS 3RT2 | - | 0 | 7
3RT1026-1AL20 |  | 3RT1026-1AL20 | 1 | UN | 1 | 5 | B | D | N | N | 85364900 | 1 | 4011209337428 | 0.342 | KG | 110.2 | 110.2 | CP02 | CP02 | Power contactor, AC-3 25 A, 11 kW / 400 V 230 V AC, 50/60 Hz 3-pole, Size S0 Screw terminal !!! Phased-out product !!! Successor is SIRIUS 3RT2 Preferred successor type is >>3RT2026-1AL20<< | - | 0 | 7
3RT1026-1AL20-0KD0 |  | 3RT1026-1AL20-0KD0 | 1 | UN | 1 | 15 | C | D | N | N | 85364900 | 1 | 4011209682344 | 0.347 | KG | 110.2 | 110.2 | CP02 | CP02 | Power contactor, AC-3 25 A, 11 kW / 400 V 230 V AC, 50/60 Hz 3-pole, Size S0 Screw terminal Customized !!! Phased-out product !!! Successor is SIRIUS 3RT2 | - | 0 | 7
3RT1026-1AL20-1AA0 |  | 3RT1026-1AL20-1AA0 | 1 | UN | 1 | 15 | C | D | N | N | 85364900 | 1 | 4011209412798 | 0.345 | KG | 143.45 | 143.45 | CP02 | CP02 | Power contactor, AC-3 25 A, 11 kW / 400 V 230 V AC, 50/60 Hz 3-pole, Size S0 Screw terminal Upright mounting position !!! Phased-out product !!! Successor is SIRIUS 3RT2 | - | 0 | 7
3RT1026-1AL20-Z | W95 | 3RT1026-1AL20-ZW95 | 1 | UN | 1 | 20 | D | D | N | N | 85364900 | 96 | 4011209858367 | 0.51 | KG | 110.2 | 110.2 | CP02 | CP02 | Power contactor, AC-3 25 A, 11 kW / 400 V 230 V AC, 50/60 Hz 3-pole, Size S0 Screw terminal Multi-unit packaging Pack = 96 units !!! Phased-out product !!! Successor is SIRIUS 3RT2 | - | 0 | 7
3RT1026-1AL20-Z | W96 | 3RT1026-1AL20-ZW96 | 1 | UN | 1 | 15 | C | D | N | N | 85364900 | 48 | 4011209436749 | 0.31 | KG | 126.35 | 126.35 | CP02 | CP02 | Power contactor, AC-3 25 A, 11 kW / 400 V 230 V AC, 50/60 Hz 3-pole, Size S0 Screw terminal Multi-unit packaging Pack = 48 units !!! Phased-out product !!! Successor is SIRIUS 3RT2 Preferred successor type is >>3RT2026-1AL20-ZW96<< | - | 0 | 7
3RT1026-1AL20-Z | W97 | 3RT1026-1AL20-ZW97 | 1 | UN | 1 | 20 | D | D | N | N | 85364900 | 24 | 4011209407381 | 0.31 | KG | 110.2 | 110.2 | CP02 | CP02 | Power contactor, AC-3 25 A, 11 kW / 400 V 230 V AC, 50/60 Hz 3-pole, Size S0 Screw terminal Multi-unit packaging Pack = 24 units !!! Phased-out product !!! Successor is SIRIUS 3RT2 | - | 0 | 7
3RT1026-1AL20-Z | W98 | 3RT1026-1AL20-ZW98 | 1 | UN | 1 | 15 | C | D | N | N | 85364900 | 12 | 4011209406216 | 0.31 | KG | 126.35 | 126.35 | CP02 | CP02 | Power contactor, AC-3 25 A, 11 kW / 400 V 230 V AC, 50/60 Hz 3-pole, Size S0 Screw terminal Multi-unit packaging Pack = 12 units !!! Phased-out product !!! Successor is SIRIUS 3RT2 | - | 0 | 7
3RT1026-1AL20-Z | X95 | 3RT1026-1AL20-ZX95 | 1 | UN | 1 | 10 | C | D | N | N | 85364900 | 96 | 4011209370463 | 0.324 | KG | 110.2 | 110.2 | CP02 | CP02 | Power contactor, AC-3 25 A, 11 kW / 400 V 230 V AC, 50/60 Hz 3-pole, Size S0 Screw terminal Reusable packaging Pack = 96 units !!! Phased-out product !!! Successor is SIRIUS 3RT2 | - | 0 | 7
3RT1026-1AL24 |  | 3RT1026-1AL24 | 1 | UN | 1 | 5 | B | D | N | N | 85364900 | 1 | 4011209349513 | 0.416 | KG | 140.6 | 140.6 | CP02 | CP02 | Power contactor, AC-3 25 A, 11 kW / 400 V 230 V AC, 50 / 60 Hz, 2 NO + 2 NC 3-pole, Size S0 Screw terminal !!! Phased-out product !!! Successor is SIRIUS 3RT2 Preferred successor type is >>3RT2026-1AL24<< | - | 0 | 7
3RT1026-1AL24-3MA0 |  | 3RT1026-1AL24-3MA0 | 1 | UN | 1 | 5 | B | D | N | N | 85364900 | 1 | 4011209516045 | 0.415 | KG | 142.5 | 142.5 | CP02 | CP02 | Power contactor, AC-3 25 A, 11 kW / 400 V 2 NO + 2 NC, captive 230 V AC, 50/60 Hz 3-pole, 2 NO + 2 NC, captive Size S0, screw terminal for SUVA applications !!! Phased-out product !!! Successor is SIRIUS 3RT2 Preferred successor type is >>3RT2026-1AL24-3MA0<< | - | 0 | 7
3RT1026-1AL24-Z | W96 | 3RT1026-1AL24-ZW96 | 1 | UN | 1 | 15 | C | D | N | N | 85364900 | 24 | 4011209583917 | 0.387 | KG | 160.55 | 160.55 | CP02 | CP02 | Power contactor, AC-3 25 A, 11 kW / 400 V 230 V AC, 50 / 60 Hz, 2 NO + 2 NC 3-pole, Size S0 Screw terminal Multi-unit packaging Pack = 24 units !!! Phased-out product !!! Successor is SIRIUS 3RT2 | - | 0 | 7
3RT1026-1AL24-Z | W97 | 3RT1026-1AL24-ZW97 | 1 | UN | 1 | 15 | C | D | N | N | 85364900 | 12 | 4011209575158 | 0.399 | KG | 160.55 | 160.55 | CP02 | CP02 | Power contactor, AC-3 25 A, 11 kW / 400 V 230 V AC, 50 / 60 Hz, 2 NO + 2 NC 3-pole, Size S0 Screw terminal Multi-unit packaging Pack = 12 units !!! Phased-out product !!! Successor is SIRIUS 3RT2 | - | 0 | 7
3RT1026-1AL24-Z | W98 | 3RT1026-1AL24-ZW98 | 1 | UN | 1 | 15 | C | D | N | N | 85364900 | 6 | 4011209911604 | 0.387 | KG | 160.55 | 160.55 | CP02 | CP02 | Power contactor, AC-3 25 A, 11 kW / 400 V 230 V AC, 50 / 60 Hz, 2 NO + 2 NC 3-pole, Size S0 Screw terminal Multi-unit packaging Pack = 6 units !!! Phased-out product !!! Successor is SIRIUS 3RT2 | - | 0 | 7
3RT1026-1AL24-Z | X95 | 3RT1026-1AL24-ZX95 | 1 | UN | 1 | 5 | B | D | N | N | 85364900 | 52 | 4011209440012 | 0.412 | KG | 160.55 | 160.55 | CP02 | CP02 | Power contactor, AC-3 25 A, 11 kW / 400 V 230 V AC, 50 / 60 Hz, 2 NO + 2 NC 3-pole, Size S0 Screw terminal Reusable packaging Pack = 52 units !!! Phased-out product !!! Successor is SIRIUS 3RT2 | - | 0 | 7
3RT1026-1AL28-0QA2 |  | 3RT1026-1AL28-0QA2 | 1 | UN | 1 | 5 | B | D | N | N | 85364900 | 1 |  | 0.344 | KG | 194.75 | 194.75 | CP02 | CP02 | Power contactor, AC-3 25 A, 11 kW / 400 V 230 V AC, 50 / 60 Hz, 3-pole, Size S0, 3 NO + 2 NC, 0.9-1.1* Us Screw terminal !!! Phased-out product !!! Successor is SIRIUS 3RT2 | - | 0 | 9
3RT1026-1AM20 |  | 3RT1026-1AM20 | 1 | UN | 1 | 30 | D | D | N | N | 85364900 | 1 | 4011209382602 | 0.34 | KG | 114.95 | 114.95 | CP02 | CP02 | Power contactor, AC-3 25 A, 11 kW / 400 V 208 V AC, 50/60 Hz 3-pole, Size S0 Screw terminal !!! Phased-out product !!! Successor is SIRIUS 3RT2 Preferred successor type is >>3RT2026-1AM20<< | - | 0 | 7
3RT1026-1AM20-0UA0 |  | 3RT1026-1AM20-0UA0 | 1 | UN | 1 | 40 | X | D | N | N | 85364900 | 1 | 4011209676053 | 0.339 | KG | 126.35 | 126.35 | CP02 | CP02 | Contactor, 10 HP 460 / 575 V 208 V AC, 50/60 Hz 3-pole, Size S0 Screw terminal NEMA size 1 !!! Phased-out product !!! Successor is SIRIUS 3RT2 | - | 0 | 7
3RT1026-1AN00 |  | 3RT1026-1AN00 | 1 | UN | 1 | 30 | D | D | N | N | 85364900 | 1 | 4011209549173 | 0.345 | KG | 132.05 | 132.05 | CP02 | CP02 | Power contactor, AC-3 25 A, 11 kW / 400 V 220 V AC, 50 Hz 3-pole, Size S00-S3 Screw terminal !!! Phased-out product !!! Successor is SIRIUS 3RT2 | - | 0 | 7
3RT1026-1AN10 |  | 3RT1026-1AN10 | 1 | UN | 1 | 40 | X | D | N | N | 85364900 | 1 | 4011209444423 | 0.343 | KG | 119.7 | 119.7 | CP02 | CP02 | Power contactor, AC-3 25 A, 11 kW / 400 V 220 V AC, 60 Hz 3-pole, Size S0 Screw terminal !!! Phased-out product !!! Successor is SIRIUS 3RT2 Preferred successor type is >>3RT2026-1AN10<< | - | 0 | 7
3RT1026-1AN10-1AA0 |  | 3RT1026-1AN10-1AA0 | 1 | UN | 1 | 30 | D | D | N | N | 85364900 | 1 | 4011209532861 | 0.34 | KG | 147.25 | 147.25 | CP02 | CP02 | Power contactor, AC-3 25 A, 11 kW / 400 V 220 V AC, 60 Hz, 3-pole, Size S0, Screw terminal Upright mounting position !!! Phased-out product !!! Successor is SIRIUS 3RT2 | - | 0 | 7
3RT1026-1AN20 |  | 3RT1026-1AN20 | 1 | UN | 1 | 5 | B | D | N | N | 85364900 | 1 | 4011209340947 | 0.341 | KG | 110.2 | 110.2 | CP02 | CP02 | Power contactor, AC-3 25 A, 11 kW / 400 V 220 V AC, 50/60 Hz 3-pole, Size S0 Screw terminal !!! Phased-out product !!! Successor is SIRIUS 3RT2 Preferred successor type is >>3RT2026-1AN20<< | - | 0 | 7
3RT1026-1AN24 |  | 3RT1026-1AN24 | 1 | UN | 1 | 5 | B | D | N | N | 85364900 | 1 | 4011209347908 | 0.412 | KG | 140.6 | 140.6 | CP02 | CP02 | Power contactor, AC-3 25 A, 11 kW / 400 V 220 V AC, 50 / 60 Hz, 2 NO + 2 NC 3-pole, Size S0 Screw terminal !!! Phased-out product !!! Successor is SIRIUS 3RT2 Preferred successor type is >>3RT2026-1AN24<< | - | 0 | 7
3RT1026-1AN24-Z | X95 | 3RT1026-1AN24-ZX95 | 1 | UN | 1 | 15 | C | D | N | N | 85364900 | 52 | 4011209647718 | 0.51 | KG | 160.55 | 160.55 | CP02 | CP02 | Power contactor, AC-3 25 A, 11 kW / 400 V 220 V AC, 50 / 60 Hz, 2 NO + 2 NC 3-pole, Size S0 Screw terminal Reusable packaging Pack = 52 units !!! Phased-out product !!! Successor is SIRIUS 3RT2 | - | 0 | 9
3RT1026-1AN60 |  | 3RT1026-1AN60 | 1 | UN | 1 | 15 | C | D | N | N | 85364900 | 1 | 4011209495128 | 0.34 | KG | 132.05 | 132.05 | CP02 | CP02 | Power contactor, AC-3 25 A, 11 kW / 400 V 200 V AC, 50 Hz / 200-220 V 60 Hz 3-pole, Size S0 Screw terminal !!! Phased-out product !!! Successor is SIRIUS 3RT2 Preferred successor type is >>3RT2026-1AN60<< | - | 0 | 7
3RT1026-1AN64 |  | 3RT1026-1AN64 | 1 | UN | 1 | 15 | C | D | N | N | 85364900 | 1 | 4011209495135 | 0.414 | KG | 165.3 | 165.3 | CP02 | CP02 | Power contactor, AC-3 25 A, 11 kW / 400 V 200 V AC, 50 Hz / 200-220 V 60 Hz 3-pole, 2 NO + 2 NC, Size S0 Screw terminal !!! Phased-out product !!! Successor is SIRIUS 3RT2 | - | 0 | 7
3RT1026-1AP00 |  | 3RT1026-1AP00 | 1 | UN | 1 | 5 | B | D | N | N | 85364900 | 1 | 4011209291126 | 0.339 | KG | 110.2 | 110.2 | CP02 | CP02 | Power contactor, AC-3 25 A, 11 kW / 400 V 230 V AC, 50 Hz 3-pole, Size S0 Screw terminal !!! Phased-out product !!! Successor is SIRIUS 3RT2 Preferred successor type is >>3RT2026-1AP00<< | - | 0 | 7
3RT1026-1AP00-0BA0 |  | 3RT1026-1AP00-0BA0 | 1 | UN | 1 | 15 | C | D | N | N | 85364900 | 1 | 4011209336278 | 0.338 | KG | 170.05 | 170.05 | CP02 | CP02 | Power contactor, AC-3 25 A, 11 kW / 400 V 230 V AC, 50 Hz, 3-pole, Size S0, Screw terminal !!! Phased-out product !!! Successor is SIRIUS 3RT2 | - | 0 | 7
3RT1026-1AP00-1AA0 |  | 3RT1026-1AP00-1AA0 | 1 | UN | 1 | 15 | C | D | N | N | 85364900 | 1 | 4011209467804 | 0.34 | KG | 124.45 | 124.45 | CP02 | CP02 | Power contactor, AC-3 25 A, 11 kW / 400 V 230 V AC, 50 Hz 3-pole, Size S0 Screw terminal Upright mounting position !!! Phased-out product !!! Successor is SIRIUS 3RT2 Preferred successor type is >>3RT2026-1AP00-1AA0<< | - | 0 | 7
3RT1026-1AP00-Z | W96 | 3RT1026-1AP00-ZW96 | 1 | UN | 1 | 20 | D | D | N | N | 85364900 | 48 | 4011209496842 | 0.31 | KG | 110.2 | 110.2 | CP02 | CP02 | Power contactor, AC-3 25 A, 11 kW / 400 V 230 V AC, 50 Hz 3-pole, Size S0 Screw terminal Multi-unit packaging Pack = 48 units !!! Phased-out product !!! Successor is SIRIUS 3RT2 | - | 0 | 7
3RT1026-1AP00-Z | W97 | 3RT1026-1AP00-ZW97 | 1 | UN | 1 | 20 | D | D | N | N | 85364900 | 24 | 4011209442528 | 0.31 | KG | 110.2 | 110.2 | CP02 | CP02 | Power contactor, AC-3 25 A, 11 kW / 400 V 230 V AC, 50 Hz 3-pole, Size S0 Screw terminal Multi-unit packaging Pack = 24 units !!! Phased-out product !!! Successor is SIRIUS 3RT2 | - | 0 | 7
3RT1026-1AP00-Z | W98 | 3RT1026-1AP00-ZW98 | 1 | UN | 1 | 20 | D | D | N | N | 85364900 | 12 | 4011209401495 | 0.31 | KG | 110.2 | 110.2 | CP02 | CP02 | Power contactor, AC-3 25 A, 11 kW / 400 V 230 V AC, 50 Hz 3-pole, Size S0 Screw terminal Multi-unit packaging Pack = 12 units !!! Phased-out product !!! Successor is SIRIUS 3RT2 | - | 0 | 7
3RT1026-1AP00-Z | X95 | 3RT1026-1AP00-ZX95 | 1 | UN | 1 | 10 | C | D | N | N | 85364900 | 96 | 4011209338296 | 0.335 | KG | 110.2 | 110.2 | CP02 | CP02 | Power contactor, AC-3 25 A, 11 kW / 400 V 230 V AC, 50 Hz 3-pole, Size S0 Screw terminal Reusable packaging Pack = 96 units !!! Phased-out product !!! Successor is SIRIUS 3RT2 | - | 0 | 7
3RT1026-1AP04 |  | 3RT1026-1AP04 | 1 | UN | 1 | 5 | B | D | N | N | 85364900 | 1 | 4011209303409 | 0.411 | KG | 140.6 | 140.6 | CP02 | CP02 | Power contactor, AC-3 25 A, 11 kW / 400 V 230 V AC, 50 Hz 3-pole, Size S0, 2 NO + 2 NC Screw terminal !!! Phased-out product !!! Successor is SIRIUS 3RT2 Preferred successor type is >>3RT2026-1AP04<< | - | 0 | 7
3RT1026-1AP04-1AA0 |  | 3RT1026-1AP04-1AA0 | 1 | UN | 1 | 15 | C | D | N | N | 85364900 | 1 | 4011209467811 | 0.411 | KG | 176.7 | 176.7 | CP02 | CP02 | Power contactor, AC-3 25 A, 11 kW / 400 V 230 V AC, 50 Hz 3-pole, 2 NO + 2 NC, Size S0 Screw terminal Upright mounting position !!! Phased-out product !!! Successor is SIRIUS 3RT2 Preferred successor type is >>3RT2026-1AP04-1AA0<< | - | 0 | 7
3RT1026-1AP04-Z | W96 | 3RT1026-1AP04-ZW96 | 1 | UN | 1 | 15 | C | D | N | N | 85364900 | 24 |  | 0.382 | KG | 160.55 | 160.55 | CP02 | CP02 | Power contactor, AC-3 25 A, 11 kW / 400 V 230 V AC, 50 Hz 3-pole, Size S0, 2 NO + 2 NC Screw terminal Multi-unit packaging Pack = 24 units !!! Phased-out product !!! Successor is SIRIUS 3RT2 | - | 0 | 7
3RT1026-1AP04-Z | W97 | 3RT1026-1AP04-ZW97 | 1 | UN | 1 | 15 | C | D | N | N | 85364900 | 12 |  | 0.382 | KG | 160.55 | 160.55 | CP02 | CP02 | Power contactor, AC-3 25 A, 11 kW / 400 V 230 V AC, 50 Hz 3-pole, Size S0, 2 NO + 2 NC Screw terminal Multi-unit packaging Pack = 12 units !!! Phased-out product !!! Successor is SIRIUS 3RT2 | - | 0 | 7
3RT1026-1AP04-Z | W98 | 3RT1026-1AP04-ZW98 | 1 | UN | 1 | 15 | C | D | N | N | 85364900 | 6 | 4011209589926 | 0.382 | KG | 160.55 | 160.55 | CP02 | CP02 | Power contactor, AC-3 25 A, 11 kW / 400 V 230 V AC, 50 Hz 3-pole, Size S0, 2 NO + 2 NC Screw terminal Multi-unit packaging Pack = 6 units !!! Phased-out product !!! Successor is SIRIUS 3RT2 | - | 0 | 7
3RT1026-1AP04-Z | X95 | 3RT1026-1AP04-ZX95 | 1 | UN | 1 | 15 | C | D | N | N | 85364900 | 52 | 4011209406490 | 0.406 | KG | 160.55 | 160.55 | CP02 | CP02 | Power contactor, AC-3 25 A, 11 kW / 400 V 230 V AC, 50 Hz 3-pole, Size S0, 2 NO + 2 NC Screw terminal Reusable packaging Pack = 52 units !!! Phased-out product !!! Successor is SIRIUS 3RT2 Preferred successor type is >>3RT2026-1AP04-ZX95<< | - | 0 | 7
3RT1026-1AP05 |  | 3RT1026-1AP05 | 1 | UN | 1 | 15 | C | D | N | N | 85364900 | 1 | 4011209576698 | 0.388 | KG | 157.7 | 157.7 | CP02 | CP02 | Power contactor, AC-3 25 A, 11 kW / 400 V 230 V AC, 50 Hz, 3-pole, 1 NO + 1 NC, Size S0, Screw terminal !!! Phased-out product !!! Successor is SIRIUS 3RT2 | - | 0 | 7
3RT1026-1AP08-0MA0 |  | 3RT1026-1AP08-0MA0 | 1 | UN | 1 | 15 | C | D | N | N | 85364900 | 1 | 4011209653504 | 0.409 | KG | 163.4 | 163.4 | CP02 | CP02 | Power contactor, AC-3 25 A, 11 kW / 400 V 230 V AC, 50 Hz 3-pole, Size S0, 2 NO + 2 NC Screw terminal Operating range 0.9-1.1 Us Special-purpose device !!! Phased-out product !!! Successor is SIRIUS 3RT2 | - | 0 | 9
3RT1026-1AP08-0MA0-Z | X95 | 3RT1026-1AP08-0MA0-ZX95 | 1 | UN | 1 | 15 | C | D | N | N | 85364900 | 52 | 4011209653511 | 0.406 | KG | 164.35 | 164.35 | CP02 | CP02 | Power contactor, AC-3 25 A, 11 kW / 400 V 230 V AC, 50 Hz 3-pole, Size S0, 2 NO + 2 NC Screw terminal Operating range 0.9-1.1 Us Special-purpose device Reusable packaging Pack = 52 units !!! Phased-out product !!! Successor is SIRIUS 3RT2 | - | 0 | 9
3RT1026-1AP08-0QA2-Z | X95 | 3RT1026-1AP08-0QA2-ZX95 | 1 | UN | 1 | 0 | A | D | EAR99 | N | 85364900 | 43 |  | 0.569 | KG | 273.6 | 273.6 | CP02 | CP02 | Power contactor, AC-3 25 A, 11 kW / 400 V 230 V AC, 3-pole, Size S0, 3 NO + 2 NC 0.9-1.1* Us Screw terminal Reusable packaging !!! Phased-out product !!! Successor is SIRIUS 3RT2 | - | 0 | 9
3RT1026-1AP60 |  | 3RT1026-1AP60 | 1 | UN | 1 | 30 | D | D | N | N | 85364900 | 1 | 4011209340954 | 0.343 | KG | 110.2 | 110.2 | CP02 | CP02 | Power contactor, AC-3 25 A, 11 kW / 400 V 220 V AC, 50 Hz / 240 V, 60 Hz 3-pole, Size S0 Screw terminal !!! Phased-out product !!! Successor is SIRIUS 3RT2 Preferred successor type is >>3RT2026-1AP60<< | - | 0 | 7
3RT1026-1AP60-0UA0 |  | 3RT1026-1AP60-0UA0 | 1 | UN | 1 | 15 | C | D | N | N | 85364900 | 1 | 4011209591028 | 0.344 | KG | 116.85 | 116.85 | CP02 | CP02 | Contactor, 10 HP 460 / 575 V 220 V AC, 50 Hz / 240 V, 60 Hz 3-pole, Size S0 Screw terminal NEMA size 1 !!! Phased-out product !!! Successor is SIRIUS 3RT2 Preferred successor type is >>3RT2027-1AP60-0UA0<< | - | 0 | 7
3RT1026-1AP64 |  | 3RT1026-1AP64 | 1 | UN | 1 | 20 | D | D | N | N | 85364900 | 1 | 4011209352537 | 0.417 | KG | 147.25 | 147.25 | CP02 | CP02 | Power contactor, AC-3 25 A, 11 kW / 400 V 220 V AC, 50 Hz / 240 V, 60 Hz 2 NO + 2 NC 3-pole, Size S0 Screw terminal !!! Phased-out product !!! Successor is SIRIUS 3RT2 | - | 0 | 7
3RT1026-1AQ00 |  | 3RT1026-1AQ00 | 1 | UN | 1 | 40 | X | D | N | N | 85364900 | 1 | 4011209444430 | 0.347 | KG | 119.7 | 119.7 | CP02 | CP02 | Power contactor, AC-3 25 A, 11 kW / 400 V 380 V AC, 50/60 Hz 3-pole, Size S0 Screw terminal !!! Phased-out product !!! Successor is SIRIUS 3RT2 | - | 0 | 7
3RT1026-1AQ20 |  | 3RT1026-1AQ20 | 1 | UN | 1 | 15 | C | D | N | N | 85364900 | 1 | 4011209474901 | 0.335 | KG | 132.05 | 132.05 | CP02 | CP02 | Power contactor, AC-3 25 A, 11 kW / 400 V 500 V AC, 50/60 Hz 3-pole, Size S0 Screw terminal !!! Phased-out product !!! Successor is SIRIUS 3RT2 | - | 0 | 7
3RT1026-1AQ24 |  | 3RT1026-1AQ24 | 1 | UN | 1 | 15 | C | D | N | N | 85364900 | 1 | 4011209521001 | 0.411 | KG | 165.3 | 165.3 | CP02 | CP02 | Power contactor, AC-3 25 A, 11 kW / 400 V 500 V AC, 50 / 60 Hz, with auxiliary switch block, Screw terminal 3-pole, Size S0 !!! Phased-out product !!! Successor is SIRIUS 3RT2 | - | 0 | 7
3RT1026-1AQ64 |  | 3RT1026-1AQ64 | 1 | UN | 1 | 30 | D | D | N | N | 85364900 | 1 | 4011209611306 | 0.409 | KG | 165.3 | 165.3 | CP02 | CP02 | Power contactor, AC-3 25 A, 11 kW / 400 V 220 V AC, 50 Hz, 0.85-1.1*Us 264 V AC, 60 Hz, 0.8-1.1*Us 3-pole, Size S0, 2 NO + 2 NC Screw terminal !!! Phased-out product !!! Successor is SIRIUS 3RT2 | - | 0 | 7
3RT1026-1AR00 |  | 3RT1026-1AR00 | 1 | UN | 1 | 40 | X | D | N | N | 85364900 | 1 | 4011209366886 | 0.341 | KG | 119.7 | 119.7 | CP02 | CP02 | Power contactor, AC-3 25 A, 11 kW / 400 V 415 V AC, 50 Hz 3-pole, Size S0 Screw terminal !!! Phased-out product !!! Successor is SIRIUS 3RT2 | - | 0 | 7
3RT1026-1AR04 |  | 3RT1026-1AR04 | 1 | UN | 1 | 40 | X | D | N | N | 85364900 | 1 | 4011209406469 | 0.413 | KG | 151.05 | 151.05 | CP02 | CP02 | Power contactor, AC-3 25 A, 11 kW / 400 V 415 V AC, 50 Hz 3-pole, 2 NO + 2 NC, Size S0 Screw terminal !!! Phased-out product !!! Successor is SIRIUS 3RT2 | - | 0 | 7
3RT1026-1AR60 |  | 3RT1026-1AR60 | 1 | UN | 1 | 15 | C | D | N | N | 85364900 | 1 | 4011209495142 | 0.34 | KG | 114.95 | 114.95 | CP02 | CP02 | Power contactor, AC-3 25 A, 11 kW / 400 V 400 V AC, 50 Hz / 60 Hz, 440 V 60 Hz 3-pole, Size S0 Screw terminal !!! Phased-out product !!! Successor is SIRIUS 3RT2 Preferred successor type is >>3RT2026-1AR60<< | - | 0 | 7
3RT1026-1AR60-Z | W96 | 3RT1026-1AR60-ZW96 | 1 | UN | 1 | 15 | C | D | N | N | 85364900 | 48 | 4011209607460 | 0.327 | KG | 132.05 | 132.05 | CP02 | CP02 | Power contactor, AC-3 25 A, 11 kW / 400 V 400 V AC, 50 Hz / 60 Hz, 440 V 60 Hz 3-pole, Size S0 Screw terminal Multi-unit packaging Pack = 24 units !!! Phased-out product !!! Successor is SIRIUS 3RT2 | - | 0 | 7
3RT1026-1AR60-Z | W97 | 3RT1026-1AR60-ZW97 | 1 | UN | 1 | 15 | C | D | N | N | 85364900 | 24 | 4011209629738 | 0.327 | KG | 132.05 | 132.05 | CP02 | CP02 | Power contactor, AC-3 25 A, 11 kW / 400 V 400 V AC, 50 Hz / 60 Hz, 440 V 60 Hz 3-pole, Size S0 Screw terminal Reusable packaging Pack = 52 units !!! Phased-out product !!! Successor is SIRIUS 3RT2 | - | 0 | 7
3RT1026-1AR60-Z | X95 | 3RT1026-1AR60-ZX95 | 1 | UN | 1 | 15 | C | D | N | N | 85364900 | 52 | 4011209606081 | 0.338 | KG | 132.05 | 132.05 | CP02 | CP02 | Power contactor, AC-3 25 A, 11 kW / 400 V 400 V AC, 50 Hz / 60 Hz, 440 V 60 Hz 3-pole, Size S0 Screw terminal Reusable packaging Pack = 52 units !!! Phased-out product !!! Successor is SIRIUS 3RT2 | - | 0 | 7
3RT1026-1AR64 |  | 3RT1026-1AR64 | 1 | UN | 1 | 20 | D | D | N | N | 85364900 | 1 | 4011209495159 | 0.411 | KG | 151.05 | 151.05 | CP02 | CP02 | Power contactor, AC-3 25 A, 11 kW / 400 V 400 V AC, 50 Hz / 60 Hz, 440 V 60 Hz 3-pole, 2 NO + 2 NC, Size S0 Screw terminal !!! Phased-out product !!! Successor is SIRIUS 3RT2 | - | 0 | 7
3RT1026-1AT60 |  | 3RT1026-1AT60 | 1 | UN | 1 | 30 | D | D | N | N | 85364900 | 1 | 4011209382404 | 0.344 | KG | 114.95 | 114.95 | CP02 | CP02 | Power contactor, AC-3 25 A, 11 kW / 400 V 600 V AC, 60 Hz, 3-pole Size S0 Screw terminal !!! Phased-out product !!! Successor is SIRIUS 3RT2 Preferred successor type is >>3RT2026-1AT60<< | - | 0 | 7
3RT1026-1AU00 |  | 3RT1026-1AU00 | 1 | UN | 1 | 30 | D | D | N | N | 85364900 | 1 | 4011209355675 | 0.35 | KG | 110.2 | 110.2 | CP02 | CP02 | Power contactor, AC-3 25 A, 11 kW / 400 V 240 V AC, 50 Hz, 3-pole Size S0 Screw terminal !!! Phased-out product !!! Successor is SIRIUS 3RT2 Preferred successor type is >>3RT2026-1AU00<< | - | 0 | 7
3RT1026-1AU04 |  | 3RT1026-1AU04 | 1 | UN | 1 | 15 | C | D | N | N | 85364900 | 1 | 4011209355668 | 0.412 | KG | 160.55 | 160.55 | CP02 | CP02 | Power contactor, AC-3 25 A, 11 kW / 400 V 240 V AC, 50 Hz 3-pole, 2 NO + 2 NC, Size S0 Screw terminal !!! Phased-out product !!! Successor is SIRIUS 3RT2 | - | 0 | 7
3RT1026-1AU60 |  | 3RT1026-1AU60 | 1 | UN | 1 | 30 | D | D | N | N | 85364900 | 1 | 4011209519091 | 0.344 | KG | 132.05 | 132.05 | CP02 | CP02 | Power contactor, AC-3 25 A, 11 kW / 400 V 277 V AC, 60 Hz, 3-pole, Size S0, Screw terminal !!! Phased-out product !!! Successor is SIRIUS 3RT2 Preferred successor type is >>3RT2026-1AU60<< | - | 0 | 7
3RT1026-1AV00 |  | 3RT1026-1AV00 | 1 | UN | 1 | 5 | B | D | N | N | 85364900 | 1 | 4011209340961 | 0.34 | KG | 114.95 | 114.95 | CP02 | CP02 | Power contactor, AC-3 25 A, 11 kW / 400 V 400 V AC, 50 Hz 3-pole, Size S0 Screw terminal !!! Phased-out product !!! Successor is SIRIUS 3RT2 Preferred successor type is >>3RT2026-1AV00<< | - | 0 | 7
3RT1026-1AV00-0TA0 |  | 3RT1026-1AV00-0TA0 | 1 | UN | 1 | 15 | C | D | N | N | 85364900 | 1 | 4011209777576 | 0.34 | KG | 135.85 | 135.85 | CP02 | CP02 | Power contactor, AC-3 25 A, 11 kW / 400 V 400 V AC, 50 Hz 3-pole, Size S0 Screw terminal Special-purpose device !!! Phased-out product !!! Successor is SIRIUS 3RT2 | - | 0 | 7
3RT1026-1AV00-1AA0 |  | 3RT1026-1AV00-1AA0 | 1 | UN | 1 | 15 | C | D | N | N | 85364900 | 1 | 4011209467859 | 0.34 | KG | 147.25 | 147.25 | CP02 | CP02 | Power contactor, AC-3 25 A, 11 kW / 400 V 400 V AC, 50 Hz, 3-pole, Size S0, Screw terminal Upright mounting position !!! Phased-out product !!! Successor is SIRIUS 3RT2 | - | 0 | 7
3RT1026-1AV04 |  | 3RT1026-1AV04 | 1 | UN | 1 | 15 | C | D | N | N | 85364900 | 1 | 4011209352544 | 0.413 | KG | 143.45 | 143.45 | CP02 | CP02 | Power contactor, AC-3 25 A, 11 kW / 400 V 400 V AC, 50 Hz, 2 NO + 2 NC 3-pole, Size S0 Screw terminal !!! Phased-out product !!! Successor is SIRIUS 3RT2 Preferred successor type is >>3RT2026-1AV04<< | - | 0 | 7
3RT1026-1AV60 |  | 3RT1026-1AV60 | 1 | UN | 1 | 15 | C | D | N | N | 85364900 | 1 | 4011209396401 | 0.345 | KG | 114.95 | 114.95 | CP02 | CP02 | Power contactor, AC-3 25 A, 11 kW / 400 V 480 V AC, 60 Hz 3-pole, Size S0 Screw terminal !!! Phased-out product !!! Successor is SIRIUS 3RT2 Preferred successor type is >>3RT2026-1AV60<< | - | 0 | 7
3RT1026-1AV60-0UA0 |  | 3RT1026-1AV60-0UA0 | 1 | UN | 1 | 20 | D | D | N | N | 85364900 | 1 | 4011209591035 | 0.32 | KG | 126.35 | 126.35 | CP02 | CP02 | Contactor, 10 HP 460 / 575 V 480 V AC, 60 Hz 3-pole, Size S0 Screw terminal NEMA size 1 !!! Phased-out product !!! Successor is SIRIUS 3RT2 Preferred successor type is >>3RT2027-1AV60-0UA0<< | - | 0 | 7
3RT1026-1BA40 |  | 3RT1026-1BA40 | 1 | UN | 1 | 15 | C | D | N | N | 85364900 | 1 | 4011209393905 | 0.562 | KG | 185.25 | 185.25 | CP02 | CP02 | Power contactor, AC-3 25 A, 11 kW / 400 V 12 V DC, 3-pole, Size S0 Screw terminal !!! Phased-out product !!! Successor is SIRIUS 3RT2 Preferred successor type is >>3RT2026-1BA40<< | - | 0 | 7
3RT1026-1BB40 |  | 3RT1026-1BB40 | 1 | UN | 1 | 5 | B | D | N | N | 85364900 | 1 | 4011209291133 | 0.568 | KG | 179.55 | 179.55 | CP02 | CP02 | Power contactor, AC-3 25 A, 11 kW / 400 V 24 V DC, 3-pole, Size S0 Screw terminal !!! Phased-out product !!! Successor is SIRIUS 3RT2 Preferred successor type is >>3RT2026-1BB40<< | - | 0 | 7
3RT1026-1BB40-0BA0 |  | 3RT1026-1BB40-0BA0 | 1 | UN | 1 | 15 | C | D | N | N | 85364900 | 1 | 4011209340015 | 0.568 | KG | 218.5 | 218.5 | CP02 | CP02 | Power contactor, AC-3 25 A, 11 kW / 400 V 24 V DC, 3-pole, Size S0 Screw terminal Special-purpose device !!! Phased-out product !!! Successor is SIRIUS 3RT2 | - | 0 | 9
3RT1026-1BB40-0BA0-Z | X95 | 3RT1026-1BB40-0BA0-ZX95 | 1 | UN | 1 | 15 | C | D | N | N | 85364900 | 52 | 4011209689879 | 0.568 | KG | 248.9 | 248.9 | CP02 | CP02 | Power contactor, AC-3 25 A, 11 kW / 400 V 24 V DC, 3-pole, Size S0 Screw terminal Special-purpose device Reusable packaging Pack = 52 units !!! Phased-out product !!! Successor is SIRIUS 3RT2 | - | 0 | 9
3RT1026-1BB40-0UA0 |  | 3RT1026-1BB40-0UA0 | 1 | UN | 1 | 15 | C | D | N | N | 85364900 | 1 | 4011209591042 | 0.565 | KG | 184.3 | 184.3 | CP02 | CP02 | Contactor, 10 HP 460 / 575 V 24 V DC 3-pole, Size S0 Screw terminal NEMA size 1 !!! Phased-out product !!! Successor is SIRIUS 3RT2 Preferred successor type is >>3RT2027-1BB40-0UA0<< | - | 0 | 7
3RT1026-1BB40-1AA0 |  | 3RT1026-1BB40-1AA0 | 1 | UN | 1 | 15 | C | D | N | N | 85364900 | 1 | 4011209441118 | 0.6 | KG | 194.75 | 194.75 | CP02 | CP02 | Power contactor, AC-3 25 A, 11 kW / 400 V 24 V DC, 3-pole, Size S0 Screw terminal Upright mounting position !!! Phased-out product !!! Successor is SIRIUS 3RT2 Preferred successor type is >>3RT2026-1BB40-1AA0<< | - | 0 | 7
3RT1026-1BB40-1AA0-Z | W95 | 3RT1026-1BB40-1AA0-ZW95 | 1 | UN | 1 | 15 | C | D | N | N | 85364900 | 52 |  | 0.567 | KG | 223.25 | 223.25 | CP02 | CP02 | Power contactor, AC-3 25 A, 11 kW / 400 V 24 V DC, 3-pole, Size S0 Screw terminal Upright mounting position Multi-unit packaging Pack = 52 units !!! Phased-out product !!! Successor is SIRIUS 3RT2 | - | 0 | 9
3RT1026-1BB40-1AA0-Z | X95 | 3RT1026-1BB40-1AA0-ZX95 | 1 | UN | 1 | 15 | C | D | N | N | 85364900 | 52 | 4011209650640 | 0.57 | KG | 223.25 | 223.25 | CP02 | CP02 | Power contactor, AC-3 25 A, 11 kW / 400 V 24 V DC, 3-pole, Size S0 Screw terminal Upright mounting position Reusable packaging Pack = 52 units !!! Phased-out product !!! Successor is SIRIUS 3RT2 | - | 0 | 9
3RT1026-1BB40-Z | W95 | 3RT1026-1BB40-ZW95 | 1 | UN | 1 | 20 | D | D | N | N | 85364900 | 52 | 4011209777804 | 0.567 | KG | 179.55 | 179.55 | CP02 | CP02 | Power contactor, AC-3 25 A, 11 kW / 400 V 24 V DC, 3-pole, Size S0 Screw terminal Multi-unit packaging Pack = 52 units !!! Phased-out product !!! Successor is SIRIUS 3RT2 | - | 0 | 7
3RT1026-1BB40-Z | W96 | 3RT1026-1BB40-ZW96 | 1 | UN | 1 | 20 | D | D | N | N | 85364900 | 35 | 4011209436558 | 0.58 | KG | 179.55 | 179.55 | CP02 | CP02 | Power contactor, AC-3 25 A, 11 kW / 400 V 24 V DC, 3-pole, Size S0 Screw terminal Multi-unit packaging Pack = 35 units !!! Phased-out product !!! Successor is SIRIUS 3RT2 | - | 0 | 7
3RT1026-1BB40-Z | W97 | 3RT1026-1BB40-ZW97 | 1 | UN | 1 | 20 | D | D | N | N | 85364900 | 17 | 4011209583740 | 0.565 | KG | 179.55 | 179.55 | CP02 | CP02 | Power contactor, AC-3 25 A, 11 kW / 400 V 24 V DC, 3-pole, Size S0 Screw terminal Multi-unit packaging Pack = 17 units !!! Phased-out product !!! Successor is SIRIUS 3RT2 | - | 0 | 7
3RT1026-1BB40-Z | W98 | 3RT1026-1BB40-ZW98 | 1 | UN | 1 | 20 | D | D | N | N | 85364900 | 10 | 4011209405219 | 0.58 | KG | 179.55 | 179.55 | CP02 | CP02 | Power contactor, AC-3 25 A, 11 kW / 400 V 24 V DC, 3-pole, Size S0 Screw terminal Multi-unit packaging Pack = 10 units !!! Phased-out product !!! Successor is SIRIUS 3RT2 | - | 0 | 7
3RT1026-1BB40-Z | X95 | 3RT1026-1BB40-ZX95 | 1 | UN | 1 | 10 | C | D | N | N | 85364900 | 52 | 4011209338302 | 0.567 | KG | 179.55 | 179.55 | CP02 | CP02 | Power contactor, AC-3 25 A, 11 kW / 400 V 24 V DC, 3-pole, Size S0 Screw terminal Reusable packaging Pack = 52 units !!! Phased-out product !!! Successor is SIRIUS 3RT2 | - | 0 | 7
3RT1026-1BB44 |  | 3RT1026-1BB44 | 1 | UN | 1 | 5 | B | D | N | N | 85364900 | 1 | 4011209303423 | 0.644 | KG | 209.95 | 209.95 | CP02 | CP02 | Power contactor, AC-3 25 A, 11 kW / 400 V 24 V DC, 2 NO + 2 NC 3-pole, Size S0 Screw terminal !!! Phased-out product !!! Successor is SIRIUS 3RT2 Preferred successor type is >>3RT2026-1BB44<< | - | 0 | 7
3RT1026-1BB44-1AA0 |  | 3RT1026-1BB44-1AA0 | 1 | UN | 1 | 15 | C | D | N | N | 85364900 | 1 | 4011209532786 | 0.647 | KG | 224.2 | 224.2 | CP02 | CP02 | Power contactor, AC-3 25 A, 11 kW / 400 V 24 V DC 3-pole, 2 NO + 2 NC, Size S0 Screw terminal Upright mounting position !!! Phased-out product !!! Successor is SIRIUS 3RT2 | - | 0 | 7
3RT1026-1BB44-3MA0 |  | 3RT1026-1BB44-3MA0 | 1 | UN | 1 | 5 | B | D | N | N | 85364900 | 1 | 4011209516052 | 0.642 | KG | 210.9 | 210.9 | CP02 | CP02 | Power contactor, AC-3 25 A, 11 kW / 400 V 2 NO + 2 NC, captive 24 V DC, 3-pole, Size S0 Screw terminal for SUVA applications !!! Phased-out product !!! Successor is SIRIUS 3RT2 Preferred successor type is >>3RT2026-1BB44-3MA0<< | - | 0 | 7
3RT1026-1BB44-3MA1 |  | 3RT1026-1BB44-3MA1 | 1 | UN | 1 | 10 | C | D | EAR99 | N | 85364900 | 1 |  | 0.65 | KG | 241.3 | 241.3 | CP02 | CP02 | Power contactor, AC-3 25 A, 11 kW / 400 V 4 NC, captive 24 V DC, 3-pole, Size S0, screw terminal for SUVA applications | - | 0 | 7
3RT1026-1BB44-Z | W96 | 3RT1026-1BB44-ZW96 | 1 | UN | 1 | 5 | B | D | N | N | 85364900 | 24 |  | 0.65 | KG | 241.3 | 241.3 | CP02 | CP02 | Power contactor, AC-3 25 A, 11 kW / 400 V 24 V DC, 2 NO + 2 NC, 3-pole, Size S0, Screw terminal Pack 24 units !!! Phased-out product !!! Successor is SIRIUS 3RT2 | - | 0 | 9
3RT1026-1BB44-Z | X95 | 3RT1026-1BB44-ZX95 | 1 | UN | 1 | 15 | C | D | N | N | 85364900 | 52 |  | 0.65 | KG | 241.3 | 241.3 | CP02 | CP02 | Power contactor, AC-3 25 A, 11 kW / 400 V 24 V DC, 2 NO + 2 NC, 3-pole, Size S0, Screw terminal !!! Phased-out product !!! Successor is SIRIUS 3RT2 Preferred successor type is >>3RT2026-1BB44-ZX95<< | - | 0 | 9
3RT1026-1BB46-1AA0 |  | 3RT1026-1BB46-1AA0 | 1 | UN | 1 | 15 | C | D | N | N | 85364900 | 1 | 4011209673953 | 0.66 | KG | 251.75 | 251.75 | CP02 | CP02 | Power contactor, AC-3 25 A, 11 kW / 400 V 24 V DC, 3-pole, Size S0 2 NO + 2 NC, lateral Screw terminal Upright mounting position !!! Phased-out product !!! Successor is SIRIUS 3RT2 | - | 0 | 7
3RT1026-1BB46-1AA0-Z | M96 | 3RT1026-1BB46-1AA0-ZM96 | 1 | UN | 1 | 20 | D | D | N | N | 85364900 | 20 |  | 3.37 | KG | 251.75 | 251.75 | CP02 | CP02 | Power contactor, AC-3 25 A, 11 kW / 400 V 24 V DC, 3-pole, Size S0 2 NO + 2 NC, lateral Screw terminal Upright mounting position Reusable packaging Pack = 20 units !!! Phased-out product !!! Successor is SIRIUS 3RT2 | - | 0 | 7
3RT1026-1BB46-1AA0-Z | X95 | 3RT1026-1BB46-1AA0-ZX95 | 1 | UN | 1 | 20 | D | D | N | N | 85364900 | 20 | 4011209680968 | 0.623 | KG | 251.75 | 251.75 | CP02 | CP02 | Power contactor, AC-3 25 A, 11 kW / 400 V 24 V DC, 3-pole, Size S0 2 NO + 2 NC, lateral Screw terminal Upright mounting position Reusable packaging Pack = 20 units !!! Phased-out product !!! Successor is SIRIUS 3RT2 | - | 0 | 7
3RT1026-1BB48-0QA2-Z | X95 | 3RT1026-1BB48-0QA2-ZX95 | 1 | UN | 1 | 15 | C | D | N | N | 85364900 | 43 | 4011209673724 | 0.654 | KG | 273.6 | 273.6 | CP02 | CP02 | Power contactor, AC-3 25 A, 11 kW / 400 V 24 V DC, 3-pole, Size S0 3 NO + 2 NC 0.9-1.1*Us Screw terminal Reusable packaging !!! Phased-out product !!! Successor is SIRIUS 3RT2 | - | 0 | 9
3RT1026-1BB48-3MA1 |  | 3RT1026-1BB48-3MA1 | 1 | UN | 1 | 20 | D | D | N | N | 85364900 | 1 | 4011209860643 | 0.64 | KG | 219.45 | 219.45 | CP02 | CP02 | Power contactor, AC-3 25 A, 11 kW / 400 V 4 NC, captive 24 V DC, 3-pole, Size S0 Screw terminal for SUVA applications !!! Phased-out product !!! Successor is SIRIUS 3RT2 | - | 0 | 7
3RT1026-1BD40 |  | 3RT1026-1BD40 | 1 | UN | 1 | 15 | C | D | N | N | 85364900 | 1 | 4011209514508 | 0.567 | KG | 212.8 | 212.8 | CP02 | CP02 | Power contactor, AC-3 25 A, 11 kW / 400 V 42 V DC, 3-pole, Size S0 Screw terminal !!! Phased-out product !!! Successor is SIRIUS 3RT2 Preferred successor type is >>3RT2026-1BD40<< | - | 0 | 7
3RT1026-1BD40-1AA0 |  | 3RT1026-1BD40-1AA0 | 1 | UN | 1 | 15 | C | D | N | N | 85364900 | 1 | 4011209514515 | 0.568 | KG | 231.8 | 231.8 | CP02 | CP02 | Power contactor, AC-3 25 A, 11 kW / 400 V 42 V DC, 3-pole, Size S0 Screw terminal Upright mounting position !!! Phased-out product !!! Successor is SIRIUS 3RT2 | - | 0 | 7
3RT1026-1BD44 |  | 3RT1026-1BD44 | 1 | UN | 1 | 15 | C | D | N | N | 85364900 | 1 | 4011209514522 | 0.639 | KG | 247.95 | 247.95 | CP02 | CP02 | Power contactor, AC-3 25 A, 11 kW / 400 V 42 V DC 3-pole, 2 NO + 2 NC, Size S0, Screw terminal !!! Phased-out product !!! Successor is SIRIUS 3RT2 | - | 0 | 7
3RT1026-1BE40 |  | 3RT1026-1BE40 | 1 | UN | 1 | 15 | C | D | N | N | 85364900 | 1 | 4011209340978 | 0.565 | KG | 185.25 | 185.25 | CP02 | CP02 | Power contactor, AC-3 25 A, 11 kW / 400 V 60 V DC, 3-pole, Size S0 Screw terminal !!! Phased-out product !!! Successor is SIRIUS 3RT2 Preferred successor type is >>3RT2026-1BE40<< | - | 0 | 7
3RT1026-1BE44 |  | 3RT1026-1BE44 | 1 | UN | 1 | 15 | C | D | N | N | 85364900 | 1 | 4011209352551 | 0.645 | KG | 247.95 | 247.95 | CP02 | CP02 | Power contactor, AC-3 25 A, 11 kW / 400 V 60 V DC, 2 NO + 2 NC 3-pole, Size S0 Screw terminal !!! Phased-out product !!! Successor is SIRIUS 3RT2 | - | 0 | 7
3RT1026-1BE80 |  | 3RT1026-1BE80 | 1 | UN | 1 | 15 | C | D | N | N | 85364900 | 1 | 4011209498204 | 0.576 | KG | 186.2 | 186.2 | CP02 | CP02 | Power contactor, AC-3 25 A, 11 kW / 400 V 80 V DC, 3-pole Screw terminal !!! Phased-out product !!! Successor is SIRIUS 3RT2 | - | 0 | 9
3RT1026-1BF40 |  | 3RT1026-1BF40 | 1 | UN | 1 | 5 | B | D | N | N | 85364900 | 1 | 4011209340985 | 0.574 | KG | 179.55 | 179.55 | CP02 | CP02 | Power contactor, AC-3 25 A, 11 kW / 400 V 110 V DC, 3-pole, Size S0 Screw terminal !!! Phased-out product !!! Successor is SIRIUS 3RT2 Preferred successor type is >>3RT2026-1BF40<< | - | 0 | 7
3RT1026-1BF40-1AA0 |  | 3RT1026-1BF40-1AA0 | 1 | UN | 1 | 15 | C | D | N | N | 85364900 | 1 | 4011209584860 | 0.572 | KG | 223.25 | 223.25 | CP02 | CP02 | Power contactor, AC-3 25 A, 11 kW / 400 V 110 V DC, 3-pole, Size S0, Screw terminal Upright mounting position !!! Phased-out product !!! Successor is SIRIUS 3RT2 | - | 0 | 7
3RT1026-1BF44 |  | 3RT1026-1BF44 | 1 | UN | 1 | 15 | C | D | N | N | 85364900 | 1 | 4011209352568 | 0.645 | KG | 209.95 | 209.95 | CP02 | CP02 | Power contactor, AC-3 25 A, 11 kW / 400 V 110 V DC, 2 NO + 2 NC 3-pole, Size S0 Screw terminal !!! Phased-out product !!! Successor is SIRIUS 3RT2 Preferred successor type is >>3RT2026-1BF44<< | - | 0 | 7
3RT1026-1BG40 |  | 3RT1026-1BG40 | 1 | UN | 1 | 15 | C | D | N | N | 85364900 | 1 | 4011209514539 | 0.578 | KG | 185.25 | 185.25 | CP02 | CP02 | Power contactor, AC-3 25 A, 11 kW / 400 V 125 V DC, 3-pole, Size S0 Screw terminal !!! Phased-out product !!! Successor is SIRIUS 3RT2 Preferred successor type is >>3RT2026-1BG40<< | - | 0 | 7
3RT1026-1BG40-1AA0 |  | 3RT1026-1BG40-1AA0 | 1 | UN | 1 | 15 | C | D | N | N | 85364900 | 1 | 4011209514560 | 0.58 | KG | 231.8 | 231.8 | CP02 | CP02 | Power contactor, AC-3 25 A, 11 kW / 400 V 125 V DC, 3-pole, Size S0 Screw terminal Upright mounting position !!! Phased-out product !!! Successor is SIRIUS 3RT2 | - | 0 | 7
3RT1026-1BG44 |  | 3RT1026-1BG44 | 1 | UN | 1 | 15 | C | D | N | N | 85364900 | 1 | 4011209514584 | 0.71 | KG | 216.6 | 216.6 | CP02 | CP02 | Power contactor, AC-3 25 A, 11 kW / 400 V 125 V DC 3-pole, 2 NO + 2 NC, Size S0 Screw terminal !!! Phased-out product !!! Successor is SIRIUS 3RT2 Preferred successor type is >>3RT2026-1BG44<< | - | 0 | 7
3RT1026-1BG44-1AA0 |  | 3RT1026-1BG44-1AA0 | 1 | UN | 1 | 15 | C | D | N | N | 85364900 | 1 | 4011209514577 | 0.64 | KG | 262.2 | 262.2 | CP02 | CP02 | Power contactor, AC-3 25 A, 11 kW / 400 V 125 V DC 3-pole, 2 NO + 2 NC, Size S0 Screw terminal Upright mounting position !!! Phased-out product !!! Successor is SIRIUS 3RT2 | - | 0 | 9
3RT1026-1BM40 |  | 3RT1026-1BM40 | 1 | UN | 1 | 5 | B | D | N | N | 85364900 | 1 | 4011209291140 | 0.571 | KG | 179.55 | 179.55 | CP02 | CP02 | Power contactor, AC-3 25 A, 11 kW / 400 V 220 V DC, 3-pole, Size S0 Screw terminal !!! Phased-out product !!! Successor is SIRIUS 3RT2 Preferred successor type is >>3RT2026-1BM40<< | - | 0 | 7
3RT1026-1BM44 |  | 3RT1026-1BM44 | 1 | UN | 1 | 15 | C | D | N | N | 85364900 | 1 | 4011209303447 | 0.641 | KG | 209.95 | 209.95 | CP02 | CP02 | Power contactor, AC-3 25 A, 11 kW / 400 V 220 V DC, 2 NO + 2 NC 3-pole, Size S0 Screw terminal !!! Phased-out product !!! Successor is SIRIUS 3RT2 | - | 0 | 7
3RT1026-1BM44-1AA0 |  | 3RT1026-1BM44-1AA0 | 1 | UN | 1 | 15 | C | D | N | N | 85364900 | 1 | 4011209626140 | 0.652 | KG | 256.5 | 256.5 | CP02 | CP02 | Power contactor, AC-3 25 A, 11 kW / 400 V 220 V DC, 2 NO + 2 NC, 3-pole, Size S0, Screw terminal Upright mounting position !!! Phased-out product !!! Successor is SIRIUS 3RT2 | - | 0 | 7
3RT1026-1BP40 |  | 3RT1026-1BP40 | 1 | UN | 1 | 15 | C | D | N | N | 85364900 | 1 | 4011209291157 | 0.585 | KG | 185.25 | 185.25 | CP02 | CP02 | Power contactor, AC-3 25 A, 11 kW / 400 V 230 V DC, 3-pole, Size S0 Screw terminal !!! Phased-out product !!! Successor is SIRIUS 3RT2 Preferred successor type is >>3RT2026-1BP40<< | - | 0 | 7
3RT1026-1BP40-1AA0 |  | 3RT1026-1BP40-1AA0 | 1 | UN | 1 | 5 | B | D | N | N | 85364900 | 1 | 4011209412750 | 0.64 | KG | 231.8 | 231.8 | CP02 | CP02 | Power contactor, AC-3 25 A, 11 kW / 400 V 230 V DC, 3-pole, Size S0, Screw terminal Upright mounting position !!! Phased-out product !!! Successor is SIRIUS 3RT2 | - | 0 | 9
3RT1026-1BP44 |  | 3RT1026-1BP44 | 1 | UN | 1 | 15 | C | D | N | N | 85364900 | 1 | 4011209303461 | 0.664 | KG | 247.95 | 247.95 | CP02 | CP02 | Power contactor, AC-3 25 A, 11 kW / 400 V 230 V DC, 2 NO + 2 NC 3-pole, Size S0 Screw terminal !!! Phased-out product !!! Successor is SIRIUS 3RT2 | - | 0 | 7
3RT1026-1BV40 |  | 3RT1026-1BV40 | 1 | UN | 1 | 20 | D | D | N | N | 85364900 | 1 | 4011209632493 | 0.585 | KG | 194.75 | 194.75 | CP02 | CP02 | Power contactor, AC-3 25 A, 11 kW / 400 V 36 V DC, 3-pole, Size S0 Screw terminal !!! Phased-out product !!! Successor is SIRIUS 3RT2 | - | 0 | 7
3RT1026-1BW40 |  | 3RT1026-1BW40 | 1 | UN | 1 | 5 | B | D | N | N | 85364900 | 1 | 4011209340992 | 0.572 | KG | 179.55 | 179.55 | CP02 | CP02 | Power contactor, AC-3 25 A, 11 kW / 400 V 48 V DC, 3-pole, Size S0 Screw terminal !!! Phased-out product !!! Successor is SIRIUS 3RT2 Preferred successor type is >>3RT2026-1BW40<< | - | 0 | 7
3RT1026-1BW44 |  | 3RT1026-1BW44 | 1 | UN | 1 | 15 | C | D | N | N | 85364900 | 1 | 4011209352575 | 0.642 | KG | 209.95 | 209.95 | CP02 | CP02 | Power contactor, AC-3 25 A, 11 kW / 400 V 48 V DC 3-pole, 2 NO + 2 NC, Size S0 Screw terminal !!! Phased-out product !!! Successor is SIRIUS 3RT2 Preferred successor type is >>3RT2026-1BW44<< | - | 0 | 7
3RT1026-1CC24 |  | 3RT1026-1CC24 | 1 | UN | 1 | 5 | B | D | N | N | 85364900 | 1 | 4011209391369 | 0.422 | KG | 188.1 | 188.1 | CP02 | CP02 | Power contactor, AC-3 25 A, 11 kW / 400 V 24 V AC, 50/60 Hz 3-pole, 2 NO + 2 NC, Size S0, screw terminal, with built-on varistor !!! Phased-out product !!! Successor is SIRIUS 3RT2 | - | 0 | 9
3RT1026-1CD20 |  | 3RT1026-1CD20 | 1 | UN | 1 | 15 | C | D | N | N | 85364900 | 1 |  | 0.396 | KG | 157.7 | 157.7 | CP02 | CP02 | Power contactor, AC-3 25 A, 11 kW / 400 V 42 V AC, 50/60 Hz 3-pole, Size S0 Screw terminal with built-on varistor top !!! Phased-out product !!! Successor is SIRIUS 3RT2 Preferred successor type is >>3RT2026-1CD20<< | - | 0 | 7
3RT1026-1CD25 |  | 3RT1026-1CD25 | 1 | UN | 1 | 15 | C | D | N | N | 85364900 | 1 | 4011209593558 | 0.385 | KG | 190 | 190 | CP02 | CP02 | Power contactor, AC-3 25 A, 11 kW / 400 V 42 V AC, 50/60 Hz 1 NO + 1 NC, Left-hand side 3-pole, Size S0 Screw terminal with built-on varistor top !!! Phased-out product !!! Successor is SIRIUS 3RT2 | - | 0 | 9
3RT1026-1CP04 |  | 3RT1026-1CP04 | 1 | UN | 1 | 15 | C | D | N | N | 85364900 | 1 | 4011209386334 | 0.42 | KG | 188.1 | 188.1 | CP02 | CP02 | Power contactor, AC-3 25 A, 11 kW / 400 V 230 V AC, 50 Hz, 3-pole, 2 NO + 2 NC, Size S0, Screw terminal with built-on varistor !!! Phased-out product !!! Successor is SIRIUS 3RT2 | - | 0 | 7
3RT1026-1DB44 |  | 3RT1026-1DB44 | 1 | UN | 1 | 15 | C | D | N | N | 85364900 | 1 | 4011209386273 | 0.65 | KG | 266.95 | 266.95 | CP02 | CP02 | Power contactor, AC-3 25 A, 11 kW / 400 V 24 V DC 3-pole, 2 NO + 2 NC, Size S0 Screw terminal with built-on varistor !!! Phased-out product !!! Successor is SIRIUS 3RT2 | - | 0 | 9
3RT1026-1DB44-0KV0 |  | 3RT1026-1DB44-0KV0 | 1 | UN | 1 | 15 | C | D | N | N | 85364900 | 1 | 4011209442382 | 0.646 | KG | 234.65 | 234.65 | CP02 | CP02 | Power contactor, AC-3 25 A, 11 kW / 400 V 24 V DC 3-pole, 2 NO + 2 NC, Size S0 Screw terminal with built-on varistor VW version !!! Phased-out product !!! Successor is SIRIUS 3RT2 | - | 0 | 7
3RT1026-1EG28-0KS2 |  | 3RT1026-1EG28-0KS2 | 1 | UN | 1 | 15 | C | D | N | N | 85364900 | 1 | 4011209520509 | 0.419 | KG | 207.1 | 207.1 | CP02 | CP02 | Power contactor, AC-3 25 A, 11 kW / 400 V 110 V AC, 50/60 Hz, 0.8-1.11 Us 3-pole, Size S0 RC element plugged-on Screw terminal Schindler !!! Phased-out product !!! Successor is SIRIUS 3RT2 | - | 0 | 9
3RT1026-1HB40 |  | 3RT1026-1HB40 | 1 | UN | 1 | 5 | B | D | N | N | 85364900 | 1 | 4011209338777 | 0.569 | KG | 202.35 | 202.35 | CP02 | CP02 | Power contactor, AC-3 25 A, 11 kW / 400 V 24 V DC, 0.7-1.25* Us, 3-pole, Size S0 Screw terminal !!! Phased-out product !!! Successor is SIRIUS 3RT2 | - | 0 | 9
3RT1026-1HC44-0LA0 |  | 3RT1026-1HC44-0LA0 | 1 | UN | 1 | 15 | C | D | N | N | 85364900 | 1 | 4011209522831 | 0.37 | KG | 191.9 | 191.9 | CP02 | CP02 | Power contactor, AC-3 25 A, 11 kW / 400 V 30 V DC, 50/60 Hz 3-pole, 2 NO + 2 NC Size S0-S12 Screw terminal 0.7-1.25 Us DC extended operating range Without wiring Rolls Royce !!! Phased-out product !!! Successor is SIRIUS 3RT2 Preferred successor type is >>3RT2026-2XB40-0LA2<< | - | 0 | 9
3RT1026-1KB40 |  | 3RT1026-1KB40 | 1 | UN | 1 | 5 | B | D | N | N | 85364900 | 1 | 4011209297333 | 0.581 | KG | 176.7 | 176.7 | CP02 | CP02 | Power contactor, AC-3 25 A, 11 kW / 400 V 24 V DC, 0.7-1.25*US With varistor 3-pole Size S0 Screw terminal !!! Phased-out product !!! Successor is SIRIUS 3RT2 Preferred successor type is >>3RT2026-1KB40<< | - | 0 | 7
3RT1026-1KB40-1AA0 |  | 3RT1026-1KB40-1AA0 | 1 | UN | 1 | 15 | C | D | N | N | 85364900 | 1 | 4011209478411 | 0.584 | KG | 190.95 | 190.95 | CP02 | CP02 | Power contactor, AC-3 25 A, 11 kW / 400 V 24 V DC, 0.7-1.25*Us With varistor 3-pole Size S0 Screw terminal Upright mounting position !!! Phased-out product !!! Successor is SIRIUS 3RT2 | - | 0 | 7
3RT1026-1RB40-0KS0 |  | 3RT1026-1RB40-0KS0 | 1 | UN | 1 | 15 | C | D | N | N | 85364900 | 1 | 4011209426573 | 0.577 | KG | 216.6 | 216.6 | CP02 | CP02 | Power contactor, AC-3 25 A, 11 kW / 400 V 24 V DC, 3-pole, Size S0 Screw terminal with diode combination plugged on Schindler !!! Phased-out product !!! Successor is SIRIUS 3RT2 | - | 0 | 9
3RT1026-1RB40-0KS0-Z | W95 | 3RT1026-1RB40-0KS0-ZW95 | 1 | UN | 1 | 20 | D | D | N | N | 85364900 | 52 | 4011209426580 | 0.58 | KG | 216.6 | 216.6 | CP02 | CP02 | Power contactor, AC-3 25 A, 11 kW / 400 V 24 V DC, 3-pole, Size S0 Screw terminal with diode combination plugged on Schindler Multi-unit packaging Pack = 52 units !!! Phased-out product !!! Successor is SIRIUS 3RT2 | - | 0 | 9
3RT1026-1RB40-0KS0-Z | W96 | 3RT1026-1RB40-0KS0-ZW96 | 1 | UN | 1 | 20 | D | D | N | N | 85364900 | 35 | 4011209440388 | 0.58 | KG | 216.6 | 216.6 | CP02 | CP02 | Power contactor, AC-3 25 A, 11 kW / 400 V 24 V DC, 3-pole, Size S0 Screw terminal with diode combination plugged on Schindler Multi-unit packaging Pack = 35 units !!! Phased-out product !!! Successor is SIRIUS 3RT2 | - | 0 | 9
3RT1026-1RB40-0KS0-Z | W98 | 3RT1026-1RB40-0KS0-ZW98 | 1 | UN | 1 | 20 | D | D | N | N | 85364900 | 20 | 4011209576438 | 0.579 | KG | 216.6 | 216.6 | CP02 | CP02 | Power contactor, AC-3 25 A, 11 kW / 400 V 24 V DC, 3-pole, Size S0 Screw terminal with diode combination plugged on Schindler Multi-unit packaging Pack = 20 units !!! Phased-out product !!! Successor is SIRIUS 3RT2 | - | 0 | 9
3RT1026-1RB40-0KS0-Z | X95 | 3RT1026-1RB40-0KS0-ZX95 | 1 | UN | 1 | 10 | C | D | N | N | 85364900 | 52 | 4011209426597 | 0.567 | KG | 216.6 | 216.6 | CP02 | CP02 | Power contactor, AC-3 25 A, 11 kW / 400 V 24 V DC, 3-pole, Size S0 Screw terminal with diode combination plugged on Schindler Reusable packaging Pack = 52 units !!! Phased-out product !!! Successor is SIRIUS 3RT2 | - | 0 | 9
3RT1026-1XB40-0LA2 |  | 3RT1026-1XB40-0LA2 | 1 | UN | 1 | 15 | C | D | N | N | 85364900 | 1 | 4011209562783 | 0.627 | KG | 208.05 | 208.05 | CP02 | CP02 | Traction contactor, AC-3 25 A, 11 kW / 400 V 24 V DC, 0.7-1.25*Us 3-pole Size S0, screw terminal with electronic Control unit Integrated varistor !!! Phased-out product !!! Successor is SIRIUS 3RT2 Preferred successor type is >>3RT2026-2XB40-0LA2<< | - | 0 | 7
3RT1026-1XB44-0LA2 |  | 3RT1026-1XB44-0LA2 | 1 | UN | 1 | 5 | B | D | N | N | 85364900 | 1 |  | 0.34 | KG | 195.7 | 195.7 | CP02 | CP02 | Traction contactor, AC-3 25 A, 11 kW / 400 V 240 V AC, 50 Hz, 3-pole Size S0, screw terminal ! Phased-out product! Successor is SIRIUS 3RT2 | - | 0 | 9
3RT1026-1XF00-0GA0 |  | 3RT1026-1XF00-0GA0 | 1 | UN | 1 | 15 | C | D | N | N | 85364900 | 1 | 4011209563148 | 0.632 | KG | 269.8 | 269.8 | CP02 | CP02 | Power contactor, AC-3 25 A, 11 kW / 400 V 110 V AC, 50 / 60 Hz, 3-pole Size S0, Screw terminal With electronic control unit With varistor attenuated low-noise !!! Phased-out product !!! Successor is SIRIUS 3RT2 | - | 0 | 7
3RT1026-1XF40-0LA2 |  | 3RT1026-1XF40-0LA2 | 1 | UN | 1 | 15 | C | D | N | N | 85364900 | 1 | 4011209562790 | 0.64 | KG | 208.05 | 208.05 | CP02 | CP02 | Traction contactor, AC-3 25 A, 11 kW / 400 V 110 V DC 0.7...1.25*Us 3-pole Size S0, screw terminal with electronic Control unit Integrated varistor !!! Phased-out product !!! Successor is SIRIUS 3RT2 Preferred successor type is >>3RT2026-2XF40-0LA2<< | - | 0 | 7
3RT1026-1XF44-0LA2 |  | 3RT1026-1XF44-0LA2 | 1 | UN | 1 | 5 | B | D | N | N | 85364900 | 1 |  | 0.34 | KG | 195.7 | 195.7 | CP02 | CP02 | Traction contactor, AC-3 25 A, 11 kW / 400 V 240 V AC, 50 Hz, 3-pole, Size S0, screw terminal ! Phased-out product! Successor is SIRIUS 3RT2 | - | 0 | 9
3RT1026-1XP00-0GA0 |  | 3RT1026-1XP00-0GA0 | 1 | UN | 1 | 15 | C | D | N | N | 85364900 | 1 | 4011209563131 | 0.639 | KG | 269.8 | 269.8 | CP02 | CP02 | Power contactor, AC-3 25 A, 11 kW / 400 V 230 V AC 50/60 Hz, 3-pole Size S0, Screw terminal With electronic control unit With varistor attenuated low-noise !!! Phased-out product !!! Successor is SIRIUS 3RT2 | - | 0 | 7
3RT1026-3AB00 |  | 3RT1026-3AB00 | 1 | UN | 1 | 15 | C | D | N | N | 85364900 | 1 | 4011209296725 | 0.34 | KG | 112.1 | 112.1 | CP02 | CP02 | Power contactor, AC-3 25 A, 11 kW / 400 V 24 V AC, 50 Hz, 3-pole Size S0 Spring-type terminal !!! Phased-out product !!! Successor is SIRIUS 3RT2 Preferred successor type is >>3RT2026-2AB00<< | - | 0 | 7
3RT1026-3AB00-Z | X95 | 3RT1026-3AB00-ZX95 | 1 | UN | 1 | 15 | C | D | N | N | 85364900 | 96 | 4011209609631 | 0.337 | KG | 128.25 | 128.25 | CP02 | CP02 | Power contactor, AC-3 25 A, 11 kW / 400 V 3 NO Z =X95 Reusable packaging Delivery unit = 96 units !!! Phased-out product !!! Successor is SIRIUS 3RT2 | - | 0 | 9
3RT1026-3AC20 |  | 3RT1026-3AC20 | 1 | UN | 1 | 5 | B | D | N | N | 85364900 | 1 | 4011209337657 | 0.34 | KG | 112.1 | 112.1 | CP02 | CP02 | Power contactor, AC-3 25 A, 11 kW / 400 V 24 V AC, 50/60 Hz 3-pole, Size S0 Spring-type terminal !!! Phased-out product !!! Successor is SIRIUS 3RT2 Preferred successor type is >>3RT2026-2AC20<< | - | 0 | 7
3RT1026-3AC20-Z | X95 | 3RT1026-3AC20-ZX95 | 1 | UN | 1 | 15 | C | D | N | N | 85364900 | 96 | 4011209499393 | 0.314 | KG | 128.25 | 128.25 | CP02 | CP02 | Power contactor, AC-3 25 A, 11 kW / 400 V 24 V AC, 50/60 Hz 3-pole, Size S0 Spring-type terminal Reusable packaging Pack = 96 units !!! Phased-out product !!! Successor is SIRIUS 3RT2 | - | 0 | 7
3RT1026-3AD00 |  | 3RT1026-3AD00 | 1 | UN | 1 | 30 | D | D | N | N | 85364900 | 1 | 4011209341005 | 0.333 | KG | 133.95 | 133.95 | CP02 | CP02 | Power contactor, AC-3 25 A, 11 kW / 400 V 42 V AC, 50 Hz, 3-pole Size S0 Spring-type terminal !!! Phased-out product !!! Successor is SIRIUS 3RT2 | - | 0 | 7
3RT1026-3AF00 |  | 3RT1026-3AF00 | 1 | UN | 1 | 15 | C | D | N | N | 85364900 | 1 | 4011209296732 | 0.338 | KG | 112.1 | 112.1 | CP02 | CP02 | Power contactor, AC-3 25 A, 11 kW / 400 V 110 V AC, 50 Hz 3-pole, Size S0 Main circuit: Screw terminal Auxiliary current: Spring-type terminal !!! Phased-out product !!! Successor is SIRIUS 3RT2 Preferred successor type is >>3RT2026-2AF00<< | - | 0 | 7
3RT1026-3AF04 |  | 3RT1026-3AF04 | 1 | UN | 1 | 15 | C | D | N | N | 85364900 | 1 | 4011209303522 | 0.415 | KG | 143.45 | 143.45 | CP02 | CP02 | Power contactor, AC-3 25 A, 11 kW / 400 V 2 NO + 2 NC, 110 V AC, 50 Hz 3-pole, Size S0 Main circuit: Screw terminal Auxiliary current: Spring-type terminal !!! Phased-out product !!! Successor is SIRIUS 3RT2 | - | 0 | 7
3RT1026-3AF04-Z | W95 | 3RT1026-3AF04-ZW95 | 1 | UN | 1 | 15 | C | D | N | N | 85364900 | 52 | 4011209586352 | 0.376 | KG | 165.3 | 165.3 | CP02 | CP02 | Power contactor, AC-3 25 A, 11 kW / 400 V 2 NO + 2 NC, 110 V AC, 50 Hz 3-pole, Size S0 Main circuit: Screw terminal Auxiliary current: Spring-type terminal Multi-unit packaging Pack = 52 units !!! Phased-out product !!! Successor is SIRIUS 3RT2 | - | 0 | 9
3RT1026-3AF04-Z | X95 | 3RT1026-3AF04-ZX95 | 1 | UN | 1 | 20 | D | D | N | N | 85364900 | 52 | 4011209546011 | 0.381 | KG | 143.45 | 143.45 | CP02 | CP02 | Power contactor, AC-3 25 A, 11 kW / 400 V 2 NO + 2 NC, 110 V AC, 50 Hz 3-pole, Size S0 Main circuit: Screw terminal Auxiliary current: Spring-type terminal Reusable packaging Pack = 52 units !!! Phased-out product !!! Successor is SIRIUS 3RT2 | - | 0 | 9
3RT1026-3AF06 |  | 3RT1026-3AF06 | 1 | UN | 1 | 15 | C | D | N | N | 85364900 | 1 | 4011209446236 | 0.431 | KG | 169.1 | 169.1 | CP02 | CP02 | Power contactor, AC-3 25 A, 11 kW / 400 V 2 NO + 2 NC, 110 V AC, 50 Hz 3-pole, Size S0 Main circuit: Screw terminal Auxiliary current: Spring-type terminal + 2 auxiliary switch blocks (2 NO + 2 NC) !!! Phased-out product !!! Successor is SIRIUS 3RT2 | - | 0 | 7
3RT1026-3AF06-Z | W95 | 3RT1026-3AF06-ZW95 | 1 | UN | 1 | 15 | C | D | N | N | 85364900 | 56 |  | 0.406 | KG | 194.75 | 194.75 | CP02 | CP02 | Power contactor, AC-3 25 A, 11 kW / 400 V 2 NO + 2 NC, 110 V AC, 50 Hz 3-pole, Size S0 Main circuit: Screw terminal Auxiliary current: Spring-type terminal Multi-unit packaging Pack = 56 units !!! Phased-out product !!! Successor is SIRIUS 3RT2 | - | 0 | 9
3RT1026-3AF06-Z | X95 | 3RT1026-3AF06-ZX95 | 1 | UN | 1 | 15 | C | D | N | N | 85364900 | 56 | 4011209546134 | 0.416 | KG | 194.75 | 194.75 | CP02 | CP02 | Power contactor, AC-3 25 A, 11 kW / 400 V 2 NO + 2 NC, 110 V AC, 50 Hz 3-pole, Size S0 Main circuit: Screw terminal Auxiliary current: Spring-type terminal + 2 auxiliary switch blocks (2 NO + 2 NC) Reusable packaging Pack = 56 units !!! Phased-out product !!! Successor is SIRIUS 3RT2 | - | 0 | 9
3RT1026-3AG14 |  | 3RT1026-3AG14 | 1 | UN | 1 | 30 | D | D | N | N | 85364900 | 1 | 4011209457478 | 0.407 | KG | 147.25 | 147.25 | CP02 | CP02 | Power contactor, AC-3 25 A, 11 kW / 400 V 110 V AC, 60 Hz 3-pole, Size S0, 2 NO + 2 NC Main circuit: Screw terminal Auxiliary current: Spring-type terminal !!! Phased-out product !!! Successor is SIRIUS 3RT2 | - | 0 | 7
3RT1026-3AG16 |  | 3RT1026-3AG16 | 1 | UN | 1 | 30 | D | D | N | N | 85364900 | 1 | 4011209550551 | 0.433 | KG | 195.7 | 195.7 | CP02 | CP02 | Power contactor, AC-3 25 A, 11 kW / 400 V 110 V AC, 60 Hz, 3-pole, 2 NO + 2 NC, Size S0-S12, Main circuit: screw terminal, Auxiliary circuit: Spring-type terminal With varistor attenuated !!! Phased-out product !!! Successor is SIRIUS 3RT2 | - | 0 | 7
3RT1026-3AG20 |  | 3RT1026-3AG20 | 1 | UN | 1 | 15 | C | D | N | N | 85364900 | 1 | 4011209337664 | 0.342 | KG | 112.1 | 112.1 | CP02 | CP02 | Power contactor, AC-3 25 A, 11 kW / 400 V 110 V AC, 50/60 Hz 3-pole, Size S0 Spring-type terminal !!! Phased-out product !!! Successor is SIRIUS 3RT2 Preferred successor type is >>3RT2026-2AG20<< | - | 0 | 7
3RT1026-3AG20-Z | W98 | 3RT1026-3AG20-ZW98 | 1 | UN | 1 | 15 | C | D | N | N | 85364900 | 12 | 4011209492127 | 0.31 | KG | 128.25 | 128.25 | CP02 | CP02 | Power contactor, AC-3 25 A, 11 kW / 400 V 110 V AC, 50/60 Hz 3-pole, Size S0 Spring-type terminal Multi-unit packaging Pack = 12 units !!! Phased-out product !!! Successor is SIRIUS 3RT2 | - | 0 | 7
3RT1026-3AG20-Z | X95 | 3RT1026-3AG20-ZX95 | 1 | UN | 1 | 15 | C | D | N | N | 85364900 | 1 | 4011209478800 | 0.329 | KG | 128.25 | 128.25 | CP02 | CP02 | Power contactor, AC-3 25 A, 11 kW / 400 V 110 V AC, 50/60 Hz 3-pole, Size S0 Spring-type terminal Reusable packaging Pack = 96 units !!! Phased-out product !!! Successor is SIRIUS 3RT2 | - | 0 | 7
3RT1026-3AG60 |  | 3RT1026-3AG60 | 1 | UN | 1 | 30 | D | D | N | N | 85364900 | 1 | 4011209495166 | 0.338 | KG | 133.95 | 133.95 | CP02 | CP02 | Power contactor, AC-3 25 A, 11 kW / 400 V 100 V AC, 50 Hz / 100-110 V, 60 Hz, 3-pole, Size S0, Spring-type terminal !!! Phased-out product !!! Successor is SIRIUS 3RT2 | - | 0 | 7
3RT1026-3AH00 |  | 3RT1026-3AH00 | 1 | UN | 1 | 15 | C | D | N | N | 85364900 | 1 | 4011209341012 | 0.339 | KG | 128.25 | 128.25 | CP02 | CP02 | Power contactor, AC-3 25 A, 11 kW / 400 V 48 V AC, 50 Hz, 3-pole Size S0 Spring-type terminal !!! Phased-out product !!! Successor is SIRIUS 3RT2 | - | 0 | 7
3RT1026-3AH00-1AA0 |  | 3RT1026-3AH00-1AA0 | 1 | UN | 1 | 15 | C | D | N | N | 85364900 | 1 | 4011209412576 | 0.336 | KG | 144.4 | 144.4 | CP02 | CP02 | Power contactor, AC-3 25 A, 11 kW / 400 V 48 V AC, 50 Hz, 3-pole, Size S0, Spring-type terminal Upright mounting position !!! Phased-out product !!! Successor is SIRIUS 3RT2 | - | 0 | 7
3RT1026-3AK60 |  | 3RT1026-3AK60 | 1 | UN | 1 | 15 | C | D | N | N | 85364900 | 1 | 4011209341029 | 0.336 | KG | 112.1 | 112.1 | CP02 | CP02 | Power contactor, AC-3 25 A, 11 kW / 400 V 110 V AC, 50 Hz / 120 V, 60 Hz 3-pole, Size S0 Spring-type terminal !!! Phased-out product !!! Successor is SIRIUS 3RT2 Preferred successor type is >>3RT2026-2AK60<< | - | 0 | 7
3RT1026-3AK60-1AA0 |  | 3RT1026-3AK60-1AA0 | 1 | UN | 1 | 15 | C | D | N | N | 85364900 | 1 | 4011209469471 | 0.338 | KG | 144.4 | 144.4 | CP02 | CP02 | Power contactor, AC-3 25 A, 11 kW / 400 V 110 V AC, 50 Hz / 120 V, 60 Hz, 3-pole, Size S0, Main circuit: screw terminal, Auxiliary circuit: Spring-type terminal Upright mounting position !!! Phased-out product !!! Successor is SIRIUS 3RT2 Preferred successor type is >>3RT2026-2AK60-1AA0<< | - | 0 | 7
3RT1026-3AL16 |  | 3RT1026-3AL16 | 1 | UN | 1 | 30 | D | D | N | N | 85364900 | 1 | 4011209445758 | 0.436 | KG | 170.05 | 170.05 | CP02 | CP02 | Power contactor, AC-3 25 A, 11 kW / 400 V 230 V AC, 60 Hz 3-pole, Size S0 Main circuit: Screw terminal Auxiliary current: Spring-type terminal 2 NO + 2 NC !!! Phased-out product !!! Successor is SIRIUS 3RT2 | - | 0 | 9
3RT1026-3AL20 |  | 3RT1026-3AL20 | 1 | UN | 1 | 5 | B | D | N | N | 85364900 | 1 | 4011209337671 | 0.341 | KG | 112.1 | 112.1 | CP02 | CP02 | Power contactor, AC-3 25 A, 11 kW / 400 V 230 V AC, 50/60 Hz 3-pole, Size S0 Spring-type terminal !!! Phased-out product !!! Successor is SIRIUS 3RT2 Preferred successor type is >>3RT2026-2AL20<< | - | 0 | 7
3RT1026-3AL20-1AA0 |  | 3RT1026-3AL20-1AA0 | 1 | UN | 1 | 30 | D | D | N | N | 85364900 | 1 | 4011209449466 | 0.343 | KG | 126.35 | 126.35 | CP02 | CP02 | Power contactor, AC-3 25 A, 11 kW / 400 V 230 V AC, 50/60 Hz 3-pole, Size S0 Main circuit: Screw terminal Auxiliary current: Spring-type terminal Upright mounting position !!! Phased-out product !!! Successor is SIRIUS 3RT2 | - | 0 | 9
3RT1026-3AL20-Z | W96 | 3RT1026-3AL20-ZW96 | 1 | UN | 1 | 15 | C | D | N | N | 85364900 | 48 | 4011209673885 | 0.31 | KG | 128.25 | 128.25 | CP02 | CP02 | Power contactor, AC-3 25 A, 11 kW / 400 V 230 V AC, 50/60 Hz 3-pole, Size S0 Spring-type terminal Multi-unit packaging Pack = 48 units !!! Phased-out product !!! Successor is SIRIUS 3RT2 | - | 0 | 7
3RT1026-3AL20-Z | W97 | 3RT1026-3AL20-ZW97 | 1 | UN | 1 | 15 | C | D | N | N | 85364900 | 24 | 4011209675162 | 0.335 | KG | 128.25 | 128.25 | CP02 | CP02 | Power contactor, AC-3 25 A, 11 kW / 400 V 230 V AC, 50/60 Hz 3-pole, Size S0 Spring-type terminal Multi-unit packaging Pack = 24 units !!! Phased-out product !!! Successor is SIRIUS 3RT2 | - | 0 | 7
3RT1026-3AL20-Z | W98 | 3RT1026-3AL20-ZW98 | 1 | UN | 1 | 15 | C | D | N | N | 85364900 | 12 | 4011209444638 | 0.31 | KG | 128.25 | 128.25 | CP02 | CP02 | Power contactor, AC-3 25 A, 11 kW / 400 V 230 V AC, 50/60 Hz 3-pole, Size S0 Spring-type terminal Multi-unit packaging Pack = 12 units !!! Phased-out product !!! Successor is SIRIUS 3RT2 | - | 0 | 7
3RT1026-3AL20-Z | X95 | 3RT1026-3AL20-ZX95 | 1 | UN | 1 | 5 | B | D | N | N | 85364900 | 96 | 4011209425446 | 0.335 | KG | 128.25 | 128.25 | CP02 | CP02 | Power contactor, AC-3 25 A, 11 kW / 400 V 230 V AC, 50/60 Hz 3-pole, Size S0 Spring-type terminal Reusable packaging Pack = 96 units !!! Phased-out product !!! Successor is SIRIUS 3RT2 | - | 0 | 7
3RT1026-3AL24-1AA0 |  | 3RT1026-3AL24-1AA0 | 1 | UN | 1 | 5 | B | D | N | N | 85364900 | 1 | 4011209610095 | 0.405 | KG | 181.45 | 181.45 | CP02 | CP02 | Power contactor, AC-3 25 A, 11 kW / 400 V 230 V AC, 50 / 60 Hz, 3-pole, Size S0, Main circuit: screw terminal, Auxiliary switch front 2 NO + 2 NC, Upright mounting position !!! Phased-out product !!! Successor is SIRIUS 3RT2 | - | 0 | 9
3RT1026-3AL26 |  | 3RT1026-3AL26 | 1 | UN | 1 | 15 | C | D | N | N | 85364900 | 1 | 4011209445741 | 0.458 | KG | 169.1 | 169.1 | CP02 | CP02 | Power contactor, AC-3 25 A, 11 kW / 400 V 230 V AC, 50/60 Hz 3-pole, Size S0 Main circuit: Screw terminal Auxiliary current: Spring-type terminal + 2 auxiliary switch blocks (2 NO + 2 NC) !!! Phased-out product !!! Successor is SIRIUS 3RT2 | - | 0 | 9
3RT1026-3AL28-1MA2 |  | 3RT1026-3AL28-1MA2 | 1 | UN | 1 | 5 | B | D | N | N | 85364900 | 1 | 4011209564039 | 0.458 | KG | 182.4 | 182.4 | CP02 | CP02 | Power contactor, AC-3 25 A, 11 kW / 400 V 230 V AC, 50 / 60 Hz, 3-pole, Size S0, Main circuit: screw terminal, Auxiliary switch front 3 NO + 1 NC, Upright mounting position !!! Phased-out product !!! Successor is SIRIUS 3RT2 | - | 0 | 9
3RT1026-3AN20 |  | 3RT1026-3AN20 | 1 | UN | 1 | 15 | C | D | N | N | 85364900 | 1 | 4011209341036 | 0.34 | KG | 112.1 | 112.1 | CP02 | CP02 | Power contactor, AC-3 25 A, 11 kW / 400 V 220 V AC, 50/60 Hz 3-pole, Size S0 Spring-type terminal !!! Phased-out product !!! Successor is SIRIUS 3RT2 | - | 0 | 7
3RT1026-3AN20-1AA0 |  | 3RT1026-3AN20-1AA0 | 1 | UN | 1 | 15 | C | D | N | N | 85364900 | 1 | 4011209571037 | 0.337 | KG | 144.4 | 144.4 | CP02 | CP02 | Power contactor, AC-3 25 A, 11 kW / 400 V 220 V AC, 50 / 60 Hz, 3-pole, Size S0, Spring-type terminal, Upright mounting position !!! Phased-out product !!! Successor is SIRIUS 3RT2 | - | 0 | 7
3RT1026-3AN60 |  | 3RT1026-3AN60 | 1 | UN | 1 | 30 | D | D | N | N | 85364900 | 1 | 4011209495173 | 0.338 | KG | 133.95 | 133.95 | CP02 | CP02 | Power contactor, AC-3 25 A, 11 kW / 400 V 200 V AC, 50 Hz / 200-220 V, 60 Hz, 3-pole, Size S0, Spring-type terminal !!! Phased-out product !!! Successor is SIRIUS 3RT2 | - | 0 | 7
3RT1026-3AP00 |  | 3RT1026-3AP00 | 1 | UN | 1 | 5 | B | D | N | N | 85364900 | 1 | 4011209291225 | 0.338 | KG | 112.1 | 112.1 | CP02 | CP02 | Power contactor, AC-3 25 A, 11 kW / 400 V 230 V AC, 50 Hz 3-pole, Size S0 Spring-type terminal !!! Phased-out product !!! Successor is SIRIUS 3RT2 Preferred successor type is >>3RT2026-2AP00<< | - | 0 | 7
3RT1026-3AP04-1AA0 |  | 3RT1026-3AP04-1AA0 | 1 | UN | 1 | 5 | B | D | N | N | 85364900 | 1 | 4011209610125 | 0.407 | KG | 181.45 | 181.45 | CP02 | CP02 | Power contactor, AC-3 25 A, 11 kW / 400 V 230 V AC, 50 Hz, 3-pole, Size S0, Main circuit: screw terminal, Auxiliary circuit: Spring-type terminal Auxiliary switch front 2 NO + 2 NC, Upright mounting position !!! Phased-out product !!! Successor is SIRIUS 3RT2 | - | 0 | 9
3RT1026-3AP06 |  | 3RT1026-3AP06 | 1 | UN | 1 | 30 | D | D | N | N | 85364900 | 1 | 4011209445765 | 0.428 | KG | 169.1 | 169.1 | CP02 | CP02 | Power contactor, AC-3 25 A, 11 kW / 400 V 230 V AC, 50 Hz 3-pole, Size S0 Main circuit: Screw terminal Auxiliary current: Spring-type terminal + 2 auxiliary switch blocks (2 NO + 2 NC) !!! Phased-out product !!! Successor is SIRIUS 3RT2 | - | 0 | 9
3RT1026-3AP06-Z | W95 | 3RT1026-3AP06-ZW95 | 1 | UN | 1 | 15 | C | D | N | N | 85364900 | 56 | 4011209553507 | 0.452 | KG | 194.75 | 194.75 | CP02 | CP02 | Power contactor, AC-3 25 A, 11 kW / 400 V 230 V AC, 50 Hz 3-pole, Size S0 Main circuit: Screw terminal Auxiliary current: Spring-type terminal + 2 auxiliary switch blocks (2 NO + 2 NC) Multi-unit packaging Pack = 56 units !!! Phased-out product !!! Successor is SIRIUS 3RT2 | - | 0 | 9
3RT1026-3AP06-Z | X95 | 3RT1026-3AP06-ZX95 | 1 | UN | 1 | 20 | D | D | N | N | 85364900 | 56 | 4011209551640 | 0.41 | KG | 169.1 | 169.1 | CP02 | CP02 | Power contactor, AC-3 25 A, 11 kW / 400 V 230 V AC, 50 Hz 3-pole, Size S0 Main circuit: Screw terminal Auxiliary current: Spring-type terminal + 2 auxiliary switch blocks (2 NO + 2 NC) Reusable packaging Pack = 56 units !!! Phased-out product !!! Successor is SIRIUS 3RT2 | - | 0 | 9
3RT1026-3AP08-1MA2 |  | 3RT1026-3AP08-1MA2 | 1 | UN | 1 | 15 | C | D | N | N | 85364900 | 1 | 4011209564015 | 0.405 | KG | 182.4 | 182.4 | CP02 | CP02 | Power contactor, AC-3 25 A, 11 kW / 400 V 230 V AC, 50 Hz, 3-pole, Size S0, Main circuit: screw terminal, Auxiliary circuit: Spring-type terminal Auxiliary switch front 3 NO + 1 NC, Upright mounting position !!! Phased-out product !!! Successor is SIRIUS 3RT2 | - | 0 | 7
3RT1026-3AP60 |  | 3RT1026-3AP60 | 1 | UN | 1 | 30 | D | D | N | N | 85364900 | 1 | 4011209341043 | 0.34 | KG | 128.25 | 128.25 | CP02 | CP02 | Power contactor, AC-3 25 A, 11 kW / 400 V 220 V AC, 50 Hz / 240 V, 60 Hz 3-pole, Size S0 Spring-type terminal !!! Phased-out product !!! Successor is SIRIUS 3RT2 Preferred successor type is >>3RT2026-2AP60<< | - | 0 | 7
3RT1026-3AR60 |  | 3RT1026-3AR60 | 1 | UN | 1 | 30 | D | D | N | N | 85364900 | 1 | 4011209495180 | 0.339 | KG | 133.95 | 133.95 | CP02 | CP02 | Power contactor, AC-3 25 A, 11 kW / 400 V 400 V AC, 50 Hz / 60 Hz, 440 V 60 Hz 3-pole, Size S0 Spring-type terminal !!! Phased-out product !!! Successor is SIRIUS 3RT2 | - | 0 | 7
3RT1026-3AU60 |  | 3RT1026-3AU60 | 1 | UN | 1 | 7 | C | D | N | N | 85364900 | 1 | 4011209391208 | 0.31 | KG | 133.95 | 133.95 | CP02 | CP02 | Power contactor, AC-3 25 A, 11 kW / 400 V 277 V AC, 60 Hz, 3-pole, Size S0, Spring-type terminal !!! Phased-out product !!! Successor is SIRIUS 3RT2 | - | 0 | 9
3RT1026-3AV00 |  | 3RT1026-3AV00 | 1 | UN | 1 | 30 | D | D | N | N | 85364900 | 1 | 4011209341050 | 0.33 | KG | 133.95 | 133.95 | CP02 | CP02 | Power contactor, AC-3 25 A, 11 kW / 400 V 400 V AC, 50 Hz 3-pole, Size S0 Spring-type terminal !!! Phased-out product !!! Successor is SIRIUS 3RT2 Preferred successor type is >>3RT2026-2AV00<< | - | 0 | 7
3RT1026-3AV60 |  | 3RT1026-3AV60 | 1 | UN | 1 | 30 | D | D | N | N | 85364900 | 1 | 4011209391192 | 0.344 | KG | 133.95 | 133.95 | CP02 | CP02 | Power contactor, AC-3 25 A, 11 kW / 400 V 480 V AC, 60 Hz, 3-pole, Size S0, Spring-type terminal !!! Phased-out product !!! Successor is SIRIUS 3RT2 | - | 0 | 7
3RT1026-3BB40 |  | 3RT1026-3BB40 | 1 | UN | 1 | 5 | B | D | N | N | 85364900 | 1 | 4011209291232 | 0.568 | KG | 182.4 | 182.4 | CP02 | CP02 | Power contactor, AC-3 25 A, 11 kW / 400 V 24 V DC, 3-pole, Size S0 Spring-type terminal !!! Phased-out product !!! Successor is SIRIUS 3RT2 Preferred successor type is >>3RT2026-2BB40<< | - | 0 | 7
3RT1026-3BB40-Z | X95 | 3RT1026-3BB40-ZX95 | 1 | UN | 1 | 15 | C | D | N | N | 85364900 | 52 | 4011209534414 | 0.546 | KG | 209.95 | 209.95 | CP02 | CP02 | Power contactor, AC-3 25 A, 11 kW / 400 V 24 V DC, 3-pole, Size S0, Spring-type terminal Reusable packaging = 52 units !!! Phased-out product !!! Successor is SIRIUS 3RT2 | - | 0 | 9
3RT1026-3BB44-3MA0 |  | 3RT1026-3BB44-3MA0 | 1 | UN | 1 | 30 | D | D | N | N | 85364900 | 1 | 4011209570641 | 0.635 | KG | 216.6 | 216.6 | CP02 | CP02 | Power contactor, AC-3 25 A, 11 kW / 400 V 24 V DC, 3-pole Size S0, Spring-type terminal 2 NO + 2 NC, captive !!! Phased-out product !!! Successor is SIRIUS 3RT2 Preferred successor type is >>3RT2026-2BB44-3MA0<< | - | 0 | 7
3RT1026-3BB48-0KS2-Z | W96 | 3RT1026-3BB48-0KS2-ZW96 | 1 | UN | 1 | 0 | A | D | N | N | 85364900 | 24 |  | 0.335 | KG | 332.5 | 332.5 | CP02 | CP02 | power contactor, AC-3 25 A, 11 kW / 400 V 24 V DC, 3-pole, Size S0, Spring-type terminal Multi-unit packaging = 24 units Special customer device | - | 0 | 0
3RT1026-3BB48-0KS2-Z | X95 | 3RT1026-3BB48-0KS2-ZX95 | 1 | UN | 1 | 20 | D | D | N | N | 85364900 | 52 | 4011209860605 | 0.612 | KG | 332.5 | 332.5 | CP02 | CP02 | power contactor, AC-3 25 A, 11 kW / 400 V 24 V DC, 3-pole, Size S0, Spring-type terminal Reusable packaging = 52 units Special customer device | - | 0 | 7
3RT1026-3BB48-0PA7 |  | 3RT1026-3BB48-0PA7 | 1 | UN | 1 | 5 | B | D | N | N | 85364900 | 1 |  | 0.635 | KG | 282.15 | 282.15 | CP02 | CP02 | Power contactor, AC-3 25 A, 11 kW / 400 V 24 V DC, 3-pole Size S0 Spring-type terminal with lateral solid-state-compatible auxiliary switch Customer-specific version !!! Phased-out product !!! Successor is SIRIUS 3RT2 | - | 0 | 9
3RT1026-3BB48-0PB0 |  | 3RT1026-3BB48-0PB0 | 1 | UN | 1 | 5 | B | D | N | N | 85364900 | 1 |  | 0.635 | KG | 282.15 | 282.15 | CP02 | CP02 | Power contactor, AC-3 25 A, 11 kW / 400 V 24 V DC, 3-pole Size S0 Spring-type terminal with lateral solid-state-compatible auxiliary switch Customer-specific version !!! Phased-out product !!! Successor is SIRIUS 3RT2 | - | 0 | 9
3RT1026-3BD40 |  | 3RT1026-3BD40 | 1 | UN | 1 | 15 | C | D | N | N | 85364900 | 1 | 4011209514591 | 0.569 | KG | 218.5 | 218.5 | CP02 | CP02 | Power contactor, AC-3 25 A, 11 kW / 400 V 42 V DC, 3-pole, Size S0, Spring-type terminal !!! Phased-out product !!! Successor is SIRIUS 3RT2 | - | 0 | 7
3RT1026-3BM40 |  | 3RT1026-3BM40 | 1 | UN | 1 | 15 | C | D | N | N | 85364900 | 1 | 4011209296749 | 0.57 | KG | 209.95 | 209.95 | CP02 | CP02 | Power contactor, AC-3 25 A, 11 kW / 400 V 220 V DC, 3-pole, Size S0 Spring-type terminal !!! Phased-out product !!! Successor is SIRIUS 3RT2 Preferred successor type is >>3RT2026-2BM40<< | - | 0 | 7
3RT1026-3BW40 |  | 3RT1026-3BW40 | 1 | UN | 1 | 15 | C | D | N | N | 85364900 | 1 | 4011209341081 | 0.58 | KG | 209.95 | 209.95 | CP02 | CP02 | Power contactor, AC-3 25 A, 11 kW / 400 V 48 V DC, 3-pole, Size S0, Spring-type terminal !!! Phased-out product !!! Successor is SIRIUS 3RT2 | - | 0 | 7
3RT1026-3BW44 |  | 3RT1026-3BW44 | 1 | UN | 1 | 15 | C | D | N | N | 85364900 | 1 | 4011209393233 | 0.632 | KG | 216.6 | 216.6 | CP02 | CP02 | Power contactor, AC-3 25 A, 11 kW / 400 V 48 V DC, 2 NO + 2 NC 3-pole, Size S0 Main circuit: Screw terminal Auxiliary current: Spring-type terminal !!! Phased-out product !!! Successor is SIRIUS 3RT2 | - | 0 | 7
3RT1026-3EG24-0KS0 |  | 3RT1026-3EG24-0KS0 | 1 | UN | 1 | 15 | C | D | N | N | 85364900 | 1 | 4011209409354 | 0.421 | KG | 182.4 | 182.4 | CP02 | CP02 | Power contactor, AC-3 25 A, 11 kW / 400 V 110 V AC, 50/60 Hz 3-pole, Size S0 Main circuit: Screw terminal Auxiliary current: Spring-type terminal With auxiliary switch 2 NO / 2 NC RC element plugged onto top Schindler !!! Phased-out product !!! Successor is SIRIUS 3RT2 | - | 0 | 9
3RT1026-3EG24-0KS0-Z | X95 | 3RT1026-3EG24-0KS0-ZX95 | 1 | UN | 1 | 20 | D | D | N | N | 85364900 | 52 | 4011209438231 | 0.39 | KG | 182.4 | 182.4 | CP02 | CP02 | Power contactor, AC-3 25 A, 11 kW / 400 V 110 V AC, 50/60 Hz 3-pole, Size S0 Main circuit: Screw terminal Auxiliary current: Spring-type terminal With auxiliary switch 2 NO / 2 NC RC element plugged onto top Schindler Reusable packaging Pack = 52 units !!! Phased-out product !!! Successor is SIRIUS 3RT2 | - | 0 | 9
3RT1026-3EG28-0MA3 |  | 3RT1026-3EG28-0MA3 | 1 | UN | 1 | 15 | C | D | N | N | 85364900 | 1 | 4011209586574 | 0.416 | KG | 216.6 | 216.6 | CP02 | CP02 | Power contactor, AC-3 25 A, 11 kW / 400 V 110 V AC, 50/60 Hz 3-pole, Size S0 Spring-type terminal 1 NO + 1 NC solid-state-compatible 1 NO + 1 NC standard RC element attached on top !!! Phased-out product !!! Successor is SIRIUS 3RT2 | - | 0 | 9
3RT1026-3FB48-0KS2-Z | W96 | 3RT1026-3FB48-0KS2-ZW96 | 1 | UN | 1 | 20 | D | D | N | N | 85364900 | 24 | 4011209891159 | 0.335 | KG | 290.7 | 290.7 | CP02 | CP02 | Power contactor, AC-3 25 A, 11 kW / 400 V 24 V DC, 3-pole, Size S0 Spring-type terminal Multi-unit packaging Pack = 24 units Special customer device !!! Phased-out product !!! Successor is SIRIUS 3RT2 | - | 0 | 7
3RT1026-3FB48-0KS2-Z | W97 | 3RT1026-3FB48-0KS2-ZW97 | 1 | UN | 1 | 5 | B | D | N | N | 85364900 | 12 | 4047621007816 | 0.608 | KG | 239.4 | 239.4 | CP02 | CP02 | Power contactor, AC-3 25 A, 11 kW / 400 V 24 V DC, 3-pole, Size S0, spring-type terminal Multi-unit packaging = 12 units Special customer device ! Phased-out product! Successor is SIRIUS 3RT2 | - | 0 | 0
3RT1026-3FB48-0KS2-Z | W98 | 3RT1026-3FB48-0KS2-ZW98 | 1 | UN | 1 | 5 | B | D | N | N | 85364900 | 6 | 4047621007823 | 0.608 | KG | 239.4 | 239.4 | CP02 | CP02 | Power contactor, AC-3 25 A, 11 kW / 400 V 24 V DC, 3-pole, Size S0, spring-type terminal Multi-unit packaging = 6 units Special customer device ! Phased-out product! Successor is SIRIUS 3RT2 | - | 0 | 0
3RT1026-3FB48-0KS2-Z | X95 | 3RT1026-3FB48-0KS2-ZX95 | 1 | UN | 1 | 20 | D | D | N | N | 85364900 | 52 | 4011209863248 | 0.643 | KG | 290.7 | 290.7 | CP02 | CP02 | Power contactor, AC-3 25 A, 11 kW / 400 V 24 V DC, 3-pole, Size S0 Spring-type terminal Reusable packaging Pack = 52 units Special customer device !!! Phased-out product !!! Successor is SIRIUS 3RT2 | - | 0 | 7
3RT1026-3KB40 |  | 3RT1026-3KB40 | 1 | UN | 1 | 5 | B | D | N | N | 85364900 | 1 | 4011209299856 | 0.575 | KG | 179.55 | 179.55 | CP02 | CP02 | Power contactor, AC-3 25 A, 11 kW / 400 V 24 V DC, 0.7-1.25*US With varistor 3-pole Size S0 Spring-type terminal !!! Phased-out product !!! Successor is SIRIUS 3RT2 Preferred successor type is >>3RT2026-2KB40<< | - | 0 | 7
3RT1026-3KB40-1AA0 |  | 3RT1026-3KB40-1AA0 | 1 | UN | 1 | 15 | C | D | N | N | 85364900 | 1 | 4011209478428 | 0.58 | KG | 202.35 | 202.35 | CP02 | CP02 | Power contactor, AC-3 25 A, 11 kW / 400 V 24 V DC, 0.7-1.25*Us With varistor 3-pole Size S0 Main circuit: Screw terminal Auxiliary current: Spring-type connection connection Upright mounting position !!! Phased-out product !!! Successor is SIRIUS 3RT2 | - | 0 | 9
3RT1026-3KB44-0LA0 |  | 3RT1026-3KB44-0LA0 | 1 | UN | 1 | 15 | C | D | N | N | 85364900 | 1 | 4011209439795 | 0.759 | KG | 231.8 | 231.8 | CP02 | CP02 | Power contactor, AC-3 25 A, 11 kW / 400 V 24 V DC, 0.7-1.25*US 3-pole, Size S0 Spring-type terminal !!! Phased-out product !!! Successor is SIRIUS 3RT2 Preferred successor type is >>3RT2026-2XB40-0LA2<< | - | 0 | 7
3RT1026-3KB44-1LA0 |  | 3RT1026-3KB44-1LA0 | 1 | UN | 1 | 15 | C | D | N | N | 85364900 | 1 | 4011209551985 | 0.755 | KG | 246.05 | 246.05 | CP02 | CP02 | Power contactor, AC-3 25 A, 11 kW / 400 V 24 V DC, 0.7-1.25*Us 3-pole, Size S0 Spring-type terminal Upright mounting position !!! Phased-out product !!! Successor is SIRIUS 3RT2 | - | 0 | 7
3RT1026-3KF40 |  | 3RT1026-3KF40 | 1 | UN | 1 | 15 | C | D | N | N | 85364900 | 1 | 4011209458789 | 0.575 | KG | 179.55 | 179.55 | CP02 | CP02 | Power contactor, AC-3 25 A, 11 kW / 400 V 110 V DC, 0.7-1.25*US With varistor 3-pole Size S0 Spring-type terminal !!! Phased-out product !!! Successor is SIRIUS 3RT2 Preferred successor type is >>3RT2026-2KF40<< | - | 0 | 7
3RT1026-3KF40-1AA0 |  | 3RT1026-3KF40-1AA0 | 1 | UN | 1 | 15 | C | D | N | N | 85364900 | 1 | 4011209478435 | 0.59 | KG | 231.8 | 231.8 | CP02 | CP02 | Power contactor, AC-3 25 A, 11 kW / 400 V 110 V DC, 0.7-1.25*Us With varistor 3-pole Size S0 Main circuit: Screw terminal Auxiliary current: Spring-type connection connection Upright mounting position !!! Phased-out product !!! Successor is SIRIUS 3RT2 | - | 0 | 9
3RT1026-3KF44-0LA0 |  | 3RT1026-3KF44-0LA0 | 1 | UN | 1 | 50 | X | D | N | N | 85364900 | 1 | 4011209439801 | 0.742 | KG | 231.8 | 231.8 | CP02 | CP02 | Power contactor, AC-3 25 A, 11 kW / 400 V 110 V DC, 0.7-1.25*US 3-pole, Size S0 Spring-type terminal !!! Phased-out product !!! Successor is SIRIUS 3RT2 Preferred successor type is >>3RT2026-2XF40-0LA2<< | - | 0 | 7
3RT1026-3KF44-1LA0 |  | 3RT1026-3KF44-1LA0 | 1 | UN | 1 | 15 | C | D | N | N | 85364900 | 1 | 4011209554641 | 0.75 | KG | 246.05 | 246.05 | CP02 | CP02 | Power contactor, AC-3 25 A, 11 kW / 400 V 110 V DC, 0.7-1.25*Us 3-pole, Size S0 Spring-type terminal Upright mounting position !!! Phased-out product !!! Successor is SIRIUS 3RT2 | - | 0 | 7
3RT1026-3KF80 |  | 3RT1026-3KF80 | 1 | UN | 1 | 15 | C | D | N | N | 85364900 | 1 | 4011209740983 | 0.575 | KG | 212.8 | 212.8 | CP02 | CP02 | Power contactor, AC-3 25 A, 11 kW / 400 V 100 V DC, 0.7-1.25* Us, With varistor, 3-pole, Size S0, Spring-type terminal !!! Phased-out product !!! Successor is SIRIUS 3RT2 | - | 0 | 7
3RT1026-3RB48-0KS6 |  | 3RT1026-3RB48-0KS6 | 1 | UN | 1 | 15 | C | D | N | N | 85364900 | 1 | 4011209536944 | 0.671 | KG | 308.75 | 308.75 | CP02 | CP02 | Power contactor, AC-3 25 A, 11 kW / 400 V 24 V DC 3-pole, Size S0, 2 NO / 2 NC Main circuit: Screw terminal Auxiliary current: Spring-type terminal Aux. switch left: 2 NO solid-state-compatible Aux. switch right: 2 NO standard Schindler !!! Phased-out product !!! Successor is SIRIUS 3RT2 | - | 0 | 9
3RT1026-3XB40-0LA2 |  | 3RT1026-3XB40-0LA2 | 1 | UN | 1 | 15 | C | D | N | N | 85364900 | 1 | 4011209562929 | 0.63 | KG | 211.85 | 211.85 | CP02 | CP02 | Traction contactor, AC-3 25 A, 11 kW / 400 V 24 V DC, 0.7-1.25*Us 3-pole Size S0 Spring-type terminal with electronic Control unit Integrated varistor !!! Phased-out product !!! Successor is SIRIUS 3RT2 Preferred successor type is >>3RT2026-2XB40-0LA2<< | - | 0 | 7
3RT1026-3XB44-0LA2 |  | 3RT1026-3XB44-0LA2 | 1 | UN | 1 | 5 | B | D | N | N | 85364900 | 1 |  | 0.34 | KG | 199.5 | 199.5 | CP02 | CP02 | Traction contactor, AC-3 25 A, 11 kW / 400 V 24 V DC, 0.7-1.25* Us, 3-pole, Size S0, spring-type terminal 2 NO + 2 NC with electron. control unit integrated varistor ! Phased-out product! Successor is SIRIUS 3RT2 | - | 0 | 9
3RT1026-3XF00-0GA0 |  | 3RT1026-3XF00-0GA0 | 1 | UN | 1 | 15 | C | D | N | N | 85364900 | 1 | 4011209563162 | 0.637 | KG | 276.45 | 276.45 | CP02 | CP02 | Power contactor, AC-3 25 A, 11 kW / 400 V 110 V AC, 50 / 60 Hz, 3-pole Size S0 Spring-type terminal With electronic control unit With varistor attenuated low-noise !!! Phased-out product !!! Successor is SIRIUS 3RT2 | - | 0 | 7
3RT1026-3XF40-0LA2 |  | 3RT1026-3XF40-0LA2 | 1 | UN | 1 | 15 | C | D | N | N | 85364900 | 1 | 4011209562936 | 0.64 | KG | 211.85 | 211.85 | CP02 | CP02 | Traction contactor, AC-3 25 A, 11 kW / 400 V 110 V DC 0.7...1.25*Us 3-pole Size S0 Spring-type terminal with electronic Control unit Integrated varistor !!! Phased-out product !!! Successor is SIRIUS 3RT2 Preferred successor type is >>3RT2026-2XF40-0LA2<< | - | 0 | 7
3RT1026-3XF44-0LA2 |  | 3RT1026-3XF44-0LA2 | 1 | UN | 1 | 5 | B | D | N | N | 85364900 | 1 | 4047621066875 | 0.34 | KG | 199.5 | 199.5 | CP02 | CP02 | Traction contactor, AC-3 25 A, 11 kW / 400 V 110 V DC, 0.7-1.25* Us, 3-pole, Size S0, spring-type terminal 2 NO + 2 NC, with electron. control unit integrated varistor ! Phased-out product! Successor is SIRIUS 3RT2 | - | 0 | 9
3RT1026-3XG28-0MV0 |  | 3RT1026-3XG28-0MV0 | 1 | UN | 1 | 15 | C | D | N | N | 85364900 | 1 | 4011209645912 | 0.415 | KG | 216.6 | 216.6 | CP02 | CP02 | Power contactor, AC-3 25 A, 11 kW / 400 V 110 V AC, 50/60 Hz 3-pole, Size S0 Spring-type terminal 1 NO + 1 NC solid-state-compatible 1 NO + 1 NC standard RC element attached at bottom Customized !!! Phased-out product !!! Successor is SIRIUS 3RT2 | - | 0 | 9
3RT1026-3XG28-0MV0-Z | W96 | 3RT1026-3XG28-0MV0-ZW96 | 1 | UN | 1 | 5 | B | D | N | N | 85364900 | 24 | 4047621000060 | 0.321 | KG | 179.55 | 179.55 | CP02 | CP02 | Power contactor, AC-3 25 A, 11 kW / 400 V 110 V AC, 50 / 60 Hz 3-pole, Size S0 spring-type terminal 1 NO + 1 NC solid-state compatible 1 NO + 1 NC standard RC element attached at bottom customized Multi-unit packaging pack = 24 units ! Phased-out product! Successor is SIRIUS 3RT2 | - | 0 | 9
3RT1026-3XG28-0MV0-Z | W97 | 3RT1026-3XG28-0MV0-ZW97 | 1 | UN | 1 | 20 | D | D | N | N | 85364900 | 12 | 4011209662278 | 0.321 | KG | 216.6 | 216.6 | CP02 | CP02 | Power contactor, AC-3 25 A, 11 kW / 400 V 110 V AC, 50/60 Hz 3-pole, Size S0 Spring-type terminal 1 NO + 1 NC solid-state-compatible 1 NO + 1 NC standard RC element attached at bottom Customized Multi-unit packaging Pack = 12 units !!! Phased-out product !!! Successor is SIRIUS 3RT2 | - | 0 | 9
3RT1026-3XG28-0MV0-Z | W98 | 3RT1026-3XG28-0MV0-ZW98 | 1 | UN | 1 | 5 | B | D | EAR99 | N | 85364900 | 6 | 4047621007830 | 0.321 | KG | 179.55 | 179.55 | CP02 | CP02 | Power contactor, AC-3 25 A, 11 kW / 400 V 110 V AC, 50 / 60 Hz 3-pole, Size S0 spring-type terminal 1 NO + 1 NC solid-state compatible 1 NO + 1 NC standard RC element attached at bottom customized Multi-unit packaging pack = 6 units ! Phased-out product! Successor is SIRIUS 3RT2 | - | 0 | 9
3RT1026-3XG28-0MV0-Z | X95 | 3RT1026-3XG28-0MV0-ZX95 | 1 | UN | 1 | 20 | D | D | N | N | 85364900 | 52 | 4011209645905 | 0.474 | KG | 216.6 | 216.6 | CP02 | CP02 | Power contactor, AC-3 25 A, 11 kW / 400 V 110 V AC, 50/60 Hz 3-pole, Size S0 Spring-type terminal 1 NO + 1 NC solid-state-compatible 1 NO + 1 NC standard RC element attached at bottom Customized Reusable packaging Pack = 52 units !!! Phased-out product !!! Successor is SIRIUS 3RT2 | - | 0 | 9
3RT1026-3XP00-0GA0 |  | 3RT1026-3XP00-0GA0 | 1 | UN | 1 | 15 | C | D | N | N | 85364900 | 1 | 4011209563155 | 0.638 | KG | 276.45 | 276.45 | CP02 | CP02 | Power contactor, AC-3 25 A, 11 kW / 400 V 230 V AC, 50 / 60 Hz, 3-pole Size S0 Spring-type terminal with electronic Control unit with varistor attenuated low-noise !!! Phased-out product !!! Successor is SIRIUS 3RT2 | - | 0 | 7
3RT1026-8BB45-1PB2 |  | 3RT1026-8BB45-1PB2 | 1 | UN | 1 | 15 | C | D | N | N | 85364900 | 1 | 4011209691476 | 0.618 | KG | 223.25 | 223.25 | CP02 | CP02 | Power contactor, AC-3 25 A, 11 kW / 400 V 24 V DC, 3-pole, Size S0 Screw terminal with lateral auxiliary switch 1 NO + 1 NC Spring-type terminal !!! Phased-out product !!! Successor is SIRIUS 3RT2 | - | 0 | 7
3RT1033-1AC20 |  | 3RT1033-1AC20 | 1 | UN | 1 | 20 | D | D | N | N | 85364900 | 1 | 4011209375918 | 0.821 | KG | 123.5 | 123.5 | CP02 | CP02 | Power contactor, AC-3 25 A, 11 kW / 400 V 24 V AC, 50/60 Hz 3-pole, Size S2 Screw terminal !!! Phased-out product !!! Successor is SIRIUS 3RT2 Preferred successor type is >>3RT2026-1AC20<< | - | 0 | 0
3RT1033-1AK60 |  | 3RT1033-1AK60 | 1 | UN | 1 | 20 | D | D | N | N | 85364900 | 1 | 4011209375901 | 0.819 | KG | 123.5 | 123.5 | CP02 | CP02 | Power contactor, AC-3 25 A, 11 kW / 400 V 110 V AC, 50 Hz / 120 V, 60 Hz 3-pole, Size S2 Screw terminal !!! Phased-out product !!! Successor is SIRIUS 3RT2 Preferred successor type is >>3RT2026-1AK60<< | - | 0 | 0
3RT1033-1AK60-Z | W95 | 3RT1033-1AK60-ZW95 | 1 | UN | 1 | 0 | A | D | N | N | 85364900 | 30 | 4011209938670 | 1.025 | KG | 123.5 | 123.5 | CP02 | CP02 | Power contactor, AC-3 25 A, 11 kW / 400 V 110 V AC, 50 Hz / 120 V, 60 Hz 3-pole, Size S2 Screw terminal Multi-unit packaging = 30 units !!! Phased-out product !!! Successor is SIRIUS 3RT2 | - | 0 | 0
3RT1033-1AK60-Z | X95 | 3RT1033-1AK60-ZX95 | 1 | UN | 1 | 0 | A | D | N | N | 85364900 | 30 | 4011209938663 | 0.797 | KG | 123.5 | 123.5 | CP02 | CP02 | Power contactor, AC-3 25 A, 11 kW / 400 V 110 V AC, 50 Hz / 120 V, 60 Hz 3-pole, Size S2 Screw terminal Reusable packaging = 30 units !!! Phased-out product !!! Successor is SIRIUS 3RT2 Preferred successor type is | - | 0 | 0
3RT1033-1AM20 |  | 3RT1033-1AM20 | 1 | UN | 1 | 20 | D | D | N | N | 85364900 | 1 | 4011209389922 | 0.811 | KG | 129.2 | 129.2 | CP02 | CP02 | Power contactor, AC-3 25 A, 11 kW / 400 V 208 V AC, 50/60 Hz 3-pole, Size S2 Screw terminal !!! Phased-out product !!! Successor is SIRIUS 3RT2 | - | 0 | 0
3RT1033-1AN20 |  | 3RT1033-1AN20 | 1 | UN | 1 | 20 | D | D | N | N | 85364900 | 1 | 4011209774469 | 0.816 | KG | 123.5 | 123.5 | CP02 | CP02 | Power contactor, AC-3 25 A, 11 kW / 400 V 220 V AC, 50/60 Hz 3-pole, Size S2 Screw terminal !!! Phased-out product !!! Successor is SIRIUS 3RT2 Preferred successor type is >>3RT2026-1AN20<< | - | 0 | 0
3RT1033-1AP60 |  | 3RT1033-1AP60 | 1 | UN | 1 | 20 | D | D | N | N | 85364900 | 1 | 4011209375895 | 0.86 | KG | 123.5 | 123.5 | CP02 | CP02 | Power contactor, AC-3 25 A, 11 kW / 400 V 220 V AC, 50 Hz / 240 V, 60 Hz 3-pole, Size S2 Screw terminal !!! Phased-out product !!! Successor is SIRIUS 3RT2 Preferred successor type is >>3RT2026-1AP60<< | - | 0 | 0
3RT1033-1AT60 |  | 3RT1033-1AT60 | 1 | UN | 1 | 20 | D | D | N | N | 85364900 | 1 | 4011209382411 | 0.817 | KG | 130.15 | 130.15 | CP02 | CP02 | Power contactor, AC-3 25 A, 11 kW / 400 V 600 V AC, 60 Hz, 3-pole Size S2, Screw terminal !!! Phased-out product !!! Successor is SIRIUS 3RT2 Preferred successor type is >>3RT2026-1AT60<< | - | 0 | 0
3RT1033-1AV60 |  | 3RT1033-1AV60 | 1 | UN | 1 | 20 | D | D | N | N | 85364900 | 1 | 4011209389496 | 0.827 | KG | 129.2 | 129.2 | CP02 | CP02 | Power contactor, AC-3 25 A, 11 kW / 400 V 480 V AC, 60 Hz 3-pole, Size S2 Screw terminal !!! Phased-out product !!! Successor is SIRIUS 3RT2 | - | 0 | 0
3RT1033-1BB40 |  | 3RT1033-1BB40 | 1 | UN | 1 | 20 | D | D | N | N | 85364900 | 1 | 4011209375871 | 1.4 | KG | 202.35 | 202.35 | CP02 | CP02 | Power contactor, AC-3 25 A, 11 kW / 400 V 24 V DC, 3-pole, size 2 Screw terminal !!! Phased-out product !!! Successor is SIRIUS 3RT2 Preferred successor type is >>3RT2026-1BB40<< | - | 0 | 0
3RT1033-1BB40-1AA0 |  | 3RT1033-1BB40-1AA0 | 1 | UN | 1 | 0 | A | D | N | N | 85364900 | 1 | 4011209947450 | 1.403 | KG | 227.05 | 227.05 | CP02 | CP02 | Power contactor, AC-3 25 A, 11 kW / 400 V 24 V DC, 3-pole, size 2 Screw terminal Upright mounting position !!! Phased-out product !!! Successor is SIRIUS 3RT2 | - | 0 | 0
3RT1033-1BF40 |  | 3RT1033-1BF40 | 1 | UN | 1 | 20 | D | D | N | N | 85364900 | 1 | 4011209497689 | 1.389 | KG | 202.35 | 202.35 | CP02 | CP02 | Power contactor, AC-3 25 A, 11 kW / 400 V 110 V DC, 3-pole, size 2 Screw terminal !!! Phased-out product !!! Successor is SIRIUS 3RT2 Preferred successor type is >>3RT2026-1BF40<< | - | 0 | 0
3RT1033-1BW40 |  | 3RT1033-1BW40 | 1 | UN | 1 | 20 | D | D | N | N | 85364900 | 1 | 4011209389946 | 1.43 | KG | 202.35 | 202.35 | CP02 | CP02 | Power contactor, AC-3 25 A, 11 kW / 400 V 48 V DC, 3-pole, size 2 Screw terminal !!! Phased-out product !!! Successor is SIRIUS 3RT2 Preferred successor type is >>3RT2026-1BW40<< | - | 0 | 0
3RT1033-3AC20 |  | 3RT1033-3AC20 | 1 | UN | 1 | 20 | D | D | N | N | 85364900 | 1 | 4011209385269 | 0.817 | KG | 126.35 | 126.35 | CP02 | CP02 | Power contactor, AC-3 25 A, 11 kW / 400 V 24 V AC, 50/60 Hz 3-pole, Size S2 Spring-type terminal !!! Phased-out product !!! Successor is SIRIUS 3RT2 | - | 0 | 0
3RT1033-3AK60 |  | 3RT1033-3AK60 | 1 | UN | 1 | 20 | D | D | N | N | 85364900 | 1 | 4011209385276 | 0.8 | KG | 126.35 | 126.35 | CP02 | CP02 | Power contactor, AC-3 25 A, 11 kW / 400 V 110 V AC, 50 Hz / 120 V, 60 Hz 3-pole, Size S2 Spring-type terminal !!! Phased-out product !!! Successor is SIRIUS 3RT2 Preferred successor type is >>3RT2026-2AK60<< | - | 0 | 0
3RT1033-3AP60 |  | 3RT1033-3AP60 | 1 | UN | 1 | 20 | D | D | N | N | 85364900 | 1 | 4011209385283 | 0.826 | KG | 126.35 | 126.35 | CP02 | CP02 | Power contactor, AC-3 25 A, 11 kW / 400 V 220 V AC, 50 Hz / 240 V, 60 Hz 3-pole, Size S2 Spring-type terminal !!! Phased-out product !!! Successor is SIRIUS 3RT2 | - | 0 | 0
3RT1033-3BB40 |  | 3RT1033-3BB40 | 1 | UN | 1 | 20 | D | D | N | N | 85364900 | 1 | 4011209385306 | 1.402 | KG | 207.1 | 207.1 | CP02 | CP02 | Power contactor, AC-3 25 A, 11 kW / 400 V 24 V DC, 3-pole, Size S2 Spring-type terminal !!! Phased-out product !!! Successor is SIRIUS 3RT2 | - | 0 | 0
3RT1034-1AB00 |  | 3RT1034-1AB00 | 1 | UN | 1 | 20 | D | D | N | N | 85364900 | 1 | 4011209294219 | 0.821 | KG | 139.65 | 139.65 | CP02 | CP02 | Power contactor, AC-3 32 A, 15 kW / 400 V 24 V AC, 50 Hz, 3-pole Size S2, Screw terminal !!! Phased-out product !!! Successor is SIRIUS 3RT2 Preferred successor type is >>3RT2027-1AB00<< |  | 0 | 0
3RT1034-1AB00-1AA0 |  | 3RT1034-1AB00-1AA0 | 1 | UN | 1 | 20 | D | D | N | N | 85364900 | 1 | 4011209547186 | 0.82 | KG | 165.3 | 165.3 | CP02 | CP02 | Power contactor, AC-3 32 A, 15 kW / 400 V 24 V AC, 50 Hz, 3-pole Size S2, Screw terminal Upright mounting position !!! Phased-out product !!! Successor is SIRIUS 3RT2 Preferred successor type is >>3RT2035-1AB00-1AA0<< | - | 0 | 0
3RT1034-1AB04 |  | 3RT1034-1AB04 | 1 | UN | 1 | 20 | D | D | N | N | 85364900 | 1 | 4011209307704 | 0.911 | KG | 166.25 | 166.25 | CP02 | CP02 | Power contactor, AC-3 32 A, 15 kW / 400 V 24 V AC, 50 Hz, 2 NO + 2 NC, 3-pole, Size S2, Screw terminal !!! Phased-out product !!! Successor is SIRIUS 3RT2 Preferred successor type is >>3RT2027-1AB04<< |  | 0 | 0
3RT1034-1AC00 |  | 3RT1034-1AC00 | 1 | UN | 1 | 20 | D | D | N | N | 85364900 | 1 | 4011209579804 | 0.818 | KG | 145.35 | 145.35 | CP02 | CP02 | Power contactor, AC-3 32 A, 15 kW / 400 V 32 V AC, 50 Hz, 3-pole, Size S2, Screw terminal !!! Phased-out product !!! Successor is SIRIUS 3RT2 | - | 0 | 0
3RT1034-1AC20 |  | 3RT1034-1AC20 | 1 | UN | 1 | 20 | D | D | N | N | 85364900 | 1 | 4011209337435 | 0.822 | KG | 139.65 | 139.65 | CP02 | CP02 | Power contactor, AC-3 32 A, 15 kW / 400 V 24 V AC, 50 / 60 Hz, 3-pole, Size S2, Screw terminal !!! Phased-out product !!! Successor is SIRIUS 3RT2 Preferred successor type is >>3RT2027-1AC20<< | - | 0 | 0
3RT1034-1AC20-1AA0 |  | 3RT1034-1AC20-1AA0 | 1 | UN | 1 | 20 | D | D | N | N | 85364900 | 1 | 4011209547193 | 0.821 | KG | 165.3 | 165.3 | CP02 | CP02 | Power contactor, AC-3 32 A, 15 kW / 400 V 24 V AC, 50 / 60 Hz, 3-pole, Size S2, Screw terminal Upright mounting position !!! Phased-out product !!! Successor is SIRIUS 3RT2 | - | 0 | 0
3RT1034-1AC20-1AA0-Z | W97 | 3RT1034-1AC20-1AA0-ZW97 | 1 | UN | 1 | 0 | A | D | N | N | 85364900 | 7 | 4011209918351 | 0.805 | KG | 165.3 | 165.3 | CP02 | CP02 | Power contactor, AC-3 32 A, 15 kW / 400 V 24 V AC, 50 / 60 Hz, 3-pole, Size S2, Screw terminal Upright mounting position Multi-unit packaging = 7 units !!! Phased-out product !!! Successor is SIRIUS 3RT2 | - | 0 | 0
3RT1034-1AC20-1AA0-Z | X95 | 3RT1034-1AC20-1AA0-ZX95 | 1 | UN | 1 | 0 | A | D | N | N | 85364900 | 30 | 4011209918344 | 0.88 | KG | 165.3 | 165.3 | CP02 | CP02 | Power contactor, AC-3 32 A, 15 kW / 400 V 24 V AC, 50 / 60 Hz, 3-pole, Size S2, Screw terminal Upright mounting position Reusable packaging = 30 units !!! Phased-out product !!! Successor is SIRIUS 3RT2 | - | 0 | 0
3RT1034-1AC20-Z | W95 | 3RT1034-1AC20-ZW95 | 1 | UN | 1 | 20 | D | D | N | N | 85364900 | 30 | 4011209576926 | 0.805 | KG | 139.65 | 139.65 | CP02 | CP02 | Power contactor, AC-3 32 A, 15 kW / 400 V 24 V AC, 50 / 60 Hz, 3-pole, Size S2, Screw terminal Multi-unit packaging = 30 units !!! Phased-out product !!! Successor is SIRIUS 3RT2 | - | 0 | 0
3RT1034-1AC20-Z | W96 | 3RT1034-1AC20-ZW96 | 1 | UN | 1 | 20 | D | D | N | N | 85364900 | 15 | 4011209774124 | 0.805 | KG | 139.65 | 139.65 | CP02 | CP02 | Power contactor, AC-3 32 A, 15 kW / 400 V 24 V AC, 50 / 60 Hz, 3-pole, Size S2, Screw terminal Multi-unit packaging = 15 units !!! Phased-out product !!! Successor is SIRIUS 3RT2 Preferred successor type is | - | 0 | 0
3RT1034-1AC20-Z | W97 | 3RT1034-1AC20-ZW97 | 1 | UN | 1 | 20 | D | D | N | N | 85364900 | 7 | 4011209774131 | 0.805 | KG | 139.65 | 139.65 | CP02 | CP02 | Power contactor, AC-3 32 A, 15 kW / 400 V 24 V AC, 50 / 60 Hz, 3-pole, Size S2, Screw terminal Multi-unit packaging = 7 units !!! Phased-out product !!! Successor is SIRIUS 3RT2 | - | 0 | 0
3RT1034-1AC20-Z | W98 | 3RT1034-1AC20-ZW98 | 1 | UN | 1 | 20 | D | D | N | N | 85364900 | 3 | 4011209822832 | 0.805 | KG | 139.65 | 139.65 | CP02 | CP02 | Power contactor, AC-3 32 A, 15 kW / 400 V 24 V AC, 50 / 60 Hz, 3-pole, Size S2, Screw terminal Multi-unit packaging = 3 units !!! Phased-out product !!! Successor is SIRIUS 3RT2 | - | 0 | 0
3RT1034-1AC20-Z | X95 | 3RT1034-1AC20-ZX95 | 1 | UN | 1 | 20 | D | D | N | N | 85364900 | 30 | 4011209372061 | 0.793 | KG | 139.65 | 139.65 | CP02 | CP02 | Power contactor, AC-3 32 A, 15 kW / 400 V 24 V AC, 50 / 60 Hz, 3-pole, Size S2, Screw terminal Reusable packaging = 30 units !!! Phased-out product !!! Successor is SIRIUS 3RT2 | - | 0 | 0
3RT1034-1AC24 |  | 3RT1034-1AC24 | 1 | UN | 1 | 20 | D | D | N | N | 85364900 | 1 | 4011209343689 | 0.913 | KG | 166.25 | 166.25 | CP02 | CP02 | Power contactor, AC-3 32 A, 15 kW / 400 V 24 V AC, 50 / 60 Hz, 2 NO + 2 NC, 3-pole, Size S2, Screw terminal !!! Phased-out product !!! Successor is SIRIUS 3RT2 Preferred successor type is >>3RT2027-1AC24<< | - | 0 | 0
3RT1034-1AD00 |  | 3RT1034-1AD00 | 1 | UN | 1 | 20 | D | D | N | N | 85364900 | 1 | 4011209340022 | 0.815 | KG | 145.35 | 145.35 | CP02 | CP02 | Power contactor, AC-3 32 A, 15 kW / 400 V 42 V AC, 50 Hz, 3-pole, Size S2, Screw terminal !!! Phased-out product !!! Successor is SIRIUS 3RT2 Preferred successor type is >>3RT2027-1AD00<< | - | 0 | 0
3RT1034-1AD04 |  | 3RT1034-1AD04 | 1 | UN | 1 | 20 | D | D | N | N | 85364900 | 1 | 4011209367302 | 0.901 | KG | 170.05 | 170.05 | CP02 | CP02 | Power contactor, AC-3 32 A, 15 kW / 400 V 42 V AC, 50 Hz, 2 NO + 2 NC, 3-pole, Size S2, Screw terminal !!! Phased-out product !!! Successor is SIRIUS 3RT2 | - | 0 | 0
3RT1034-1AD20 |  | 3RT1034-1AD20 | 1 | UN | 1 | 20 | D | D | N | N | 85364900 | 1 | 4011209496644 | 0.82 | KG | 145.35 | 145.35 | CP02 | CP02 | Power contactor, AC-3 32 A, 15 kW / 400 V 42 V AC, 50 / 60 Hz, 3-pole, Size S2, Screw terminal !!! Phased-out product !!! Successor is SIRIUS 3RT2 | - | 0 | 0
3RT1034-1AD20-1AA0 |  | 3RT1034-1AD20-1AA0 | 1 | UN | 1 | 20 | D | D | N | N | 85364900 | 1 | 4011209547216 | 0.817 | KG | 169.1 | 169.1 | CP02 | CP02 | Power contactor, AC-3 32 A, 15 kW / 400 V 42 V AC, 50 / 60 Hz, 3-pole, Size S2, Screw terminal Upright mounting position !!! Phased-out product !!! Successor is SIRIUS 3RT2 | - | 0 | 0
3RT1034-1AD20-Z | X95 | 3RT1034-1AD20-ZX95 | 1 | UN | 1 | 20 | D | D | N | N | 85364900 | 30 | 4011209503038 | 0.809 | KG | 145.35 | 145.35 | CP02 | CP02 | Power contactor, AC-3 32 A, 15 kW / 400 V 42 V AC, 50 / 60 Hz, 3-pole, Size S2, Screw terminal Reusable packaging = 30 units !!! Phased-out product !!! Successor is SIRIUS 3RT2 | - | 0 | 0
3RT1034-1AD24 |  | 3RT1034-1AD24 | 1 | UN | 1 | 20 | D | D | N | N | 85364900 | 1 | 4011209496651 | 0.908 | KG | 170.05 | 170.05 | CP02 | CP02 | Power contactor, AC-3 32 A, 15 kW / 400 V 42 V AC, 50 / 60 Hz, 2 NO + 2 NC 3-pole, Size S2 Screw terminal !!! Phased-out product !!! Successor is SIRIUS 3RT2 | - | 0 | 0
3RT1034-1AE06 |  | 3RT1034-1AE06 | 1 | UN | 1 | 20 | D | D | N | N | 85364900 | 1 | 4011209593350 | 0.942 | KG | 194.75 | 194.75 | CP02 | CP02 | Power contactor, AC-3 32 A, 15 kW / 400 V 60 V AC, 50 Hz 2 NO + 2 NC, lateral left and right, 3-pole, Size S2 Screw terminal !!! Phased-out product !!! Successor is SIRIUS 3RT2 | - | 0 | 0
3RT1034-1AF00 |  | 3RT1034-1AF00 | 1 | UN | 1 | 20 | D | D | N | N | 85364900 | 1 | 4011209294226 | 0.823 | KG | 139.65 | 139.65 | CP02 | CP02 | Power contactor, AC-3 32 A, 15 kW / 400 V 110 V AC, 50 Hz, 3-pole, Size S2, Screw terminal !!! Phased-out product !!! Successor is SIRIUS 3RT2 Preferred successor type is >>3RT2027-1AF00<< |  | 0 | 0
3RT1034-1AF00-1AA0 |  | 3RT1034-1AF00-1AA0 | 1 | UN | 1 | 20 | D | D | N | N | 85364900 | 1 | 4011209547223 | 0.82 | KG | 165.3 | 165.3 | CP02 | CP02 | Power contactor, AC-3 32 A, 15 kW / 400 V 110 V AC, 50 Hz, 3-pole, Size S2, Screw terminal Upright mounting position !!! Phased-out product !!! Successor is SIRIUS 3RT2 | - | 0 | 0
3RT1034-1AF00-Z | W96 | 3RT1034-1AF00-ZW96 | 1 | UN | 1 | 20 | D | D | N | N | 85364900 | 15 | 4011209947887 | 0.778 | KG | 139.65 | 139.65 | CP02 | CP02 | Power contactor, AC-3 32 A, 15 kW / 400 V 110 V AC, 50 Hz, 3-pole, Size S2, Screw terminal Multi-unit packaging = 15 units !!! Phased-out product !!! Successor is SIRIUS 3RT2 | - | 0 | 0
3RT1034-1AF00-Z | X95 | 3RT1034-1AF00-ZX95 | 1 | UN | 1 | 20 | D | D | N | N | 85364900 | 30 | 4011209422285 | 1.64 | KG | 139.65 | 139.65 | CP02 | CP02 | Power contactor, AC-3 32 A, 15 kW / 400 V 110 V AC, 50 Hz, 3-pole, Size S2, Screw terminal Reusable packaging = 30 units !!! Phased-out product !!! Successor is SIRIUS 3RT2 | - | 0 | 0
3RT1034-1AF04 |  | 3RT1034-1AF04 | 1 | UN | 1 | 20 | D | D | N | N | 85364900 | 1 | 4011209307711 | 0.912 | KG | 166.25 | 166.25 | CP02 | CP02 | Power contactor, AC-3 32 A, 15 kW / 400 V 110 V AC, 50 Hz, 2 NO + 2 NC, 3-pole, Size S2, Screw terminal !!! Phased-out product !!! Successor is SIRIUS 3RT2 Preferred successor type is >>3RT2027-1AF04<< |  | 0 | 0
3RT1034-1AG20 |  | 3RT1034-1AG20 | 1 | UN | 1 | 20 | D | D | N | N | 85364900 | 1 | 4011209337442 | 0.813 | KG | 139.65 | 139.65 | CP02 | CP02 | Power contactor, AC-3 32 A, 15 kW / 400 V 110 V AC, 50/60 Hz 3-pole, Size S2, Screw terminal !!! Phased-out product !!! Successor is SIRIUS 3RT2 Preferred successor type is >>3RT2027-1AG20<< | - | 0 | 0
3RT1034-1AG20-1AA0 |  | 3RT1034-1AG20-1AA0 | 1 | UN | 1 | 20 | D | D | N | N | 85364900 | 1 | 4011209547230 | 0.814 | KG | 165.3 | 165.3 | CP02 | CP02 | Power contactor, AC-3 32 A, 15 kW / 400 V 110 V AC, 50/60 Hz 3-pole, Size S2, Screw terminal Upright mounting position !!! Phased-out product !!! Successor is SIRIUS 3RT2 | - | 0 | 0
3RT1034-1AG20-Z | W95 | 3RT1034-1AG20-ZW95 | 1 | UN | 1 | 20 | D | D | N | N | 85364900 | 30 | 4011209465244 | 0.778 | KG | 139.65 | 139.65 | CP02 | CP02 | Power contactor, AC-3 32 A, 15 kW / 400 V 110 V AC, 50/60 Hz 3-pole, Size S2, Screw terminal Multi-unit packaging = 30 units !!! Phased-out product !!! Successor is SIRIUS 3RT2 | - | 0 | 0
3RT1034-1AG20-Z | W96 | 3RT1034-1AG20-ZW96 | 1 | UN | 1 | 20 | D | D | N | N | 85364900 | 15 | 4011209632813 | 0.831 | KG | 139.65 | 139.65 | CP02 | CP02 | Power contactor, AC-3 32 A, 15 kW / 400 V 110 V AC, 50/60 Hz 3-pole, Size S2, Screw terminal Multi-unit packaging = 15 units !!! Phased-out product !!! Successor is SIRIUS 3RT2 | - | 0 | 0
3RT1034-1AG20-Z | X95 | 3RT1034-1AG20-ZX95 | 1 | UN | 1 | 20 | D | D | N | N | 85364900 | 30 | 4011209372078 | 0.831 | KG | 139.65 | 139.65 | CP02 | CP02 | Power contactor, AC-3 32 A, 15 kW / 400 V 110 V AC, 50/60 Hz 3-pole, Size S2, Screw terminal Reusable packaging = 30 units !!! Phased-out product !!! Successor is SIRIUS 3RT2 | - | 0 | 0
3RT1034-1AG24 |  | 3RT1034-1AG24 | 1 | UN | 1 | 20 | D | D | N | N | 85364900 | 1 | 4011209343696 | 0.915 | KG | 166.25 | 166.25 | CP02 | CP02 | Power contactor, AC-3 32 A, 15 kW / 400 V 110 V AC, 50/60 Hz 2 NO + 2 NC, 3-pole, Size S2, Screw terminal !!! Phased-out product !!! Successor is SIRIUS 3RT2 Preferred successor type is >>3RT2027-1AG24<< | - | 0 | 0
3RT1034-1AG60 |  | 3RT1034-1AG60 | 1 | UN | 1 | 20 | D | D | N | N | 85364900 | 1 | 4011209495197 | 0.816 | KG | 145.35 | 145.35 | CP02 | CP02 | Power contactor, AC-3 32 A, 15 kW / 400 V 100 V AC, 50 Hz / 100-110 V 60 Hz, 3-pole, Size S2 Screw terminal !!! Phased-out product !!! Successor is SIRIUS 3RT2 Preferred successor type is >>3RT2027-1AG60<< | - | 0 | 0
3RT1034-1AG60-1AA0 |  | 3RT1034-1AG60-1AA0 | 1 | UN | 1 | 20 | D | D | N | N | 85364900 | 1 | 4011209547247 | 0.82 | KG | 169.1 | 169.1 | CP02 | CP02 | Power contactor, AC-3 32 A, 15 kW / 400 V 100 V AC, 50 Hz / 100-110 V 60 Hz, 3-pole, Size S2 Screw terminal Upright mounting position !!! Phased-out product !!! Successor is SIRIUS 3RT2 | - | 0 | 0
3RT1034-1AG64 |  | 3RT1034-1AG64 | 1 | UN | 1 | 20 | D | D | N | N | 85364900 | 1 | 4011209495203 | 0.905 | KG | 170.05 | 170.05 | CP02 | CP02 | Power contactor, AC-3 32 A, 15 kW / 400 V 100 V AC, 50 Hz / 100-110 V 60 Hz, 3-pole, 2 NO + 2 NC, Size S2, Screw terminal !!! Phased-out product !!! Successor is SIRIUS 3RT2 | - | 0 | 0
3RT1034-1AH00 |  | 3RT1034-1AH00 | 1 | UN | 1 | 20 | D | D | N | N | 85364900 | 1 | 4011209343702 | 0.812 | KG | 139.65 | 139.65 | CP02 | CP02 | Power contactor, AC-3 32 A, 15 kW / 400 V 48 V AC, 50 Hz, 3-pole, Size S2, Screw terminal !!! Phased-out product !!! Successor is SIRIUS 3RT2 Preferred successor type is >>3RT2027-1AH00<< | - | 0 | 0
3RT1034-1AH04 |  | 3RT1034-1AH04 | 1 | UN | 1 | 20 | D | D | N | N | 85364900 | 1 | 4011209373839 | 0.905 | KG | 166.25 | 166.25 | CP02 | CP02 | Power contactor, AC-3 32 A, 15 kW / 400 V 48 V AC, 50 Hz, 2 NO + 2 NC, 3-pole, Size S2, Screw terminal !!! Phased-out product !!! Successor is SIRIUS 3RT2 Preferred successor type is >>3RT2027-1AH00<< | - | 0 | 0
3RT1034-1AH20 |  | 3RT1034-1AH20 | 1 | UN | 1 | 20 | D | D | N | N | 85364900 | 1 | 4011209439931 | 0.82 | KG | 145.35 | 145.35 | CP02 | CP02 | Power contactor, AC-3 32 A, 15 kW / 400 V 48 V AC, 50 / 60 Hz, 3-pole, Size S2, Screw terminal !!! Phased-out product !!! Successor is SIRIUS 3RT2 Preferred successor type is >>3RT2027-1AH20<< | - | 0 | 0
3RT1034-1AH24 |  | 3RT1034-1AH24 | 1 | UN | 1 | 20 | D | D | N | N | 85364900 | 1 | 4011209440425 | 0.91 | KG | 170.05 | 170.05 | CP02 | CP02 | Power contactor, AC-3 32 A, 15 kW / 400 V 48 V AC, 50 / 60 Hz, 2 NO + 2 NC, 3-pole, Size S2, Screw terminal !!! Phased-out product !!! Successor is SIRIUS 3RT2 | - | 0 | 0
3RT1034-1AJ60 |  | 3RT1034-1AJ60 | 1 | UN | 1 | 20 | D | D | N | N | 85364900 | 1 | 4011209564923 | 0.822 | KG | 145.35 | 145.35 | CP02 | CP02 | Power contactor, AC-3 32 A, 15 kW / 400 V 92 V AC, 50 Hz / 110 V, 60 Hz 3-pole, Size S2, Screw terminal !!! Phased-out product !!! Successor is SIRIUS 3RT2 | - | 0 | 0
3RT1034-1AK60 |  | 3RT1034-1AK60 | 1 | UN | 1 | 20 | D | D | N | N | 85364900 | 1 | 4011209343719 | 0.818 | KG | 139.65 | 139.65 | CP02 | CP02 | Power contactor, AC-3 32 A, 15 kW / 400 V 110 V AC, 50 Hz / 120 V, 60 Hz, 3-pole, Size S2, Screw terminal !!! Phased-out product !!! Successor is SIRIUS 3RT2 Preferred successor type is >>3RT2027-1AK60<< | - | 0 | 0
3RT1034-1AK60-1AA0 |  | 3RT1034-1AK60-1AA0 | 1 | UN | 1 | 20 | D | D | N | N | 85364900 | 1 | 4011209547261 | 0.819 | KG | 165.3 | 165.3 | CP02 | CP02 | Power contactor, AC-3 32 A, 15 kW / 400 V 110 V AC, 50 Hz / 120 V, 60 Hz, 3-pole, Size S2, Screw terminal Upright mounting position !!! Phased-out product !!! Successor is SIRIUS 3RT2 | - | 0 | 0
3RT1034-1AK60-Z | W96 | 3RT1034-1AK60-ZW96 | 1 | UN | 1 | 20 | D | D | N | N | 85364900 | 15 |  | 0.808 | KG | 139.65 | 139.65 | CP02 | CP02 | Power contactor, AC-3 32 A, 15 kW / 400 V 110 V AC, 50 Hz / 120 V, 60 Hz, 3-pole, Size S2, Screw terminal Multi-unit packaging = 15 units !!! Phased-out product !!! Successor is SIRIUS 3RT2 | - | 0 | 9
3RT1034-1AK60-Z | X95 | 3RT1034-1AK60-ZX95 | 1 | UN | 1 | 20 | D | D | N | N | 85364900 | 30 | 4011209398412 | 0.806 | KG | 139.65 | 139.65 | CP02 | CP02 | Power contactor, AC-3 32 A, 15 kW / 400 V 110 V AC, 50 Hz / 120 V, 60 Hz, 3-pole, Size S2, Screw terminal Multi-unit packaging = 30 units !!! Phased-out product !!! Successor is SIRIUS 3RT2 Preferred successor type is | - | 0 | 0
3RT1034-1AK64 |  | 3RT1034-1AK64 | 1 | UN | 1 | 20 | D | D | N | N | 85364900 | 1 | 4011209343726 | 0.908 | KG | 166.25 | 166.25 | CP02 | CP02 | Power contactor, AC-3 32 A, 15 kW / 400 V 110 V AC, 50 Hz / 120 V, 60 Hz, 2 NO + 2 NC, 3-pole, Size S2, Screw terminal !!! Phased-out product !!! Successor is SIRIUS 3RT2 Preferred successor type is >>3RT2027-1AK60<< | - | 0 | 0
3RT1034-1AL00 |  | 3RT1034-1AL00 | 1 | UN | 1 | 20 | D | D | N | N | 85364900 | 1 | 4011209544031 | 0.817 | KG | 145.35 | 145.35 | CP02 | CP02 | Power contactor, AC-3 32 A, 15 kW / 400 V 125 V AC, 50 Hz 3-pole, Size S2, Screw terminal !!! Phased-out product !!! Successor is SIRIUS 3RT2 | - | 0 | 0
3RT1034-1AL00-Z | X95 | 3RT1034-1AL00-ZX95 | 1 | UN | 1 | 20 | D | D | N | N | 85364900 | 30 | 4011209664791 | 1.38 | KG | 145.35 | 145.35 | CP02 | CP02 | Power contactor, AC-3 32 A, 15 kW / 400 V 125 V AC, 50 Hz 3-pole, Size S2, Screw terminal Reusable packaging = 30 units !!! Phased-out product !!! Successor is SIRIUS 3RT2 | - | 0 | 0
3RT1034-1AL20 |  | 3RT1034-1AL20 | 1 | UN | 1 | 20 | D | D | N | N | 85364900 | 1 | 4011209336537 | 0.818 | KG | 139.65 | 139.65 | CP02 | CP02 | Power contactor, AC-3 32 A, 15 kW / 400 V 230 V AC, 50 / 60 Hz, 3-pole, Size S2, Screw terminal !!! Phased-out product !!! Successor is SIRIUS 3RT2 Preferred successor type is >>3RT2027-1AL20<< | - | 0 | 0
3RT1034-1AL20-1AA0 |  | 3RT1034-1AL20-1AA0 | 1 | UN | 1 | 20 | D | D | N | N | 85364900 | 1 | 4011209547278 | 0.86 | KG | 165.3 | 165.3 | CP02 | CP02 | Power contactor, AC-3 32 A, 15 kW / 400 V 230 V AC, 50 / 60 Hz, 3-pole, Size S2, Screw terminal Upright mounting position !!! Phased-out product !!! Successor is SIRIUS 3RT2 | - | 0 | 0
3RT1034-1AL20-Z | W95 | 3RT1034-1AL20-ZW95 | 1 | UN | 1 | 20 | D | D | N | N | 85364900 | 30 | 4011209576742 | 0.809 | KG | 139.65 | 139.65 | CP02 | CP02 | Power contactor, AC-3 32 A, 15 kW / 400 V 230 V AC, 50/60 Hz 3-pole, Size S2 Screw terminal Multi-unit packaging Pack = 30 units !!! Phased-out product !!! Successor is SIRIUS 3RT2 | - | 0 | 0
3RT1034-1AL20-Z | W96 | 3RT1034-1AL20-ZW96 | 1 | UN | 1 | 20 | D | D | N | N | 85364900 | 15 | 4011209405233 | 0.778 | KG | 139.65 | 139.65 | CP02 | CP02 | Power contactor, AC-3 32 A, 15 kW / 400 V 230 V AC, 50 / 60 Hz, 3-pole, Size S2, Screw terminal Multi-unit packaging = 15 units !!! Phased-out product !!! Successor is SIRIUS 3RT2 Preferred successor type is | - | 0 | 0
3RT1034-1AL20-Z | W97 | 3RT1034-1AL20-ZW97 | 1 | UN | 1 | 20 | D | D | N | N | 85364900 | 7 | 4011209407398 | 0.778 | KG | 139.65 | 139.65 | CP02 | CP02 | Power contactor, AC-3 32 A, 15 kW / 400 V 230 V AC, 50 / 60 Hz, 3-pole, Size S2, Screw terminal Multi-unit packaging = 7 units !!! Phased-out product !!! Successor is SIRIUS 3RT2 | - | 0 | 0
3RT1034-1AL20-Z | X95 | 3RT1034-1AL20-ZX95 | 1 | UN | 1 | 20 | D | D | N | N | 85364900 | 30 | 4011209398429 | 0.793 | KG | 139.65 | 139.65 | CP02 | CP02 | Power contactor, AC-3 32 A, 15 kW / 400 V 230 V AC, 50 / 60 Hz, 3-pole, Size S2, Screw terminal Reusable packaging = 30 units !!! Phased-out product !!! Successor is SIRIUS 3RT2 Preferred successor type is | - | 0 | 0
3RT1034-1AL24 |  | 3RT1034-1AL24 | 1 | UN | 1 | 20 | D | D | N | N | 85364900 | 1 | 4011209342606 | 0.96 | KG | 166.25 | 166.25 | CP02 | CP02 | Power contactor, AC-3 32 A, 15 kW / 400 V 230 V AC 50/60 Hz, 2 NO+2 NC, 3-pole, Size S2, Screw terminal !!! Phased-out product !!! Successor is SIRIUS 3RT2 Preferred successor type is >>3RT2027-1AL24<< | - | 0 | 0
3RT1034-1AL24-Z | W96 | 3RT1034-1AL24-ZW96 | 1 | UN | 1 | 10 | C | D | N | N | 85364900 | 15 |  | 0.845 | KG | 177.65 | 177.65 | CP02 | CP02 | Power contactor, AC-3 32 A, 15 kW / 400 V 230 V AC 50/60 Hz, 2 NO+2 NC, 3-pole, Size S2, Screw terminal Multi-unit packaging = 15 units !!! Phased-out product !!! Successor is SIRIUS 3RT2 | - | 0 | 7
3RT1034-1AM20 |  | 3RT1034-1AM20 | 1 | UN | 1 | 20 | D | D | N | N | 85364900 | 1 | 4011209390010 | 0.814 | KG | 145.35 | 145.35 | CP02 | CP02 | Power contactor, AC-3 32 A, 15 kW / 400 V 208 V AC, 50 / 60 Hz, 3-pole, Size S2, Screw terminal !!! Phased-out product !!! Successor is SIRIUS 3RT2 Preferred successor type is >>3RT2035-1AM20<< | - | 0 | 0
3RT1034-1AM20-1AA0 |  | 3RT1034-1AM20-1AA0 | 1 | UN | 1 | 20 | D | D | N | N | 85364900 | 1 | 4011209646995 | 0.819 | KG | 169.1 | 169.1 | CP02 | CP02 | Power contactor, AC-3 32 A, 15 kW / 400 V 208 V AC, 50 / 60 Hz, 3-pole, Size S2, Screw terminal Upright mounting position !!! Phased-out product !!! Successor is SIRIUS 3RT2 | - | 0 | 0
3RT1034-1AM70-0KR0 |  | 3RT1034-1AM70-0KR0 | 1 | UN | 1 | 0 | A | D | EAR99 | N | 85364900 | 1 |  | 0.818 | KG | 182.4 | 182.4 | CP02 | CP02 | Power contactor, AC-3 32 A, 15 kW / 400 V 200-240 V, 50 / 60 Hz, 3-pole, Size S2, Screw terminal Specific customer device Max. 1 NO + 1 NC auxiliary switch 50 mm distance Household device standard ambient temperature 75 Â°C !!! Phased-out product !!! Successor is SIRIUS 3RT2 | - | 0 | 0
3RT1034-1AN20 |  | 3RT1034-1AN20 | 1 | UN | 1 | 20 | D | D | N | N | 85364900 | 1 | 4011209343733 | 0.818 | KG | 139.65 | 139.65 | CP02 | CP02 | Power contactor, AC-3 32 A, 15 kW / 400 V 220 V AC, 50 / 60 Hz, 3-pole, Size S2, Screw terminal !!! Phased-out product !!! Successor is SIRIUS 3RT2 Preferred successor type is >>3RT2027-1AN20<< | - | 0 | 0
3RT1034-1AN20-1AA0 |  | 3RT1034-1AN20-1AA0 | 1 | UN | 1 | 20 | D | D | N | N | 85364900 | 1 | 4011209447707 | 0.814 | KG | 165.3 | 165.3 | CP02 | CP02 | Power contactor, AC-3 32 A, 15 kW / 400 V 220 V AC, 50 / 60 Hz, 3-pole, Size S2, Screw terminal Upright mounting position !!! Phased-out product !!! Successor is SIRIUS 3RT2 | - | 0 | 0
3RT1034-1AN24 |  | 3RT1034-1AN24 | 1 | UN | 1 | 20 | D | D | N | N | 85364900 | 1 | 4011209343740 | 0.908 | KG | 166.25 | 166.25 | CP02 | CP02 | Power contactor, AC-3 32 A, 15 kW / 400 V 220 V AC, 50 / 60 Hz, 2 NO + 2 NC, 3-pole, Size S2, Screw terminal !!! Phased-out product !!! Successor is SIRIUS 3RT2 Preferred successor type is >>3RT2027-1AN24<< | - | 0 | 0
3RT1034-1AN60 |  | 3RT1034-1AN60 | 1 | UN | 1 | 20 | D | D | N | N | 85364900 | 1 | 4011209495210 | 0.818 | KG | 145.35 | 145.35 | CP02 | CP02 | Power contactor, AC-3 32 A, 15 kW / 400 V 200 V AC, 50 Hz / 200-220 V 60 Hz, 3-pole, Size S2, Screw terminal !!! Phased-out product !!! Successor is SIRIUS 3RT2 Preferred successor type is >>3RT2027-1AN60<< | - | 0 | 0
3RT1034-1AN60-1AA0 |  | 3RT1034-1AN60-1AA0 | 1 | UN | 1 | 20 | D | D | N | N | 85364900 | 1 | 4011209547292 | 0.819 | KG | 169.1 | 169.1 | CP02 | CP02 | Power contactor, AC-3 32 A, 15 kW / 400 V 200 V AC, 50 Hz / 200-220 V 60 Hz, 3-pole, Size S2, Screw terminal Upright mounting position !!! Phased-out product !!! Successor is SIRIUS 3RT2 | - | 0 | 0
3RT1034-1AN64 |  | 3RT1034-1AN64 | 1 | UN | 1 | 20 | D | D | N | N | 85364900 | 1 | 4011209583863 | 0.898 | KG | 170.05 | 170.05 | CP02 | CP02 | Power contactor, AC-3 32 A, 15 kW / 400 V 200 V AC, 50 Hz / 200-220 V 60 Hz, 3-pole, 2 NO + 2 NC, Size S2, Screw terminal !!! Phased-out product !!! Successor is SIRIUS 3RT2 | - | 0 | 0
3RT1034-1AP00 |  | 3RT1034-1AP00 | 1 | UN | 1 | 20 | D | D | N | N | 85364900 | 1 | 4011209294233 | 0.813 | KG | 139.65 | 139.65 | CP02 | CP02 | Power contactor, AC-3 32 A, 15 kW / 400 V 230 V AC, 50 Hz, 3-pole, Size S2, Screw terminal !!! Phased-out product !!! Successor is SIRIUS 3RT2 Preferred successor type is >>3RT2027-1AP00<< |  | 0 | 0
3RT1034-1AP00-1AA0 |  | 3RT1034-1AP00-1AA0 | 1 | UN | 1 | 20 | D | D | N | N | 85364900 | 1 | 4011209547285 | 0.814 | KG | 165.3 | 165.3 | CP02 | CP02 | Power contactor, AC-3 32 A, 15 kW / 400 V 230 V AC, 50 Hz, 3-pole, Size S2, Screw terminal Upright mounting position !!! Phased-out product !!! Successor is SIRIUS 3RT2 Preferred successor type is | - | 0 | 0
3RT1034-1AP00-Z | W96 | 3RT1034-1AP00-ZW96 | 1 | UN | 1 | 20 | D | D | N | N | 85364900 | 15 |  | 0.8 | KG | 139.65 | 139.65 | CP02 | CP02 | Power contactor, AC-3 32 A, 15 kW / 400 V 230 V AC, 50 Hz, 3-pole, Size S2, Screw terminal Multi-unit packaging = 15 units !!! Phased-out product !!! Successor is SIRIUS 3RT2 | - | 0 | 0
3RT1034-1AP00-Z | W98 | 3RT1034-1AP00-ZW98 | 1 | UN | 1 | 20 | D | D | N | N | 85364900 | 3 | 4011209590700 | 0.8 | KG | 139.65 | 139.65 | CP02 | CP02 | Power contactor, AC-3 32 A, 15 kW / 400 V 230 V AC, 50 Hz, 3-pole, Size S2, Screw terminal Multi-unit packaging = 3 units !!! Phased-out product !!! Successor is SIRIUS 3RT2 | - | 0 | 0
3RT1034-1AP00-Z | X95 | 3RT1034-1AP00-ZX95 | 1 | UN | 1 | 20 | D | D | N | N | 85364900 | 30 | 4011209338319 | 1.37 | KG | 139.65 | 139.65 | CP02 | CP02 | Power contactor, AC-3 32 A, 15 kW / 400 V 230 V AC, 50 Hz, 3-pole, Size S2, Screw terminal Reusable packaging = 30 units !!! Phased-out product !!! Successor is SIRIUS 3RT2 | - | 0 | 0
3RT1034-1AP04 |  | 3RT1034-1AP04 | 1 | UN | 1 | 20 | D | D | N | N | 85364900 | 1 | 4011209307728 | 0.908 | KG | 166.25 | 166.25 | CP02 | CP02 | Power contactor, AC-3 32 A, 15 kW / 400 V 230 V AC, 50 Hz, 2 NO + 2 NC, 3-pole, Size S2, Screw terminal !!! Phased-out product !!! Successor is SIRIUS 3RT2 Preferred successor type is >>3RT2027-1AP04<< |  | 0 | 0
3RT1034-1AP04-1AA0 |  | 3RT1034-1AP04-1AA0 | 1 | UN | 1 | 20 | D | D | N | N | 85364900 | 1 | 4011209565654 | 0.904 | KG | 190.95 | 190.95 | CP02 | CP02 | Power contactor, AC-3 32 A, 15 kW / 400 V 230 V AC, 50 Hz, 2 NO + 2 NC, 3-pole, Size S2, Screw terminal Upright mounting position !!! Phased-out product !!! Successor is SIRIUS 3RT2 | - | 0 | 0
3RT1034-1AP04-3MA0 |  | 3RT1034-1AP04-3MA0 | 1 | UN | 1 | 20 | D | D | N | N | 85364900 | 1 | 4011209545946 | 0.9 | KG | 168.15 | 168.15 | CP02 | CP02 | Power contactor, AC-3 32 A, 15 kW / 400 V 230 V AC, 50 Hz, 2 NO + 2 NC, 3-pole, Size S2, Screw terminal Captive auxiliary switch front block for SUVA applications !!! Phased-out product !!! Successor is SIRIUS 3RT2 Preferred successor type is >>3RT2027-1CL24-3MA0<< | - | 0 | 0
3RT1034-1AP04-Z | X95 | 3RT1034-1AP04-ZX95 | 1 | UN | 1 | 20 | D | D | N | N | 85364900 | 30 | 4011209405301 | 0.913 | KG | 166.25 | 166.25 | CP02 | CP02 | Power contactor, AC-3 32 A, 15 kW / 400 V 230 V AC, 50 Hz, 2 NO + 2 NC, 3-pole, Size S2, Screw terminal Reusable packaging = 30 units Pack = 30 units !!! Phased-out product !!! Successor is SIRIUS 3RT2 | - | 0 | 0
3RT1034-1AP60 |  | 3RT1034-1AP60 | 1 | UN | 1 | 20 | D | D | N | N | 85364900 | 1 | 4011209343757 | 0.825 | KG | 139.65 | 139.65 | CP02 | CP02 | Power contactor, AC-3 32 A, 15 kW / 400 V 220 V AC, 50 Hz / 240 V, 60 Hz, 3-pole, Size S2, Screw terminal !!! Phased-out product !!! Successor is SIRIUS 3RT2 Preferred successor type is >>3RT2027-1AP60<< | - | 0 | 0
3RT1034-1AP64 |  | 3RT1034-1AP64 | 1 | UN | 1 | 20 | D | D | N | N | 85364900 | 1 | 4011209343764 | 0.92 | KG | 166.25 | 166.25 | CP02 | CP02 | Power contactor, AC-3 32 A, 15 kW / 400 V 220 V AC, 50 Hz / 240 V, 60 Hz, 2 NO + 2 NC, 3-pole, Size S2, Screw terminal !!! Phased-out product !!! Successor is SIRIUS 3RT2 Preferred successor type is >>3RT2027-1AP60<< | - | 0 | 0
3RT1034-1AQ20 |  | 3RT1034-1AQ20 | 1 | UN | 1 | 20 | D | D | N | N | 85364900 | 1 | 4011209474918 | 0.816 | KG | 145.35 | 145.35 | CP02 | CP02 | Power contactor, AC-3 32 A, 15 kW / 400 V 500 V AC, 50 / 60 Hz, 3-pole, Size S2, Screw terminal !!! Phased-out product !!! Successor is SIRIUS 3RT2 Preferred successor type is >>3RT2035-1AQ20<< | - | 0 | 0
3RT1034-1AQ66 |  | 3RT1034-1AQ66 | 1 | UN | 1 | 20 | D | D | N | N | 85364900 | 1 | 4011209611412 | 0.945 | KG | 194.75 | 194.75 | CP02 | CP02 | Power contactor, AC-3 32 A, 15 kW / 400 V 2 NO + 2 NC, lateral 220 V AC 50 Hz, 0.85-1.1* Us 264 V AC, 60 Hz, 0.8-1.1* Us 3-pole, Size S2, Screw terminal !!! Phased-out product !!! Successor is SIRIUS 3RT2 | - | 0 | 9
3RT1034-1AR00 |  | 3RT1034-1AR00 | 1 | UN | 1 | 20 | D | D | N | N | 85364900 | 1 | 4011209366893 | 0.817 | KG | 145.35 | 145.35 | CP02 | CP02 | Power contactor, AC-3 32 A, 15 kW / 400 V 415 V AC, 50 Hz, 3-pole, Size S2, Screw terminal !!! Phased-out product !!! Successor is SIRIUS 3RT2 | - | 0 | 0
3RT1034-1AR04 |  | 3RT1034-1AR04 | 1 | UN | 1 | 20 | D | D | N | N | 85364900 | 1 | 4011209406339 | 0.908 | KG | 170.05 | 170.05 | CP02 | CP02 | Power contactor, AC-3 32 A, 15 kW / 400 V 415 V AC, 50 Hz, 2 NO + 2 NC, 3-pole, Size S2, Screw terminal !!! Phased-out product !!! Successor is SIRIUS 3RT2 | - | 0 | 0
3RT1034-1AR60 |  | 3RT1034-1AR60 | 1 | UN | 1 | 20 | D | D | N | N | 85364900 | 1 | 4011209495227 | 0.817 | KG | 145.35 | 145.35 | CP02 | CP02 | Power contactor, AC-3 32 A, 15 kW / 400 V 400 V AC, 50 Hz / 60 Hz, 440 V, 60 Hz, 3-pole, Size S2, Screw terminal !!! Phased-out product !!! Successor is SIRIUS 3RT2 Preferred successor type is >>3RT2027-1AR60<< | - | 0 | 0
3RT1034-1AR60-Z | W95 | 3RT1034-1AR60-ZW95 | 1 | UN | 1 | 20 | D | D | N | N | 85364900 | 30 | 4011209608092 | 1.025 | KG | 145.35 | 145.35 | CP02 | CP02 | Power contactor, AC-3 32 A, 15 kW / 400 V 400 V AC, 50 Hz / 60 Hz, 440 V, 60 Hz, 3-pole, Size S2, Screw terminal Multi-unit packaging = 30 units !!! Phased-out product !!! Successor is SIRIUS 3RT2 | - | 0 | 0
3RT1034-1AR60-Z | X95 | 3RT1034-1AR60-ZX95 | 1 | UN | 1 | 20 | D | D | N | N | 85364900 | 30 | 4011209605435 | 1.05 | KG | 145.35 | 145.35 | CP02 | CP02 | Power contactor, AC-3 32 A, 15 kW / 400 V 400 V AC, 50 Hz / 60 Hz, 440 V, 60 Hz, 3-pole, Size S2, Screw terminal Reusable packaging = 30 units !!! Phased-out product !!! Successor is SIRIUS 3RT2 | - | 0 | 0
3RT1034-1AR64 |  | 3RT1034-1AR64 | 1 | UN | 1 | 20 | D | D | N | N | 85364900 | 1 | 4011209495234 | 0.907 | KG | 170.05 | 170.05 | CP02 | CP02 | Power contactor, AC-3 32 A, 15 kW / 400 V 400 V AC, 50 Hz / 60 Hz, 440 V, 60 Hz, 2 NO + 2 NC, 3-pole, Size S2, Screw terminal !!! Phased-out product !!! Successor is SIRIUS 3RT2 Preferred successor type is | - | 0 | 0
3RT1034-1AU00 |  | 3RT1034-1AU00 | 1 | UN | 1 | 20 | D | D | N | N | 85364900 | 1 | 4011209366909 | 0.86 | KG | 139.65 | 139.65 | CP02 | CP02 | Power contactor, AC-3 32 A, 15 kW / 400 V 240 V AC, 50 Hz, 3-pole, Size S2, Screw terminal !!! Phased-out product !!! Successor is SIRIUS 3RT2 Preferred successor type is >>3RT2027-1AU00<< | - | 0 | 0
3RT1034-1AU04 |  | 3RT1034-1AU04 | 1 | UN | 1 | 20 | D | D | N | N | 85364900 | 1 | 4011209450547 | 0.914 | KG | 166.25 | 166.25 | CP02 | CP02 | Power contactor, AC-3 32 A, 15 kW / 400 V 240 V AC, 50 Hz, 2 NO + 2 NC, 3-pole, Size S2 Screw terminal !!! Phased-out product !!! Successor is SIRIUS 3RT2 Preferred successor type is >>3RT2027-1AU00<< | - | 0 | 0
3RT1034-1AV00 |  | 3RT1034-1AV00 | 1 | UN | 1 | 20 | D | D | N | N | 85364900 | 1 | 4011209351622 | 0.82 | KG | 145.35 | 145.35 | CP02 | CP02 | Power contactor, AC-3 32 A, 15 kW / 400 V 400 V AC, 50 Hz, 3-pole, Size S2 Screw terminal !!! Phased-out product !!! Successor is SIRIUS 3RT2 Preferred successor type is >>3RT2027-1AV00<< |  | 0 | 0
3RT1034-1AV00-1AA0 |  | 3RT1034-1AV00-1AA0 | 1 | UN | 1 | 20 | D | D | N | N | 85364900 | 1 | 4011209547308 | 0.819 | KG | 169.1 | 169.1 | CP02 | CP02 | Power contactor, AC-3 32 A, 15 kW / 400 V 400 V AC, 50 Hz, 3-pole, Size S2 Screw terminal Upright mounting position !!! Phased-out product !!! Successor is SIRIUS 3RT2 | - | 0 | 0
3RT1034-1AV04 |  | 3RT1034-1AV04 | 1 | UN | 1 | 20 | D | D | N | N | 85364900 | 1 | 4011209373846 | 0.915 | KG | 170.05 | 170.05 | CP02 | CP02 | Power contactor, AC-3 32 A, 15 kW / 400 V 400 V AC, 50 Hz, 2 NO + 2 NC, 3-pole, Size S2 Screw terminal !!! Phased-out product !!! Successor is SIRIUS 3RT2 Preferred successor type is >>3RT2027-1AV04<< |  | 0 | 0
3RT1034-1AV60 |  | 3RT1034-1AV60 | 1 | UN | 1 | 20 | D | D | N | N | 85364900 | 1 | 4011209389502 | 0.816 | KG | 145.35 | 145.35 | CP02 | CP02 | Power contactor, AC-3 32 A, 15 kW / 400 V 480 V AC, 60 Hz, 3-pole, Size S2 Screw terminal !!! Phased-out product !!! Successor is SIRIUS 3RT2 Preferred successor type is >>3RT2027-1AV60<< | - | 0 | 0
3RT1034-1BB40 |  | 3RT1034-1BB40 | 1 | UN | 1 | 20 | D | D | N | N | 85364900 | 1 | 4011209294240 | 1.415 | KG | 219.45 | 219.45 | CP02 | CP02 | Power contactor, AC-3 32 A, 15 kW / 400 V 24 V DC, 3-pole, Size S2, Screw terminal !!! Phased-out product !!! Successor is SIRIUS 3RT2 Preferred successor type is >>3RT2027-1BB40<< |  | 0 | 0
3RT1034-1BB40-1AA0 |  | 3RT1034-1BB40-1AA0 | 1 | UN | 1 | 0 | A | D | N | N | 85364900 | 1 | 4011209947467 | 1.402 | KG | 246.05 | 246.05 | CP02 | CP02 | Power contactor, AC-3 32 A, 15 kW / 400 V 24 V DC, 3-pole, Size S2, Screw terminal Upright mounting position !!! Phased-out product !!! Successor is SIRIUS 3RT2 Preferred successor type is >>3RT2035-1NB30-1AA0<< | - | 0 | 0
3RT1034-1BB40-Z | W95 | 3RT1034-1BB40-ZW95 | 1 | UN | 1 | 20 | D | D | N | N | 85364900 | 24 | 4011209585492 | 1.4 | KG | 219.45 | 219.45 | CP02 | CP02 | Power contactor, AC-3 32 A, 15 kW / 400 V 24 V DC, 3-pole, Size S2, Screw terminal Multi-unit packaging Pack = 24 units !!! Phased-out product !!! Successor is SIRIUS 3RT2 | - | 0 | 0
3RT1034-1BB40-Z | W96 | 3RT1034-1BB40-ZW96 | 1 | UN | 1 | 20 | D | D | N | N | 85364900 | 15 | 4011209845237 | 1.395 | KG | 219.45 | 219.45 | CP02 | CP02 | Power contactor, AC-3 32 A, 15 kW / 400 V 24 V DC, 3-pole, Size S2, Screw terminal Multi-unit packaging Pack = 15 units !!! Phased-out product !!! Successor is SIRIUS 3RT2 | - | 0 | 0
3RT1034-1BB40-Z | X95 | 3RT1034-1BB40-ZX95 | 1 | UN | 1 | 20 | D | D | N | N | 85364900 | 24 | 4011209338326 | 1.381 | KG | 219.45 | 219.45 | CP02 | CP02 | Power contactor, AC-3 32 A, 15 kW / 400 V 24 V DC, 3-pole, Size S2, Screw terminal Reusable packaging Pack = 24 units !!! Phased-out product !!! Successor is SIRIUS 3RT2 Preferred successor type is | - | 0 | 0
3RT1034-1BB44 |  | 3RT1034-1BB44 | 1 | UN | 1 | 20 | D | D | N | N | 85364900 | 1 | 4011209307889 | 1.53 | KG | 247 | 247 | CP02 | CP02 | Power contactor, AC-3 32 A, 15 kW / 400 V 24 V DC, 2 NO + 2 NC, 3-pole, Size S2 Screw terminal !!! Phased-out product !!! Successor is SIRIUS 3RT2 Preferred successor type is >>3RT2027-1BB44<< |  | 0 | 0
3RT1034-1BB44-0AA1 |  | 3RT1034-1BB44-0AA1 | 1 | UN | 1 | 20 | D | D | N | N | 85364900 | 1 | 4011209391581 | 1.53 | KG | 267.9 | 267.9 | CP02 | CP02 | Power contactor, AC-3 32 A, 15 kW / 400 V 24 V DC, 3-pole, 2 NO + 2 NC, Size S2, Screw terminal Plugged-on varistor !!! Phased-out product !!! Successor is SIRIUS 3RT2 Preferred successor type is | - | 0 | 0
3RT1034-1BB44-0AA1-Z | W96 | 3RT1034-1BB44-0AA1-ZW96 | 1 | UN | 1 | 20 | D | D | N | N | 85364900 | 15 |  | 1.29 | KG | 267.9 | 267.9 | CP02 | CP02 | Power contactor, AC-3 32 A, 15 kW / 400 V 24 V DC, 3-pole, 2 NO + 2 NC, Size S2, Screw terminal Plugged-on varistor Multi-unit packaging = 15 units !!! Phased-out product !!! Successor is SIRIUS 3RT2 | - | 0 | 9
3RT1034-1BB44-0AA1-Z | W97 | 3RT1034-1BB44-0AA1-ZW97 | 1 | UN | 1 | 20 | D | D | N | N | 85364900 | 7 | 4011209501591 | 1.29 | KG | 267.9 | 267.9 | CP02 | CP02 | Power contactor, AC-3 32 A, 15 kW / 400 V 24 V DC, 3-pole, 2 NO + 2 NC, Size S2, Screw terminal Plugged-on varistor Multi-unit packaging = 7 units !!! Phased-out product !!! Successor is SIRIUS 3RT2 | - | 0 | 0
3RT1034-1BB44-0AA1-Z | X95 | 3RT1034-1BB44-0AA1-ZX95 | 1 | UN | 1 | 20 | D | D | N | N | 85364900 | 24 | 4011209426184 | 1.508 | KG | 267.9 | 267.9 | CP02 | CP02 | Power contactor, AC-3 32 A, 15 kW / 400 V 24 V DC, 3-pole, 2 NO + 2 NC, Size S2, Screw terminal Plugged-on varistor Reusable packaging = 24 units !!! Phased-out product !!! Successor is SIRIUS 3RT2 | - | 0 | 9
3RT1034-1BB44-0AA2 |  | 3RT1034-1BB44-0AA2 | 1 | UN | 1 | 20 | D | D | N | N | 85364900 | 1 | 4011209391574 | 1.583 | KG | 323 | 323 | CP02 | CP02 | Power contactor, AC-3 32 A, 15 kW / 400 V 24 V DC, 3-pole, 2 NO + 2 NC, Size S2, Screw terminal !!! Phased-out product !!! Successor is SIRIUS 3RT2 | - | 0 | 9
3RT1034-1BB44-0AA2-Z | X95 | 3RT1034-1BB44-0AA2-ZX95 | 1 | UN | 1 | 20 | D | D | N | N | 85364900 | 24 | 4011209426177 | 1.489 | KG | 323 | 323 | CP02 | CP02 | Power contactor, AC-3 32 A, 15 kW / 400 V 24 V DC, 3-pole, 2 NO + 2 NC, Size S2, Screw terminal Reusable packaging Pack = 24 units !!! Phased-out product !!! Successor is SIRIUS 3RT2 | - | 0 | 9
3RT1034-1BB44-3MA0 |  | 3RT1034-1BB44-3MA0 | 1 | UN | 1 | 20 | D | D | N | N | 85364900 | 1 | 4011209784857 | 1.5 | KG | 248.9 | 248.9 | CP02 | CP02 | Power contactor, AC-3 32 A, 15 kW / 400 V 24 V DC, 2 NO + 2 NC 3-pole, Size S2 Screw terminal Captive auxiliary switch for SUVA applications !!! Phased-out product !!! Successor is SIRIUS 3RT2 Preferred successor type is >>3RT2027-1BB44-3MA0<< | - | 0 | 0
3RT1034-1BB44-Z | W95 | 3RT1034-1BB44-ZW95 | 1 | UN | 1 | 20 | D | D | N | N | 85364900 | 24 | 4011209826366 | 1.395 | KG | 247 | 247 | CP02 | CP02 | Power contactor, AC-3 32 A, 15 kW / 400 V 24 V DC, 2 NO + 2 NC 3-pole, Size S2 Screw terminal Multi-unit packaging = 24 units !!! Phased-out product !!! Successor is SIRIUS 3RT2 | - | 0 | 0
3RT1034-1BB44-Z | X95 | 3RT1034-1BB44-ZX95 | 1 | UN | 1 | 20 | D | D | N | N | 85364900 | 24 | 4011209650527 | 1.478 | KG | 247 | 247 | CP02 | CP02 | Power contactor, AC-3 32 A, 15 kW / 400 V 24 V DC, 2 NO + 2 NC 3-pole, Size S2 Screw terminal Reusable packaging = 24 units !!! Phased-out product !!! Successor is SIRIUS 3RT2 | - | 0 | 0
3RT1034-1BB80 |  | 3RT1034-1BB80 | 1 | UN | 1 | 20 | D | D | N | N | 85364900 | 1 | 4011209629387 | 1.444 | KG | 228 | 228 | CP02 | CP02 | Power contactor, AC-3 32 A, 15 kW / 400 V DC operation, 23.5-24.5 V Special-purpose device !!! Phased-out product !!! Successor is SIRIUS 3RT2 | - | 0 | 9
3RT1034-1BD40 |  | 3RT1034-1BD40 | 1 | UN | 1 | 20 | D | D | N | N | 85364900 | 1 | 4011209514607 | 1.426 | KG | 228 | 228 | CP02 | CP02 | Power contactor, AC-3 32 A, 15 kW / 400 V 42 V DC, 3-pole, Size S2, Screw terminal !!! Phased-out product !!! Successor is SIRIUS 3RT2 | - | 0 | 0
3RT1034-1BD44 |  | 3RT1034-1BD44 | 1 | UN | 1 | 20 | D | D | N | N | 85364900 | 1 | 4011209514614 | 1.5 | KG | 254.6 | 254.6 | CP02 | CP02 | Power contactor, AC-3 32 A, 15 kW / 400 V 42 V DC, 3-pole, 2 NO + 2 NC, Size S2, Screw terminal !!! Phased-out product !!! Successor is SIRIUS 3RT2 | - | 0 | 0
3RT1034-1BE40 |  | 3RT1034-1BE40 | 1 | UN | 1 | 20 | D | D | N | N | 85364900 | 1 | 4011209343771 | 1.44 | KG | 228 | 228 | CP02 | CP02 | Power contactor, AC-3 32 A, 15 kW / 400 V 60 V DC, 3-pole, Size S2, Screw terminal !!! Phased-out product !!! Successor is SIRIUS 3RT2 Preferred successor type is >>3RT2027-1BE40<< | - | 0 | 0
3RT1034-1BE44 |  | 3RT1034-1BE44 | 1 | UN | 1 | 20 | D | D | N | N | 85364900 | 1 | 4011209343788 | 1.537 | KG | 254.6 | 254.6 | CP02 | CP02 | Power contactor, AC-3 32 A, 15 kW / 400 V 60 V DC, 2 NO + 2 NC, 3-pole, Size S2 Screw terminal !!! Phased-out product !!! Successor is SIRIUS 3RT2 | - | 0 | 0
3RT1034-1BF40 |  | 3RT1034-1BF40 | 1 | UN | 1 | 20 | D | D | N | N | 85364900 | 1 | 4011209301788 | 1.425 | KG | 219.45 | 219.45 | CP02 | CP02 | Power contactor, AC-3 32 A, 15 kW / 400 V 110 V DC, 3-pole, Size S2, Screw terminal !!! Phased-out product !!! Successor is SIRIUS 3RT2 Preferred successor type is >>3RT2027-1BF40<< |  | 0 | 0
3RT1034-1BF44 |  | 3RT1034-1BF44 | 1 | UN | 1 | 20 | D | D | N | N | 85364900 | 1 | 4011209343795 | 1.484 | KG | 247 | 247 | CP02 | CP02 | Power contactor, AC-3 32 A, 15 kW / 400 V 110 V DC, 2 NO + 2 NC, 3-pole, Size S2 Screw terminal !!! Phased-out product !!! Successor is SIRIUS 3RT2 Preferred successor type is >>3RT2027-1BF44<< |  | 0 | 0
3RT1034-1BG40 |  | 3RT1034-1BG40 | 1 | UN | 1 | 20 | D | D | N | N | 85364900 | 1 | 4011209514621 | 1.41 | KG | 228 | 228 | CP02 | CP02 | Power contactor, AC-3 32 A, 15 kW / 400 V 125 V DC, 3-pole, Size S2, Screw terminal !!! Phased-out product !!! Successor is SIRIUS 3RT2 Preferred successor type is >>3RT2027-1BG40<< | - | 0 | 0
3RT1034-1BG44 |  | 3RT1034-1BG44 | 1 | UN | 1 | 20 | D | D | N | N | 85364900 | 1 | 4011209514638 | 1.52 | KG | 254.6 | 254.6 | CP02 | CP02 | Power contactor, AC-3 32 A, 15 kW / 400 V 125 V DC, 3-pole, 2 NO + 2 NC, Size S2, Screw terminal !!! Phased-out product !!! Successor is SIRIUS 3RT2 Preferred successor type is >>3RT2027-1BG40<< | - | 0 | 0
3RT1034-1BM40 |  | 3RT1034-1BM40 | 1 | UN | 1 | 20 | D | D | N | N | 85364900 | 1 | 4011209294257 | 1.446 | KG | 219.45 | 219.45 | CP02 | CP02 | Power contactor, AC-3 32 A, 15 kW / 400 V 220 V DC, 3-pole, Size S2, Screw terminal !!! Phased-out product !!! Successor is SIRIUS 3RT2 Preferred successor type is >>3RT2027-1BM40<< | - | 0 | 0
3RT1034-1BM40-Z | X95 | 3RT1034-1BM40-ZX95 | 1 | UN | 1 | 20 | D | D | EAR99 | N | 85364900 | 24 | 4011209933965 | 1.446 | KG | 219.45 | 219.45 | CP02 | CP02 | Power contactor, AC-3 32 A, 15 kW / 400 V 220 V DC, 3-pole, Size S2, Screw terminal Reusable packaging = 24 units !!! Phased-out product !!! Successor is SIRIUS 3RT2 | - | 0 | 0
3RT1034-1BM44 |  | 3RT1034-1BM44 | 1 | UN | 1 | 20 | D | D | N | N | 85364900 | 1 | 4011209307940 | 1.484 | KG | 247 | 247 | CP02 | CP02 | Power contactor, AC-3 32 A, 15 kW / 400 V 220 V DC, 2 NO + 2 NC, 3-pole, Size S2 Screw terminal !!! Phased-out product !!! Successor is SIRIUS 3RT2 | - | 0 | 0
3RT1034-1BN40 |  | 3RT1034-1BN40 | 1 | UN | 1 | 20 | D | D | N | N | 85364900 | 1 | 4047621030203 | 1.414 | KG | 228 | 228 | CP02 | CP02 | Power contactor, AC-3 32 A, 15 kW / 400 V 250 V DC, 3-pole, Size S2 Screw terminal !!! Phased-out product !!! Successor is SIRIUS 3RT2 | - | 0 | 0
3RT1034-1BP40 |  | 3RT1034-1BP40 | 1 | UN | 1 | 20 | D | D | N | N | 85364900 | 1 | 4011209343801 | 1.406 | KG | 228 | 228 | CP02 | CP02 | Power contactor, AC-3 32 A, 15 kW / 400 V 230 V DC, 3-pole, Size S2, Screw terminal !!! Phased-out product !!! Successor is SIRIUS 3RT2 Preferred successor type is >>3RT2027-1BP40<< | - | 0 | 0
3RT1034-1BP44 |  | 3RT1034-1BP44 | 1 | UN | 1 | 20 | D | D | N | N | 85364900 | 1 | 4011209343818 | 1.489 | KG | 254.6 | 254.6 | CP02 | CP02 | Power contactor, AC-3 32 A, 15 kW / 400 V 230 V DC, 2 NO + 2 NC, 3-pole, Size S2 Screw terminal !!! Phased-out product !!! Successor is SIRIUS 3RT2 | - | 0 | 0
3RT1034-1BW40 |  | 3RT1034-1BW40 | 1 | UN | 1 | 20 | D | D | N | N | 85364900 | 1 | 4011209343825 | 1.408 | KG | 219.45 | 219.45 | CP02 | CP02 | Power contactor, AC-3 32 A, 15 kW / 400 V 48 V DC, 3-pole, Size S2, Screw terminal !!! Phased-out product !!! Successor is SIRIUS 3RT2 Preferred successor type is >>3RT2027-1BW40<< | - | 0 | 0
3RT1034-1BW40-Z | X95 | 3RT1034-1BW40-ZX95 | 1 | UN | 1 | 20 | D | D | N | N | 85364900 | 24 | 4011209646988 | 1.441 | KG | 219.45 | 219.45 | CP02 | CP02 | Power contactor, AC-3 32 A, 15 kW / 400 V 48 V DC, 3-pole, Size S2, Screw terminal Reusable packaging = 24 units !!! Phased-out product !!! Successor is SIRIUS 3RT2 | - | 0 | 0
3RT1034-1BW44 |  | 3RT1034-1BW44 | 1 | UN | 1 | 20 | D | D | N | N | 85364900 | 1 | 4011209343832 | 1.492 | KG | 247 | 247 | CP02 | CP02 | Power contactor, AC-3 32 A, 15 kW / 400 V 48 V DC, 2 NO + 2 NC, 3-pole, Size S2 Screw terminal !!! Phased-out product !!! Successor is SIRIUS 3RT2 | - | 0 | 0
3RT1034-1CP04-0KV0 |  | 3RT1034-1CP04-0KV0 | 1 | UN | 1 | 20 | D | D | N | N | 85364900 | 1 | 4011209436138 | 0.921 | KG | 189.05 | 189.05 | CP02 | CP02 | Power contactor, AC-3 32 A, 15 kW / 400 V 230 V AC, 50 Hz, Size S2, Auxiliary switch block 2 NO + 2 NC, built-on varistor !!! Phased-out product !!! Successor is SIRIUS 3RT2 | - | 0 | 0
3RT1034-1DB44 |  | 3RT1034-1DB44 | 1 | UN | 1 | 20 | D | D | N | N | 85364900 | 1 | 4011209390294 | 1.511 | KG | 267.9 | 267.9 | CP02 | CP02 | Power contactor, AC-3 32 A, 15 kW / 400 V 24 V DC, 3-pole, 2 NO + 2 NC, Size S2, Screw terminal with built-on varistor !!! Phased-out product !!! Successor is SIRIUS 3RT2 Preferred successor type is | - | 0 | 9
3RT1034-1DB44-0KV0 |  | 3RT1034-1DB44-0KV0 | 1 | UN | 1 | 20 | D | D | N | N | 85364900 | 1 | 4011209435865 | 1.59 | KG | 274.55 | 274.55 | CP02 | CP02 | Power contactor, AC-3 32 A, 15 kW / 400 V 24 V DC, Size S2, Auxiliary switch block 2 NO + 2 NC, built-on varistor !!! Phased-out product !!! Successor is SIRIUS 3RT2 | - | 0 | 0
3RT1034-1DW48-0PA6 |  | 3RT1034-1DW48-0PA6 | 1 | UN | 1 | 20 | D | D | N | N | 85364900 | 1 | 4011209628724 | 1.615 | KG | 323 | 323 | CP02 | CP02 | Power contactor, AC-3 32 A, 15 kW / 400 V 48 V DC, 3-pole, 4 NO + 2 NC, lateral 1 NO + 1 NC inside + 1 NO outside 0.8-1.1* Us at TU = 40 Â°C 0.85-1.1* Us at TU = 60 Â°C Screw terminal with built-on varistor !!! Phased-out product !!! Successor is SIRIUS 3RT2 | - | 0 | 9
3RT1034-1EL26 |  | 3RT1034-1EL26 | 1 | UN | 1 | 20 | D | D | N | N | 85364900 | 1 | 4011209608887 | 0.969 | KG | 213.75 | 213.75 | CP02 | CP02 | Power contactor, AC-3 32 A, 15 kW / 400 V 230 V AC, 50 / 60 Hz, 3-pole, 2 NO + 2 NC, Size S2, Screw terminal with RC element attached on top !!! Phased-out product !!! Successor is SIRIUS 3RT2 | - | 0 | 9
3RT1034-1KJ84-0LA0 |  | 3RT1034-1KJ84-0LA0 | 1 | UN | 1 | 30 | D | D | EAR99 | N | 85364900 | 1 |  | 1.67 | KG | 602.3 | 602.3 | CP02 | CP02 | Power contactor, AC-3 32 A, 15 kW / 400 V 72 V DC, 0.7-1.25* Us, 3-pole, Size S2 Screw terminal !!! Phased-out product !!! Successor is SIRIUS 3RT2 | - | 0 | 0
3RT1034-1QB44-3MA0 |  | 3RT1034-1QB44-3MA0 | 1 | UN | 1 | 20 | D | D | N | N | 85364900 | 1 | 4011209646575 | 1.53 | KG | 279.3 | 279.3 | CP02 | CP02 | Power contactor, AC-3 32 A, 15 kW / 400 V 24 V DC, 2 NO + 2 NC, 3-pole, Size S2 Screw terminal Captive auxiliary switch with Zener diode combination !!! Phased-out product !!! Successor is SIRIUS 3RT2 Preferred successor type is >>3RT2027-1FB44-3MA0<< | - | 0 | 9
3RT1034-1XB40-0LA2 |  | 3RT1034-1XB40-0LA2 | 1 | UN | 1 | 20 | D | D | N | N | 85364900 | 1 | 4011209562691 | 1.486 | KG | 285.95 | 285.95 | CP02 | CP02 | Traction contactor, AC-3 32 A, 15 kW / 400 V 24 V DC, 0.7-1.25* Us, 3-pole, Size S2 Screw terminal With electronic control unit Integrated varistor !!! Phased-out product !!! Successor is SIRIUS 3RT2 Preferred successor type is >>3RT2035-1XB40-0LA2<< | - | 0 | 0
3RT1034-1XB40-1LA4 |  | 3RT1034-1XB40-1LA4 | 1 | UN | 1 | 0 | A | D | EAR99 | N | 85364900 | 1 |  | 1.5 | KG | 307.8 | 307.8 | CP02 | CP02 | Power contactor, AC-3 32 A, 15 kW / 400 V 24 V DC, 0.7-1.25* Us, 3-pole, Size S2 Screw terminal With electronic control unit Integrated varistor Upright mounting position, max. 2 auxiliary switches can be mounted and 10 mm lateral distance !!! Phased-out product !!! Successor is SIRIUS 3RT2 | - | 0 | 0
3RT1034-1XB44-0LA2 |  | 3RT1034-1XB44-0LA2 | 1 | UN | 1 | 20 | D | D | N | N | 85364900 | 1 | 4047621048222 | 1.432 | KG | 313.5 | 313.5 | CP02 | CP02 | Traction contactor, AC-3 32 A, 15 kW / 400 V 48 V DC, 3-pole, Size S2, Screw terminal !!! Phased-out product !!! Successor is SIRIUS 3RT2 | - | 0 | 9
3RT1034-1XF00-0GA0 |  | 3RT1034-1XF00-0GA0 | 1 | UN | 1 | 20 | D | D | N | N | 85364900 | 1 | 4011209563179 | 0.843 | KG | 268.85 | 268.85 | CP02 | CP02 | Power contactor, AC-3 32 A, 15 kW / 400 V Us = 110 V, 50/60 Hz 3-pole, Size S2 Screw terminal With electronic control unit With varistor attenuated low-noise !!! Phased-out product !!! Successor is SIRIUS 3RT2 Preferred successor type is >>3RT2035-1NF30<< | - | 0 | 9
3RT1034-1XF40-0LA2 |  | 3RT1034-1XF40-0LA2 | 1 | UN | 1 | 20 | D | D | N | N | 85364900 | 1 | 4011209562738 | 1.51 | KG | 285.95 | 285.95 | CP02 | CP02 | Traction contactor, AC-3 32 A, 15 kW / 400 V 110 V DC, 0.7-1.25* Us, 3-pole, Size S2, Screw terminal With electronic control unit Integrated varistor !!! Phased-out product !!! Successor is SIRIUS 3RT2 Preferred successor type is >>3RT2035-1XF40-0LA2<< | - | 0 | 0
3RT1034-1XF44-0LA2 |  | 3RT1034-1XF44-0LA2 | 1 | UN | 1 | 20 | D | D | N | N | 85364900 | 1 |  | 1.432 | KG | 313.5 | 313.5 | CP02 | CP02 | Traction contactor, AC-3 32 A, 15 kW / 400 V 48 V DC, 3-pole, Size S2, Screw terminal !!! Phased-out product !!! Successor is SIRIUS 3RT2 | - | 0 | 9
3RT1034-1XP00-0GA0 |  | 3RT1034-1XP00-0GA0 | 1 | UN | 1 | 20 | D | D | N | N | 85364900 | 1 | 4011209562660 | 1.465 | KG | 268.85 | 268.85 | CP02 | CP02 | Power contactor, AC-3 32 A, 15 kW / 400 V 230 V AC, 50/60 Hz 3-pole, Size S2 Screw terminal With electronic control unit With varistor attenuated low-noise !!! Phased-out product !!! Successor is SIRIUS 3RT2 Preferred successor type is >>3RT2035-1NP30<< | - | 0 | 9
3RT1034-3AB00 |  | 3RT1034-3AB00 | 1 | UN | 1 | 20 | D | D | N | N | 85364900 | 1 | 4011209296121 | 0.819 | KG | 143.45 | 143.45 | CP02 | CP02 | Power contactor, AC-3 32 A, 15 kW / 400 V 24 V AC, 50 Hz, 3-pole Size S2 Spring-type terminal !!! Phased-out product !!! Successor is SIRIUS 3RT2 Preferred successor type is >>3RT2035-3AB00<< |  | 0 | 0
3RT1034-3AB00-Z | X95 | 3RT1034-3AB00-ZX95 | 1 | UN | 1 | 20 | D | D | N | N | 85364900 | 30 | 4011209422278 | 0.783 | KG | 143.45 | 143.45 | CP02 | CP02 | Power contactor, AC-3 32 A, 15 kW / 400 V 24 V AC, 50 Hz, 3-pole Size S2 Spring-type terminal Reusable packaging = 30 units !!! Phased-out product !!! Successor is SIRIUS 3RT2 Preferred successor type is | - | 0 | 0
3RT1034-3AC20 |  | 3RT1034-3AC20 | 1 | UN | 1 | 20 | D | D | N | N | 85364900 | 1 | 4011209337688 | 0.818 | KG | 143.45 | 143.45 | CP02 | CP02 | Power contactor, AC-3 32 A, 15 kW / 400 V 24 V AC, 50 / 60 Hz, 3-pole, Size S2 Spring-type terminal !!! Phased-out product !!! Successor is SIRIUS 3RT2 Preferred successor type is >>3RT2027-2AC20<< | - | 0 | 0
3RT1034-3AD00 |  | 3RT1034-3AD00 | 1 | UN | 1 | 20 | D | D | N | N | 85364900 | 1 | 4011209343849 | 0.811 | KG | 148.2 | 148.2 | CP02 | CP02 | Power contactor, AC-3 32 A, 15 kW / 400 V 42 V AC, 50 Hz, 3-pole, Size S2 Spring-type terminal !!! Phased-out product !!! Successor is SIRIUS 3RT2 | - | 0 | 0
3RT1034-3AD20 |  | 3RT1034-3AD20 | 1 | UN | 1 | 20 | D | D | N | N | 85364900 | 1 | 4011209496668 | 0.821 | KG | 148.2 | 148.2 | CP02 | CP02 | Power contactor, AC-3 32 A, 15 kW / 400 V 42 V AC, 50 / 60 Hz, 3-pole, Size S2 Spring-type terminal !!! Phased-out product !!! Successor is SIRIUS 3RT2 | - | 0 | 0
3RT1034-3AF00 |  | 3RT1034-3AF00 | 1 | UN | 1 | 20 | D | D | N | N | 85364900 | 1 | 4011209296138 | 0.815 | KG | 143.45 | 143.45 | CP02 | CP02 | Power contactor, AC-3 32 A, 15 kW / 400 V 110 V AC, 50 Hz, 3-pole, Size S2 Spring-type terminal !!! Phased-out product !!! Successor is SIRIUS 3RT2 Preferred successor type is >>3RT2035-3AF00<< |  | 0 | 0
3RT1034-3AF00-Z | W95 | 3RT1034-3AF00-ZW95 | 1 | UN | 1 | 20 | D | D | N | N | 85364900 | 30 | 4011209766266 | 0.862 | KG | 143.45 | 143.45 | CP02 | CP02 | Power contactor, AC-3 32 A, 15 kW / 400 V 110 V AC, 50 Hz, 3-pole, Size S2 Spring-type terminal, Multi-unit packaging = 30 units !!! Phased-out product !!! Successor is SIRIUS 3RT2 | - | 0 | 0
3RT1034-3AF00-Z | W96 | 3RT1034-3AF00-ZW96 | 1 | UN | 1 | 20 | D | D | N | N | 85364900 | 15 | 4011209766273 | 0.862 | KG | 143.45 | 143.45 | CP02 | CP02 | Power contactor, AC-3 32 A, 15 kW / 400 V 110 V AC, 50 Hz, 3-pole, Size S2 Spring-type terminal, Multi-unit packaging = 15 units !!! Phased-out product !!! Successor is SIRIUS 3RT2 | - | 0 | 0
3RT1034-3AF00-Z | X95 | 3RT1034-3AF00-ZX95 | 1 | UN | 1 | 20 | D | D | N | N | 85364900 | 30 | 4011209542624 | 0.788 | KG | 143.45 | 143.45 | CP02 | CP02 | Power contactor, AC-3 32 A, 15 kW / 400 V 110 V AC, 50 Hz, 3-pole, Size S2 Spring-type terminal, Multi-unit packaging = 30 units !!! Phased-out product !!! Successor is SIRIUS 3RT2 | - | 0 | 0
3RT1034-3AF04 |  | 3RT1034-3AF04 | 1 | UN | 1 | 20 | D | D | N | N | 85364900 | 1 | 4011209392793 | 0.903 | KG | 168.15 | 168.15 | CP02 | CP02 | Power contactor, AC-3 32 A, 15 kW / 400 V 2 NO + 2 NC, 110 V AC, 50 Hz, 3-pole, Size S2 Main circuit: screw terminal, Auxiliary circuit: Spring-type terminal !!! Phased-out product !!! Successor is SIRIUS 3RT2 Preferred successor type is >>3RT2035-3AF04<< | - | 0 | 0
3RT1034-3AF04-Z | W95 | 3RT1034-3AF04-ZW95 | 1 | UN | 1 | 20 | D | D | N | N | 85364900 | 30 | 4011209607453 | 0.862 | KG | 168.15 | 168.15 | CP02 | CP02 | Power contactor, AC-3 32 A, 15 kW / 400 V 2 NO + 2 NC, 110 V AC, 50 Hz, 3-pole, Size S2 Main circuit: screw terminal, Auxiliary circuit: Spring-type terminal Multi-unit packaging = 30 units !!! Phased-out product !!! Successor is SIRIUS 3RT2 | - | 0 | 9
3RT1034-3AF04-Z | W96 | 3RT1034-3AF04-ZW96 | 1 | UN | 1 | 20 | D | D | N | N | 85364900 | 15 |  | 0.844 | KG | 168.15 | 168.15 | CP02 | CP02 | Power contactor, AC-3 32 A, 15 kW / 400 V 2 NO + 2 NC, 110 V AC, 50 Hz, 3-pole, Size S2 Main circuit: screw terminal, Auxiliary circuit: Spring-type terminal Multi-unit packaging = 15 units !!! Phased-out product !!! Successor is SIRIUS 3RT2 | - | 0 | 9
3RT1034-3AF04-Z | X95 | 3RT1034-3AF04-ZX95 | 1 | UN | 1 | 20 | D | D | N | N | 85364900 | 30 | 4011209546158 | 0.924 | KG | 168.15 | 168.15 | CP02 | CP02 | Power contactor, AC-3 32 A, 15 kW / 400 V 2 NO + 2 NC, 110 V AC, 50 Hz, 3-pole, Size S2 Main circuit: screw terminal, Auxiliary circuit: Spring-type terminal Reusable packaging = 30 units !!! Phased-out product !!! Successor is SIRIUS 3RT2 | - | 0 | 9
3RT1034-3AF06 |  | 3RT1034-3AF06 | 1 | UN | 1 | 20 | D | D | N | N | 85364900 | 1 | 4011209551978 | 0.948 | KG | 190.95 | 190.95 | CP02 | CP02 | Power contactor, AC-3 32 A, 15 kW / 400 V 2 NO + 2 NC, 110 V AC, 50 Hz, 3-pole, Size S0-S12 Main circuit: screw terminal, Auxiliary circuit: Spring-type terminal !!! Phased-out product !!! Successor is SIRIUS 3RT2 Preferred successor type is >>3RT2035-3AF06<< | - | 0 | 9
3RT1034-3AF08-0PA3 |  | 3RT1034-3AF08-0PA3 | 1 | UN | 1 | 20 | D | D | N | N | 85364900 | 1 | 4011209547933 | 1.048 | KG | 245.1 | 245.1 | CP02 | CP02 | Power contactor, AC-3 32 A, 15 kW / 400 V 3 NO + 2 NC, 110 V AC, 50 Hz, 3-pole, Size S3, Main circuit: screw terminal, Auxiliary circuit: Spring-type terminal Aux. switch 3 NO + 3 NC, lateral !!! Phased-out product !!! Successor is SIRIUS 3RT2 | - | 0 | 9
3RT1034-3AF08-0PA3-Z | X95 | 3RT1034-3AF08-0PA3-ZX95 | 1 | UN | 1 | 20 | D | D | N | N | 85364900 | 20 | 4011209548114 | 0.937 | KG | 245.1 | 245.1 | CP02 | CP02 | Power contactor, AC-3 32 A, 15 kW / 400 V 3 NO + 2 NC, 110 V AC, 50 Hz, 3-pole, Size S3, Main circuit: screw terminal, Auxiliary circuit: Spring-type terminal Aux. switch 3 NO + 3 NC, lateral Reusable packaging = 20 units !!! Phased-out product !!! Successor is SIRIUS 3RT2 | - | 0 | 9
3RT1034-3AG10 |  | 3RT1034-3AG10 | 1 | UN | 1 | 20 | D | D | N | N | 85364900 | 1 | 4011209543430 | 0.812 | KG | 148.2 | 148.2 | CP02 | CP02 | Power contactor, AC-3 32 A, 15 kW / 400 V 110 V AC, 60 Hz / 100 V AC, 50 Hz, 3-pole, Size S2, Screw terminal Auxiliary circuit: Spring-type terminal !!! Phased-out product !!! Successor is SIRIUS 3RT2 | - | 0 | 0
3RT1034-3AG10-Z | W95 | 3RT1034-3AG10-ZW95 | 1 | UN | 1 | 20 | D | D | N | N | 85364900 | 30 | 4011209719583 | 0.862 | KG | 148.2 | 148.2 | CP02 | CP02 | Power contactor, AC-3 32 A, 15 kW / 400 V 110 V / AC 50 Hz, 100 V 3-pole, Size S00, Screw terminal Auxiliary circuit: Spring-type terminal Multi-unit packaging = 30 units !!! Phased-out product !!! Successor is SIRIUS 3RT2 | - | 0 | 0
3RT1034-3AG14 |  | 3RT1034-3AG14 | 1 | UN | 1 | 20 | D | D | N | N | 85364900 | 1 | 4011209457485 | 0.905 | KG | 172.9 | 172.9 | CP02 | CP02 | Power contactor, AC-3 32 A, 15 kW / 400 V 110 V AC, 60 Hz, 3-pole, Size S2, 2 NO + 2 NC, Main circuit: screw terminal, Spring-type terminal !!! Phased-out product !!! Successor is SIRIUS 3RT2 | - | 0 | 0
3RT1034-3AG16 |  | 3RT1034-3AG16 | 1 | UN | 1 | 20 | D | D | N | N | 85364900 | 1 | 4011209553101 | 1.054 | KG | 196.65 | 196.65 | CP02 | CP02 | Power contactor, AC-3 32 A, 15 kW / 400 V 110 V AC, 60 Hz, 3-pole, Size S0-S12, 2 NO + 2 NC Main circuit: screw terminal, Spring-type terminal !!! Phased-out product !!! Successor is SIRIUS 3RT2 | - | 0 | 9
3RT1034-3AG18-0PA3 |  | 3RT1034-3AG18-0PA3 | 1 | UN | 1 | 20 | D | D | N | N | 85364900 | 1 | 4011209553149 | 1.052 | KG | 248.9 | 248.9 | CP02 | CP02 | Power contactor, AC-3 32 A, 15 kW / 400 V 3 NO + 2 NC, 3-pole, Size S3, Main circuit: Screw terminal Auxiliary circuit: Spring-type terminal Aux. switch 3 NO + 3 NC, lateral !!! Phased-out product !!! Successor is SIRIUS 3RT2 | - | 0 | 9
3RT1034-3AG20 |  | 3RT1034-3AG20 | 1 | UN | 1 | 20 | D | D | N | N | 85364900 | 1 | 4011209337695 | 0.813 | KG | 143.45 | 143.45 | CP02 | CP02 | Power contactor, AC-3 32 A, 15 kW / 400 V 110 V AC, 50/60 Hz 3-pole, Size S2 Spring-type terminal !!! Phased-out product !!! Successor is SIRIUS 3RT2 Preferred successor type is >>3RT2027-2AG20<< | - | 0 | 0
3RT1034-3AG60 |  | 3RT1034-3AG60 | 1 | UN | 1 | 20 | D | D | N | N | 85364900 | 1 | 4011209495241 | 0.778 | KG | 148.2 | 148.2 | CP02 | CP02 | Power contactor, AC-3 32 A, 15 kW / 400 V 100 V AC, 50 Hz / 100-110 V 60 Hz, 3-pole, Size S2, Spring-type terminal !!! Phased-out product !!! Successor is SIRIUS 3RT2 Preferred successor type is >>3RT2035-3AG60<< | - | 0 | 0
3RT1034-3AH00 |  | 3RT1034-3AH00 | 1 | UN | 1 | 20 | D | D | N | N | 85364900 | 1 | 4011209343856 | 0.812 | KG | 143.45 | 143.45 | CP02 | CP02 | Power contactor, AC-3 32 A, 15 kW / 400 V 48 V AC, 50 Hz, 3-pole, Size S2, Spring-type terminal !!! Phased-out product !!! Successor is SIRIUS 3RT2 Preferred successor type is >>3RT2035-3AH00<< | - | 0 | 0
3RT1034-3AK60 |  | 3RT1034-3AK60 | 1 | UN | 1 | 20 | D | D | N | N | 85364900 | 1 | 4011209343863 | 0.816 | KG | 143.45 | 143.45 | CP02 | CP02 | Power contactor, AC-3 32 A, 15 kW / 400 V 110 V AC, 50 Hz / 120 V, 60 Hz 3-pole, Size S2 Spring-type terminal !!! Phased-out product !!! Successor is SIRIUS 3RT2 Preferred successor type is >>3RT2035-3AK60<< | - | 0 | 0
3RT1034-3AK60-1AA0 |  | 3RT1034-3AK60-1AA0 | 1 | UN | 1 | 20 | D | D | N | N | 85364900 | 1 | 4011209577152 | 0.815 | KG | 167.2 | 167.2 | CP02 | CP02 | Power contactor, AC-3 32 A, 15 kW / 400 V 110 V AC, 50 Hz / 120 V, 60 Hz 3-pole, Size S2 Spring-type terminal, Upright mounting position !!! Phased-out product !!! Successor is SIRIUS 3RT2 | - | 0 | 9
3RT1034-3AL16 |  | 3RT1034-3AL16 | 1 | UN | 1 | 20 | D | D | N | N | 85364900 | 1 | 4011209447691 | 0.948 | KG | 196.65 | 196.65 | CP02 | CP02 | Power contactor, AC-3 32 A, 15 kW / 400 V 230 V AC, 60 Hz, 0.8-1.1* Us 3-pole, Size S2 Main circuit: screw terminal, Auxiliary circuit: Spring-type terminal !!! Phased-out product !!! Successor is SIRIUS 3RT2 Preferred successor type is >>3RT2035-3AL16<< | - | 0 | 9
3RT1034-3AL20 |  | 3RT1034-3AL20 | 1 | UN | 1 | 20 | D | D | N | N | 85364900 | 1 | 4011209337701 | 0.814 | KG | 143.45 | 143.45 | CP02 | CP02 | Power contactor, AC-3 32 A, 15 kW / 400 V 230 V AC, 50 / 60 Hz, 3-pole, Size S2 Spring-type terminal !!! Phased-out product !!! Successor is SIRIUS 3RT2 Preferred successor type is >>3RT2027-2AL20<< | - | 0 | 0
3RT1034-3AL20-1AA0 |  | 3RT1034-3AL20-1AA0 | 1 | UN | 1 | 20 | D | D | N | N | 85364900 | 1 | 4011209449770 | 0.817 | KG | 167.2 | 167.2 | CP02 | CP02 | Power contactor, AC-3 32 A, 15 kW / 400 V 230 V AC, 50 / 60 Hz, 3-pole, Size S2 Main circuit: screw terminal, Auxiliary circuit: Spring-type terminal Upright mounting position !!! Phased-out product !!! Successor is SIRIUS 3RT2 Preferred successor type is >>3RT2035-3AL20-1AA0<< | - | 0 | 0
3RT1034-3AL20-Z | W97 | 3RT1034-3AL20-ZW97 | 1 | UN | 1 | 20 | D | D | N | N | 85364900 | 7 | 4011209438798 | 0.778 | KG | 143.45 | 143.45 | CP02 | CP02 | Power contactor, AC-3 32 A, 15 kW / 400 V 230 V AC, 50 / 60 Hz, 3-pole, Size S2 Spring-type terminal, Multi-unit packaging = 7 units !!! Phased-out product !!! Successor is SIRIUS 3RT2 | - | 0 | 0
3RT1034-3AL20-Z | X95 | 3RT1034-3AL20-ZX95 | 1 | UN | 1 | 20 | D | D | N | N | 85364900 | 30 | 4011209425835 | 1.115 | KG | 143.45 | 143.45 | CP02 | CP02 | Power contactor, AC-3 32 A, 15 kW / 400 V 230 V AC, 50 / 60 Hz, 3-pole, Size S2 Spring-type terminal, Multi-unit packaging = 30 units !!! Phased-out product !!! Successor is SIRIUS 3RT2 | - | 0 | 0
3RT1034-3AL24-1AA0 |  | 3RT1034-3AL24-1AA0 | 1 | UN | 1 | 20 | D | D | N | N | 85364900 | 1 | 4011209610132 | 0.904 | KG | 194.75 | 194.75 | CP02 | CP02 | Power contactor, AC-3 32 A, 15 kW / 400 V 230 V AC, 50/60 Hz 3-pole, Size S2 Main circuit: screw terminal, Auxiliary circuit: Spring-type terminal Auxiliary switch front 2 NO + 2 NC, Upright mounting position !!! Phased-out product !!! Successor is SIRIUS 3RT2 | - | 0 | 9
3RT1034-3AL26 |  | 3RT1034-3AL26 | 1 | UN | 1 | 20 | D | D | N | N | 85364900 | 1 | 4011209447578 | 0.95 | KG | 190.95 | 190.95 | CP02 | CP02 | Power contactor, AC-3 32 A, 15 kW / 400 V 230 V AC, 50/60 Hz 3-pole, Size S2 Main circuit: screw terminal, Auxiliary circuit: Spring-type terminal !!! Phased-out product !!! Successor is SIRIUS 3RT2 | - | 0 | 9
3RT1034-3AL28-1MA2 |  | 3RT1034-3AL28-1MA2 | 1 | UN | 1 | 20 | D | D | N | N | 85364900 | 1 | 4011209563995 | 0.912 | KG | 196.65 | 196.65 | CP02 | CP02 | Power contactor, AC-3 32 A, 15 kW / 400 V 230 V AC, 50/60 Hz 3-pole, Size S2 Main circuit: screw terminal, Auxiliary switch front 3 NO + 1 NC, Upright mounting position !!! Phased-out product !!! Successor is SIRIUS 3RT2 | - | 0 | 9
3RT1034-3AN20 |  | 3RT1034-3AN20 | 1 | UN | 1 | 20 | D | D | N | N | 85364900 | 1 | 4011209343870 | 0.81 | KG | 143.45 | 143.45 | CP02 | CP02 | Power contactor, AC-3 32 A, 15 kW / 400 V 220 V AC, 50/60 Hz 3-pole, Size S2 Spring-type terminal !!! Phased-out product !!! Successor is SIRIUS 3RT2 Preferred successor type is >>3RT2035-3AN20<< | - | 0 | 0
3RT1034-3AN60 |  | 3RT1034-3AN60 | 1 | UN | 1 | 20 | D | D | N | N | 85364900 | 1 | 4011209495258 | 0.81 | KG | 148.2 | 148.2 | CP02 | CP02 | Power contactor, AC-3 32 A, 15 kW / 400 V 200 V AC, 50 Hz / 200-220 V 60 Hz, 3-pole, Size S2, Spring-type terminal !!! Phased-out product !!! Successor is SIRIUS 3RT2 | - | 0 | 0
3RT1034-3AP00 |  | 3RT1034-3AP00 | 1 | UN | 1 | 20 | D | D | N | N | 85364900 | 1 | 4011209296145 | 0.811 | KG | 143.45 | 143.45 | CP02 | CP02 | Power contactor, AC-3 32 A, 15 kW / 400 V 230 V AC, 50 Hz 3-pole, Size S2 Spring-type terminal !!! Phased-out product !!! Successor is SIRIUS 3RT2 Preferred successor type is >>3RT2035-3AP00<< |  | 0 | 0
3RT1034-3AP00-1AA0 |  | 3RT1034-3AP00-1AA0 | 1 | UN | 1 | 20 | D | D | N | N | 85364900 | 1 | 4011209543843 | 0.816 | KG | 167.2 | 167.2 | CP02 | CP02 | Power contactor, AC-3 32 A, 15 kW / 400 V 230 V AC, 50 Hz 3-pole, Size S2 screw terminal, screw terminal, Auxiliary circuit: Spring-type terminal Upright mounting position !!! Phased-out product !!! Successor is SIRIUS 3RT2 | - | 0 | 0
3RT1034-3AP04 |  | 3RT1034-3AP04 | 1 | UN | 1 | 20 | D | D | N | N | 85364900 | 1 | 4011209723665 | 0.898 | KG | 168.15 | 168.15 | CP02 | CP02 | Power contactor, AC-3 32 A, 15 kW / 400 V 2 NO + 2 NC, 230 V AC, 50 Hz 3-pole, Size S2 Main circuit: screw terminal, Auxiliary circuit: Spring-type terminal !!! Phased-out product !!! Successor is SIRIUS 3RT2 | - | 0 | 0
3RT1034-3AP04-1AA0 |  | 3RT1034-3AP04-1AA0 | 1 | UN | 1 | 20 | D | D | N | N | 85364900 | 1 | 4011209610149 | 0.9 | KG | 194.75 | 194.75 | CP02 | CP02 | Power contactor, AC-3 32 A, 15 kW / 400 V 230 V AC, 50 Hz 3-pole, Size S2 Main circuit: screw terminal, Auxiliary circuit: Spring-type terminal Auxiliary switch front 2 NO + 2 NC, Upright mounting position !!! Phased-out product !!! Successor is SIRIUS 3RT2 | - | 0 | 9
3RT1034-3AP06 |  | 3RT1034-3AP06 | 1 | UN | 1 | 20 | D | D | N | N | 85364900 | 1 | 4011209447684 | 0.96 | KG | 190.95 | 190.95 | CP02 | CP02 | Power contactor, AC-3 32 A, 15 kW / 400 V 230 V AC, 50 Hz 3-pole, Size S2 Main circuit: screw terminal, Auxiliary circuit: Spring-type terminal !!! Phased-out product !!! Successor is SIRIUS 3RT2 Preferred successor type is >>3RT2035-3AP06<< | - | 0 | 9
3RT1034-3AP06-Z | X95 | 3RT1034-3AP06-ZX95 | 1 | UN | 1 | 20 | D | D | N | N | 85364900 | 21 | 4011209550568 | 0.866 | KG | 190.95 | 190.95 | CP02 | CP02 | Power contactor, AC-3 32 A, 15 kW / 400 V 230 V AC, 50 Hz 3-pole, Size S2 Main circuit: screw terminal, Auxiliary circuit: Spring-type terminal !!! Phased-out product !!! Successor is SIRIUS 3RT2 | - | 0 | 9
3RT1034-3AP08-1MA2 |  | 3RT1034-3AP08-1MA2 | 1 | UN | 1 | 20 | D | D | N | N | 85364900 | 1 | 4011209564053 | 0.89 | KG | 196.65 | 196.65 | CP02 | CP02 | Power contactor, AC-3 32 A, 15 kW / 400 V 230 V AC, 50 Hz 3-pole, Size S2 Spring-type terminal auxiliary switch Front 3 NO + 1 NC Upright mounting position !!! Phased-out product !!! Successor is SIRIUS 3RT2 | - | 0 | 9
3RT1034-3AP60 |  | 3RT1034-3AP60 | 1 | UN | 1 | 20 | D | D | N | N | 85364900 | 1 | 4011209343887 | 0.819 | KG | 143.45 | 143.45 | CP02 | CP02 | Power contactor, AC-3 32 A, 15 kW / 400 V 220 V AC, 50 Hz / 240 V, 60 Hz 3-pole, Size S2 Spring-type terminal !!! Phased-out product !!! Successor is SIRIUS 3RT2 Preferred successor type is >>3RT2035-3AP60<< | - | 0 | 0
3RT1034-3AR60 |  | 3RT1034-3AR60 | 1 | UN | 1 | 20 | D | D | N | N | 85364900 | 1 | 4011209495265 | 0.82 | KG | 148.2 | 148.2 | CP02 | CP02 | Power contactor, AC-3 32 A, 15 kW / 400 V 400 V AC, 50 Hz / 60 Hz, 440 V 60 Hz, 3-pole, Size S2, Spring-type terminal !!! Phased-out product !!! Successor is SIRIUS 3RT2 | - | 0 | 0
3RT1034-3AU00 |  | 3RT1034-3AU00 | 1 | UN | 1 | 20 | D | D | N | N | 85364900 | 1 | 4011209544208 | 0.818 | KG | 143.45 | 143.45 | CP02 | CP02 | Power contactor, AC-3 32 A, 15 kW / 400 V 240 V AC, 50 Hz, 3-pole, Size S2, Spring-type terminal !!! Phased-out product !!! Successor is SIRIUS 3RT2 | - | 0 | 0
3RT1034-3AV00 |  | 3RT1034-3AV00 | 1 | UN | 1 | 20 | D | D | N | N | 85364900 | 1 | 4011209343894 | 0.814 | KG | 148.2 | 148.2 | CP02 | CP02 | Power contactor, AC-3 32 A, 15 kW / 400 V 400 V AC, 50 Hz, 3-pole, Size S2 Spring-type terminal !!! Phased-out product !!! Successor is SIRIUS 3RT2 Preferred successor type is >>3RT2035-3AV00<< |  | 0 | 0
3RT1034-3AV60 |  | 3RT1034-3AV60 | 1 | UN | 1 | 20 | D | D | N | N | 85364900 | 1 | 4011209387942 | 0.811 | KG | 148.2 | 148.2 | CP02 | CP02 | Power contactor, AC-3 32 A, 15 kW / 400 V 480 V AC, 60 Hz, 3-pole, Size S2 Spring-type terminal !!! Phased-out product !!! Successor is SIRIUS 3RT2 | - | 0 | 0
3RT1034-3BB40 |  | 3RT1034-3BB40 | 1 | UN | 1 | 20 | D | D | N | N | 85364900 | 1 | 4011209296152 | 1.403 | KG | 227.05 | 227.05 | CP02 | CP02 | Power contactor, AC-3 32 A, 15 kW / 400 V 24 V DC, 3-pole, Size S2, Spring-type terminal !!! Phased-out product !!! Successor is SIRIUS 3RT2 Preferred successor type is >>3RT2027-2BB40<< |  | 0 | 0
3RT1034-3BB40-Z | N88 | 3RT1034-3BB40-ZN88 | 1 | UN | 1 | 10 | C | D | N | N | 85364900 | 1 |  | 1.435 | KG | 253.65 | 253.65 | CP02 | CP02 | Power contactor, AC-3 32 A, 15 kW / 400 V 24 V DC, 3-pole, Size S2, Spring-type terminal Customized !!! Phased-out product !!! Successor is SIRIUS 3RT2 Preferred successor type is >>3RT1034-3BB40<< | - | 0 | 7
3RT1034-3BB40-Z | N88X95 | 3RT1034-3BB40-ZN88X95 | 1 | UN | 1 | 10 | C | D | N | N | 85364900 | 24 | 4011209719842 | 1.435 | KG | 253.65 | 253.65 | CP02 | CP02 | Power contactor, AC-3 32 A, 15 kW / 400 V 24 V DC, 3-pole, Size S2, Spring-type terminal Customized Reusable packaging = 27 units !!! Phased-out product !!! Successor is SIRIUS 3RT2 | - | 0 | 7
3RT1034-3BB40-Z | X95 | 3RT1034-3BB40-ZX95 | 1 | UN | 1 | 20 | D | D | N | N | 85364900 | 24 | 4011209399068 | 1.383 | KG | 227.05 | 227.05 | CP02 | CP02 | Power contactor, AC-3 32 A, 15 kW / 400 V 24 V DC, 3-pole, Size S2, Spring-type terminal Reusable packaging = 24 units !!! Phased-out product !!! Successor is SIRIUS 3RT2 | - | 0 | 0
3RT1034-3BB44-3MA0 |  | 3RT1034-3BB44-3MA0 | 1 | UN | 1 | 20 | D | D | N | N | 85364900 | 1 | 4011209570658 | 1.515 | KG | 256.5 | 256.5 | CP02 | CP02 | Power contactor, AC-3 32 A, 15 kW / 400 V 24 V DC, 3-pole, Size S2 Spring-type terminal 2 NO + 2 NC, captive low-noise !!! Phased-out product !!! Successor is SIRIUS 3RT2 Preferred successor type is | - | 0 | 0
3RT1034-3BD40 |  | 3RT1034-3BD40 | 1 | UN | 1 | 20 | D | D | N | N | 85364900 | 1 | 4011209556065 | 1.435 | KG | 233.7 | 233.7 | CP02 | CP02 | Power contactor, AC-3 32 A, 15 kW / 400 V 42 V DC, 3-pole, Size S2 Spring-type terminal !!! Phased-out product !!! Successor is SIRIUS 3RT2 | - | 0 | 0
3RT1034-3BE40 |  | 3RT1034-3BE40 | 1 | UN | 1 | 20 | D | D | N | N | 85364900 | 1 | 4011209343900 | 1.44 | KG | 233.7 | 233.7 | CP02 | CP02 | Power contactor, AC-3 32 A, 15 kW / 400 V 60 V DC, 3-pole, Size S2 Spring-type terminal !!! Phased-out product !!! Successor is SIRIUS 3RT2 | - | 0 | 0
3RT1034-3BF40 |  | 3RT1034-3BF40 | 1 | UN | 1 | 20 | D | D | N | N | 85364900 | 1 | 4011209343917 | 1.389 | KG | 227.05 | 227.05 | CP02 | CP02 | Power contactor, AC-3 32 A, 15 kW / 400 V 110 V DC, 3-pole, Size S2 Spring-type terminal !!! Phased-out product !!! Successor is SIRIUS 3RT2 |  | 0 | 0
3RT1034-3BM40 |  | 3RT1034-3BM40 | 1 | UN | 1 | 20 | D | D | N | N | 85364900 | 1 | 4011209296169 | 1.418 | KG | 227.05 | 227.05 | CP02 | CP02 | Power contactor, AC-3 32 A, 15 kW / 400 V 220 V DC, 3-pole, Size S2 Spring-type terminal !!! Phased-out product !!! Successor is SIRIUS 3RT2 Preferred successor type is >>3RT2035-3NP30<< | - | 0 | 0
3RT1034-3BW40 |  | 3RT1034-3BW40 | 1 | UN | 1 | 20 | D | D | N | N | 85364900 | 1 | 4011209343931 | 1.404 | KG | 227.05 | 227.05 | CP02 | CP02 | Power contactor, AC-3 32 A, 15 kW / 400 V 48 V DC, 3-pole, Size S2 Spring-type terminal !!! Phased-out product !!! Successor is SIRIUS 3RT2 | - | 0 | 0
3RT1034-3BW44 |  | 3RT1034-3BW44 | 1 | UN | 1 | 20 | D | D | N | N | 85364900 | 1 | 4011209553095 | 1.474 | KG | 254.6 | 254.6 | CP02 | CP02 | Power contactor, AC-3 32 A, 15 kW / 400 V 48 V DC, 2 NO + 2 NC 3-pole, Size S00-S12 Screw terminal Auxiliary circuit: Spring-type terminal !!! Phased-out product !!! Successor is SIRIUS 3RT2 Preferred successor type is >>3RT2035-3NE34<< | - | 0 | 0
3RT1034-3EG24-0KS0 |  | 3RT1034-3EG24-0KS0 | 1 | UN | 1 | 20 | D | D | N | N | 85364900 | 1 | 4011209409385 | 0.959 | KG | 201.4 | 201.4 | CP02 | CP02 | Power contactor, AC-3 32 A, 15 kW / 400 V 110 V AC, 50/60 Hz 3-pole, Size S2, 2 NO / 2 NC Main circuit: Screw terminal Auxiliary current: Spring-type terminal with plugged-on RC element Schindler With front-side auxiliary switch !!! Phased-out product !!! Successor is SIRIUS 3RT2 | - | 0 | 9
3RT1034-3EG28-0KS7 |  | 3RT1034-3EG28-0KS7 | 1 | UN | 1 | 20 | D | D | N | N | 85364900 | 1 | 4011209533066 | 0.975 | KG | 250.8 | 250.8 | CP02 | CP02 | Power contactor, AC-3 32 A, 15 kW / 400 V 110 V AC, 50/60 Hz 3-pole, Size S2, 2 NO / 2 NC Main circuit: Screw terminal Auxiliary current: Spring-type terminal with plugged-on RC element Aux. switch left: 1 NO + 1 NC Solid-state compatible aux. switch right: 1 NO + 1 NC, S Standard Schindler !!! Phased-out product !!! Successor is SIRIUS 3RT2 | - | 0 | 9
3RT1034-3EG28-0MA3 |  | 3RT1034-3EG28-0MA3 | 1 | UN | 1 | 20 | D | D | N | N | 85364900 | 1 | 4011209586581 | 0.952 | KG | 238.45 | 238.45 | CP02 | CP02 | Power contactor, AC-3 32 A, 15 kW / 400 V 110 V AC, 50/60 Hz 3-pole, Size S2 Spring-type terminal 1 NO + 1 NC solid-state-compatible 1 NO + 1 NC standard RC element !!! Phased-out product !!! Successor is SIRIUS 3RT2 | - | 0 | 9
3RT1034-3EG28-0MA3-Z | W96 | 3RT1034-3EG28-0MA3-ZW96 | 1 | UN | 1 | 20 | D | D | EAR99 | N | 85364900 | 14 | 4047621007731 | 0.959 | KG | 238.45 | 238.45 | CP02 | CP02 | Power contactor, AC-3 32 A, 15 kW / 400 V 50 / 60 Hz, Schindler Multi-unit packaging Pack = 14 units !!! Phased-out product !!! Successor is SIRIUS 3RT2 | - | 0 | 9
3RT1034-3EG28-0MA3-Z | W97 | 3RT1034-3EG28-0MA3-ZW97 | 1 | UN | 1 | 20 | D | D | N | N | 85364900 | 7 | 4011209650800 | 0.959 | KG | 238.45 | 238.45 | CP02 | CP02 | Power contactor, AC-3 32 A, 15 kW / 400 V 50 / 60 Hz, Schindler Multi-unit packaging !!! Phased-out product !!! Successor is SIRIUS 3RT2 | - | 0 | 9
3RT1034-3EG28-0MA3-Z | X95 | 3RT1034-3EG28-0MA3-ZX95 | 1 | UN | 1 | 20 | D | D | N | N | 85364900 | 28 | 4011209650794 | 0.899 | KG | 238.45 | 238.45 | CP02 | CP02 | Power contactor, AC-3 32 A, 15 kW / 400 V 50 / 60 Hz, Schindler Reusable packaging Pack = 28 units !!! Phased-out product !!! Successor is SIRIUS 3RT2 | - | 0 | 9
3RT1034-3EL24 |  | 3RT1034-3EL24 | 1 | UN | 1 | 20 | D | D | N | N | 85364900 | 1 | 4011209390195 | 0.96 | KG | 196.65 | 196.65 | CP02 | CP02 | Power contactor, AC-3 32 A, 15 kW / 400 V 230 V AC, 50/60 Hz 3-pole, 2 NO + 2 NC, Size S2, Spring-type terminal with attached RC element !!! Phased-out product !!! Successor is SIRIUS 3RT2 | - | 0 | 9
3RT1034-3EL24-0KS0 |  | 3RT1034-3EL24-0KS0 | 1 | UN | 1 | 20 | D | D | N | N | 85364900 | 1 | 4011209409378 | 0.964 | KG | 201.4 | 201.4 | CP02 | CP02 | Power contactor, AC-3 32 A, 15 kW / 400 V 230 V AC, 50/60 Hz 3-pole, Size S2, 2 NO / 2 NC Main circuit: Screw terminal Auxiliary current: Spring-type terminal with plugged-on RC element With front-side auxiliary switch !!! Phased-out product !!! Successor is SIRIUS 3RT2 | - | 0 | 9
3RT1034-3EL28-0KS3 |  | 3RT1034-3EL28-0KS3 | 1 | UN | 1 | 20 | D | D | N | N | 85364900 | 1 | 4011209536999 | 0.957 | KG | 238.45 | 238.45 | CP02 | CP02 | Power contactor, AC-3 32 A, 15 kW / 400 V 230 V AC, 50/60 Hz 3-pole, Size S2, 2 NO / 2 NC Main circuit: Screw terminal Auxiliary current: Spring-type terminal with attached RC element Schindler !!! Phased-out product !!! Successor is SIRIUS 3RT2 | - | 0 | 9
3RT1034-3EL28-0KS6 |  | 3RT1034-3EL28-0KS6 | 1 | UN | 1 | 20 | D | D | N | N | 85364900 | 1 | 4011209537002 | 0.981 | KG | 247 | 247 | CP02 | CP02 | Power contactor, AC-3 32 A, 15 kW / 400 V 230 V AC, 50/60 Hz 3-pole, Size S2 2 NO / 2 NC Main circuit: Screw terminal Auxiliary current: Spring-type terminal with attached RC element Aux. switch left: 2 NC Solid-state-compatible Aux. switch right: 2 NO standard !!! Phased-out product !!! Successor is SIRIUS 3RT2 | - | 0 | 9
3RT1034-3KB44-0LA0 |  | 3RT1034-3KB44-0LA0 | 1 | UN | 1 | 20 | D | D | N | N | 85364900 | 1 | 4011209441767 | 1.644 | KG | 305.9 | 305.9 | CP02 | CP02 | Power contactor, AC-3 32 A, 15 kW / 400 V 24 V DC, 0.7-1.25* Us 3-pole, Size S2 Spring-type terminal !!! Phased-out product !!! Successor is SIRIUS 3RT2 Preferred successor type is >>3RT2035-3XB44-0LA2<< | - | 0 | 0
3RT1034-3KF44-0LA0 |  | 3RT1034-3KF44-0LA0 | 1 | UN | 1 | 50 | X | D | N | N | 85364900 | 1 | 4011209440623 | 1.62 | KG | 305.9 | 305.9 | CP02 | CP02 | Power contactor, AC-3 32 A, 15 kW / 400 V 110 V DC, 0.7-1.25* Us 3-pole, Size S2 Spring-type terminal !!! Phased-out product !!! Successor is SIRIUS 3RT2 Preferred successor type is >>3RT2035-3XF44-0LA2<< | - | 0 | 0
3RT1034-3KK84-0LA0 |  | 3RT1034-3KK84-0LA0 | 1 | UN | 1 | 20 | D | D | N | N | 85364900 | 1 | 4011209893375 | 1.629 | KG | 305.9 | 305.9 | CP02 | CP02 | Power contactor, AC-3 32 A, 15 kW / 400 V 52 V DC, 0.7-1.25* Us 3-pole, Size S2 Spring-type terminal !!! Phased-out product !!! Successor is SIRIUS 3RT2 | - | 0 | 0
3RT1034-3XB40-0LA2 |  | 3RT1034-3XB40-0LA2 | 1 | UN | 1 | 20 | D | D | N | N | 85364900 | 1 | 4011209562943 | 1.485 | KG | 294.5 | 294.5 | CP02 | CP02 | Traction contactor, AC-3 32 A, 15 kW / 400 V 24 V DC, 0.7-1.25* Us 3-pole, Size S2 Spring-type terminal With electronic control unit Integrated varistor !!! Phased-out product !!! Successor is SIRIUS 3RT2 Preferred successor type is >>3RT2035-3XB40-0LA2<< | - | 0 | 0
3RT1034-3XB44-0LA2 |  | 3RT1034-3XB44-0LA2 | 1 | UN | 1 | 20 | D | D | N | N | 85364900 | 1 |  | 1.466 | KG | 323 | 323 | CP02 | CP02 | Traction contactor, AC-3 32 A, 15 kW / 400 V 24 V DC, 0.7-1.25* Us 3-pole, Size S2 spring-type terminal 2 NO + 2 NC With electronic control unit Integrated varistor !!! Phased-out product !!! Successor is SIRIUS 3RT2 Preferred successor type is >>3RT2035-3XB44-0LA2<< | - | 0 | 9
3RT1034-3XF00-0GA0 |  | 3RT1034-3XF00-0GA0 | 1 | UN | 1 | 20 | D | D | N | N | 85364900 | 1 | 4011209563193 | 1.45 | KG | 273.6 | 273.6 | CP02 | CP02 | Power contactor, AC-3 32 A, 15 kW / 400 V Us = 110 V, 50/60 Hz 3-pole, Size S2 Spring-type terminal With electronic control unit With varistor attenuated low-noise !!! Phased-out product !!! Successor is SIRIUS 3RT2 Preferred successor type is >>3RT2035-3NF30<< | - | 0 | 0
3RT1034-3XF40-0LA2 |  | 3RT1034-3XF40-0LA2 | 1 | UN | 1 | 20 | D | D | N | N | 85364900 | 1 | 4011209562950 | 1.5 | KG | 294.5 | 294.5 | CP02 | CP02 | Traction contactor, AC-3 32 A, 15 kW / 400 V 110 V DC, 0.7-1.25* Us 3-pole, Size S2 Spring-type terminal With electronic control unit Integrated varistor !!! Phased-out product !!! Successor is SIRIUS 3RT2 Preferred successor type is >>3RT2035-3XF40-0LA2<< | - | 0 | 0
3RT1034-3XF44-0LA2 |  | 3RT1034-3XF44-0LA2 | 1 | UN | 1 | 20 | D | D | N | N | 85364900 | 1 |  | 1.466 | KG | 323 | 323 | CP02 | CP02 | Traction contactor, AC-3 32 A, 15 kW / 400 V 110 V DC, 0.7-1.25* Us 3-pole, Size S2 spring-type terminal 2 NO + 2 NC With electronic control unit Integrated varistor !!! Phased-out product !!! Successor is SIRIUS 3RT2 Preferred successor type is >>3RT2035-3XF44-0LA2<< | - | 0 | 9
3RT1034-3XG28-0MV0 |  | 3RT1034-3XG28-0MV0 | 1 | UN | 1 | 20 | D | D | N | N | 85364900 | 1 |  | 0.89 | KG | 228 | 228 | CP02 | CP02 | Power contactor, AC-3 32 A, 15 kW / 400 V 110 V AC, 50/60 Hz 3-pole, Size S0 Spring-type terminal 1 NO + 1 NC solid-state-compatible 1 NO + 1 NC standard RC element attached at bottom !!! Phased-out product !!! Successor is SIRIUS 3RT2 | - | 0 | 9
3RT1034-3XP00-0GA0 |  | 3RT1034-3XP00-0GA0 | 1 | UN | 1 | 20 | D | D | N | N | 85364900 | 1 | 4011209563186 | 1.449 | KG | 273.6 | 273.6 | CP02 | CP02 | Power contactor, AC-3 32 A, 15 kW / 400 V 230 V AC, 50/60 Hz 3-pole, Size S2 Spring-type terminal With electronic control unit With varistor attenuated low-noise !!! Phased-out product !!! Successor is SIRIUS 3RT2 Preferred successor type is >>3RT2035-3NP30<< | - | 0 | 0
3RT1035-1AB00 |  | 3RT1035-1AB00 | 1 | UN | 1 | 20 | D | D | N | N | 85364900 | 1 | 4011209294264 | 0.838 | KG | 157.7 | 157.7 | CP02 | CP02 | Power contactor, AC-3 40 A, 18.5 kW / 400 V 24 V AC, 50 Hz, 3-pole Size S2, Screw terminal !!! Phased-out product !!! Successor is SIRIUS 3RT2 Preferred successor type is >>3RT2028-1AB00<< |  | 0 | 0
3RT1035-1AB00-1AA0 |  | 3RT1035-1AB00-1AA0 | 1 | UN | 1 | 20 | D | D | N | N | 85364900 | 1 | 4011209547322 | 0.837 | KG | 182.4 | 182.4 | CP02 | CP02 | Power contactor, AC-3 40 A, 18.5 kW / 400 V 24 V AC, 50 Hz, 3-pole, Size S2, Screw terminal Upright mounting position !!! Phased-out product !!! Successor is SIRIUS 3RT2 Preferred successor type is >>3RT2035-1AB00-1AA0<< | - | 0 | 0
3RT1035-1AB04 |  | 3RT1035-1AB04 | 1 | UN | 1 | 20 | D | D | N | N | 85364900 | 1 | 4011209307735 | 1.02 | KG | 184.3 | 184.3 | CP02 | CP02 | Power contactor, AC-3 40 A, 18.5 kW / 400 V 24 V AC, 50 Hz, 2 NO + 2 NC, 3-pole, Size S2, Screw terminal !!! Phased-out product !!! Successor is SIRIUS 3RT2 Preferred successor type is >>3RT2028-1AB04<< |  | 0 | 0
3RT1035-1AC00 |  | 3RT1035-1AC00 | 1 | UN | 1 | 20 | D | D | N | N | 85364900 | 1 | 4011209579811 | 0.843 | KG | 163.4 | 163.4 | CP02 | CP02 | Power contactor, AC-3 40 A, 18.5 kW / 400 V !!! Phased-out product !!! Successor is SIRIUS 3RT2 | - | 0 | 0
3RT1035-1AC10 |  | 3RT1035-1AC10 | 1 | UN | 1 | 20 | D | D | N | N | 85364900 | 1 | 4011209444560 | 0.837 | KG | 163.4 | 163.4 | CP02 | CP02 | Power contactor, AC-3 40 A, 18.5 kW / 400 V 24 V AC, 60 Hz, 3-pole, Size S2, Screw terminal !!! Phased-out product !!! Successor is SIRIUS 3RT2 Preferred successor type is >>3RT2028-1AC20<< | - | 0 | 0
3RT1035-1AC20 |  | 3RT1035-1AC20 | 1 | UN | 1 | 20 | D | D | N | N | 85364900 | 1 | 4011209337459 | 0.843 | KG | 157.7 | 157.7 | CP02 | CP02 | Power contactor, AC-3 40 A, 18.5 kW / 400 V 24 V AC, 50/60 Hz 3-pole, Size S2, Screw terminal !!! Phased-out product !!! Successor is SIRIUS 3RT2 Preferred successor type is >>3RT2028-1AC20<< | - | 0 | 0
3RT1035-1AC20-Z | W95 | 3RT1035-1AC20-ZW95 | 1 | UN | 1 | 20 | D | D | N | N | 85364900 | 30 | 4011209718166 | 0.845 | KG | 157.7 | 157.7 | CP02 | CP02 | Power contactor, AC-3 40 A, 18.5 kW / 400 V 24 V AC, 50/60 Hz 3-pole, Size S2, Screw terminal Multi-unit packaging = 30 units !!! Phased-out product !!! Successor is SIRIUS 3RT2 | - | 0 | 0
3RT1035-1AC20-Z | W96 | 3RT1035-1AC20-ZW96 | 1 | UN | 1 | 20 | D | D | N | N | 85364900 | 15 | 4011209822931 | 0.845 | KG | 157.7 | 157.7 | CP02 | CP02 | Power contactor, AC-3 40 A, 18.5 kW / 400 V 24 V AC, 50/60 Hz 3-pole, Size S2, Screw terminal Multi-unit packaging = 15 units !!! Phased-out product !!! Successor is SIRIUS 3RT2 | - | 0 | 0
3RT1035-1AC20-Z | W97 | 3RT1035-1AC20-ZW97 | 1 | UN | 1 | 20 | D | D | EAR99 | N | 85364900 | 7 | 4011209902169 | 0.845 | KG | 157.7 | 157.7 | CP02 | CP02 | Power contactor, AC-3 40 A, 18.5 kW / 400 V 24 V AC, 50/60 Hz 3-pole, Size S2, Screw terminal Multi-unit packaging = 7 units !!! Phased-out product !!! Successor is SIRIUS 3RT2 | - | 0 | 0
3RT1035-1AC20-Z | X95 | 3RT1035-1AC20-ZX95 | 1 | UN | 1 | 20 | D | D | N | N | 85364900 | 30 | 4011209372085 | 1.45 | KG | 157.7 | 157.7 | CP02 | CP02 | Power contactor, AC-3 40 A, 18.5 kW / 400 V 24 V AC, 50/60 Hz 3-pole, Size S2, Screw terminal Reusable packaging = 30 units !!! Phased-out product !!! Successor is SIRIUS 3RT2 | - | 0 | 0
3RT1035-1AC24 |  | 3RT1035-1AC24 | 1 | UN | 1 | 20 | D | D | N | N | 85364900 | 1 | 4011209343948 | 0.933 | KG | 184.3 | 184.3 | CP02 | CP02 | Power contactor, AC-3 40 A, 18.5 kW / 400 V 24 V AC, 50 / 60 Hz, 2 NO + 2 NC, 3-pole, Size S2, Screw terminal !!! Phased-out product !!! Successor is SIRIUS 3RT2 Preferred successor type is >>3RT2028-1AC24<< | - | 0 | 0
3RT1035-1AD00 |  | 3RT1035-1AD00 | 1 | UN | 1 | 20 | D | D | N | N | 85364900 | 1 | 4011209343955 | 0.85 | KG | 163.4 | 163.4 | CP02 | CP02 | Power contactor, AC-3 40 A, 18.5 kW / 400 V 42 V AC, 50 Hz, 3-pole, Size S2, Screw terminal !!! Phased-out product !!! Successor is SIRIUS 3RT2 Preferred successor type is >>3RT2028-1AD00<< | - | 0 | 0
3RT1035-1AD04 |  | 3RT1035-1AD04 | 1 | UN | 1 | 20 | D | D | N | N | 85364900 | 1 | 4011209343962 | 0.927 | KG | 190 | 190 | CP02 | CP02 | Power contactor, AC-3 40 A, 18.5 kW / 400 V 42 V AC, 50 Hz, 2 NO + 2 NC, 3-pole, Size S2, Screw terminal !!! Phased-out product !!! Successor is SIRIUS 3RT2 Preferred successor type is >>3RT2035-1AD04<< | - | 0 | 0
3RT1035-1AD04-1AA0 |  | 3RT1035-1AD04-1AA0 | 1 | UN | 1 | 20 | D | D | N | N | 85364900 | 1 | 4011209513877 | 0.935 | KG | 215.65 | 215.65 | CP02 | CP02 | Power contactor, AC-3 40 A, 18.5 kW / 400 V 42 V AC, 50 Hz, 2 NO + 2 NC 3-pole, Size S2, Screw terminal Upright mounting position !!! Phased-out product !!! Successor is SIRIUS 3RT2 | - | 0 | 0
3RT1035-1AD20 |  | 3RT1035-1AD20 | 1 | UN | 1 | 20 | D | D | N | N | 85364900 | 1 | 4011209496675 | 0.833 | KG | 163.4 | 163.4 | CP02 | CP02 | Power contactor, AC-3 40 A, 18.5 kW / 400 V 42 V AC, 50 / 60 Hz, 3-pole, Size S2, Screw terminal !!! Phased-out product !!! Successor is SIRIUS 3RT2 | - | 0 | 0
3RT1035-1AD20-Z | X95 | 3RT1035-1AD20-ZX95 | 1 | UN | 1 | 20 | D | D | N | N | 85364900 | 30 | 4011209645332 | 0.843 | KG | 163.4 | 163.4 | CP02 | CP02 | Power contactor, AC-3 40 A, 18.5 kW / 400 V 42 V AC, 50 / 60 Hz, 3-pole, Size S2, Screw terminal Reusable packaging = 30 units !!! Phased-out product !!! Successor is SIRIUS 3RT2 | - | 0 | 0
3RT1035-1AD24 |  | 3RT1035-1AD24 | 1 | UN | 1 | 20 | D | D | N | N | 85364900 | 1 | 4011209496682 | 0.935 | KG | 190 | 190 | CP02 | CP02 | Power contactor, AC-3 40 A, 18.5 kW / 400 V 42 V AC, 50 / 60 Hz, 2 NO + 2 NC 3-pole, Size S2 Screw terminal !!! Phased-out product !!! Successor is SIRIUS 3RT2 | - | 0 | 0
3RT1035-1AF00 |  | 3RT1035-1AF00 | 1 | UN | 1 | 20 | D | D | N | N | 85364900 | 1 | 4011209294271 | 0.84 | KG | 157.7 | 157.7 | CP02 | CP02 | Power contactor, AC-3 40 A, 18.5 kW / 400 V 110 V AC, 50 Hz, 3-pole, Size S2, Screw terminal !!! Phased-out product !!! Successor is SIRIUS 3RT2 Preferred successor type is >>3RT2028-1AF00<< |  | 0 | 0
3RT1035-1AF00-Z | W96 | 3RT1035-1AF00-ZW96 | 1 | UN | 1 | 20 | D | D | N | N | 85364900 | 15 | 4047621029368 | 0.845 | KG | 157.7 | 157.7 | CP02 | CP02 | Power contactor, AC-3 40 A, 18.5 kW / 400 V 110 V AC, 50 Hz, 3-pole, Size S2, Screw terminal Multi-unit packaging = 15 units !!! Phased-out product !!! Successor is SIRIUS 3RT2 | - | 0 | 0
3RT1035-1AF00-Z | X95 | 3RT1035-1AF00-ZX95 | 1 | UN | 1 | 20 | D | D | N | N | 85364900 | 30 | 4011209610040 | 0.938 | KG | 157.7 | 157.7 | CP02 | CP02 | Power contactor, AC-3 40 A, 18.5 kW / 400 V !!! Phased-out product !!! Successor is SIRIUS 3RT2 | - | 0 | 0
3RT1035-1AF04 |  | 3RT1035-1AF04 | 1 | UN | 1 | 20 | D | D | N | N | 85364900 | 1 | 4011209307742 | 0.932 | KG | 184.3 | 184.3 | CP02 | CP02 | Power contactor, AC-3 40 A, 18.5 kW / 400 V 110 V AC, 50 Hz, 2 NO + 2 NC, 3-pole, Size S2, Screw terminal !!! Phased-out product !!! Successor is SIRIUS 3RT2 Preferred successor type is >>3RT2028-1AF04<< |  | 0 | 0
3RT1035-1AG20 |  | 3RT1035-1AG20 | 1 | UN | 1 | 20 | D | D | N | N | 85364900 | 1 | 4011209337466 | 0.839 | KG | 157.7 | 157.7 | CP02 | CP02 | Power contactor, AC-3 40 A, 18.5 kW / 400 V 110 V AC, 50/60 Hz 3-pole, Size S2, Screw terminal !!! Phased-out product !!! Successor is SIRIUS 3RT2 Preferred successor type is >>3RT2028-1AG20<< | - | 0 | 0
3RT1035-1AG20-Z | W96 | 3RT1035-1AG20-ZW96 | 1 | UN | 1 | 20 | D | D | N | N | 85364900 | 15 |  | 1.3 | KG | 157.7 | 157.7 | CP02 | CP02 | Power contactor, AC-3 40 A, 18.5 kW / 400 V 110 V AC, 50/60 Hz 3-pole, Size S2, Screw terminal Multi-unit packaging = 15 units !!! Phased-out product !!! Successor is SIRIUS 3RT2 | - | 0 | 9
3RT1035-1AG20-Z | X95 | 3RT1035-1AG20-ZX95 | 1 | UN | 1 | 20 | D | D | N | N | 85364900 | 30 | 4011209372092 | 0.813 | KG | 157.7 | 157.7 | CP02 | CP02 | Power contactor, AC-3 40 A, 18.5 kW / 400 V 110 V AC, 50/60 Hz 3-pole, Size S2, Screw terminal Reusable packaging = 30 units !!! Phased-out product !!! Successor is SIRIUS 3RT2 | - | 0 | 0
3RT1035-1AG24 |  | 3RT1035-1AG24 | 1 | UN | 1 | 20 | D | D | N | N | 85364900 | 1 | 4011209343979 | 0.931 | KG | 184.3 | 184.3 | CP02 | CP02 | Power contactor, AC-3 40 A, 18.5 kW / 400 V 110 V AC, 50/60 Hz 2 NO + 2 NC, 3-pole, Size S2, Screw terminal !!! Phased-out product !!! Successor is SIRIUS 3RT2 Preferred successor type is >>3RT2028-1AG24<< | - | 0 | 0
3RT1035-1AG60 |  | 3RT1035-1AG60 | 1 | UN | 1 | 20 | D | D | N | N | 85364900 | 1 | 4011209495272 | 0.842 | KG | 163.4 | 163.4 | CP02 | CP02 | Power contactor, AC-3 40 A, 18.5 kW / 400 V 100 V AC, 50 Hz / 100-110 V 60 Hz, 3-pole, Size S2, Screw terminal !!! Phased-out product !!! Successor is SIRIUS 3RT2 Preferred successor type is >>3RT2028-1AG60<< | - | 0 | 0
3RT1035-1AG60-1AA0 |  | 3RT1035-1AG60-1AA0 | 1 | UN | 1 | 20 | D | D | N | N | 85364900 | 1 | 4011209547384 | 0.841 | KG | 189.05 | 189.05 | CP02 | CP02 | Power contactor, AC-3 40 A, 18.5 kW / 400 V 100 V AC, 50 Hz / 100-110 V 60 Hz, 3-pole, Size S2, Screw terminal Upright mounting position !!! Phased-out product !!! Successor is SIRIUS 3RT2 | - | 0 | 0
3RT1035-1AH00 |  | 3RT1035-1AH00 | 1 | UN | 1 | 20 | D | D | N | N | 85364900 | 1 | 4011209301795 | 0.89 | KG | 157.7 | 157.7 | CP02 | CP02 | Power contactor, AC-3 40 A, 18.5 kW / 400 V 48 V AC, 50 Hz, 3-pole, Size S2, Screw terminal !!! Phased-out product !!! Successor is SIRIUS 3RT2 Preferred successor type is >>3RT2028-1AH00<< | - | 0 | 0
3RT1035-1AH04 |  | 3RT1035-1AH04 | 1 | UN | 1 | 20 | D | D | N | N | 85364900 | 1 | 4011209343986 | 1.069 | KG | 184.3 | 184.3 | CP02 | CP02 | Power contactor, AC-3 40 A, 18.5 kW / 400 V 48 V AC, 50 Hz, 2 NO + 2 NC, 3-pole, Size S2, Screw terminal !!! Phased-out product !!! Successor is SIRIUS 3RT2 Preferred successor type is >>3RT2028-1AH00<< | - | 0 | 0
3RT1035-1AH20 |  | 3RT1035-1AH20 | 1 | UN | 1 | 20 | D | D | N | N | 85364900 | 1 | 4011209439955 | 0.842 | KG | 163.4 | 163.4 | CP02 | CP02 | Power contactor, AC-3 40 A, 18.5 kW / 400 V 48 V AC, 50 / 60 Hz, 3-pole, Size S2, Screw terminal !!! Phased-out product !!! Successor is SIRIUS 3RT2 Preferred successor type is >>3RT2035-1AH20<< | - | 0 | 0
3RT1035-1AH20-1AA0 |  | 3RT1035-1AH20-1AA0 | 1 | UN | 1 | 20 | D | D | EAR99 | N | 85364900 | 1 | 4011209547407 | 0.796 | KG | 189.05 | 189.05 | CP02 | CP02 | Power contactor, AC-3 40 A, 18.5 kW / 400 V 48 V AC, 50 / 60 Hz, 3-pole, Size S2, Screw terminal Upright mounting position !!! Phased-out product !!! Successor is SIRIUS 3RT2 | - | 0 | 0
3RT1035-1AH24 |  | 3RT1035-1AH24 | 1 | UN | 1 | 20 | D | D | N | N | 85364900 | 1 | 4011209572140 | 0.933 | KG | 190 | 190 | CP02 | CP02 | Power contactor, AC-3 40 A, 18.5 kW / 400 V 48 V AC, 50 / 60 Hz, 2 NO + 2 NC, 3-pole, Size S2, Screw terminal !!! Phased-out product !!! Successor is SIRIUS 3RT2 | - | 0 | 0
3RT1035-1AH28-0PA4 |  | 3RT1035-1AH28-0PA4 | 1 | UN | 1 | 20 | D | D | N | N | 85364900 | 1 | 4011209580435 | 0.937 | KG | 188.1 | 188.1 | CP02 | CP02 | Power contactor, AC-3 40 A, 18.5 kW / 400 V 48 V AC, 50 / 60 Hz, 3-pole, Size S2, Screw terminal lateral (right) 1 NO + 1 NC according to EN 50012 (11E) !!! Phased-out product !!! Successor is SIRIUS 3RT2 | - | 0 | 9
3RT1035-1AK60 |  | 3RT1035-1AK60 | 1 | UN | 1 | 20 | D | D | N | N | 85364900 | 1 | 4011209343993 | 0.84 | KG | 157.7 | 157.7 | CP02 | CP02 | Power contactor, AC-3 40 A, 18.5 kW / 400 V 110 V AC, 50 Hz / 120 V, 60 Hz, 3-pole, Size S2, Screw terminal !!! Phased-out product !!! Successor is SIRIUS 3RT2 Preferred successor type is >>3RT2028-1AK60<< | - | 0 | 0
3RT1035-1AK60-1AA0 |  | 3RT1035-1AK60-1AA0 | 1 | UN | 1 | 20 | D | D | N | N | 85364900 | 1 | 4011209547414 | 0.844 | KG | 182.4 | 182.4 | CP02 | CP02 | Power contactor, AC-3 40 A, 18.5 kW / 400 V 110 V AC, 50 Hz / 120 V, 60 Hz, 3-pole, Size S2, Screw terminal Upright mounting position !!! Phased-out product !!! Successor is SIRIUS 3RT2 | - | 0 | 0
3RT1035-1AK60-Z | W95 | 3RT1035-1AK60-ZW95 | 1 | UN | 1 | 20 | D | D | N | N | 85364900 | 30 | 4011209406186 | 0.796 | KG | 157.7 | 157.7 | CP02 | CP02 | Power contactor, AC-3 40 A, 18.5 kW / 400 V 110 V AC, 50 Hz / 120 V, 60 Hz, 3-pole, Size S2, Screw terminal Multi-unit packaging = 30 units !!! Phased-out product !!! Successor is SIRIUS 3RT2 | - | 0 | 0
3RT1035-1AK60-Z | W96 | 3RT1035-1AK60-ZW96 | 1 | UN | 1 | 20 | D | D | N | N | 85364900 | 15 | 4011209405240 | 0.796 | KG | 157.7 | 157.7 | CP02 | CP02 | Power contactor, AC-3 40 A, 18.5 kW / 400 V 110 V AC, 50 Hz / 120 V, 60 Hz, 3-pole, Size S2, Screw terminal Multi-unit packaging = 15 units !!! Phased-out product !!! Successor is SIRIUS 3RT2 | - | 0 | 0
3RT1035-1AK60-Z | X95 | 3RT1035-1AK60-ZX95 | 1 | UN | 1 | 20 | D | D | N | N | 85364900 | 30 | 4011209402195 | 0.829 | KG | 157.7 | 157.7 | CP02 | CP02 | Power contactor, AC-3 40 A, 18.5 kW / 400 V 110 V AC, 50 Hz / 120 V, 60 Hz, 3-pole, Size S2, Screw terminal Reusable packaging = 30 units !!! Phased-out product !!! Successor is SIRIUS 3RT2 Preferred successor type is | - | 0 | 0
3RT1035-1AK64 |  | 3RT1035-1AK64 | 1 | UN | 1 | 20 | D | D | N | N | 85364900 | 1 | 4011209341678 | 0.93 | KG | 184.3 | 184.3 | CP02 | CP02 | Power contactor, AC-3 40 A, 18.5 kW / 400 V 110 V AC, 50 Hz / 120 V, 60 Hz, 2 NO + 2 NC, 3-pole, Size S2, Screw terminal !!! Phased-out product !!! Successor is SIRIUS 3RT2 Preferred successor type is >>3RT2028-1AK60<< | - | 0 | 0
3RT1035-1AK68-0PA4 |  | 3RT1035-1AK68-0PA4 | 1 | UN | 1 | 0 | A | D | EAR99 | N | 85364900 | 1 |  | 0.835 | KG | 181.45 | 181.45 | CP02 | CP02 | Power contactor, AC-3 40 A, 18.5 kW / 400 V 110 V AC, 50 Hz / 120 V, 60 Hz, 3-pole, Size S2, Screw terminal 1 NO + 1 NC (lateral right) !!! Phased-out product !!! Successor is SIRIUS 3RT2 | - | 0 | 0
3RT1035-1AL00 |  | 3RT1035-1AL00 | 1 | UN | 1 | 20 | D | D | N | N | 85364900 | 1 | 4011209535060 | 0.842 | KG | 163.4 | 163.4 | CP02 | CP02 | Power contactor, AC-3 40 A, 18.5 kW / 400 V 125 V AC, 50 Hz, 3-pole, Size S2, Screw terminal !!! Phased-out product !!! Successor is SIRIUS 3RT2 | - | 0 | 0
3RT1035-1AL20 |  | 3RT1035-1AL20 | 1 | UN | 1 | 20 | D | D | N | N | 85364900 | 1 | 4011209336544 | 0.884 | KG | 157.7 | 157.7 | CP02 | CP02 | Power contactor, AC-3 40 A, 18.5 kW / 400 V 230 V AC, 50 / 60 Hz, 3-pole, Size S2, Screw terminal !!! Phased-out product !!! Successor is SIRIUS 3RT2 Preferred successor type is >>3RT2028-1AL20<< | - | 0 | 0
3RT1035-1AL20-0ST0 |  | 3RT1035-1AL20-0ST0 | 1 | UN | 1 | 20 | D | D | N | N | 85364900 | 1 | 4011209909212 | 0.837 | KG | 169.1 | 169.1 | CP02 | CP02 | Power contactor, AC-3 40 A, 18.5 kW / 400 V 230 V AC, 50 / 60 Hz, 3-pole, Size S2, Screw terminal Modified short-circuit ring !!! Phased-out product !!! Successor is SIRIUS 3RT2 | - | 0 | 9
3RT1035-1AL20-1AA0 |  | 3RT1035-1AL20-1AA0 | 1 | UN | 1 | 20 | D | D | N | N | 85364900 | 1 | 4011209459458 | 0.842 | KG | 182.4 | 182.4 | CP02 | CP02 | Power contactor, AC-3 40 A, 18.5 kW / 400 V 230 V AC, 50 / 60 Hz, 3-pole, Size S2, Screw terminal Upright mounting position !!! Phased-out product !!! Successor is SIRIUS 3RT2 | - | 0 | 0
3RT1035-1AL20-Z | W95 | 3RT1035-1AL20-ZW95 | 1 | UN | 1 | 20 | D | D | N | N | 85364900 | 30 | 4011209577176 | 0.831 | KG | 157.7 | 157.7 | CP02 | CP02 | Power contactor, AC-3 40 A, 18.5 kW / 400 V 230 V AC, 50/60 Hz 3-pole, Size S2 Screw terminal Multi-unit packaging Pack = 30 units Pack = 30 units !!! Phased-out product !!! Successor is SIRIUS 3RT2 | - | 0 | 0
3RT1035-1AL20-Z | W96 | 3RT1035-1AL20-ZW96 | 1 | UN | 1 | 20 | D | D | N | N | 85364900 | 15 | 4011209577183 | 0.831 | KG | 157.7 | 157.7 | CP02 | CP02 | Power contactor, AC-3 40 A, 18.5 kW / 400 V 230 V AC, 50/60 Hz 3-pole, Size S2 Screw terminal Multi-unit packaging Pack = 15 units Pack = 15 units !!! Phased-out product !!! Successor is SIRIUS 3RT2 | - | 0 | 0
3RT1035-1AL20-Z | X95 | 3RT1035-1AL20-ZX95 | 1 | UN | 1 | 20 | D | D | N | N | 85364900 | 30 | 4011209398436 | 0.811 | KG | 157.7 | 157.7 | CP02 | CP02 | Power contactor, AC-3 40 A, 18.5 kW / 400 V 230 V AC, 50 / 60 Hz, 3-pole, Size S2, Screw terminal Reusable packaging = 30 units !!! Phased-out product !!! Successor is SIRIUS 3RT2 Preferred successor type is | - | 0 | 0
3RT1035-1AL24 |  | 3RT1035-1AL24 | 1 | UN | 1 | 20 | D | D | N | N | 85364900 | 1 | 4011209342613 | 0.936 | KG | 184.3 | 184.3 | CP02 | CP02 | Power contactor, AC-3 40 A, 18.5 kW / 400 V 230 V AC, 50 / 60 Hz, 2 NO + 2 NC, 3-pole, Size S2, Screw terminal !!! Phased-out product !!! Successor is SIRIUS 3RT2 Preferred successor type is >>3RT2028-1AL24<< | - | 0 | 0
3RT1035-1AL24-0AA1 |  | 3RT1035-1AL24-0AA1 | 1 | UN | 1 | 20 | D | D | N | N | 85364900 | 1 | 4011209391598 | 0.945 | KG | 207.1 | 207.1 | CP02 | CP02 | Power contactor, AC-3 40 A, 18.5 kW / 400 V 230 V AC, 50 / 60 Hz, 2 NO + 2 NC, 3-pole, Size S2, Screw terminal Plugged-on varistor !!! Phased-out product !!! Successor is SIRIUS 3RT2 | - | 0 | 0
3RT1035-1AL28-0PA4 |  | 3RT1035-1AL28-0PA4 | 1 | UN | 1 | 0 | A | D | N | N | 85364900 | 1 | 4011209936683 | 0.96 | KG | 181.45 | 181.45 | CP02 | CP02 | Power contactor, AC-3 40 A, 18.5 kW / 400 V 230 V AC, 50 / 60 Hz, 3-pole, Size S2, Screw terminal 1 NO + 1 NC (lateral right) !!! Phased-out product !!! Successor is SIRIUS 3RT2 | - | 0 | 0
3RT1035-1AM20 |  | 3RT1035-1AM20 | 1 | UN | 1 | 20 | D | D | N | N | 85364900 | 1 | 4011209390034 | 0.838 | KG | 163.4 | 163.4 | CP02 | CP02 | Power contactor, AC-3 40 A, 18.5 kW / 400 V 208 V AC, 50 / 60 Hz, 3-pole, Size S2, Screw terminal !!! Phased-out product !!! Successor is SIRIUS 3RT2 Preferred successor type is >>3RT2035-1AM20<< | - | 0 | 0
3RT1035-1AM70-0KR0 |  | 3RT1035-1AM70-0KR0 | 1 | UN | 1 | 0 | A | D | EAR99 | N | 85364900 | 1 |  | 0.838 | KG | 205.2 | 205.2 | CP02 | CP02 | Power contactor, AC-3 40 A, 18.5 kW / 400 V 200-240 V, 50 / 60 Hz, 3-pole, Size S2, Screw terminal Specific customer device Household device standard ambient temperature 75 Â°C max. 1 NO + 1 NC auxiliary switch 50 mm distance !!! Phased-out product !!! Successor is SIRIUS 3RT2 | - | 0 | 0
3RT1035-1AM70-0KR0-Z | W96 | 3RT1035-1AM70-0KR0-ZW96 | 1 | UN | 1 | 0 | A | D | N | N | 85364900 | 15 | 4011209876248 | 0.845 | KG | 205.2 | 205.2 | CP02 | CP02 | Power contactor, AC-3 40 A, 18.5 kW / 400 V 200-240 V AC, 50/60 Hz 3-pole, Size S2, Screw terminal Special-purpose device with restrictions Household device standard ambient temperature 75 Â°C Multi-unit packaging = 15 units !!! Phased-out product !!! Successor is SIRIUS 3RT2 | - | 0 | 0
3RT1035-1AM70-0KR0-Z | X95 | 3RT1035-1AM70-0KR0-ZX95 | 1 | UN | 1 | 20 | D | D | N | N | 85364900 | 96 | 4011209874503 | 0.82 | KG | 205.2 | 205.2 | CP02 | CP02 | Power contactor, AC-3 40 A, 18.5 kW / 400 V 200-240 V AC, 50/60 Hz 3-pole, Size S2, Screw terminal Special-purpose device with restrictions Household device standard ambient temperature 75 Â°C !!! Phased-out product !!! Successor is SIRIUS 3RT2 | - | 0 | 0
3RT1035-1AN20 |  | 3RT1035-1AN20 | 1 | UN | 1 | 20 | D | D | N | N | 85364900 | 1 | 4011209344006 | 0.84 | KG | 157.7 | 157.7 | CP02 | CP02 | Power contactor, AC-3 40 A, 18.5 kW / 400 V 220 V AC, 50 / 60 Hz, 3-pole, Size S2, Screw terminal !!! Phased-out product !!! Successor is SIRIUS 3RT2 Preferred successor type is >>3RT2028-1AN20<< | - | 0 | 0
3RT1035-1AN24 |  | 3RT1035-1AN24 | 1 | UN | 1 | 20 | D | D | N | N | 85364900 | 1 | 4011209344013 | 0.96 | KG | 184.3 | 184.3 | CP02 | CP02 | Power contactor, AC-3 40 A, 18.5 kW / 400 V 220 V AC, 50 / 60 Hz, 2 NO + 2 NC, 3-pole, Size S2, Screw terminal !!! Phased-out product !!! Successor is SIRIUS 3RT2 Preferred successor type is >>3RT2028-1AN24<< | - | 0 | 0
3RT1035-1AN60 |  | 3RT1035-1AN60 | 1 | UN | 1 | 20 | D | D | N | N | 85364900 | 1 | 4011209495296 | 0.84 | KG | 163.4 | 163.4 | CP02 | CP02 | Power contactor, AC-3 40 A, 18.5 kW / 400 V 200 V AC, 50 Hz / 200-220 V 60 Hz, 3-pole, Size S2, Screw terminal !!! Phased-out product !!! Successor is SIRIUS 3RT2 Preferred successor type is >>3RT2028-1AN60<< | - | 0 | 0
3RT1035-1AN60-1AA0 |  | 3RT1035-1AN60-1AA0 | 1 | UN | 1 | 20 | D | D | N | N | 85364900 | 1 | 4011209547421 | 0.838 | KG | 189.05 | 189.05 | CP02 | CP02 | Power contactor, AC-3 40 A, 18.5 kW / 400 V 200 V AC, 50 Hz / 200-220 V 60 Hz, 3-pole, Size S2, Screw terminal Upright mounting position !!! Phased-out product !!! Successor is SIRIUS 3RT2 | - | 0 | 0
3RT1035-1AP00 |  | 3RT1035-1AP00 | 1 | UN | 1 | 20 | D | D | N | N | 85364900 | 1 | 4011209294288 | 0.835 | KG | 157.7 | 157.7 | CP02 | CP02 | Power contactor, AC-3 40 A, 18.5 kW / 400 V 230 V AC, 50 Hz, 3-pole, Size S2, Screw terminal !!! Phased-out product !!! Successor is SIRIUS 3RT2 Preferred successor type is >>3RT2028-1AP00<< |  | 0 | 0
3RT1035-1AP00-0KF0 |  | 3RT1035-1AP00-0KF0 | 1 | UN | 1 | 20 | D | D | N | N | 85364900 | 1 | 4011209570559 | 0.84 | KG | 157.7 | 157.7 | CP02 | CP02 | Power contactor, AC-3 40 A, 18.5 kW / 400 V 230 V AC, 50 Hz, 3-pole, Size S2, Screw terminal Special-purpose device !!! Phased-out product !!! Successor is SIRIUS 3RT2 | - | 0 | 9
3RT1035-1AP00-1AA0 |  | 3RT1035-1AP00-1AA0 | 1 | UN | 1 | 20 | D | D | N | N | 85364900 | 1 | 4011209547438 | 0.84 | KG | 182.4 | 182.4 | CP02 | CP02 | Power contactor, AC-3 40 A, 18.5 kW / 400 V 230 V AC, 50 Hz, 3-pole, Size S2, Screw terminal Upright mounting position !!! Phased-out product !!! Successor is SIRIUS 3RT2 Preferred successor type is | - | 0 | 0
3RT1035-1AP00-Z | X95 | 3RT1035-1AP00-ZX95 | 1 | UN | 1 | 20 | D | D | N | N | 85364900 | 30 | 4011209338333 | 1.39 | KG | 157.7 | 157.7 | CP02 | CP02 | Power contactor, AC-3 40 A, 18.5 kW / 400 V 230 V AC, 50 Hz, 3-pole, Size S2, Screw terminal Reusable packaging = 30 units !!! Phased-out product !!! Successor is SIRIUS 3RT2 | - | 0 | 0
3RT1035-1AP04 |  | 3RT1035-1AP04 | 1 | UN | 1 | 20 | D | D | N | N | 85364900 | 1 | 4011209307759 | 0.935 | KG | 184.3 | 184.3 | CP02 | CP02 | Power contactor, AC-3 40 A, 18.5 kW / 400 V 230 V AC, 50 Hz, 2 NO + 2 NC, 3-pole, Size S2, Screw terminal !!! Phased-out product !!! Successor is SIRIUS 3RT2 Preferred successor type is >>3RT2028-1AP04<< |  | 0 | 0
3RT1035-1AP04-3MA0 |  | 3RT1035-1AP04-3MA0 | 1 | UN | 1 | 20 | D | D | N | N | 85364900 | 1 | 4011209784840 | 0.92 | KG | 188.1 | 188.1 | CP02 | CP02 | Power contactor, AC-3 40 A, 18.5 kW / 400 V 230 V AC, 50 Hz, 2 NO + 2 NC, 3-pole, Size S2, Screw terminal for SUVA applications !!! Phased-out product !!! Successor is SIRIUS 3RT2 Preferred successor type is | - | 0 | 0
3RT1035-1AP04-Z | X95 | 3RT1035-1AP04-ZX95 | 1 | UN | 1 | 20 | D | D | N | N | 85364900 | 30 | 4011209437586 | 0.872 | KG | 184.3 | 184.3 | CP02 | CP02 | Power contactor, AC-3 40 A, 18.5 kW / 400 V 230 V AC, 50 Hz, 2 NO + 2 NC, 3-pole, Size S2, Screw terminal Reusable packaging = 30 units !!! Phased-out product !!! Successor is SIRIUS 3RT2 | - | 0 | 0
3RT1035-1AP08-0MA0 |  | 3RT1035-1AP08-0MA0 | 1 | UN | 1 | 20 | D | D | N | N | 85364900 | 1 | 4011209653108 | 0.925 | KG | 188.1 | 188.1 | CP02 | CP02 | Power contactor, AC-3 40 A, 18.5 kW / 400 V 230 V AC, 50 Hz, 2 NO + 2 NC 3-pole, Size S2 Screw terminal Operating range 0.9-1.1 Us Special-purpose device !!! Phased-out product !!! Successor is SIRIUS 3RT2 | - | 0 | 9
3RT1035-1AP08-0MA0-Z | X95 | 3RT1035-1AP08-0MA0-ZX95 | 1 | UN | 1 | 20 | D | D | N | N | 85364900 | 30 | 4011209653092 | 0.891 | KG | 188.1 | 188.1 | CP02 | CP02 | Power contactor, AC-3 40 A, 18.5 kW / 400 V 230 V AC, 50 Hz, 2 NO + 2 NC 3-pole, Size S2 Screw terminal Operating range 0.9-1.1 Us Special-purpose device Reusable packaging Pack = 30 units !!! Phased-out product !!! Successor is SIRIUS 3RT2 | - | 0 | 9
3RT1035-1AP60 |  | 3RT1035-1AP60 | 1 | UN | 1 | 20 | D | D | N | N | 85364900 | 1 | 4011209344020 | 0.88 | KG | 157.7 | 157.7 | CP02 | CP02 | Power contactor, AC-3 40 A, 18.5 kW / 400 V 220 V AC, 50 Hz / 240 V, 60 Hz, 3-pole, Size S2, Screw terminal !!! Phased-out product !!! Successor is SIRIUS 3RT2 Preferred successor type is >>3RT2028-1AP60<< | - | 0 | 0
3RT1035-1AP64 |  | 3RT1035-1AP64 | 1 | UN | 1 | 20 | D | D | N | N | 85364900 | 1 | 4011209344037 | 0.97 | KG | 184.3 | 184.3 | CP02 | CP02 | Power contactor, AC-3 40 A, 18.5 kW / 400 V 220 V AC, 50 Hz / 240 V, 60 Hz, 2 NO + 2 NC, 3-pole, Size S2, Screw terminal !!! Phased-out product !!! Successor is SIRIUS 3RT2 Preferred successor type is >>3RT2028-1AP60<< | - | 0 | 0
3RT1035-1AP80-0KR0 |  | 3RT1035-1AP80-0KR0 | 1 | UN | 1 | 20 | D | D | N | N | 85364900 | 1 | 4011209777248 | 0.841 | KG | 189.05 | 189.05 | CP02 | CP02 | Power contactor, AC-3 40 A, 18.5 kW / 400 V 230-240 V AC, 50/60 Hz 3-pole, Size S2, Screw terminal Special-purpose device !!! Phased-out product !!! Successor is SIRIUS 3RT2 | - | 0 | 0
3RT1035-1AP80-0KR0-Z | X95 | 3RT1035-1AP80-0KR0-ZX95 | 1 | UN | 1 | 20 | D | D | N | N | 85364900 | 96 | 4011209789197 | 0.81 | KG | 189.05 | 189.05 | CP02 | CP02 | Power contactor, AC-3 40 A, 18.5 kW / 400 V 230-240 V AC, 50/60 Hz 3-pole, Size S2, Screw terminal Special-purpose device !!! Phased-out product !!! Successor is SIRIUS 3RT2 | - | 0 | 0
3RT1035-1AQ20 |  | 3RT1035-1AQ20 | 1 | UN | 1 | 20 | D | D | N | N | 85364900 | 1 | 4011209474925 | 0.86 | KG | 163.4 | 163.4 | CP02 | CP02 | Power contactor, AC-3 40 A, 18.5 kW / 400 V 500 V AC, 50/60 Hz 3-pole, Size S2, Screw terminal !!! Phased-out product !!! Successor is SIRIUS 3RT2 Preferred successor type is >>3RT2035-1AQ20<< | - | 0 | 0
3RT1035-1AR00 |  | 3RT1035-1AR00 | 1 | UN | 1 | 20 | D | D | N | N | 85364900 | 1 | 4011209366923 | 0.837 | KG | 163.4 | 163.4 | CP02 | CP02 | Power contactor, AC-3 40 A, 18.5 kW / 400 V 415 V AC, 50 Hz, 3-pole, Size S2, Screw terminal !!! Phased-out product !!! Successor is SIRIUS 3RT2 | - | 0 | 0
3RT1035-1AR60 |  | 3RT1035-1AR60 | 1 | UN | 1 | 20 | D | D | N | N | 85364900 | 1 | 4011209495319 | 0.84 | KG | 163.4 | 163.4 | CP02 | CP02 | Power contactor, AC-3 40 A, 18.5 kW / 400 V 400 V AC, 50 Hz / 60 Hz, 440 V, 60 Hz, 3-pole, Size S2, Screw terminal !!! Phased-out product !!! Successor is SIRIUS 3RT2 Preferred successor type is >>3RT2028-1AR60<< | - | 0 | 0
3RT1035-1AR60-1AA0 |  | 3RT1035-1AR60-1AA0 | 1 | UN | 1 | 20 | D | D | N | N | 85364900 | 1 | 4011209547445 | 0.845 | KG | 189.05 | 189.05 | CP02 | CP02 | Power contactor, AC-3 40 A, 18.5 kW / 400 V 400 V AC, 50 Hz / 60 Hz, 440 V, 60 Hz, 3-pole, Size S2, Screw terminal Upright mounting position !!! Phased-out product !!! Successor is SIRIUS 3RT2 | - | 0 | 0
3RT1035-1AR60-Z | X95 | 3RT1035-1AR60-ZX95 | 1 | UN | 1 | 20 | D | D | N | N | 85364900 | 30 | 4011209607194 | 0.845 | KG | 163.4 | 163.4 | CP02 | CP02 | Power contactor, AC-3 40 A, 18.5 kW / 400 V !!! Phased-out product !!! Successor is SIRIUS 3RT2 | - | 0 | 0
3RT1035-1AR64 |  | 3RT1035-1AR64 | 1 | UN | 1 | 20 | D | D | N | N | 85364900 | 1 | 4011209495326 | 0.935 | KG | 190 | 190 | CP02 | CP02 | Power contactor, AC-3 40 A, 18.5 kW / 400 V 400 V AC, 50 Hz / 60 Hz, 440 V, 60 Hz, 2 NO + 2 NC, 3-pole, Size S2, Screw terminal !!! Phased-out product !!! Successor is SIRIUS 3RT2 Preferred successor type is | - | 0 | 0
3RT1035-1AT60 |  | 3RT1035-1AT60 | 1 | UN | 1 | 20 | D | D | N | N | 85364900 | 1 | 4011209390041 | 0.841 | KG | 163.4 | 163.4 | CP02 | CP02 | Power contactor, AC-3 40 A, 18.5 kW / 400 V 600 V AC, 60 Hz, 3-pole, Size S2, Screw terminal !!! Phased-out product !!! Successor is SIRIUS 3RT2 Preferred successor type is >>3RT2035-1AT60<< | - | 0 | 0
3RT1035-1AU00 |  | 3RT1035-1AU00 | 1 | UN | 1 | 20 | D | D | N | N | 85364900 | 1 | 4011209366916 | 0.839 | KG | 157.7 | 157.7 | CP02 | CP02 | Power contactor, AC-3 40 A, 18.5 kW / 400 V 240 V AC, 50 Hz, 3-pole, Size S2, Screw terminal !!! Phased-out product !!! Successor is SIRIUS 3RT2 Preferred successor type is >>3RT2028-1AU00<< | - | 0 | 0
3RT1035-1AU04 |  | 3RT1035-1AU04 | 1 | UN | 1 | 20 | D | D | N | N | 85364900 | 1 | 4011209450899 | 0.933 | KG | 184.3 | 184.3 | CP02 | CP02 | Power contactor, AC-3 40 A, 18.5 kW / 400 V 240 V AC, 50 Hz, 2 NO + 2 NC, 3-pole, Size S2, Screw terminal !!! Phased-out product !!! Successor is SIRIUS 3RT2 Preferred successor type is >>3RT2028-1AU00<< | - | 0 | 0
3RT1035-1AV00 |  | 3RT1035-1AV00 | 1 | UN | 1 | 20 | D | D | N | N | 85364900 | 1 | 4011209301825 | 0.845 | KG | 163.4 | 163.4 | CP02 | CP02 | Power contactor, AC-3 40 A, 18.5 kW / 400 V 400 V AC, 50 Hz, 3-pole, Size S2, Screw terminal !!! Phased-out product !!! Successor is SIRIUS 3RT2 Preferred successor type is >>3RT2028-1AV00<< |  | 0 | 0
3RT1035-1AV04 |  | 3RT1035-1AV04 | 1 | UN | 1 | 20 | D | D | N | N | 85364900 | 1 | 4011209344044 | 0.934 | KG | 190 | 190 | CP02 | CP02 | Power contactor, AC-3 40 A, 18.5 kW / 400 V 400 V AC, 50 Hz, 2 NO + 2 NC, 3-pole, Size S2, Screw terminal !!! Phased-out product !!! Successor is SIRIUS 3RT2 Preferred successor type is >>3RT2028-1AV04<< |  | 0 | 0
3RT1035-1AV60 |  | 3RT1035-1AV60 | 1 | UN | 1 | 20 | D | D | N | N | 85364900 | 1 | 4011209389519 | 0.843 | KG | 163.4 | 163.4 | CP02 | CP02 | Power contactor, AC-3 40 A, 18.5 kW / 400 V 480 V AC, 60 Hz, 3-pole, Size S2, Screw terminal !!! Phased-out product !!! Successor is SIRIUS 3RT2 Preferred successor type is >>3RT2028-1AV60<< | - | 0 | 0
3RT1035-1BA40 |  | 3RT1035-1BA40 | 1 | UN | 1 | 20 | D | D | N | N | 85364900 | 1 | 4011209569355 | 1.44 | KG | 250.8 | 250.8 | CP02 | CP02 | Power contactor, AC-3 40 A, 18.5 kW / 400 V 12 V DC, 3-pole, Size S2, Screw terminal !!! Phased-out product !!! Successor is SIRIUS 3RT2 | - | 0 | 9
3RT1035-1BB40 |  | 3RT1035-1BB40 | 1 | UN | 1 | 20 | D | D | N | N | 85364900 | 1 | 4011209294295 | 1.415 | KG | 243.2 | 243.2 | CP02 | CP02 | Power contactor, AC-3 40 A, 18.5 kW / 400 V 24 V DC, 3-pole, Size S2, Screw terminal !!! Phased-out product !!! Successor is SIRIUS 3RT2 Preferred successor type is >>3RT2028-1BB40<< |  | 0 | 0
3RT1035-1BB40-1AA0 |  | 3RT1035-1BB40-1AA0 | 1 | UN | 1 | 20 | D | D | N | N | 85364900 | 1 | 4011209858954 | 1.418 | KG | 267.9 | 267.9 | CP02 | CP02 | Power contactor, AC-3 40 A, 18.5 kW / 400 V 24 V DC, 3-pole, Size S2 Screw terminal Upright mounting position Ambient temperature max = 40 Â°C Special-purpose device !!! Phased-out product !!! Successor is SIRIUS 3RT2 Preferred successor type is >>3RT2035-1KB40-1AA0<< | - | 0 | 9
3RT1035-1BB40-Z | W96 | 3RT1035-1BB40-ZW96 | 1 | UN | 1 | 20 | D | D | N | N | 85364900 | 15 | 4011209586345 | 1.44 | KG | 243.2 | 243.2 | CP02 | CP02 | Power contactor, AC-3 40 A, 18.5 kW / 400 V 24 V DC, 3-pole, Size S2, Screw terminal Multi-unit packaging = 15 units !!! Phased-out product !!! Successor is SIRIUS 3RT2 | - | 0 | 0
3RT1035-1BB40-Z | X95 | 3RT1035-1BB40-ZX95 | 1 | UN | 1 | 20 | D | D | N | N | 85364900 | 24 | 4011209338340 | 1.497 | KG | 243.2 | 243.2 | CP02 | CP02 | Power contactor, AC-3 40 A, 18.5 kW / 400 V 24 V DC, 3-pole, Size S2, Screw terminal Reusable packaging = 24 units !!! Phased-out product !!! Successor is SIRIUS 3RT2 | - | 0 | 0
3RT1035-1BB44 |  | 3RT1035-1BB44 | 1 | UN | 1 | 20 | D | D | N | N | 85364900 | 1 | 4011209307896 | 1.489 | KG | 268.85 | 268.85 | CP02 | CP02 | Power contactor, AC-3 40 A, 18.5 kW / 400 V 24 V DC, 2 NO + 2 NC, 3-pole, Size S2, Screw terminal !!! Phased-out product !!! Successor is SIRIUS 3RT2 Preferred successor type is >>3RT2028-1BB44<< |  | 0 | 0
3RT1035-1BB44-0AA1 |  | 3RT1035-1BB44-0AA1 | 1 | UN | 1 | 20 | D | D | N | N | 85364900 | 1 | 4011209374713 | 1.497 | KG | 296.4 | 296.4 | CP02 | CP02 | Power contactor, AC-3 40 A, 18.5 kW / 400 V 24 V DC, 3-pole, 2 NO + 2 NC, Size S2, Screw terminal Plugged-on varistor !!! Phased-out product !!! Successor is SIRIUS 3RT2 Preferred successor type is | - | 0 | 9
3RT1035-1BB44-3MA0 |  | 3RT1035-1BB44-3MA0 | 1 | UN | 1 | 20 | D | D | N | N | 85364900 | 1 | 4011209784864 | 1.489 | KG | 270.75 | 270.75 | CP02 | CP02 | Power contactor, AC-3 40 A, 18.5 kW / 400 V 24 V DC, 2 NO + 2 NC 3-pole, Size S2 Screw terminal Captive auxiliary switch for SUVA applications !!! Phased-out product !!! Successor is SIRIUS 3RT2 Preferred successor type is >>3RT2028-1BB44-3MA0<< | - | 0 | 0
3RT1035-1BB44-Z | M96 | 3RT1035-1BB44-ZM96 | 1 | UN | 1 | 20 | D | D | N | N | 85364900 | 10 |  | 1.524 | KG | 268.85 | 268.85 | CP02 | CP02 | Power contactor, AC-3 40 A, 18.5 kW / 400 V 24 V DC, Size S2 Z=Reusable packaging for MC Repacked in black MC K1 KIS Packing quantity = 10 units !!! Phased-out product !!! Successor is SIRIUS 3RT2 | - | 0 | 0
3RT1035-1BB44-Z | W96 | 3RT1035-1BB44-ZW96 | 1 | UN | 1 | 20 | D | D | N | N | 85364900 | 15 | 4011209899674 | 0.845 | KG | 268.85 | 268.85 | CP02 | CP02 | Power contactor, AC-3 40 A, 18.5 kW / 400 V 24 V DC, 2 NO + 2 NC 3-pole, Size S2, Screw terminal Multi-unit packaging = 15 units !!! Phased-out product !!! Successor is SIRIUS 3RT2 | - | 0 | 0
3RT1035-1BB44-Z | X95 | 3RT1035-1BB44-ZX95 | 1 | UN | 1 | 20 | D | D | N | N | 85364900 | 24 | 4011209569706 | 1.452 | KG | 268.85 | 268.85 | CP02 | CP02 | Power contactor, AC-3 40 A, 18.5 kW / 400 V 24 V DC, 2 NO + 2 NC 3-pole, Size S2, Screw terminal Reusable packaging = 24 units !!! Phased-out product !!! Successor is SIRIUS 3RT2 | - | 0 | 0
3RT1035-1BB48-3MA1 |  | 3RT1035-1BB48-3MA1 | 1 | UN | 1 | 20 | D | D | N | N | 85364900 | 1 | 4011209861053 | 1.501 | KG | 298.3 | 298.3 | CP02 | CP02 | Power contactor, AC-3 40 A, 18.5 kW / 400 V 24 V DC, 4 NC 3-pole, Size S2 Screw terminal Captive auxiliary switch for SUVA applications !!! Phased-out product !!! Successor is SIRIUS 3RT2 | - | 0 | 0
3RT1035-1BD40 |  | 3RT1035-1BD40 | 1 | UN | 1 | 20 | D | D | N | N | 85364900 | 1 | 4011209514645 | 1.417 | KG | 250.8 | 250.8 | CP02 | CP02 | Power contactor, AC-3 40 A, 18.5 kW / 400 V 42 V DC, 3-pole, Size S2, Screw terminal !!! Phased-out product !!! Successor is SIRIUS 3RT2 | - | 0 | 0
3RT1035-1BD44 |  | 3RT1035-1BD44 | 1 | UN | 1 | 20 | D | D | N | N | 85364900 | 1 | 4011209514652 | 1.515 | KG | 277.4 | 277.4 | CP02 | CP02 | Power contactor, AC-3 40 A, 18.5 kW / 400 V 42 V DC, 3-pole, 2 NO + 2 NC, Size S2, Screw terminal !!! Phased-out product !!! Successor is SIRIUS 3RT2 | - | 0 | 0
3RT1035-1BE40 |  | 3RT1035-1BE40 | 1 | UN | 1 | 20 | D | D | N | N | 85364900 | 1 | 4011209344051 | 1.432 | KG | 250.8 | 250.8 | CP02 | CP02 | Power contactor, AC-3 40 A, 18.5 kW / 400 V 60 V DC, 3-pole, Size S2, Screw terminal !!! Phased-out product !!! Successor is SIRIUS 3RT2 Preferred successor type is >>3RT2028-1BE40<< | - | 0 | 0
3RT1035-1BE44 |  | 3RT1035-1BE44 | 1 | UN | 1 | 20 | D | D | N | N | 85364900 | 1 | 4011209344068 | 1.521 | KG | 277.4 | 277.4 | CP02 | CP02 | Power contactor, AC-3 40 A, 18.5 kW / 400 V 60 V DC, 2 NO + 2 NC, 3-pole, Size S2, Screw terminal !!! Phased-out product !!! Successor is SIRIUS 3RT2 | - | 0 | 0
3RT1035-1BF40 |  | 3RT1035-1BF40 | 1 | UN | 1 | 20 | D | D | N | N | 85364900 | 1 | 4011209344075 | 1.397 | KG | 243.2 | 243.2 | CP02 | CP02 | Power contactor, AC-3 40 A, 18.5 kW / 400 V 110 V DC, 3-pole, Size S2, Screw terminal !!! Phased-out product !!! Successor is SIRIUS 3RT2 Preferred successor type is >>3RT2028-1BF40<< |  | 0 | 0
3RT1035-1BF44 |  | 3RT1035-1BF44 | 1 | UN | 1 | 20 | D | D | N | N | 85364900 | 1 | 4011209344082 | 1.472 | KG | 268.85 | 268.85 | CP02 | CP02 | Power contactor, AC-3 40 A, 18.5 kW / 400 V 110 V DC, 2 NO + 2 NC, 3-pole, Size S2, Screw terminal !!! Phased-out product !!! Successor is SIRIUS 3RT2 Preferred successor type is >>3RT2028-1BF44<< |  | 0 | 0
3RT1035-1BG40 |  | 3RT1035-1BG40 | 1 | UN | 1 | 20 | D | D | N | N | 85364900 | 1 | 4011209514669 | 1.434 | KG | 250.8 | 250.8 | CP02 | CP02 | Power contactor, AC-3 40 A, 18.5 kW / 400 V 125 V DC, 3-pole, Size S2, Screw terminal !!! Phased-out product !!! Successor is SIRIUS 3RT2 Preferred successor type is >>3RT2028-1BG40<< | - | 0 | 0
3RT1035-1BG44 |  | 3RT1035-1BG44 | 1 | UN | 1 | 20 | D | D | N | N | 85364900 | 1 | 4011209514676 | 1.491 | KG | 277.4 | 277.4 | CP02 | CP02 | Power contactor, AC-3 40 A, 18.5 kW / 400 V 125 V DC, 3-pole, 2 NO + 2 NC, Size S2, Screw terminal !!! Phased-out product !!! Successor is SIRIUS 3RT2 Preferred successor type is >>3RT2028-1BG40<< | - | 0 | 0
3RT1035-1BM40 |  | 3RT1035-1BM40 | 1 | UN | 1 | 20 | D | D | N | N | 85364900 | 1 | 4011209294301 | 1.439 | KG | 243.2 | 243.2 | CP02 | CP02 | Power contactor, AC-3 40 A, 18.5 kW / 400 V 220 V DC, 3-pole, Size S2, Screw terminal !!! Phased-out product !!! Successor is SIRIUS 3RT2 Preferred successor type is >>3RT2028-1BM40<< | - | 0 | 0
3RT1035-1BM40-1AA0 |  | 3RT1035-1BM40-1AA0 | 1 | UN | 1 | 20 | D | D | N | N | 85364900 | 1 | 4011209947504 | 1.411 | KG | 267.9 | 267.9 | CP02 | CP02 | Power contactor, AC-3 40 A, 18.5 kW / 400 V 220 V DC, 3-pole, Size S2 Screw terminal Upright mounting position Ambient temperature max = 40 Â°C Special-purpose device !!! Phased-out product !!! Successor is SIRIUS 3RT2 | - | 0 | 9
3RT1035-1BM44 |  | 3RT1035-1BM44 | 1 | UN | 1 | 20 | D | D | N | N | 85364900 | 1 | 4011209307957 | 1.516 | KG | 268.85 | 268.85 | CP02 | CP02 | Power contactor, AC-3 40 A, 18.5 kW / 400 V 220 V DC, 2 NO + 2 NC, 3-pole, Size S2 Screw terminal !!! Phased-out product !!! Successor is SIRIUS 3RT2 Preferred successor type is >>3RT2028-1BM40<< | - | 0 | 0
3RT1035-1BP40 |  | 3RT1035-1BP40 | 1 | UN | 1 | 20 | D | D | N | N | 85364900 | 1 | 4011209344099 | 1.416 | KG | 250.8 | 250.8 | CP02 | CP02 | Power contactor, AC-3 40 A, 18.5 kW / 400 V 230 V DC, 3-pole, Size S2, Screw terminal !!! Phased-out product !!! Successor is SIRIUS 3RT2 Preferred successor type is >>3RT2028-1BP40<< | - | 0 | 0
3RT1035-1BW40 |  | 3RT1035-1BW40 | 1 | UN | 1 | 20 | D | D | N | N | 85364900 | 1 | 4011209344112 | 1.422 | KG | 243.2 | 243.2 | CP02 | CP02 | Power contactor, AC-3 40 A, 18.5 kW / 400 V 48 V DC, 3-pole, Size S2, Screw terminal !!! Phased-out product !!! Successor is SIRIUS 3RT2 Preferred successor type is >>3RT2028-1BW40<< | - | 0 | 0
3RT1035-1BW44 |  | 3RT1035-1BW44 | 1 | UN | 1 | 20 | D | D | N | N | 85364900 | 1 | 4011209344129 | 1.497 | KG | 268.85 | 268.85 | CP02 | CP02 | Power contactor, AC-3 40 A, 18.5 kW / 400 V 48 V DC, 2 NO + 2 NC, 3-pole, Size S2 Screw terminal !!! Phased-out product !!! Successor is SIRIUS 3RT2 | - | 0 | 0
3RT1035-1CD25 |  | 3RT1035-1CD25 | 1 | UN | 1 | 20 | D | D | N | N | 85364900 | 1 | 4011209593589 | 0.928 | KG | 207.1 | 207.1 | CP02 | CP02 | Power contactor, AC-3 40 A, 18.5 kW / 400 V 42 V AC, 50/60 Hz 1 NO + 1 NC, Left-hand side 3-pole, Size S2 with built-on varistor top !!! Phased-out product !!! Successor is SIRIUS 3RT2 | - | 0 | 9
3RT1035-1CP04 |  | 3RT1035-1CP04 | 1 | UN | 1 | 20 | D | D | N | N | 85364900 | 1 | 4011209386389 | 0.993 | KG | 205.2 | 205.2 | CP02 | CP02 | Power contactor, AC-3 40 A, 18.5 kW / 400 V 230 V AC, 50 Hz, 3-pole, 2 NO + 2 NC, Size S2, Screw terminal with built-on varistor !!! Phased-out product !!! Successor is SIRIUS 3RT2 Preferred successor type is | - | 0 | 9
3RT1035-1CP04-0KV0 |  | 3RT1035-1CP04-0KV0 | 1 | UN | 1 | 20 | D | D | N | N | 85364900 | 1 | 4011209545595 | 0.943 | KG | 209.95 | 209.95 | CP02 | CP02 | Power contactor, AC-3 40 A, 18.5 kW / 400 V 230 V AC, 2 NO + 2 NC front-side, Varistor mounted on top, special package label according to VW equipment regulation !!! Phased-out product !!! Successor is SIRIUS 3RT2 | - | 0 | 0
3RT1035-1DB44 |  | 3RT1035-1DB44 | 1 | UN | 1 | 20 | D | D | N | N | 85364900 | 1 | 4011209387713 | 1.504 | KG | 289.75 | 289.75 | CP02 | CP02 | Power contactor, AC-3 40 A, 18.5 kW / 400 V 24 V DC, 3-pole, 2 NO + 2 NC, Size S2, Screw terminal with built-on varistor !!! Phased-out product !!! Successor is SIRIUS 3RT2 Preferred successor type is | - | 0 | 9
3RT1035-1KJ84-0LA0 |  | 3RT1035-1KJ84-0LA0 | 1 | UN | 1 | 30 | D | D | N | N | 85364900 | 1 | 4011209822917 | 1.641 | KG | 327.75 | 327.75 | CP02 | CP02 | Power contactor, AC-3 40 A, 18.5 kW / 400 V 72 V DC, 0.7-1.25* Us, 3-pole, Size S2 Screw terminal !!! Phased-out product !!! Successor is SIRIUS 3RT2 | - | 0 | 9
3RT1035-1QB44-3MA0 |  | 3RT1035-1QB44-3MA0 | 1 | UN | 1 | 20 | D | D | N | N | 85364900 | 1 | 4011209535077 | 1.53 | KG | 301.15 | 301.15 | CP02 | CP02 | Power contactor, AC-3 40 A, 18.5 kW / 400 V 24 V DC, 2 NO + 2 NC, 3-pole, Size S2 Screw terminal Captive auxiliary switch with Zener diode combination !!! Phased-out product !!! Successor is SIRIUS 3RT2 Preferred successor type is >>3RT2035-1KB44-3MA0<< | - | 0 | 9
3RT1035-1QB44-3MA1 |  | 3RT1035-1QB44-3MA1 | 1 | UN | 1 | 0 | A | D | EAR99 | N | 85364900 | 1 |  | 1.53 | KG | 289.75 | 289.75 | CP02 | CP02 | Power contactor, AC-3 40 A, 18.5 kW / 400 V 24 V DC, 4 NC, 3-pole, Size S2 Screw terminal Captive auxiliary switch with Zener diode combination !!! Phased-out product !!! Successor is SIRIUS 3RT2 | - | 0 | 9
3RT1035-1QB48-3MA2 |  | 3RT1035-1QB48-3MA2 | 1 | UN | 1 | 20 | D | D | N | N | 85364900 | 1 |  | 1.53 | KG | 289.75 | 289.75 | CP02 | CP02 | Power contactor, AC-3 40 A, 18.5 kW / 400 V 24 V DC, 3 NO + 1 NC, 3-pole, Size S2 Screw terminal Captive auxiliary switch with Zener diode combination !!! Phased-out product !!! Successor is SIRIUS 3RT2 | - | 0 | 9
3RT1035-1XB40-0LA2 |  | 3RT1035-1XB40-0LA2 | 1 | UN | 1 | 20 | D | D | N | N | 85364900 | 1 | 4011209562806 | 1.49 | KG | 305.9 | 305.9 | CP02 | CP02 | Traction contactor, AC-3 40 A, 18.5 kW / 400 V 24 V DC, 0.7-1.25* Us, 3-pole, Size S2 Screw terminal With electronic control unit Integrated varistor !!! Phased-out product !!! Successor is SIRIUS 3RT2 Preferred successor type is >>3RT2035-1XB40-0LA2<< | - | 0 | 0
3RT1035-1XF00-0GA0 |  | 3RT1035-1XF00-0GA0 | 1 | UN | 1 | 20 | D | D | N | N | 85364900 | 1 | 4011209563216 | 0.835 | KG | 292.6 | 292.6 | CP02 | CP02 | Power contactor, AC-3 40 A, 18.5 kW / 400 V Us = 110 V, 50 / 60 Hz, 3-pole, Size S2 With electronic control unit With varistor attenuated low-noise !!! Phased-out product !!! Successor is SIRIUS 3RT2 Preferred successor type is >>3RT2035-1NF30<< | - | 0 | 0
3RT1035-1XF40-0LA2 |  | 3RT1035-1XF40-0LA2 | 1 | UN | 1 | 20 | D | D | N | N | 85364900 | 1 | 4011209562813 | 1.482 | KG | 305.9 | 305.9 | CP02 | CP02 | Traction contactor, AC-3 40 A, 18.5 kW / 400 V 110 V DC, 0.7-1.25* Us, 3-pole, Size S2 Screw terminal With electronic control unit Integrated varistor !!! Phased-out product !!! Successor is SIRIUS 3RT2 Preferred successor type is >>3RT2035-1XF40-0LA2<< | - | 0 | 0
3RT1035-1XP00-0GA0 |  | 3RT1035-1XP00-0GA0 | 1 | UN | 1 | 20 | D | D | N | N | 85364900 | 1 | 4011209563209 | 1.4 | KG | 292.6 | 292.6 | CP02 | CP02 | Power contactor, AC-3 40 A, 18.5 kW / 400 V 230 V AC, 50 / 60 Hz, 3-pole, Size S2 Screw terminal With electronic control unit With varistor attenuated low-noise !!! Phased-out product !!! Successor is SIRIUS 3RT2 Preferred successor type is >>3RT2035-1NP30<< | - | 0 | 0
3RT1035-3AB00 |  | 3RT1035-3AB00 | 1 | UN | 1 | 20 | D | D | N | N | 85364900 | 1 | 4011209296176 | 0.838 | KG | 161.5 | 161.5 | CP02 | CP02 | Power contactor, AC-3 40 A, 18.5 kW / 400 V 24 V AC, 50 Hz, 3-pole, Size S2, Spring-type terminal !!! Phased-out product !!! Successor is SIRIUS 3RT2 Preferred successor type is >>3RT2028-2AB00<< |  | 0 | 0
3RT1035-3AB00-Z | X95 | 3RT1035-3AB00-ZX95 | 1 | UN | 1 | 20 | D | D | N | N | 85364900 | 30 | 4011209610057 | 0.822 | KG | 161.5 | 161.5 | CP02 | CP02 | Power contactor, AC-3 40 A, 18.5 kW / 400 V !!! Phased-out product !!! Successor is SIRIUS 3RT2 | - | 0 | 0
3RT1035-3AC20 |  | 3RT1035-3AC20 | 1 | UN | 1 | 20 | D | D | N | N | 85364900 | 1 | 4011209337718 | 0.839 | KG | 161.5 | 161.5 | CP02 | CP02 | Power contactor, AC-3 40 A, 18.5 kW / 400 V 24 V AC, 50 / 60 Hz, 3-pole, Size S2, Spring-type terminal !!! Phased-out product !!! Successor is SIRIUS 3RT2 Preferred successor type is >>3RT2028-2AC20<< | - | 0 | 0
3RT1035-3AD00 |  | 3RT1035-3AD00 | 1 | UN | 1 | 20 | D | D | N | N | 85364900 | 1 | 4011209344136 | 0.834 | KG | 166.25 | 166.25 | CP02 | CP02 | Power contactor, AC-3 40 A, 18.5 kW / 400 V 42 V AC, 50 Hz, 3-pole, Size S2, Spring-type terminal !!! Phased-out product !!! Successor is SIRIUS 3RT2 | - | 0 | 0
3RT1035-3AD20 |  | 3RT1035-3AD20 | 1 | UN | 1 | 20 | D | D | N | N | 85364900 | 1 | 4011209496699 | 0.847 | KG | 166.25 | 166.25 | CP02 | CP02 | Power contactor, AC-3 40 A, 18.5 kW / 400 V 42 V AC, 50 / 60 Hz, 3-pole, Size S2, Spring-type terminal !!! Phased-out product !!! Successor is SIRIUS 3RT2 | - | 0 | 0
3RT1035-3AF00 |  | 3RT1035-3AF00 | 1 | UN | 1 | 20 | D | D | N | N | 85364900 | 1 | 4011209296183 | 0.88 | KG | 161.5 | 161.5 | CP02 | CP02 | Power contactor, AC-3 40 A, 18.5 kW / 400 V 110 V AC, 50 Hz, 3-pole, Size S2, Spring-type terminal !!! Phased-out product !!! Successor is SIRIUS 3RT2 Preferred successor type is >>3RT2028-2AF00<< |  | 0 | 0
3RT1035-3AF04 |  | 3RT1035-3AF04 | 1 | UN | 1 | 20 | D | D | N | N | 85364900 | 1 | 4011209396241 | 0.921 | KG | 188.1 | 188.1 | CP02 | CP02 | Power contactor, AC-3 40 A, 18.5 kW / 400 V 2 NO + 2 NC, 110 V AC, 50 Hz, 3-pole, Size S2, Main circuit: Screw terminal Auxiliary circuit: Spring-type terminal !!! Phased-out product !!! Successor is SIRIUS 3RT2 Preferred successor type is >>3RT2028-2AF04<< | - | 0 | 0
3RT1035-3AF06 |  | 3RT1035-3AF06 | 1 | UN | 1 | 20 | D | D | N | N | 85364900 | 1 | 4011209468436 | 0.974 | KG | 209.95 | 209.95 | CP02 | CP02 | Power contactor, AC-3 40 A, 18.5 kW / 400 V 110 V AC, 50 Hz, 3-pole, Size S2, Main circuit: Screw terminal Auxiliary circuit: Spring-type terminal Auxiliary switches 2 NO + 2 NC Lateral left and right According to EN 50012 (22E) !!! Phased-out product !!! Successor is SIRIUS 3RT2 Preferred successor type is >>3RT2035-3AF06<< | - | 0 | 9
3RT1035-3AF06-Z | W95 | 3RT1035-3AF06-ZW95 | 1 | UN | 1 | 20 | D | D | N | N | 85364900 | 30 | 4011209579156 | 0.913 | KG | 209.95 | 209.95 | CP02 | CP02 | Power contactor, AC-3 40 A, 18.5 kW / 400 V Multi-unit packaging = 30 units !!! Phased-out product !!! Successor is SIRIUS 3RT2 | - | 0 | 9
3RT1035-3AF06-Z | X95 | 3RT1035-3AF06-ZX95 | 1 | UN | 1 | 20 | D | D | N | N | 85364900 | 30 | 4011209546172 | 0.888 | KG | 209.95 | 209.95 | CP02 | CP02 | Power contactor, AC-3 40 A, 18.5 kW / 400 V 110 V AC, 50 Hz, 3-pole, Size S2, Main circuit: Screw terminal Auxiliary circuit: Spring-type terminal Auxiliary switches 2 NO + 2 NC Lateral left and right According to EN 50012 (22E) Reusable packaging = 21 units !!! Phased-out product !!! Successor is SIRIUS 3RT2 | - | 0 | 9
3RT1035-3AF08-0PA3 |  | 3RT1035-3AF08-0PA3 | 1 | UN | 1 | 20 | D | D | N | N | 85364900 | 1 | 4011209547940 | 1.135 | KG | 261.25 | 261.25 | CP02 | CP02 | Power contactor, AC-3 40 A, 18.5 kW / 400 V 3 NO + 2 NC, 110 V AC, 50 Hz, 3-pole, Size S3, Main circuit: Screw terminal Auxiliary circuit: Spring-type terminal Aux. switch 3 NO + 3 NC lateral !!! Phased-out product !!! Successor is SIRIUS 3RT2 | - | 0 | 9
3RT1035-3AF08-0PA3-Z | X95 | 3RT1035-3AF08-0PA3-ZX95 | 1 | UN | 1 | 20 | D | D | N | N | 85364900 | 20 | 4011209548121 | 0.93 | KG | 261.25 | 261.25 | CP02 | CP02 | Power contactor, AC-3 40 A, 18.5 kW / 400 V 3 NO + 2 NC, 110 V AC, 50 Hz, 3-pole, Size S3, Main circuit: Screw terminal Auxiliary circuit: Spring-type terminal Aux. switch 3 NO + 3 NC lateral Reusable packaging = 20 units !!! Phased-out product !!! Successor is SIRIUS 3RT2 | - | 0 | 9
3RT1035-3AG14 |  | 3RT1035-3AG14 | 1 | UN | 1 | 20 | D | D | N | N | 85364900 | 1 | 4011209457492 | 0.926 | KG | 193.8 | 193.8 | CP02 | CP02 | Power contactor, AC-3 40 A, 18.5 kW / 400 V 110 V AC, 60 Hz, 3-pole, Size S2, 2 NO + 2 NC, Main circuit: Screw terminal Auxiliary circuit: Spring-type terminal !!! Phased-out product !!! Successor is SIRIUS 3RT2 | - | 0 | 0
3RT1035-3AG16 |  | 3RT1035-3AG16 | 1 | UN | 1 | 20 | D | D | N | N | 85364900 | 1 | 4011209549166 | 0.969 | KG | 215.65 | 215.65 | CP02 | CP02 | Power contactor, AC-3 40 A, 18.5 kW / 400 V 110 V AC, 60 Hz, 3-pole, Size S2, 2 NO + 2 NC, Main circuit: Screw terminal Auxiliary circuit: Spring-type terminal !!! Phased-out product !!! Successor is SIRIUS 3RT2 | - | 0 | 9
3RT1035-3AG18-0PA3 |  | 3RT1035-3AG18-0PA3 | 1 | UN | 1 | 20 | D | D | N | N | 85364900 | 1 | 4011209550575 | 1.067 | KG | 266.95 | 266.95 | CP02 | CP02 | Power contactor, AC-3 40 A, 18.5 kW / 400 V 110 V AC, 60 Hz, 3-pole, Size S2, 2 NO + 2 NC, Main circuit: Screw terminal Auxiliary circuit: Spring-type terminal !!! Phased-out product !!! Successor is SIRIUS 3RT2 | - | 0 | 9
3RT1035-3AG20 |  | 3RT1035-3AG20 | 1 | UN | 1 | 20 | D | D | N | N | 85364900 | 1 | 4011209337725 | 0.835 | KG | 161.5 | 161.5 | CP02 | CP02 | Power contactor, AC-3 40 A, 18.5 kW / 400 V 110 V AC, 50/60 Hz 3-pole, Size S2, Spring-type terminal !!! Phased-out product !!! Successor is SIRIUS 3RT2 Preferred successor type is >>3RT2028-2AG20<< | - | 0 | 0
3RT1035-3AG20-Z | X95 | 3RT1035-3AG20-ZX95 | 1 | UN | 1 | 20 | D | D | N | N | 85364900 | 30 | 4011209544741 | 0.934 | KG | 161.5 | 161.5 | CP02 | CP02 | Power contactor, AC-3 40 A, 18.5 kW / 400 V 110 V AC, 50/60 Hz 3-pole, Size S2, Spring-type terminal, Reusable packaging = 30 units !!! Phased-out product !!! Successor is SIRIUS 3RT2 | - | 0 | 0
3RT1035-3AG60 |  | 3RT1035-3AG60 | 1 | UN | 1 | 20 | D | D | N | N | 85364900 | 1 | 4011209495333 | 0.835 | KG | 166.25 | 166.25 | CP02 | CP02 | Power contactor, AC-3 40 A, 18.5 kW / 400 V 100 V AC, 50 Hz / 100-110 V 60 Hz, 3-pole, Size S2, Spring-type terminal !!! Phased-out product !!! Successor is SIRIUS 3RT2 Preferred successor type is >>3RT2028-2AG60<< | - | 0 | 0
3RT1035-3AH00 |  | 3RT1035-3AH00 | 1 | UN | 1 | 20 | D | D | N | N | 85364900 | 1 | 4011209344143 | 0.838 | KG | 161.5 | 161.5 | CP02 | CP02 | Power contactor, AC-3 40 A, 18.5 kW / 400 V 48 V AC, 50 Hz, 3-pole, Size S2, Spring-type terminal !!! Phased-out product !!! Successor is SIRIUS 3RT2 Preferred successor type is >>3RT2028-2AH00<< | - | 0 | 0
3RT1035-3AK60 |  | 3RT1035-3AK60 | 1 | UN | 1 | 20 | D | D | N | N | 85364900 | 1 | 4011209344150 | 0.836 | KG | 161.5 | 161.5 | CP02 | CP02 | Power contactor, AC-3 40 A, 18.5 kW / 400 V 110 V AC, 50 Hz / 120 V, 60 Hz, 3-pole, Size S2, Spring-type terminal !!! Phased-out product !!! Successor is SIRIUS 3RT2 Preferred successor type is >>3RT2028-2AK60<< | - | 0 | 0
3RT1035-3AL16 |  | 3RT1035-3AL16 | 1 | UN | 1 | 20 | D | D | N | N | 85364900 | 1 | 4011209447561 | 0.971 | KG | 215.65 | 215.65 | CP02 | CP02 | Power contactor, AC-3 40 A, 18.5 kW / 400 V 230 V AC, 60 Hz, 0.8-1.1* Us 3-pole, Size S2, Main circuit: Screw terminal Auxiliary circuit: Spring-type terminal !!! Phased-out product !!! Successor is SIRIUS 3RT2 Preferred successor type is >>3RT2035-3AL16<< | - | 0 | 9
3RT1035-3AL20 |  | 3RT1035-3AL20 | 1 | UN | 1 | 20 | D | D | N | N | 85364900 | 1 | 4011209337732 | 0.836 | KG | 161.5 | 161.5 | CP02 | CP02 | Power contactor, AC-3 40 A, 18.5 kW / 400 V 230 V AC, 50 / 60 Hz, 3-pole, Size S2, Spring-type terminal !!! Phased-out product !!! Successor is SIRIUS 3RT2 Preferred successor type is >>3RT2028-2AL20<< | - | 0 | 0
3RT1035-3AL20-1AA0 |  | 3RT1035-3AL20-1AA0 | 1 | UN | 1 | 20 | D | D | N | N | 85364900 | 1 | 4011209457294 | 0.839 | KG | 187.15 | 187.15 | CP02 | CP02 | Power contactor, AC-3 40 A, 18.5 kW / 400 V 230 V AC, 50 / 60 Hz, 3-pole, Size S2, Main circuit: Screw terminal Auxiliary circuit: Spring-type terminal Upright mounting position !!! Phased-out product !!! Successor is SIRIUS 3RT2 Preferred successor type is >>3RT2028-2AL20-1AA0<< | - | 0 | 9
3RT1035-3AL20-Z | W97 | 3RT1035-3AL20-ZW97 | 1 | UN | 1 | 20 | D | D | N | N | 85364900 | 7 | 4011209441903 | 0.796 | KG | 161.5 | 161.5 | CP02 | CP02 | Power contactor, AC-3 40 A, 18.5 kW / 400 V 230 V AC, 50 / 60 Hz, 3-pole, Size S2, Spring-type terminal, Multi-unit packaging = 7 units !!! Phased-out product !!! Successor is SIRIUS 3RT2 | - | 0 | 0
3RT1035-3AL20-Z | X95 | 3RT1035-3AL20-ZX95 | 1 | UN | 1 | 20 | D | D | N | N | 85364900 | 30 | 4011209425330 | 0.813 | KG | 161.5 | 161.5 | CP02 | CP02 | Power contactor, AC-3 40 A, 18.5 kW / 400 V 230 V AC, 50 / 60 Hz, 3-pole, Size S2, Spring-type terminal, Reusable packaging = 30 units !!! Phased-out product !!! Successor is SIRIUS 3RT2 | - | 0 | 0
3RT1035-3AN20 |  | 3RT1035-3AN20 | 1 | UN | 1 | 20 | D | D | N | N | 85364900 | 1 | 4011209344167 | 0.839 | KG | 161.5 | 161.5 | CP02 | CP02 | Power contactor, AC-3 40 A, 18.5 kW / 400 V 220 V AC, 50 / 60 Hz, 3-pole, Size S2, Spring-type terminal !!! Phased-out product !!! Successor is SIRIUS 3RT2 Preferred successor type is >>3RT2028-2AN20<< | - | 0 | 0
3RT1035-3AN60 |  | 3RT1035-3AN60 | 1 | UN | 1 | 20 | D | D | N | N | 85364900 | 1 | 4011209495340 | 0.78 | KG | 166.25 | 166.25 | CP02 | CP02 | Power contactor, AC-3 40 A, 18.5 kW / 400 V 200 V AC, 50 Hz / 200-220 V 60 Hz, 3-pole, Size S2, Spring-type terminal !!! Phased-out product !!! Successor is SIRIUS 3RT2 | - | 0 | 0
3RT1035-3AP00 |  | 3RT1035-3AP00 | 1 | UN | 1 | 20 | D | D | N | N | 85364900 | 1 | 4011209296190 | 0.834 | KG | 161.5 | 161.5 | CP02 | CP02 | Power contactor, AC-3 40 A, 18.5 kW / 400 V 230 V AC, 50 Hz, 3-pole, Size S2, Spring-type terminal !!! Phased-out product !!! Successor is SIRIUS 3RT2 Preferred successor type is >>3RT2028-2AP00<< |  | 0 | 0
3RT1035-3AP00-1AA0 |  | 3RT1035-3AP00-1AA0 | 1 | UN | 1 | 20 | D | D | N | N | 85364900 | 1 | 4011209519473 | 0.831 | KG | 187.15 | 187.15 | CP02 | CP02 | Power contactor, AC-3 40 A, 18.5 kW / 400 V 230 V AC, 50 Hz, 3-pole, Size S2, Main circuit: Screw terminal Auxiliary circuit: Spring-type terminal Upright mounting position !!! Phased-out product !!! Successor is SIRIUS 3RT2 | - | 0 | 0
3RT1035-3AP06 |  | 3RT1035-3AP06 | 1 | UN | 1 | 20 | D | D | N | N | 85364900 | 1 | 4011209446632 | 0.971 | KG | 209.95 | 209.95 | CP02 | CP02 | Power contactor, AC-3 40 A, 18.5 kW / 400 V 230 V AC, 50 Hz, 3-pole, Size S2, Main circuit: Screw terminal Auxiliary circuit: Spring-type terminal !!! Phased-out product !!! Successor is SIRIUS 3RT2 Preferred successor type is >>3RT2035-3AP06<< | - | 0 | 9
3RT1035-3AP06-Z | X95 | 3RT1035-3AP06-ZX95 | 1 | UN | 1 | 20 | D | D | N | N | 85364900 | 21 | 4011209552012 | 0.939 | KG | 209.95 | 209.95 | CP02 | CP02 | Power contactor, AC-3 40 A, 18.5 kW / 400 V 230 V AC, 50 Hz, 3-pole, Size S2, Main circuit: Screw terminal Auxiliary circuit: Spring-type terminal !!! Phased-out product !!! Successor is SIRIUS 3RT2 | - | 0 | 9
3RT1035-3AP60 |  | 3RT1035-3AP60 | 1 | UN | 1 | 20 | D | D | N | N | 85364900 | 1 | 4011209344174 | 0.829 | KG | 161.5 | 161.5 | CP02 | CP02 | Power contactor, AC-3 40 A, 18.5 kW / 400 V 220 V AC, 50 Hz / 240 V, 60 Hz, 3-pole, Size S2, Spring-type terminal !!! Phased-out product !!! Successor is SIRIUS 3RT2 Preferred successor type is >>3RT2028-2AP60<< | - | 0 | 0
3RT1035-3AR60 |  | 3RT1035-3AR60 | 1 | UN | 1 | 20 | D | D | N | N | 85364900 | 1 | 4011209495357 | 0.84 | KG | 166.25 | 166.25 | CP02 | CP02 | Power contactor, AC-3 40 A, 18.5 kW / 400 V 400 V AC, 50 Hz / 60 Hz, 440 V, 60 Hz, 3-pole, Size S2, Spring-type terminal !!! Phased-out product !!! Successor is SIRIUS 3RT2 | - | 0 | 0
3RT1035-3AV00 |  | 3RT1035-3AV00 | 1 | UN | 1 | 20 | D | D | N | N | 85364900 | 1 | 4011209344181 | 0.924 | KG | 166.25 | 166.25 | CP02 | CP02 | Power contactor, AC-3 40 A, 18.5 kW / 400 V 400 V AC, 50 Hz, 3-pole, Size S2, Spring-type terminal !!! Phased-out product !!! Successor is SIRIUS 3RT2 Preferred successor type is >>3RT2028-2AV00<< |  | 0 | 0
3RT1035-3AV60 |  | 3RT1035-3AV60 | 1 | UN | 1 | 20 | D | D | N | N | 85364900 | 1 | 4011209387959 | 0.836 | KG | 166.25 | 166.25 | CP02 | CP02 | Power contactor, AC-3 40 A, 18.5 kW / 400 V 480 V AC, 60 Hz, 3-pole, Size S2, Spring-type terminal !!! Phased-out product !!! Successor is SIRIUS 3RT2 | - | 0 | 0
3RT1035-3BB40 |  | 3RT1035-3BB40 | 1 | UN | 1 | 20 | D | D | N | N | 85364900 | 1 | 4011209296206 | 1.426 | KG | 246.05 | 246.05 | CP02 | CP02 | Power contactor, AC-3 40 A, 18.5 kW / 400 V 24 V DC, 3-pole, Size S2 Spring-type terminal !!! Phased-out product !!! Successor is SIRIUS 3RT2 Preferred successor type is >>3RT2028-2BB40<< |  | 0 | 0
3RT1035-3BB40-Z | N88 | 3RT1035-3BB40-ZN88 | 1 | UN | 1 | 10 | C | D | N | N | 85364900 | 1 |  | 1.426 | KG | 276.45 | 276.45 | CP02 | CP02 | Power contactor, AC-3 40 A, 18.5 kW / 400 V 24 V DC, 3-pole, Size S2 Spring-type terminal Customized !!! Phased-out product !!! Successor is SIRIUS 3RT2 Preferred successor type is >>3RT1035-3BB40<< | - | 0 | 7
3RT1035-3BB40-Z | N88X95 | 3RT1035-3BB40-ZN88X95 | 1 | UN | 1 | 10 | C | D | N | N | 85364900 | 24 |  | 1.426 | KG | 276.45 | 276.45 | CP02 | CP02 | Power contactor, AC-3 40 A, 18.5 kW / 400 V 24 V DC, 3-pole, Size S2 Spring-type terminal Customized Reusable packaging = 24 units !!! Phased-out product !!! Successor is SIRIUS 3RT2 | - | 0 | 7
3RT1035-3BB40-Z | X95 | 3RT1035-3BB40-ZX95 | 1 | UN | 1 | 20 | D | D | N | N | 85364900 | 24 | 4011209392953 | 1.493 | KG | 246.05 | 246.05 | CP02 | CP02 | Power contactor, AC-3 40 A, 18.5 kW / 400 V 24 V DC, 3-pole, Size S2 Spring-type terminal Reusable packaging = 24 units !!! Phased-out product !!! Successor is SIRIUS 3RT2 | - | 0 | 0
3RT1035-3BB44-3MA0 |  | 3RT1035-3BB44-3MA0 | 1 | UN | 1 | 20 | D | D | N | N | 85364900 | 1 | 4011209570665 | 1.483 | KG | 273.6 | 273.6 | CP02 | CP02 | Power contactor, AC-3 40 A, 18.5 kW / 400 V 24 V DC, 3-pole, Size S2 spring-type terminal 2 NO + 2 NC, captive !!! Phased-out product !!! Successor is SIRIUS 3RT2 Preferred successor type is >>3RT2028-2BB44-3MA0<< | - | 0 | 0
3RT1035-3BD40 |  | 3RT1035-3BD40 | 1 | UN | 1 | 20 | D | D | N | N | 85364900 | 1 | 4011209556072 | 1.428 | KG | 253.65 | 253.65 | CP02 | CP02 | Power contactor, AC-3 40 A, 18.5 kW / 400 V 42 V DC, 3-pole, Size S2, Spring-type terminal !!! Phased-out product !!! Successor is SIRIUS 3RT2 | - | 0 | 0
3RT1035-3BF46 |  | 3RT1035-3BF46 | 1 | UN | 1 | 20 | D | D | N | N | 85364900 | 1 | 4011209553132 | 1.565 | KG | 294.5 | 294.5 | CP02 | CP02 | Power contactor, AC-3 40 A, 18.5 kW / 400 V 110 V DC, 2 NO, 2 NC 3-pole, Size S0-S12, screw terminal, Auxiliary circuit: Spring-type terminal !!! Phased-out product !!! Successor is SIRIUS 3RT2 | - | 0 | 9
3RT1035-3BM40 |  | 3RT1035-3BM40 | 1 | UN | 1 | 20 | D | D | N | N | 85364900 | 1 | 4011209296213 | 1.414 | KG | 246.05 | 246.05 | CP02 | CP02 | Power contactor, AC-3 40 A, 18.5 kW / 400 V 220 V DC, 3-pole, Size S2, Spring-type terminal !!! Phased-out product !!! Successor is SIRIUS 3RT2 Preferred successor type is >>3RT2028-2BM40<< | - | 0 | 0
3RT1035-3BW40 |  | 3RT1035-3BW40 | 1 | UN | 1 | 20 | D | D | N | N | 85364900 | 1 | 4011209344228 | 1.466 | KG | 246.05 | 246.05 | CP02 | CP02 | Power contactor, AC-3 40 A, 18.5 kW / 400 V 48 V DC, 3-pole, Size S2, Spring-type terminal !!! Phased-out product !!! Successor is SIRIUS 3RT2 | - | 0 | 0
3RT1035-3BW44 |  | 3RT1035-3BW44 | 1 | UN | 1 | 20 | D | D | N | N | 85364900 | 1 | 4011209511576 | 1.484 | KG | 270.75 | 270.75 | CP02 | CP02 | Power contactor, AC-3 40 A, 18.5 kW / 400 V 48 V DC, 2 NO + 2 NC 3-pole, Size S2 Main circuit: screw terminal, Auxiliary circuit: Spring-type terminal !!! Phased-out product !!! Successor is SIRIUS 3RT2 Preferred successor type is >>3RT2028-2BW40<< | - | 0 | 0
3RT1035-3KB44-0LA0 |  | 3RT1035-3KB44-0LA0 | 1 | UN | 1 | 20 | D | D | N | N | 85364900 | 1 | 4011209441774 | 1.62 | KG | 326.8 | 326.8 | CP02 | CP02 | Power contactor, AC-3 40 A, 18.5 kW / 400 V 24 V DC, 0.7-1.25* Us, 3-pole, Size S2 Spring-type terminal !!! Phased-out product !!! Successor is SIRIUS 3RT2 Preferred successor type is >>3RT2035-3XB44-0LA2<< | - | 0 | 0
3RT1035-3KF44-0LA0 |  | 3RT1035-3KF44-0LA0 | 1 | UN | 1 | 50 | X | D | N | N | 85364900 | 1 | 4011209440630 | 1.635 | KG | 326.8 | 326.8 | CP02 | CP02 | Power contactor, AC-3 40 A, 18.5 kW / 400 V 110 V DC, 0.7-1.25* Us, 3-pole, Size S2 Spring-type terminal !!! Phased-out product !!! Successor is SIRIUS 3RT2 Preferred successor type is >>3RT2035-3XF44-0LA2<< | - | 0 | 0
3RT1035-3KJ84-0LA0 |  | 3RT1035-3KJ84-0LA0 | 1 | UN | 1 | 20 | D | D | N | N | 85364900 | 1 | 4011209645578 | 1.623 | KG | 333.45 | 333.45 | CP02 | CP02 | Power contactor, AC-3 40 A, 18.5 kW / 400 V 72 V DC, 0.7-1.25* Us, 3-pole, Size S2 Spring-type terminal !!! Phased-out product !!! Successor is SIRIUS 3RT2 Preferred successor type is >>3RT2035-3XJ84-0LA2<< | - | 0 | 0
3RT1035-3XB40-0LA2 |  | 3RT1035-3XB40-0LA2 | 1 | UN | 1 | 20 | D | D | N | N | 85364900 | 1 | 4011209562967 | 1.49 | KG | 310.65 | 310.65 | CP02 | CP02 | Traction contactor, AC-3 40 A, 18.5 kW / 400 V 24 V DC, 0.7-1.25* Us, 3-pole, Size S2 Spring-type terminal With electronic control unit Integrated varistor !!! Phased-out product !!! Successor is SIRIUS 3RT2 Preferred successor type is >>3RT2035-3XB40-0LA2<< | - | 0 | 0
3RT1035-3XF00-0GA0 |  | 3RT1035-3XF00-0GA0 | 1 | UN | 1 | 20 | D | D | N | N | 85364900 | 1 | 4011209563230 | 1.478 | KG | 296.4 | 296.4 | CP02 | CP02 | Power contactor, AC-3 40 A, 18.5 kW / 400 V Us = 110 V, 50 / 60 Hz, 3-pole, Size S2 Spring-type terminal With electronic control unit With varistor attenuated low-noise !!! Phased-out product !!! Successor is SIRIUS 3RT2 Preferred successor type is >>3RT2035-3NF30<< | - | 0 | 0
3RT1035-3XF06-0GA0 |  | 3RT1035-3XF06-0GA0 | 1 | UN | 1 | 20 | D | D | N | N | 85364900 | 1 | 4011209593961 | 1.566 | KG | 344.85 | 344.85 | CP02 | CP02 | Power contactor, AC-3 40 A, 18.5 kW / 400 V Us = 110 V, 50 Hz, 2 NO + 2 NC 3-pole, Size S2, lateral Spring-type terminal With electronic control unit With varistor attenuated low-noise !!! Phased-out product !!! Successor is SIRIUS 3RT2 | - | 0 | 9
3RT1035-3XF40-0LA2 |  | 3RT1035-3XF40-0LA2 | 1 | UN | 1 | 20 | D | D | N | N | 85364900 | 1 | 4011209562974 | 1.515 | KG | 310.65 | 310.65 | CP02 | CP02 | Traction contactor, AC-3 40 A, 18.5 kW / 400 V 110 V DC, 0.7-1.25* Us, 3-pole, Size S2 Spring-type terminal With electronic control unit Integrated varistor !!! Phased-out product !!! Successor is SIRIUS 3RT2 Preferred successor type is >>3RT2035-3XF40-0LA2<< | - | 0 | 0
3RT1035-3XP00-0GA0 |  | 3RT1035-3XP00-0GA0 | 1 | UN | 1 | 20 | D | D | N | N | 85364900 | 1 | 4011209563223 | 1.443 | KG | 296.4 | 296.4 | CP02 | CP02 | Power contactor, AC-3 40 A, 18.5 kW / 400 V 230 V AC, 50 / 60 Hz, 3-pole, Size S2 Spring-type terminal With electronic control unit With varistor attenuated low-noise !!! Phased-out product !!! Successor is SIRIUS 3RT2 Preferred successor type is >>3RT2035-3NP30<< | - | 0 | 0
3RT1036-1AB00 |  | 3RT1036-1AB00 | 1 | UN | 1 | 20 | D | D | N | N | 85364900 | 1 | 4011209294318 | 0.841 | KG | 209.95 | 209.95 | CP02 | CP02 | Power contactor, AC-3 50 A, 22 kW / 400 V 24 V AC, 50 Hz, 3-pole, Size S2, Screw terminal !!! Phased-out product !!! Successor is SIRIUS 3RT2 Preferred successor type is >>3RT2036-1AB00<< |  | 0 | 0
3RT1036-1AB00-1AA0 |  | 3RT1036-1AB00-1AA0 | 1 | UN | 1 | 20 | D | D | N | N | 85364900 | 1 | 4011209547469 | 0.838 | KG | 232.75 | 232.75 | CP02 | CP02 | Power contactor, AC-3 50 A, 22 kW / 400 V 24 V AC, 50 Hz, 3-pole Size S2, Screw terminal Upright mounting position !!! Phased-out product !!! Successor is SIRIUS 3RT2 Preferred successor type is >>3RT2036-1AB00-1AA0<< | - | 0 | 0
3RT1036-1AB00-Z | X95 | 3RT1036-1AB00-ZX95 | 1 | UN | 1 | 20 | D | D | N | N | 85364900 | 30 | 4011209381339 | 0.81 | KG | 209.95 | 209.95 | CP02 | CP02 | Power contactor, AC-3 50 A, 22 kW / 400 V 24 V AC, 50 Hz, 3-pole Screw terminal Reusable packaging = 30 units !!! Phased-out product !!! Successor is SIRIUS 3RT2 | - | 0 | 0
3RT1036-1AB04 |  | 3RT1036-1AB04 | 1 | UN | 1 | 20 | D | D | N | N | 85364900 | 1 | 4011209307766 | 0.932 | KG | 234.65 | 234.65 | CP02 | CP02 | Power contactor, AC-3 50 A, 22 kW / 400 V 24 V AC, 50 Hz, 2 NO + 2 NC 3-pole, Size S2, Screw terminal !!! Phased-out product !!! Successor is SIRIUS 3RT2 Preferred successor type is >>3RT2036-1AB04<< |  | 0 | 0
3RT1036-1AC00 |  | 3RT1036-1AC00 | 1 | UN | 1 | 20 | D | D | N | N | 85364900 | 1 | 4011209579828 | 0.847 | KG | 215.65 | 215.65 | CP02 | CP02 | Power contactor, AC-3 50 A, 22 kW / 400 V 32 V AC, 50 Hz 3-pole, Size S2, Screw terminal !!! Phased-out product !!! Successor is SIRIUS 3RT2 | - | 0 | 9
3RT1036-1AC10 |  | 3RT1036-1AC10 | 1 | UN | 1 | 20 | D | D | N | N | 85364900 | 1 | 4011209444331 | 0.843 | KG | 215.65 | 215.65 | CP02 | CP02 | Power contactor, AC-3 50 A, 22 kW / 400 V 24 V AC, 60 Hz 3-pole, Size S2, Screw terminal !!! Phased-out product !!! Successor is SIRIUS 3RT2 | - | 0 | 0
3RT1036-1AC20 |  | 3RT1036-1AC20 | 1 | UN | 1 | 20 | D | D | N | N | 85364900 | 1 | 4011209337473 | 0.847 | KG | 209.95 | 209.95 | CP02 | CP02 | Power contactor, AC-3 50 A, 22 kW / 400 V 24 V AC, 50/60 Hz 3-pole, Size S2, Screw terminal !!! Phased-out product !!! Successor is SIRIUS 3RT2 Preferred successor type is >>3RT2036-1AC20<< | - | 0 | 0
3RT1036-1AC20-0UA0 |  | 3RT1036-1AC20-0UA0 | 1 | UN | 1 | 20 | D | D | N | N | 85364900 | 1 | 4011209591479 | 0.84 | KG | 215.65 | 215.65 | CP02 | CP02 | Contactor, 25 HP, 460 / 575 V 24 V AC, 50 / 60 Hz, 3-pole, Size. S2 Screw terminal NEMA size 2 !!! Phased-out product !!! Successor is SIRIUS 3RT2 Preferred successor type is >>3RT2036-1AC20-0UA0<< | - | 0 | 0
3RT1036-1AC20-Z | W95 | 3RT1036-1AC20-ZW95 | 1 | UN | 1 | 20 | D | D | N | N | 85364900 | 30 | 4011209774100 | 0.9 | KG | 209.95 | 209.95 | CP02 | CP02 | Power contactor, AC-3 50 A, 22 kW / 400 V 24 V AC, 50 / 60 Hz, 3-pole, Size S2, Screw terminal Multi-unit packaging = 30 units !!! Phased-out product !!! Successor is SIRIUS 3RT2 | - | 0 | 0
3RT1036-1AC20-Z | W96 | 3RT1036-1AC20-ZW96 | 1 | UN | 1 | 20 | D | D | N | N | 85364900 | 15 | 4011209774117 | 0.9 | KG | 209.95 | 209.95 | CP02 | CP02 | Power contactor, AC-3 50 A, 22 kW / 400 V 24 V AC, 50 / 60 Hz, 3-pole, Size S2, Screw terminal Multi-unit packaging = 15 units !!! Phased-out product !!! Successor is SIRIUS 3RT2 | - | 0 | 0
3RT1036-1AC20-Z | W97 | 3RT1036-1AC20-ZW97 | 1 | UN | 1 | 20 | D | D | N | N | 85364900 | 7 | 4011209902176 | 0.9 | KG | 209.95 | 209.95 | CP02 | CP02 | Power contactor, AC-3 50 A, 22 kW / 400 V 24 V AC, 50 / 60 Hz, 3-pole, Size S2, Screw terminal Multi-unit packaging = 7 units !!! Phased-out product !!! Successor is SIRIUS 3RT2 | - | 0 | 0
3RT1036-1AC20-Z | X95 | 3RT1036-1AC20-ZX95 | 1 | UN | 1 | 20 | D | D | N | N | 85364900 | 30 | 4011209377592 | 0.814 | KG | 209.95 | 209.95 | CP02 | CP02 | Power contactor, AC-3 50 A, 22 kW / 400 V 24 V AC, 50 / 60 Hz, 3-pole, Size S2, Screw terminal Reusable packaging = 30 units !!! Phased-out product !!! Successor is SIRIUS 3RT2 Preferred successor type is | - | 0 | 0
3RT1036-1AC24 |  | 3RT1036-1AC24 | 1 | UN | 1 | 20 | D | D | N | N | 85364900 | 1 | 4011209344235 | 0.934 | KG | 234.65 | 234.65 | CP02 | CP02 | Power contactor, AC-3 50 A, 22 kW / 400 V 24 V AC, 50 / 60 Hz, 2 NO + 2 NC, 3-pole, Size S2, Screw terminal !!! Phased-out product !!! Successor is SIRIUS 3RT2 Preferred successor type is >>3RT2036-1AC24<< | - | 0 | 0
3RT1036-1AD00 |  | 3RT1036-1AD00 | 1 | UN | 1 | 20 | D | D | N | N | 85364900 | 1 | 4011209340039 | 0.85 | KG | 215.65 | 215.65 | CP02 | CP02 | Power contactor, AC-3 50 A, 22 kW / 400 V 42 V AC, 50 Hz, 3-pole, Size S2, Screw terminal !!! Phased-out product !!! Successor is SIRIUS 3RT2 Preferred successor type is >>3RT2036-1AD00<< | - | 0 | 0
3RT1036-1AD00-1AA0 |  | 3RT1036-1AD00-1AA0 | 1 | UN | 1 | 20 | D | D | N | N | 85364900 | 1 | 4011209547483 | 0.842 | KG | 240.35 | 240.35 | CP02 | CP02 | Power contactor, AC-3 50 A, 22 kW / 400 V 42 V AC, 50 Hz, 3-pole, Size S2, Screw terminal Upright mounting position !!! Phased-out product !!! Successor is SIRIUS 3RT2 | - | 0 | 0
3RT1036-1AD04 |  | 3RT1036-1AD04 | 1 | UN | 1 | 20 | D | D | N | N | 85364900 | 1 | 4011209344242 | 0.94 | KG | 241.3 | 241.3 | CP02 | CP02 | Power contactor, AC-3 50 A, 22 kW / 400 V 42 V AC, 50 Hz, 2 NO + 2 NC, 3-pole, Size S2, Screw terminal !!! Phased-out product !!! Successor is SIRIUS 3RT2 Preferred successor type is >>3RT2036-1AD04<< | - | 0 | 0
3RT1036-1AD16 |  | 3RT1036-1AD16 | 1 | UN | 1 | 20 | D | D | N | N | 85364900 | 1 | 4011209557901 | 0.969 | KG | 262.2 | 262.2 | CP02 | CP02 | Power contactor, AC-3 50 A, 22 kW / 400 V 42 V AC, 60 Hz, auxiliary switch lateral left and right, 3-pole, Size S2, 2 NO+2 NC, Screw terminal !!! Phased-out product !!! Successor is SIRIUS 3RT2 | - | 0 | 9
3RT1036-1AD20 |  | 3RT1036-1AD20 | 1 | UN | 1 | 20 | D | D | N | N | 85364900 | 1 | 4011209496705 | 0.841 | KG | 215.65 | 215.65 | CP02 | CP02 | Power contactor, AC-3 50 A, 22 kW / 400 V 42 V AC, 50 / 60 Hz, 3-pole, Size S2, Screw terminal !!! Phased-out product !!! Successor is SIRIUS 3RT2 | - | 0 | 0
3RT1036-1AD20-1AA0 |  | 3RT1036-1AD20-1AA0 | 1 | UN | 1 | 20 | D | D | N | N | 85364900 | 1 | 4011209547490 | 0.843 | KG | 240.35 | 240.35 | CP02 | CP02 | Power contactor, AC-3 50 A, 22 kW / 400 V 42 V AC, 50 / 60 Hz, 3-pole, Size S2, Screw terminal Upright mounting position !!! Phased-out product !!! Successor is SIRIUS 3RT2 | - | 0 | 0
3RT1036-1AD24 |  | 3RT1036-1AD24 | 1 | UN | 1 | 20 | D | D | N | N | 85364900 | 1 | 4011209543591 | 0.935 | KG | 241.3 | 241.3 | CP02 | CP02 | Power contactor, AC-3 50 A, 22 kW / 400 V 42 V AC, 50 / 60 Hz, 2 NO + 2 NC, 3-pole, Size S2 Screw terminal !!! Phased-out product !!! Successor is SIRIUS 3RT2 | - | 0 | 0
3RT1036-1AF00 |  | 3RT1036-1AF00 | 1 | UN | 1 | 20 | D | D | N | N | 85364900 | 1 | 4011209294325 | 0.84 | KG | 209.95 | 209.95 | CP02 | CP02 | Power contactor, AC-3 50 A, 22 kW / 400 V 110 V AC, 50 Hz, 3-pole, Size S2, Screw terminal !!! Phased-out product !!! Successor is SIRIUS 3RT2 Preferred successor type is >>3RT2036-1AF00<< |  | 0 | 0
3RT1036-1AF00-1AA0 |  | 3RT1036-1AF00-1AA0 | 1 | UN | 1 | 20 | D | D | N | N | 85364900 | 1 | 4011209547506 | 0.839 | KG | 232.75 | 232.75 | CP02 | CP02 | Power contactor, AC-3 50 A, 22 kW / 400 V 110 V AC, 50 Hz, 3-pole, Size S2, Screw terminal Upright mounting position !!! Phased-out product !!! Successor is SIRIUS 3RT2 Preferred successor type is | - | 0 | 0
3RT1036-1AF04 |  | 3RT1036-1AF04 | 1 | UN | 1 | 20 | D | D | N | N | 85364900 | 1 | 4011209307773 | 0.935 | KG | 234.65 | 234.65 | CP02 | CP02 | Power contactor, AC-3 50 A, 22 kW / 400 V 110 V AC, 50 Hz, 2 NO + 2 NC, 3-pole, Size S2, Screw terminal !!! Phased-out product !!! Successor is SIRIUS 3RT2 Preferred successor type is >>3RT2036-1AF04<< |  | 0 | 0
3RT1036-1AG20 |  | 3RT1036-1AG20 | 1 | UN | 1 | 20 | D | D | N | N | 85364900 | 1 | 4011209337480 | 1.37 | KG | 209.95 | 209.95 | CP02 | CP02 | Power contactor, AC-3 50 A, 22 kW / 400 V 110 V AC 50/60 Hz, 3-pole, Size S2, Screw terminal !!! Phased-out product !!! Successor is SIRIUS 3RT2 Preferred successor type is >>3RT2036-1AG20<< | - | 0 | 0
3RT1036-1AG20-Z | W96 | 3RT1036-1AG20-ZW96 | 1 | UN | 1 | 20 | D | D | N | N | 85364900 | 15 |  | 0.848 | KG | 209.95 | 209.95 | CP02 | CP02 | Power contactor, AC-3 50 A, 22 kW / 400 V 110 V AC 50/60 Hz, 3-pole, Size S2, Screw terminal Multi-unit packaging = 15 units !!! Phased-out product !!! Successor is SIRIUS 3RT2 | - | 0 | 9
3RT1036-1AG20-Z | X95 | 3RT1036-1AG20-ZX95 | 1 | UN | 1 | 20 | D | D | N | N | 85364900 | 30 | 4011209372108 | 0.811 | KG | 209.95 | 209.95 | CP02 | CP02 | Power contactor, AC-3 50 A, 22 kW / 400 V 110 V AC 50/60 Hz, 3-pole, Size S2, Screw terminal Reusable packaging = 30 units !!! Phased-out product !!! Successor is SIRIUS 3RT2 | - | 0 | 0
3RT1036-1AG24 |  | 3RT1036-1AG24 | 1 | UN | 1 | 20 | D | D | N | N | 85364900 | 1 | 4011209344259 | 0.937 | KG | 234.65 | 234.65 | CP02 | CP02 | Power contactor, AC-3 50 A, 22 kW / 400 V 110 V AC, 50/60 Hz 2 NO + 2 NC, 3-pole, Size S2, Screw terminal !!! Phased-out product !!! Successor is SIRIUS 3RT2 Preferred successor type is >>3RT2036-1AG24<< | - | 0 | 0
3RT1036-1AG24-Z | X95 | 3RT1036-1AG24-ZX95 | 1 | UN | 1 | 20 | D | D | N | N | 85364900 | 30 | 4011209472471 | 1.5 | KG | 234.65 | 234.65 | CP02 | CP02 | Power contactor, AC-3 50 A, 22 kW / 400 V 110 V AC, 50/60 Hz 2 NO + 2 NC, 3-pole, Size S2, Screw terminal Reusable packaging = 30 units !!! Phased-out product !!! Successor is SIRIUS 3RT2 | - | 0 | 0
3RT1036-1AG60 |  | 3RT1036-1AG60 | 1 | UN | 1 | 20 | D | D | N | N | 85364900 | 1 | 4011209495364 | 0.842 | KG | 215.65 | 215.65 | CP02 | CP02 | Power contactor, AC-3 50 A, 22 kW / 400 V 100 V AC, 50 Hz / 100-110 V 60 Hz, 3-pole, Size S2, Screw terminal !!! Phased-out product !!! Successor is SIRIUS 3RT2 Preferred successor type is >>3RT2036-1AG60<< | - | 0 | 0
3RT1036-1AG60-1AA0 |  | 3RT1036-1AG60-1AA0 | 1 | UN | 1 | 20 | D | D | N | N | 85364900 | 1 | 4011209547520 | 0.845 | KG | 240.35 | 240.35 | CP02 | CP02 | Power contactor, AC-3 50 A, 22 kW / 400 V 100 V AC, 50 Hz / 100-110 V 60 Hz, 3-pole, Size S2, Screw terminal Upright mounting position !!! Phased-out product !!! Successor is SIRIUS 3RT2 | - | 0 | 0
3RT1036-1AG64 |  | 3RT1036-1AG64 | 1 | UN | 1 | 20 | D | D | N | N | 85364900 | 1 | 4011209495371 | 0.934 | KG | 241.3 | 241.3 | CP02 | CP02 | Power contactor, AC-3 50 A, 22 kW / 400 V 100 V AC, 50 Hz / 100-110 V 60 Hz, 2 NO + 2 NC, 3-pole, Size S2, Screw terminal !!! Phased-out product !!! Successor is SIRIUS 3RT2 Preferred successor type is >>3RT2036-1AG64<< | - | 0 | 0
3RT1036-1AH00 |  | 3RT1036-1AH00 | 1 | UN | 1 | 20 | D | D | N | N | 85364900 | 1 | 4011209344266 | 0.84 | KG | 209.95 | 209.95 | CP02 | CP02 | Power contactor, AC-3 50 A, 22 kW / 400 V 48 V AC, 50 Hz, 3-pole, Size S2, Screw terminal !!! Phased-out product !!! Successor is SIRIUS 3RT2 Preferred successor type is >>3RT2036-1AH00<< | - | 0 | 0
3RT1036-1AH04 |  | 3RT1036-1AH04 | 1 | UN | 1 | 20 | D | D | N | N | 85364900 | 1 | 4011209344273 | 0.936 | KG | 234.65 | 234.65 | CP02 | CP02 | Power contactor, AC-3 50 A, 22 kW / 400 V 48 V AC, 50 Hz, 2 NO + 2 NC, 3-pole, Size S2, Screw terminal !!! Phased-out product !!! Successor is SIRIUS 3RT2 Preferred successor type is >>3RT2036-1AH04<< | - | 0 | 0
3RT1036-1AH20 |  | 3RT1036-1AH20 | 1 | UN | 1 | 20 | D | D | N | N | 85364900 | 1 | 4011209439962 | 0.844 | KG | 215.65 | 215.65 | CP02 | CP02 | Power contactor, AC-3 50 A, 22 kW / 400 V 48 V AC, 50 / 60 Hz, 3-pole, Size S2, Screw terminal !!! Phased-out product !!! Successor is SIRIUS 3RT2 Preferred successor type is >>3RT2036-1AH20<< | - | 0 | 0
3RT1036-1AH20-1AA0 |  | 3RT1036-1AH20-1AA0 | 1 | UN | 1 | 20 | D | D | N | N | 85364900 | 1 | 4011209547544 | 0.946 | KG | 240.35 | 240.35 | CP02 | CP02 | Power contactor, AC-3 50 A, 22 kW / 400 V 48 V AC, 50 / 60 Hz, 3-pole, Size S2, Screw terminal Upright mounting position !!! Phased-out product !!! Successor is SIRIUS 3RT2 | - | 0 | 0
3RT1036-1AH24 |  | 3RT1036-1AH24 | 1 | UN | 1 | 20 | D | D | N | N | 85364900 | 1 | 4011209512344 | 0.93 | KG | 241.3 | 241.3 | CP02 | CP02 | Power contactor, AC-3 50 A, 22 kW / 400 V 48 V AC, 50 / 60 Hz, 2 NO + 2 NC, 3-pole, Size S2, Screw terminal !!! Phased-out product !!! Successor is SIRIUS 3RT2 | - | 0 | 0
3RT1036-1AJ60 |  | 3RT1036-1AJ60 | 1 | UN | 1 | 20 | D | D | N | N | 85364900 | 1 | 4011209567641 | 0.84 | KG | 215.65 | 215.65 | CP02 | CP02 | Power contactor, AC-3 50 A, 22 kW / 400 V 92 V AC, 50 Hz / 110 V, 60 Hz 3-pole, Size S2, Screw terminal !!! Phased-out product !!! Successor is SIRIUS 3RT2 Preferred successor type is >>3RT2036-1AJ60<< | - | 0 | 0
3RT1036-1AK60 |  | 3RT1036-1AK60 | 1 | UN | 1 | 20 | D | D | N | N | 85364900 | 1 | 4011209344280 | 0.842 | KG | 209.95 | 209.95 | CP02 | CP02 | Power contactor, AC-3 50 A, 22 kW / 400 V 110 V AC, 50 Hz / 120 V, 60 Hz, 3-pole, Size S2, Screw terminal !!! Phased-out product !!! Successor is SIRIUS 3RT2 Preferred successor type is >>3RT2036-1AK60<< | - | 0 | 0
3RT1036-1AK60-0UA0 |  | 3RT1036-1AK60-0UA0 | 1 | UN | 1 | 20 | D | D | N | N | 85364900 | 1 | 4011209591486 | 0.88 | KG | 215.65 | 215.65 | CP02 | CP02 | Contactor, 25 HP 460 / 575 V 110 V AC, 50 Hz / 120 V, 60 Hz, 3-pole, Size S2 Screw terminal NEMA size 2 !!! Phased-out product !!! Successor is SIRIUS 3RT2 Preferred successor type is >>3RT2036-1AK60-0UA0<< | - | 0 | 0
3RT1036-1AK60-Z | W96 | 3RT1036-1AK60-ZW96 | 1 | UN | 1 | 20 | D | D | N | N | 85364900 | 15 | 4011209406209 | 0.796 | KG | 209.95 | 209.95 | CP02 | CP02 | Power contactor, AC-3 50 A, 22 kW / 400 V 110 V AC, 50 Hz / 120 V, 60 Hz, 3-pole, Size S2, Screw terminal Multi-unit packaging = 15 units !!! Phased-out product !!! Successor is SIRIUS 3RT2 | - | 0 | 0
3RT1036-1AK60-Z | X95 | 3RT1036-1AK60-ZX95 | 1 | UN | 1 | 20 | D | D | N | N | 85364900 | 30 | 4011209398443 | 0.813 | KG | 209.95 | 209.95 | CP02 | CP02 | Power contactor, AC-3 50 A, 22 kW / 400 V 110 V AC, 50 Hz / 120 V, 60 Hz, 3-pole, Size S2, Screw terminal Reusable packaging = 30 units !!! Phased-out product !!! Successor is SIRIUS 3RT2 Preferred successor type is | - | 0 | 0
3RT1036-1AK64 |  | 3RT1036-1AK64 | 1 | UN | 1 | 20 | D | D | N | N | 85364900 | 1 | 4011209344297 | 0.94 | KG | 234.65 | 234.65 | CP02 | CP02 | Power contactor, AC-3 50 A, 22 kW / 400 V 110 V AC, 50 Hz / 120 V, 60 Hz, 2 NO + 2 NC, 3-pole, Size S2, Screw terminal !!! Phased-out product !!! Successor is SIRIUS 3RT2 Preferred successor type is >>3RT2036-1AK64<< | - | 0 | 0
3RT1036-1AK64-3MA0 |  | 3RT1036-1AK64-3MA0 | 1 | UN | 1 | 20 | D | D | N | N | 85364900 | 1 | 4011209647756 | 0.931 | KG | 239.4 | 239.4 | CP02 | CP02 | Power contactor, AC-3 50 A, 22 kW / 400 V 120 V AC, 60 Hz, 2 NO + 2 NC, captive, 3-pole, Size S2, Screw terminal !!! Phased-out product !!! Successor is SIRIUS 3RT2 Preferred successor type is >>3RT2036-1AK64-3MA0<< | - | 0 | 0
3RT1036-1AL00 |  | 3RT1036-1AL00 | 1 | UN | 1 | 20 | D | D | N | N | 85364900 | 1 | 4011209559073 | 0.844 | KG | 215.65 | 215.65 | CP02 | CP02 | Power contactor, AC-3 50 A, 22 kW / 400 V 125 V AC, 50 Hz 3-pole, Size S2, Screw terminal !!! Phased-out product !!! Successor is SIRIUS 3RT2 | - | 0 | 0
3RT1036-1AL20 |  | 3RT1036-1AL20 | 1 | UN | 1 | 20 | D | D | N | N | 85364900 | 1 | 4011209336551 | 1.105 | KG | 209.95 | 209.95 | CP02 | CP02 | Power contactor, AC-3 50 A, 22 kW / 400 V 230 V AC, 50 / 60 Hz, 3-pole, Size S2, Screw terminal !!! Phased-out product !!! Successor is SIRIUS 3RT2 Preferred successor type is >>3RT2036-1AL20<< | - | 0 | 0
3RT1036-1AL20-1AA0 |  | 3RT1036-1AL20-1AA0 | 1 | UN | 1 | 20 | D | D | N | N | 85364900 | 1 | 4011209470125 | 0.842 | KG | 232.75 | 232.75 | CP02 | CP02 | Power contactor, AC-3 50 A, 22 kW / 400 V 230 V AC, 50 / 60 Hz, 3-pole, Size S2, Screw terminal Upright mounting position !!! Phased-out product !!! Successor is SIRIUS 3RT2 Preferred successor type is | - | 0 | 0
3RT1036-1AL20-Z | W96 | 3RT1036-1AL20-ZW96 | 1 | UN | 1 | 20 | D | D | N | N | 85364900 | 15 |  | 0.833 | KG | 209.95 | 209.95 | CP02 | CP02 | Power contactor, AC-3 50 A, 22 kW / 400 V 230 V AC, 50 / 60 Hz, 3-pole, Size S2, Screw terminal Multi-unit packaging = 15 units !!! Phased-out product !!! Successor is SIRIUS 3RT2 | - | 0 | 9
3RT1036-1AL20-Z | W97 | 3RT1036-1AL20-ZW97 | 1 | UN | 1 | 20 | D | D | N | N | 85364900 | 7 | 4011209406193 | 0.796 | KG | 209.95 | 209.95 | CP02 | CP02 | Power contactor, AC-3 50 A, 22 kW / 400 V 230 V AC, 50 / 60 Hz, 3-pole, Size S2, Screw terminal Multi-unit packaging = 7 units !!! Phased-out product !!! Successor is SIRIUS 3RT2 | - | 0 | 0
3RT1036-1AL20-Z | X95 | 3RT1036-1AL20-ZX95 | 1 | UN | 1 | 20 | D | D | N | N | 85364900 | 30 | 4011209398450 | 0.817 | KG | 209.95 | 209.95 | CP02 | CP02 | Power contactor, AC-3 50 A, 22 kW / 400 V 230 V AC, 50 / 60 Hz, 3-pole, Size S2, Screw terminal Reusable packaging = 30 units !!! Phased-out product !!! Successor is SIRIUS 3RT2 | - | 0 | 0
3RT1036-1AL24 |  | 3RT1036-1AL24 | 1 | UN | 1 | 20 | D | D | N | N | 85364900 | 1 | 4011209342620 | 0.936 | KG | 234.65 | 234.65 | CP02 | CP02 | Power contactor, AC-3 50 A, 22 kW / 400 V 230 V AC, 50 / 60 Hz, 2 NO + 2 NC, 3-pole, Size S2, Screw terminal !!! Phased-out product !!! Successor is SIRIUS 3RT2 Preferred successor type is >>3RT2036-1AL24<< | - | 0 | 0
3RT1036-1AL24-Z | W96 | 3RT1036-1AL24-ZW96 | 1 | UN | 1 | 20 | D | D | N | N | 85364900 | 15 | 4011209563759 | 0.896 | KG | 234.65 | 234.65 | CP02 | CP02 | Power contactor, AC-3 50 A, 22 kW / 400 V 230 V AC, 50 / 60 Hz, 2 NO + 2 NC, 3-pole, Size S2, Screw terminal Multi-unit packaging = 15 units !!! Phased-out product !!! Successor is SIRIUS 3RT2 | - | 0 | 0
3RT1036-1AL24-Z | X95 | 3RT1036-1AL24-ZX95 | 1 | UN | 1 | 20 | D | D | N | N | 85364900 | 30 | 4011209563612 | 1.323 | KG | 234.65 | 234.65 | CP02 | CP02 | Power contactor, AC-3 50 A, 22 kW / 400 V 230 V AC, 50 / 60 Hz, 2 NO + 2 NC, 3-pole, Size S2, Screw terminal Reusable packaging = 30 units !!! Phased-out product !!! Successor is SIRIUS 3RT2 | - | 0 | 0
3RT1036-1AM20 |  | 3RT1036-1AM20 | 1 | UN | 1 | 20 | D | D | N | N | 85364900 | 1 | 4011209390089 | 0.843 | KG | 215.65 | 215.65 | CP02 | CP02 | Power contactor, AC-3 50 A, 22 kW / 400 V 208 V AC, 50 / 60 Hz, 3-pole, Size S2, Screw terminal !!! Phased-out product !!! Successor is SIRIUS 3RT2 Preferred successor type is >>3RT2036-1AM20<< | - | 0 | 0
3RT1036-1AM20-0UA0 |  | 3RT1036-1AM20-0UA0 | 1 | UN | 1 | 20 | D | D | N | N | 85364900 | 1 | 4011209676060 | 0.84 | KG | 219.45 | 219.45 | CP02 | CP02 | Contactor, 25 HP, 460 / 575 V 208 V AC, 50 / 60 Hz, 3-pole, Size S2 Screw terminal NEMA size 2 !!! Phased-out product !!! Successor is SIRIUS 3RT2 Preferred successor type is >>3RT2036-1AM20-0UA0<< | - | 0 | 0
3RT1036-1AN00 |  | 3RT1036-1AN00 | 1 | UN | 1 | 20 | D | D | N | N | 85364900 | 1 | 4011209569362 | 0.855 | KG | 215.65 | 215.65 | CP02 | CP02 | Power contactor, AC-3 50 A, 22 kW / 400 V 220 V AC, 50 Hz, 0.75-1.1* Us 3-pole, Size S2, Screw terminal !!! Phased-out product !!! Successor is SIRIUS 3RT2 Preferred successor type is >>3RT2036-1AN00<< | - | 0 | 0
3RT1036-1AN20 |  | 3RT1036-1AN20 | 1 | UN | 1 | 20 | D | D | N | N | 85364900 | 1 | 4011209344303 | 0.842 | KG | 209.95 | 209.95 | CP02 | CP02 | Power contactor, AC-3 50 A, 22 kW / 400 V 220 V AC, 50 / 60 Hz, 3-pole, Size S2, Screw terminal !!! Phased-out product !!! Successor is SIRIUS 3RT2 Preferred successor type is >>3RT2036-1AN20<< | - | 0 | 0
3RT1036-1AN24 |  | 3RT1036-1AN24 | 1 | UN | 1 | 20 | D | D | N | N | 85364900 | 1 | 4011209344310 | 0.933 | KG | 234.65 | 234.65 | CP02 | CP02 | Power contactor, AC-3 50 A, 22 kW / 400 V 220 V AC, 50 / 60 Hz, 2 NO + 2 NC, 3-pole, Size S2, Screw terminal !!! Phased-out product !!! Successor is SIRIUS 3RT2 Preferred successor type is >>3RT2036-1AN24<< | - | 0 | 0
3RT1036-1AN24-Z | X95 | 3RT1036-1AN24-ZX95 | 1 | UN | 1 | 20 | D | D | N | N | 85364900 | 30 | 4011209647053 | 0.873 | KG | 234.65 | 234.65 | CP02 | CP02 | Power contactor, AC-3 50 A, 22 kW / 400 V 220 V AC, 50 / 60 Hz, 2 NO + 2 NC, 3-pole, Size S2, Screw terminal Reusable packaging = 30 units !!! Phased-out product !!! Successor is SIRIUS 3RT2 | - | 0 | 0
3RT1036-1AN60 |  | 3RT1036-1AN60 | 1 | UN | 1 | 20 | D | D | N | N | 85364900 | 1 | 4011209495388 | 0.843 | KG | 215.65 | 215.65 | CP02 | CP02 | Power contactor, AC-3 50 A, 22 kW / 400 V 200 V AC, 50 Hz / 200-220 V 60 Hz, 3-pole, Size S2, Screw terminal !!! Phased-out product !!! Successor is SIRIUS 3RT2 Preferred successor type is >>3RT2036-1AN60<< | - | 0 | 0
3RT1036-1AN60-1AA0 |  | 3RT1036-1AN60-1AA0 | 1 | UN | 1 | 20 | D | D | N | N | 85364900 | 1 | 4011209547575 | 0.846 | KG | 240.35 | 240.35 | CP02 | CP02 | Power contactor, AC-3 50 A, 22 kW / 400 V 200 V AC, 50 Hz / 200-220 V 60 Hz, 3-pole, Size S2, Screw terminal Upright mounting position !!! Phased-out product !!! Successor is SIRIUS 3RT2 | - | 0 | 0
3RT1036-1AN64 |  | 3RT1036-1AN64 | 1 | UN | 1 | 20 | D | D | N | N | 85364900 | 1 | 4011209495395 | 0.929 | KG | 241.3 | 241.3 | CP02 | CP02 | Power contactor, AC-3 50 A, 22 kW / 400 V 200 V AC, 50 Hz / 200-220 V 60 Hz, 2 NO + 2 NC, 3-pole, Size S2, Screw terminal !!! Phased-out product !!! Successor is SIRIUS 3RT2 | - | 0 | 0
3RT1036-1AP00 |  | 3RT1036-1AP00 | 1 | UN | 1 | 20 | D | D | N | N | 85364900 | 1 | 4011209294332 | 0.837 | KG | 209.95 | 209.95 | CP02 | CP02 | Power contactor, AC-3 50 A, 22 kW / 400 V 230 V AC, 50 Hz, 3-pole, Size S2, Screw terminal !!! Phased-out product !!! Successor is SIRIUS 3RT2 Preferred successor type is >>3RT2036-1AP00<< |  | 0 | 0
3RT1036-1AP00-1AA0 |  | 3RT1036-1AP00-1AA0 | 1 | UN | 1 | 20 | D | D | N | N | 85364900 | 1 | 4011209547582 | 0.841 | KG | 232.75 | 232.75 | CP02 | CP02 | Power contactor, AC-3 50 A, 22 kW / 400 V 230 V AC, 50 Hz, 3-pole, Size S2, Screw terminal Upright mounting position !!! Phased-out product !!! Successor is SIRIUS 3RT2 Preferred successor type is | - | 0 | 0
3RT1036-1AP00-Z | W96 | 3RT1036-1AP00-ZW96 | 1 | UN | 1 | 20 | D | D | N | N | 85364900 | 15 | 4011209855885 | 0.796 | KG | 209.95 | 209.95 | CP02 | CP02 | Power contactor, AC-3 50 A, 22 kW / 400 V 230 V AC, 50 Hz, 3-pole, Size S2, Screw terminal Multi-unit packaging = 15 units !!! Phased-out product !!! Successor is SIRIUS 3RT2 | - | 0 | 0
3RT1036-1AP00-Z | X95 | 3RT1036-1AP00-ZX95 | 1 | UN | 1 | 20 | D | D | N | N | 85364900 | 30 | 4011209338357 | 1.42 | KG | 209.95 | 209.95 | CP02 | CP02 | Power contactor, AC-3 50 A, 22 kW / 400 V 230 V AC, 50 Hz, 3-pole, Size S2, Screw terminal Reusable packaging = 30 units !!! Phased-out product !!! Successor is SIRIUS 3RT2 | - | 0 | 0
3RT1036-1AP04 |  | 3RT1036-1AP04 | 1 | UN | 1 | 20 | D | D | N | N | 85364900 | 1 | 4011209307780 | 0.928 | KG | 234.65 | 234.65 | CP02 | CP02 | Power contactor, AC-3 50 A, 22 kW / 400 V 230 V AC, 50 Hz, 2 NO + 2 NC, 3-pole, Size S2, Screw terminal !!! Phased-out product !!! Successor is SIRIUS 3RT2 Preferred successor type is >>3RT2036-1AP04<< |  | 0 | 0
3RT1036-1AP04-3MA0 |  | 3RT1036-1AP04-3MA0 | 1 | UN | 1 | 20 | D | D | N | N | 85364900 | 1 | 4011209545984 | 0.933 | KG | 239.4 | 239.4 | CP02 | CP02 | Power contactor, AC-3 50 A, 22 kW / 400 V 230 V AC, 50 Hz, 2 NO + 2 NC, 3-pole, Size S2, Screw terminal for SUVA applications !!! Phased-out product !!! Successor is SIRIUS 3RT2 Preferred successor type is | - | 0 | 0
3RT1036-1AP04-Z | X95 | 3RT1036-1AP04-ZX95 | 1 | UN | 1 | 20 | D | D | N | N | 85364900 | 30 | 4011209449732 | 0.892 | KG | 234.65 | 234.65 | CP02 | CP02 | Power contactor, AC-3 50 A, 22 kW / 400 V 230 V AC, 50 Hz, 2 NO + 2 NC, 3-pole, Size S2, Screw terminal Reusable packaging = 30 units !!! Phased-out product !!! Successor is SIRIUS 3RT2 | - | 0 | 0
3RT1036-1AP05 |  | 3RT1036-1AP05 | 1 | UN | 1 | 20 | D | D | N | N | 85364900 | 1 | 4011209576704 | 0.96 | KG | 232.75 | 232.75 | CP02 | CP02 | Power contactor, AC-3 50 A, 22 kW / 400 V 230 V AC, 50 Hz, 1 NO + 1 NC 3-pole, Size S2, Screw terminal !!! Phased-out product !!! Successor is SIRIUS 3RT2 | - | 0 | 0
3RT1036-1AP08-0MA0 |  | 3RT1036-1AP08-0MA0 | 1 | UN | 1 | 20 | D | D | N | N | 85364900 | 1 | 4011209653412 | 0.934 | KG | 239.4 | 239.4 | CP02 | CP02 | Power contactor, AC-3 50 A, 22 kW / 400 V 230 V AC, 50 Hz, 2 NO + 2 NC 3-pole, Size S2 Screw terminal Operating range 0.9-1.1 Us Special-purpose device !!! Phased-out product !!! Successor is SIRIUS 3RT2 | - | 0 | 9
3RT1036-1AP08-0MA0-Z | X95 | 3RT1036-1AP08-0MA0-ZX95 | 1 | UN | 1 | 20 | D | D | N | N | 85364900 | 30 | 4011209653429 | 0.9 | KG | 239.4 | 239.4 | CP02 | CP02 | Power contactor, AC-3 50 A, 22 kW / 400 V 230 V AC, 50 Hz, 2 NO + 2 NC 3-pole, Size S2 Screw terminal Operating range 0.9-1.1 Us Special-purpose device Reusable packaging Pack = 30 units !!! Phased-out product !!! Successor is SIRIUS 3RT2 | - | 0 | 9
3RT1036-1AP60 |  | 3RT1036-1AP60 | 1 | UN | 1 | 20 | D | D | N | N | 85364900 | 1 | 4011209344327 | 0.84 | KG | 209.95 | 209.95 | CP02 | CP02 | Power contactor, AC-3 50 A, 22 kW / 400 V 220 V AC, 50 Hz / 240 V, 60 Hz, 3-pole, Size S2, Screw terminal !!! Phased-out product !!! Successor is SIRIUS 3RT2 Preferred successor type is >>3RT2036-1AP60<< | - | 0 | 0
3RT1036-1AP60-0UA0 |  | 3RT1036-1AP60-0UA0 | 1 | UN | 1 | 20 | D | D | N | N | 85364900 | 1 | 4011209591493 | 0.833 | KG | 215.65 | 215.65 | CP02 | CP02 | Contactor, 25 HP, 460 / 575 V 220 V AC, 50 Hz / 240 V, 60 Hz, 3-pole, Size S2 Screw terminal NEMA size 2 !!! Phased-out product !!! Successor is SIRIUS 3RT2 Preferred successor type is >>3RT2036-1AP60-0UA0<< | - | 0 | 0
3RT1036-1AP64 |  | 3RT1036-1AP64 | 1 | UN | 1 | 20 | D | D | N | N | 85364900 | 1 | 4011209344334 | 0.937 | KG | 234.65 | 234.65 | CP02 | CP02 | Power contactor, AC-3 50 A, 22 kW / 400 V 220 V AC, 50 Hz / 240 V, 60 Hz, 2 NO + 2 NC, 3-pole, Size S2, Screw terminal !!! Phased-out product !!! Successor is SIRIUS 3RT2 Preferred successor type is >>3RT2036-1AP64<< | - | 0 | 0
3RT1036-1AQ20 |  | 3RT1036-1AQ20 | 1 | UN | 1 | 20 | D | D | N | N | 85364900 | 1 | 4011209474932 | 0.846 | KG | 215.65 | 215.65 | CP02 | CP02 | Power contactor, AC-3 50 A, 22 kW / 400 V 500 V AC, 50 / 60 Hz, 3-pole, Size S2, Screw terminal !!! Phased-out product !!! Successor is SIRIUS 3RT2 Preferred successor type is >>3RT2036-1AQ20<< | - | 0 | 0
3RT1036-1AR00 |  | 3RT1036-1AR00 | 1 | UN | 1 | 20 | D | D | N | N | 85364900 | 1 | 4011209366930 | 0.846 | KG | 215.65 | 215.65 | CP02 | CP02 | Power contactor, AC-3 50 A, 22 kW / 400 V 415 V AC, 50 Hz, 3-pole, Size S2, Screw terminal !!! Phased-out product !!! Successor is SIRIUS 3RT2 | - | 0 | 0
3RT1036-1AR04 |  | 3RT1036-1AR04 | 1 | UN | 1 | 20 | D | D | N | N | 85364900 | 1 | 4011209406353 | 0.942 | KG | 241.3 | 241.3 | CP02 | CP02 | Power contactor, AC-3 50 A, 22 kW / 400 V 415 V AC, 50 Hz, 2 NO + 2 NC 3-pole, Size S2, Screw terminal !!! Phased-out product !!! Successor is SIRIUS 3RT2 | - | 0 | 0
3RT1036-1AR60 |  | 3RT1036-1AR60 | 1 | UN | 1 | 20 | D | D | N | N | 85364900 | 1 | 4011209495401 | 0.849 | KG | 215.65 | 215.65 | CP02 | CP02 | Power contactor, AC-3 50 A, 22 kW / 400 V 400 V AC, 50 Hz / 60 Hz, 440 V, 60 Hz, 3-pole, Size S2, Screw terminal !!! Phased-out product !!! Successor is SIRIUS 3RT2 Preferred successor type is >>3RT2036-1AR60<< | - | 0 | 0
3RT1036-1AR60-1AA0 |  | 3RT1036-1AR60-1AA0 | 1 | UN | 1 | 20 | D | D | N | N | 85364900 | 1 | 4011209547605 | 0.84 | KG | 240.35 | 240.35 | CP02 | CP02 | Power contactor, AC-3 50 A, 22 kW / 400 V 400 V AC, 50 Hz / 60 Hz, 440 V, 60 Hz, 3-pole, Size S2, Screw terminal Upright mounting position !!! Phased-out product !!! Successor is SIRIUS 3RT2 | - | 0 | 0
3RT1036-1AR60-Z | X95 | 3RT1036-1AR60-ZX95 | 1 | UN | 1 | 20 | D | D | N | N | 85364900 | 30 | 4011209632509 | 1.45 | KG | 215.65 | 215.65 | CP02 | CP02 | Power contactor, AC-3 50 A, 22 kW / 400 V 400 V AC, 50 Hz / 60 Hz, 440 V, 60 Hz, 3-pole, Size S2, Screw terminal Multi-unit packaging = 15 units !!! Phased-out product !!! Successor is SIRIUS 3RT2 | - | 0 | 0
3RT1036-1AR64 |  | 3RT1036-1AR64 | 1 | UN | 1 | 20 | D | D | N | N | 85364900 | 1 | 4011209495418 | 0.935 | KG | 241.3 | 241.3 | CP02 | CP02 | Power contactor, AC-3 50 A, 22 kW / 400 V 400 V AC, 50 Hz / 60 Hz, 440 V, 60 Hz, 2 NO + 2 NC, 3-pole, Size S2, Screw terminal !!! Phased-out product !!! Successor is SIRIUS 3RT2 Preferred successor type is >>3RT2036-1AR64<< | - | 0 | 0
3RT1036-1AT60 |  | 3RT1036-1AT60 | 1 | UN | 1 | 20 | D | D | N | N | 85364900 | 1 | 4011209390096 | 0.84 | KG | 215.65 | 215.65 | CP02 | CP02 | Power contactor, AC-3 50 A, 22 kW / 400 V 600 V AC, 60 Hz, 3-pole, Size S2, Screw terminal !!! Phased-out product !!! Successor is SIRIUS 3RT2 Preferred successor type is >>3RT2036-1AT60<< | - | 0 | 0
3RT1036-1AU00 |  | 3RT1036-1AU00 | 1 | UN | 1 | 20 | D | D | N | N | 85364900 | 1 | 4011209366947 | 0.845 | KG | 209.95 | 209.95 | CP02 | CP02 | Power contactor, AC-3 50 A, 22 kW / 400 V 240 V AC, 50 Hz, 3-pole, Size S2, Screw terminal !!! Phased-out product !!! Successor is SIRIUS 3RT2 Preferred successor type is >>3RT2036-1AU00<< | - | 0 | 0
3RT1036-1AU04 |  | 3RT1036-1AU04 | 1 | UN | 1 | 20 | D | D | N | N | 85364900 | 1 | 4011209450905 | 0.936 | KG | 234.65 | 234.65 | CP02 | CP02 | Power contactor, AC-3 50 A, 22 kW / 400 V 240 V AC, 50 Hz, 2 NO + 2 NC, 3-pole, Size S2, Screw terminal !!! Phased-out product !!! Successor is SIRIUS 3RT2 | - | 0 | 0
3RT1036-1AU60 |  | 3RT1036-1AU60 | 1 | UN | 1 | 20 | D | D | N | N | 85364900 | 1 | 4011209388024 | 0.86 | KG | 215.65 | 215.65 | CP02 | CP02 | Power contactor, AC-3 50 A, 22 kW / 400 V 277 V AC, 60 Hz, 3-pole, Size S2, Screw terminal !!! Phased-out product !!! Successor is SIRIUS 3RT2 Preferred successor type is >>3RT2036-1AU60<< | - | 0 | 0
3RT1036-1AV00 |  | 3RT1036-1AV00 | 1 | UN | 1 | 20 | D | D | N | N | 85364900 | 1 | 4011209338791 | 0.85 | KG | 215.65 | 215.65 | CP02 | CP02 | Power contactor, AC-3 50 A, 22 kW / 400 V 400 V AC, 50 Hz, 3-pole, Size S2, Screw terminal !!! Phased-out product !!! Successor is SIRIUS 3RT2 Preferred successor type is >>3RT2036-1AV00<< |  | 0 | 0
3RT1036-1AV04 |  | 3RT1036-1AV04 | 1 | UN | 1 | 20 | D | D | N | N | 85364900 | 1 | 4011209344341 | 0.935 | KG | 241.3 | 241.3 | CP02 | CP02 | Power contactor, AC-3 50 A, 22 kW / 400 V 400 V AC, 50 Hz, 2 NO + 2 NC, 3-pole, Size S2, Screw terminal !!! Phased-out product !!! Successor is SIRIUS 3RT2 Preferred successor type is >>3RT2036-1AV04<< |  | 0 | 0
3RT1036-1AV60 |  | 3RT1036-1AV60 | 1 | UN | 1 | 20 | D | D | N | N | 85364900 | 1 | 4011209389526 | 0.84 | KG | 215.65 | 215.65 | CP02 | CP02 | Power contactor, AC-3 50 A, 22 kW / 400 V 480 V AC, 60 Hz, 3-pole, Size S2, Screw terminal !!! Phased-out product !!! Successor is SIRIUS 3RT2 Preferred successor type is >>3RT2036-1AV60<< | - | 0 | 0
3RT1036-1AV60-0UA0 |  | 3RT1036-1AV60-0UA0 | 1 | UN | 1 | 20 | D | D | N | N | 85364900 | 1 | 4011209591509 | 0.849 | KG | 219.45 | 219.45 | CP02 | CP02 | Contactor, 25 HP, 460 / 575 V 480 V AC, 60 Hz 3-pole, Size S2 Screw terminal NEMA size 2 !!! Phased-out product !!! Successor is SIRIUS 3RT2 Preferred successor type is >>3RT2036-1AV60-0UA0<< | - | 0 | 0
3RT1036-1BB40 |  | 3RT1036-1BB40 | 1 | UN | 1 | 20 | D | D | N | N | 85364900 | 1 | 4011209294349 | 1.426 | KG | 323 | 323 | CP02 | CP02 | Power contactor, AC-3 50 A, 22 kW / 400 V 24 V DC, 3-pole, Size S2, screw terminal ! Phased-out product! Successor is SIRIUS 3RT2 Preferred successor type is >>3RT2036-1KB40<< |  | 0 | 0
3RT1036-1BB40-0UA0 |  | 3RT1036-1BB40-0UA0 | 1 | UN | 1 | 20 | D | D | N | N | 85364900 | 1 | 4011209591516 | 1.416 | KG | 329.65 | 329.65 | CP02 | CP02 | Contactor, 25 HP, 460 / 575 V 24 V DC 3-pole, Size S2 Screw terminal NEMA size 2 !!! Phased-out product !!! Successor is SIRIUS 3RT2 | - | 0 | 0
3RT1036-1BB40-1AA0 |  | 3RT1036-1BB40-1AA0 | 1 | UN | 1 | 0 | A | D | N | N | 85364900 | 1 | 4047621008219 | 1.416 | KG | 349.6 | 349.6 | CP02 | CP02 | Power contactor, AC-3 50 A, 22 kW / 400 V 24 V DC, 3-pole, Size S2 Screw terminal Upright mounting position !!! Phased-out product !!! Successor is SIRIUS 3RT2 | - | 0 | 0
3RT1036-1BB40-Z | W96 | 3RT1036-1BB40-ZW96 | 1 | UN | 1 | 20 | D | D | N | N | 85364900 | 15 | 4011209824584 | 1.428 | KG | 323 | 323 | CP02 | CP02 | Power contactor, AC-3 50 A, 22 kW / 400 V 24 V DC, 3-pole, Size S2 Screw terminal Multi-unit packaging = 15 units !!! Phased-out product !!! Successor is SIRIUS 3RT2 | - | 0 | 0
3RT1036-1BB40-Z | X95 | 3RT1036-1BB40-ZX95 | 1 | UN | 1 | 20 | D | D | N | N | 85364900 | 24 | 4011209338364 | 1.507 | KG | 323 | 323 | CP02 | CP02 | Power contactor, AC-3 50 A, 22 kW / 400 V 24 V DC, 3-pole, Size S2 Screw terminal Reusable packaging = 24 units !!! Phased-out product !!! Successor is SIRIUS 3RT2 | - | 0 | 0
3RT1036-1BB44 |  | 3RT1036-1BB44 | 1 | UN | 1 | 20 | D | D | N | N | 85364900 | 1 | 4011209307902 | 1.533 | KG | 350.55 | 350.55 | CP02 | CP02 | Power contactor, AC-3 50 A, 22 kW / 400 V 24 V DC, 2 NO + 2 NC 3-pole, Size S2 Screw terminal !!! Phased-out product !!! Successor is SIRIUS 3RT2 Preferred successor type is >>3RT2036-1KB44<< |  | 0 | 0
3RT1036-1BB44-3MA0 |  | 3RT1036-1BB44-3MA0 | 1 | UN | 1 | 20 | D | D | N | N | 85364900 | 1 | 4011209784871 | 1.5 | KG | 352.45 | 352.45 | CP02 | CP02 | Power contactor, AC-3 50 A, 22 kW / 400 V 24 V DC, 2 NO + 2 NC 3-pole, Size S2 Screw terminal Captive auxiliary switch for SUVA applications !!! Phased-out product !!! Successor is SIRIUS 3RT2 Preferred successor type is >>3RT2036-1KB44-3MA0<< | - | 0 | 0
3RT1036-1BB48-3MA1 |  | 3RT1036-1BB48-3MA1 | 1 | UN | 1 | 20 | D | D | N | N | 85364900 | 1 | 4011209861060 | 1.522 | KG | 380.95 | 380.95 | CP02 | CP02 | Power contactor, AC-3 50 A, 22 kW / 400 V 24 V DC, 4 NC 3-pole, Size S2 Screw terminal Captive auxiliary switch for SUVA applications !!! Phased-out product !!! Successor is SIRIUS 3RT2 | - | 0 | 0
3RT1036-1BD40 |  | 3RT1036-1BD40 | 1 | UN | 1 | 20 | D | D | N | N | 85364900 | 1 | 4011209514683 | 1.431 | KG | 332.5 | 332.5 | CP02 | CP02 | Power contactor, AC-3 50 A, 22 kW / 400 V 42 V DC, 3-pole, Size S2 Screw terminal !!! Phased-out product !!! Successor is SIRIUS 3RT2 | - | 0 | 0
3RT1036-1BD44 |  | 3RT1036-1BD44 | 1 | UN | 1 | 20 | D | D | N | N | 85364900 | 1 | 4011209514690 | 1.528 | KG | 358.15 | 358.15 | CP02 | CP02 | Power contactor, AC-3 50 A, 22 kW / 400 V 42 V DC 3-pole, 2 NO + 2 NC, Size S2, Screw terminal !!! Phased-out product !!! Successor is SIRIUS 3RT2 | - | 0 | 0
3RT1036-1BE40 |  | 3RT1036-1BE40 | 1 | UN | 1 | 20 | D | D | N | N | 85364900 | 1 | 4011209344358 | 1.435 | KG | 332.5 | 332.5 | CP02 | CP02 | Power contactor, AC-3 50 A, 22 kW / 400 V 60 V DC, 3-pole, Size S2 Screw terminal !!! Phased-out product !!! Successor is SIRIUS 3RT2 | - | 0 | 0
3RT1036-1BE44 |  | 3RT1036-1BE44 | 1 | UN | 1 | 20 | D | D | N | N | 85364900 | 1 | 4011209344365 | 1.556 | KG | 358.15 | 358.15 | CP02 | CP02 | Power contactor, AC-3 50 A, 22 kW / 400 V 60 V DC, 2 NO + 2 NC 3-pole, Size S2, Screw terminal !!! Phased-out product !!! Successor is SIRIUS 3RT2 | - | 0 | 0
3RT1036-1BE80 |  | 3RT1036-1BE80 | 1 | UN | 1 | 20 | D | D | N | N | 85364900 | 1 | 4011209498211 | 1.411 | KG | 332.5 | 332.5 | CP02 | CP02 | Power contactor, AC-3 50 A, 22 kW / 400 V 80 V DC 3-pole, Screw terminal !!! Phased-out product !!! Successor is SIRIUS 3RT2 Preferred successor type is >>3RT2036-1NE30<< | - | 0 | 0
3RT1036-1BF40 |  | 3RT1036-1BF40 | 1 | UN | 1 | 20 | D | D | N | N | 85364900 | 1 | 4011209301887 | 1.399 | KG | 323 | 323 | CP02 | CP02 | Power contactor, AC-3 50 A, 22 kW / 400 V 110 V DC, 3-pole, Size S2, Screw terminal !!! Phased-out product !!! Successor is SIRIUS 3RT2 Preferred successor type is >>3RT2036-1NF30<< |  | 0 | 0
3RT1036-1BF44 |  | 3RT1036-1BF44 | 1 | UN | 1 | 20 | D | D | N | N | 85364900 | 1 | 4011209344372 | 1.474 | KG | 350.55 | 350.55 | CP02 | CP02 | Power contactor, AC-3 50 A, 22 kW / 400 V 110 V DC, 2 NO + 2 NC, 3-pole, Size S2, Screw terminal !!! Phased-out product !!! Successor is SIRIUS 3RT2 Preferred successor type is >>3RT2036-1NF34<< |  | 0 | 0
3RT1036-1BG40 |  | 3RT1036-1BG40 | 1 | UN | 1 | 20 | D | D | N | N | 85364900 | 1 | 4011209514706 | 1.468 | KG | 332.5 | 332.5 | CP02 | CP02 | Power contactor, AC-3 50 A, 22 kW / 400 V 125 V DC, 3-pole, Size S2, Screw terminal !!! Phased-out product !!! Successor is SIRIUS 3RT2 Preferred successor type is >>3RT2036-1NF30<< | - | 0 | 0
3RT1036-1BG44 |  | 3RT1036-1BG44 | 1 | UN | 1 | 20 | D | D | N | N | 85364900 | 1 | 4011209504240 | 1.507 | KG | 358.15 | 358.15 | CP02 | CP02 | Power contactor, AC-3 50 A, 22 kW / 400 V 125 V DC, 3-pole, 2 NO + 2 NC, Size S2, Screw terminal !!! Phased-out product !!! Successor is SIRIUS 3RT2 | - | 0 | 0
3RT1036-1BJ80 |  | 3RT1036-1BJ80 | 1 | UN | 1 | 0 | A | D | N | N | 85364900 | 1 | 4011209920446 | 1.389 | KG | 332.5 | 332.5 | CP02 | CP02 | Power contactor, AC-3 50 A, 22 kW / 400 V 72 V DC, 3-pole, Screw terminal !!! Phased-out product !!! Successor is SIRIUS 3RT2 | - | 0 | 0
3RT1036-1BJ84 |  | 3RT1036-1BJ84 | 1 | UN | 1 | 0 | A | D | N | N | 85364900 | 1 | 4011209915350 | 1.45 | KG | 358.15 | 358.15 | CP02 | CP02 | Power contactor, AC-3 50 A, 22 kW / 400 V 72 V DC, 2 NO + 2 NC, 3-pole, Size S2, Screw terminal !!! Phased-out product !!! Successor is SIRIUS 3RT2 | - | 0 | 0
3RT1036-1BK80 |  | 3RT1036-1BK80 | 1 | UN | 1 | 0 | A | D | N | N | 85364900 | 1 | 4011209914995 | 1.437 | KG | 332.5 | 332.5 | CP02 | CP02 | Power contactor, AC-3 50 A, 22 kW / 400 V 52 V DC, 3-pole, Screw terminal !!! Phased-out product !!! Successor is SIRIUS 3RT2 Preferred successor type is >>3RT2036-1NE30<< | - | 0 | 0
3RT1036-1BM40 |  | 3RT1036-1BM40 | 1 | UN | 1 | 20 | D | D | N | N | 85364900 | 1 | 4011209294936 | 1.441 | KG | 323 | 323 | CP02 | CP02 | Power contactor, AC-3 50 A, 22 kW / 400 V 220 V DC, 3-pole, Size S2, Screw terminal !!! Phased-out product !!! Successor is SIRIUS 3RT2 Preferred successor type is >>3RT2036-1NP30<< | - | 0 | 0
3RT1036-1BM44 |  | 3RT1036-1BM44 | 1 | UN | 1 | 20 | D | D | N | N | 85364900 | 1 | 4011209307964 | 1.51 | KG | 350.55 | 350.55 | CP02 | CP02 | Power contactor, AC-3 50 A, 22 kW / 400 V 220 V DC, 2 NO + 2 NC, 3-pole, Size S2, Screw terminal !!! Phased-out product !!! Successor is SIRIUS 3RT2 Preferred successor type is >>3RT2036-1NP34<< | - | 0 | 0
3RT1036-1BN40 |  | 3RT1036-1BN40 | 1 | UN | 1 | 20 | D | D | N | N | 85364900 | 1 | 4011209902732 | 1.467 | KG | 332.5 | 332.5 | CP02 | CP02 | Power contactor, AC-3 50 A, 22 kW / 400 V 250 V DC, 3-pole, Size S2 Screw terminal !!! Phased-out product !!! Successor is SIRIUS 3RT2 | - | 0 | 0
3RT1036-1BP40 |  | 3RT1036-1BP40 | 1 | UN | 1 | 20 | D | D | N | N | 85364900 | 1 | 4011209344389 | 1.414 | KG | 332.5 | 332.5 | CP02 | CP02 | Power contactor, AC-3 50 A, 22 kW / 400 V 230 V DC, 3-pole, Size S2, Screw terminal !!! Phased-out product !!! Successor is SIRIUS 3RT2 | - | 0 | 0
3RT1036-1BP44 |  | 3RT1036-1BP44 | 1 | UN | 1 | 20 | D | D | N | N | 85364900 | 1 | 4011209344396 | 1.503 | KG | 358.15 | 358.15 | CP02 | CP02 | Power contactor, AC-3 50 A, 22 kW / 400 V 230 V DC, 2 NO + 2 NC, 3-pole, Size S2, Screw terminal !!! Phased-out product !!! Successor is SIRIUS 3RT2 Preferred successor type is >>3RT2036-1NP34<< | - | 0 | 0
3RT1036-1BQ40 |  | 3RT1036-1BQ40 | 1 | UN | 1 | 20 | D | D | N | N | 85364900 | 1 | 4011209408128 | 1.467 | KG | 332.5 | 332.5 | CP02 | CP02 | Power contactor, AC-3 50 A, 22 kW / 400 V !!! Phased-out product !!! Successor is SIRIUS 3RT2 | - | 0 | 9
3RT1036-1BW40 |  | 3RT1036-1BW40 | 1 | UN | 1 | 20 | D | D | N | N | 85364900 | 1 | 4011209344402 | 1.436 | KG | 323 | 323 | CP02 | CP02 | Power contactor, AC-3 50 A, 22 kW / 400 V 48 V DC, 3-pole, Size S2, Screw terminal !!! Phased-out product !!! Successor is SIRIUS 3RT2 Preferred successor type is >>3RT2036-1NE30<< | - | 0 | 0
3RT1036-1BW44 |  | 3RT1036-1BW44 | 1 | UN | 1 | 20 | D | D | N | N | 85364900 | 1 | 4011209344419 | 1.502 | KG | 350.55 | 350.55 | CP02 | CP02 | Power contactor, AC-3 50 A, 22 kW / 400 V 48 V DC, 2 NO + 2 NC, 3-pole, Size S2, Screw terminal !!! Phased-out product !!! Successor is SIRIUS 3RT2 Preferred successor type is >>3RT2036-1NE34<< | - | 0 | 0
3RT1036-1CP04 |  | 3RT1036-1CP04 | 1 | UN | 1 | 20 | D | D | N | N | 85364900 | 1 | 4011209386396 | 0.931 | KG | 256.5 | 256.5 | CP02 | CP02 | Power contactor, AC-3 50 A, 22 kW / 400 V 230 V AC, 50 Hz, 3-pole, 2 NO + 2 NC, Size S2, Screw terminal with built-on varistor !!! Phased-out product !!! Successor is SIRIUS 3RT2 Preferred successor type is | - | 0 | 9
3RT1036-1CP04-0KV0 |  | 3RT1036-1CP04-0KV0 | 1 | UN | 1 | 20 | D | D | N | N | 85364900 | 1 | 4011209436114 | 0.62 | KG | 256.5 | 256.5 | CP02 | CP02 | Power contactor, AC-3 50 A, 22 kW / 400 V 230 V AC, 2 NO + 2 NC, front-side, Varistor mounted on top, special package label according to VW equipment regulation !!! Phased-out product !!! Successor is SIRIUS 3RT2 | - | 0 | 0
3RT1036-1CP06-0KV0 |  | 3RT1036-1CP06-0KV0 | 1 | UN | 1 | 20 | D | D | N | N | 85364900 | 1 | 4011209456754 | 0.97 | KG | 254.6 | 254.6 | CP02 | CP02 | Power contactor, AC-3 50 A, 22 kW / 400 V 230 V AC, 50 Hz, Size S2 Auxiliary switch block 2 NO + 2 NC, built-on varistor !!! Phased-out product !!! Successor is SIRIUS 3RT2 | - | 0 | 0
3RT1036-1DB44-0KV0 |  | 3RT1036-1DB44-0KV0 | 1 | UN | 1 | 20 | D | D | N | N | 85364900 | 1 | 4011209436275 | 1.505 | KG | 374.3 | 374.3 | CP02 | CP02 | Power contactor, AC-3 50 A, 22 kW / 400 V 2 NO + 2 NC, 24 V DC, 3-pole, Size S2, screw terminal, With varistor VW !!! Phased-out product !!! Successor is SIRIUS 3RT2 | - | 0 | 0
3RT1036-1DW48-0PA6 |  | 3RT1036-1DW48-0PA6 | 1 | UN | 1 | 20 | D | D | N | N | 85364900 | 1 | 4011209638037 | 1.728 | KG | 423.7 | 423.7 | CP02 | CP02 | Power contactor, AC-3 50 A, 22 kW / 400 V 48 V DC, 3-pole, Size S2, Screw terminal 0,8-1,1 Us 40 degree, 0.85-1.1 Us 60 degree 4 NO + 2 NC auxiliary switch lateral !!! Phased-out product !!! Successor is SIRIUS 3RT2 | - | 0 | 0
3RT1036-1QB44-3MA0 |  | 3RT1036-1QB44-3MA0 | 1 | UN | 1 | 20 | D | D | N | N | 85364900 | 1 | 4011209535602 | 1.507 | KG | 383.8 | 383.8 | CP02 | CP02 | Power contactor, AC-3 50 A, 22 kW / 400 V 24 V DC, 2 NO + 2 NC, 3-pole, Size S2 Screw terminal Captive auxiliary switch with Zener diode combination !!! Phased-out product !!! Successor is SIRIUS 3RT2 Preferred successor type is >>3RT2036-1KB44-3MA0<< | - | 0 | 9
3RT1036-1RB40-0KS0 |  | 3RT1036-1RB40-0KS0 | 1 | UN | 1 | 20 | D | D | N | N | 85364900 | 1 | 4011209851481 | 1.434 | KG | 361.95 | 361.95 | CP02 | CP02 | Power contactor, AC-3 50 A, 22 kW / 400 V 24 V DC, 3-pole, Size S2, Screw terminal Diode plugged onto top Special customer device !!! Phased-out product !!! Successor is SIRIUS 3RT2 | - | 0 | 0
3RT1036-1RB40-0KS0-Z | W96 | 3RT1036-1RB40-0KS0-ZW96 | 1 | UN | 1 | 20 | D | D | EAR99 | N | 85364900 | 15 | 4011209938120 | 1.434 | KG | 361.95 | 361.95 | CP02 | CP02 | Power contactor, AC-3 50 A, 22 kW / 400 V 24 V DC, 3-pole, Size S2, Screw terminal Diode plugged onto top Special customer device Multi-unit packaging = 15 units !!! Phased-out product !!! Successor is SIRIUS 3RT2 | - | 0 | 9
3RT1036-1RB40-0KS0-Z | W97 | 3RT1036-1RB40-0KS0-ZW97 | 1 | UN | 1 | 20 | D | D | EAR99 | N | 85364900 | 7 | 4011209938137 | 0.796 | KG | 361.95 | 361.95 | CP02 | CP02 | Power contactor, AC-3 50 A, 22 kW / 400 V 24 V DC, 3-pole, Size S2, Screw terminal Diode plugged onto top Special customer device Multi-unit packaging = 7 units !!! Phased-out product !!! Successor is SIRIUS 3RT2 | - | 0 | 9
3RT1036-1RB40-0KS0-Z | X95 | 3RT1036-1RB40-0KS0-ZX95 | 1 | UN | 1 | 0 | A | D | N | N | 85364900 | 24 | 4011209938113 | 1.393 | KG | 361.95 | 361.95 | CP02 | CP02 | Power contactor, AC-3 50 A, 22 kW / 400 V 24 V DC, 3-pole, Size S2, Screw terminal Diode plugged onto top Special customer device Reusable packaging = 24 units !!! Phased-out product !!! Successor is SIRIUS 3RT2 | - | 0 | 9
3RT1036-1XB40-0LA2 |  | 3RT1036-1XB40-0LA2 | 1 | UN | 1 | 20 | D | D | N | N | 85364900 | 1 | 4011209562820 | 1.499 | KG | 477.85 | 477.85 | CP02 | CP02 | Traction contactor, AC-3 50 A, 22 kW / 400 V 24 V DC, 0.7-1.25* Us, 3-pole, Size S2 Screw terminal With electronic control unit Integrated varistor !!! Phased-out product !!! Successor is SIRIUS 3RT2 Preferred successor type is >>3RT2036-1XB40-0LA2<< | - | 0 | 0
3RT1036-1XF00-0GA0 |  | 3RT1036-1XF00-0GA0 | 1 | UN | 1 | 20 | D | D | N | N | 85364900 | 1 | 4011209563254 | 1.461 | KG | 371.45 | 371.45 | CP02 | CP02 | Power contactor, AC-3 50 A, 22 kW / 400 V 110 V AC, 50/60 Hz 3-pole, Size S2 Screw terminal With electronic control unit With varistor attenuated low-noise !!! Phased-out product !!! Successor is SIRIUS 3RT2 Preferred successor type is >>3RT2036-1NF30<< | - | 0 | 0
3RT1036-1XF40-0LA2 |  | 3RT1036-1XF40-0LA2 | 1 | UN | 1 | 20 | D | D | N | N | 85364900 | 1 | 4011209562837 | 1.472 | KG | 477.85 | 477.85 | CP02 | CP02 | Traction contactor, AC-3 50 A, 22 kW / 400 V 110 V DC, 0.7-1.25* Us, 3-pole, Size S2 Screw terminal With electronic control unit Integrated varistor !!! Phased-out product !!! Successor is SIRIUS 3RT2 Preferred successor type is >>3RT2036-1XF40-0LA2<< | - | 0 | 0
3RT1036-1XP00-0GA0 |  | 3RT1036-1XP00-0GA0 | 1 | UN | 1 | 20 | D | D | N | N | 85364900 | 1 | 4011209563247 | 1.438 | KG | 371.45 | 371.45 | CP02 | CP02 | Power contactor, AC-3 50 A, 22 kW / 400 V 230 V AC, 50 / 60 Hz, 3-pole, Size S2 Screw terminal With electronic control unit With varistor attenuated low-noise !!! Phased-out product !!! Successor is SIRIUS 3RT2 Preferred successor type is >>3RT2036-1NP30<< | - | 0 | 0
3RT1036-1XX10-0AA8 |  | 3RT1036-1XX10-0AA8 | 1 | UN | 1 | 0 | A | D | N | N | 85364900 | 1 |  | 0.838 | KG | 210.9 | 210.9 | CP02 | CP02 | Power contactor, AC-3 50 A, 22 kW / 400 V 120 V AC, 60 Hz, 0.7-1.1 Us 3-pole, Size S2, Screw terminal Customized !!! Phased-out product !!! Successor is SIRIUS 3RT2 | - | 0 | 0
3RT1036-1XX10-0UA8 |  | 3RT1036-1XX10-0UA8 | 1 | UN | 1 | 30 | D | D | N | N | 85364900 | 1 | 4011209659780 | 0.863 | KG | 219.45 | 219.45 | CP02 | CP02 | Contactor, 25 HP 460 / 575 V 120 V AC, 60 Hz 0.7...1.1 Us 3-pole, Size S2 Screw terminal NEMA size 2 Customized !!! Phased-out product !!! Successor is SIRIUS 3RT2 | - | 0 | 9
3RT1036-3AB00 |  | 3RT1036-3AB00 | 1 | UN | 1 | 20 | D | D | N | N | 85364900 | 1 | 4011209296220 | 0.83 | KG | 212.8 | 212.8 | CP02 | CP02 | Power contactor, AC-3 50 A, 22 kW / 400 V 24 V AC, 50 Hz, 3-pole, Size S2, Spring-type terminal !!! Phased-out product !!! Successor is SIRIUS 3RT2 Preferred successor type is >>3RT2036-3AB00<< |  | 0 | 0
3RT1036-3AC20 |  | 3RT1036-3AC20 | 1 | UN | 1 | 20 | D | D | N | N | 85364900 | 1 | 4011209337749 | 0.84 | KG | 212.8 | 212.8 | CP02 | CP02 | Power contactor, AC-3 50 A, 22 kW / 400 V 24 V AC, 50 / 60 Hz, 3-pole, Size S2, Spring-type terminal !!! Phased-out product !!! Successor is SIRIUS 3RT2 Preferred successor type is >>3RT2036-3AC20<< | - | 0 | 0
3RT1036-3AC20-Z | X95 | 3RT1036-3AC20-ZX95 | 1 | UN | 1 | 20 | D | D | N | N | 85364900 | 30 | 4011209498624 | 0.805 | KG | 212.8 | 212.8 | CP02 | CP02 | Power contactor, AC-3 50 A, 22 kW / 400 V 24 V AC, 50 / 60 Hz, 3-pole, Size S2, Spring-type terminal, Reusable packaging = 30 units !!! Phased-out product !!! Successor is SIRIUS 3RT2 | - | 0 | 0
3RT1036-3AD00 |  | 3RT1036-3AD00 | 1 | UN | 1 | 20 | D | D | N | N | 85364900 | 1 | 4011209344426 | 0.833 | KG | 217.55 | 217.55 | CP02 | CP02 | Power contactor, AC-3 50 A, 22 kW / 400 V 42 V AC, 50 Hz, 3-pole, Size S2, Spring-type terminal !!! Phased-out product !!! Successor is SIRIUS 3RT2 | - | 0 | 0
3RT1036-3AD20 |  | 3RT1036-3AD20 | 1 | UN | 1 | 20 | D | D | N | N | 85364900 | 1 | 4047621009629 | 0.847 | KG | 217.55 | 217.55 | CP02 | CP02 | Power contactor, AC-3 50 A, 22 kW / 400 V 42 V AC, 50 / 60 Hz, 3-pole, Size S2, Spring-type terminal !!! Phased-out product !!! Successor is SIRIUS 3RT2 | - | 0 | 0
3RT1036-3AF00 |  | 3RT1036-3AF00 | 1 | UN | 1 | 20 | D | D | N | N | 85364900 | 1 | 4011209296237 | 0.85 | KG | 212.8 | 212.8 | CP02 | CP02 | Power contactor, AC-3 50 A, 22 kW / 400 V 110 V AC, 50 Hz, 3-pole, Size S2, Spring-type terminal !!! Phased-out product !!! Successor is SIRIUS 3RT2 Preferred successor type is >>3RT2036-3AF00<< |  | 0 | 0
3RT1036-3AF04 |  | 3RT1036-3AF04 | 1 | UN | 1 | 20 | D | D | N | N | 85364900 | 1 | 4011209457546 | 0.928 | KG | 239.4 | 239.4 | CP02 | CP02 | Power contactor, AC-3 50 A, 22 kW / 400 V 2 NO + 2 NC, 110 V AC, 50 Hz, 3-pole, Size S2, Main circuit: screw terminal, Auxiliary circuit: Spring-type terminal !!! Phased-out product !!! Successor is SIRIUS 3RT2 Preferred successor type is >>3RT2036-3AF04<< | - | 0 | 0
3RT1036-3AF06 |  | 3RT1036-3AF06 | 1 | UN | 1 | 20 | D | D | N | N | 85364900 | 1 | 4011209553125 | 0.96 | KG | 261.25 | 261.25 | CP02 | CP02 | Power contactor, AC-3 50 A, 22 kW / 400 V 2 NO + 2 NC, 110 V AC, 50 Hz, 3-pole, Main circuit: screw terminal, Auxiliary circuit: Spring-type terminal !!! Phased-out product !!! Successor is SIRIUS 3RT2 Preferred successor type is >>3RT2036-3AF06<< | - | 0 | 9
3RT1036-3AG14 |  | 3RT1036-3AG14 | 1 | UN | 1 | 20 | D | D | N | N | 85364900 | 1 | 4011209457508 | 0.92 | KG | 245.1 | 245.1 | CP02 | CP02 | Power contactor, AC-3 50 A, 22 kW / 400 V 110 V AC, 60 Hz, 3-pole, Size S2, 2 NO + 2 NC, Main circuit: screw terminal, Auxiliary circuit: Spring-type terminal !!! Phased-out product !!! Successor is SIRIUS 3RT2 | - | 0 | 0
3RT1036-3AG20 |  | 3RT1036-3AG20 | 1 | UN | 1 | 20 | D | D | N | N | 85364900 | 1 | 4011209337756 | 0.834 | KG | 212.8 | 212.8 | CP02 | CP02 | Power contactor, AC-3 50 A, 22 kW / 400 V 110 V AC, 50/60 Hz 3-pole, Size S2, Spring-type terminal !!! Phased-out product !!! Successor is SIRIUS 3RT2 Preferred successor type is >>3RT2036-3AG20<< | - | 0 | 0
3RT1036-3AG20-Z | W95 | 3RT1036-3AG20-ZW95 | 1 | UN | 1 | 20 | D | D | N | N | 85364900 | 30 |  | 0.892 | KG | 212.8 | 212.8 | CP02 | CP02 | Power contactor, AC-3 50 A, 22 kW / 400 V 110 V AC, 50/60 Hz 3-pole, Size S2, Spring-type terminal, Multi-unit packaging = 30 units !!! Phased-out product !!! Successor is SIRIUS 3RT2 | - | 0 | 0
3RT1036-3AG20-Z | X95 | 3RT1036-3AG20-ZX95 | 1 | UN | 1 | 20 | D | D | N | N | 85364900 | 30 | 4011209543454 | 0.855 | KG | 212.8 | 212.8 | CP02 | CP02 | Power contactor, AC-3 50 A, 22 kW / 400 V 110 V AC 50/60 Hz, 3-pole, Size S2, Spring-type terminal, Reusable packaging = 30 units !!! Phased-out product !!! Successor is SIRIUS 3RT2 | - | 0 | 0
3RT1036-3AG60 |  | 3RT1036-3AG60 | 1 | UN | 1 | 20 | D | D | N | N | 85364900 | 1 | 4011209495425 | 0.84 | KG | 217.55 | 217.55 | CP02 | CP02 | Power contactor, AC-3 50 A, 22 kW / 400 V 100 V AC, 50 Hz / 100-110 V, 60 Hz, 3-pole, Size S2, Spring-type terminal !!! Phased-out product !!! Successor is SIRIUS 3RT2 | - | 0 | 0
3RT1036-3AH00 |  | 3RT1036-3AH00 | 1 | UN | 1 | 20 | D | D | N | N | 85364900 | 1 | 4011209344433 | 0.835 | KG | 212.8 | 212.8 | CP02 | CP02 | Power contactor, AC-3 50 A, 22 kW / 400 V 48 V AC, 50 Hz, 3-pole, Size S2, Spring-type terminal !!! Phased-out product !!! Successor is SIRIUS 3RT2 Preferred successor type is >>3RT2036-3AH00<< | - | 0 | 0
3RT1036-3AK60 |  | 3RT1036-3AK60 | 1 | UN | 1 | 20 | D | D | N | N | 85364900 | 1 | 4011209344440 | 0.839 | KG | 212.8 | 212.8 | CP02 | CP02 | Power contactor, AC-3 50 A, 22 kW / 400 V 110 V AC, 50 Hz / 120 V, 60 Hz, 3-pole, Size S2, Spring-type terminal !!! Phased-out product !!! Successor is SIRIUS 3RT2 Preferred successor type is >>3RT2036-3AK60<< | - | 0 | 0
3RT1036-3AK60-1AA0 |  | 3RT1036-3AK60-1AA0 | 1 | UN | 1 | 20 | D | D | N | N | 85364900 | 1 | 4011209570443 | 0.839 | KG | 238.45 | 238.45 | CP02 | CP02 | Power contactor, AC-3 50 A, 22 kW / 400 V 110 V AC, 50 Hz / 120 V, 60 Hz, 3-pole, Size S2, Spring-type terminal, Upright mounting position !!! Phased-out product !!! Successor is SIRIUS 3RT2 | - | 0 | 9
3RT1036-3AL16 |  | 3RT1036-3AL16 | 1 | UN | 1 | 20 | D | D | N | N | 85364900 | 1 | 4011209447547 | 0.982 | KG | 266.95 | 266.95 | CP02 | CP02 | Power contactor, AC-3 50 A, 22 kW / 400 V 230 V AC, 60 Hz, 0.8-1.1* Us 3-pole, Size S2, Main circuit: screw terminal, Auxiliary circuit: Spring-type terminal !!! Phased-out product !!! Successor is SIRIUS 3RT2 Preferred successor type is >>3RT2036-3AL16<< | - | 0 | 9
3RT1036-3AL20 |  | 3RT1036-3AL20 | 1 | UN | 1 | 20 | D | D | N | N | 85364900 | 1 | 4011209337763 | 0.839 | KG | 212.8 | 212.8 | CP02 | CP02 | Power contactor, AC-3 50 A, 22 kW / 400 V 230 V AC, 50 / 60 Hz, 3-pole, Size S2, Spring-type terminal !!! Phased-out product !!! Successor is SIRIUS 3RT2 Preferred successor type is >>3RT2036-3AL20<< | - | 0 | 0
3RT1036-3AL20-1AA0 |  | 3RT1036-3AL20-1AA0 | 1 | UN | 1 | 20 | D | D | N | N | 85364900 | 1 | 4011209543973 | 0.84 | KG | 238.45 | 238.45 | CP02 | CP02 | Power contactor, AC-3 50 A, 22 kW / 400 V 230 V AC, 50 / 60 Hz, 3-pole, Size S2, screw terminal, Auxiliary circuit: Spring-type terminal Upright mounting position !!! Phased-out product !!! Successor is SIRIUS 3RT2 | - | 0 | 0
3RT1036-3AL20-Z | W97 | 3RT1036-3AL20-ZW97 | 1 | UN | 1 | 20 | D | D | N | N | 85364900 | 7 | 4011209438804 | 0.796 | KG | 212.8 | 212.8 | CP02 | CP02 | Power contactor, AC-3 50 A, 22 kW / 400 V 230 V AC, 50 / 60 Hz, 3-pole, Size S2, Spring-type terminal, Multi-unit packaging = 7 units !!! Phased-out product !!! Successor is SIRIUS 3RT2 | - | 0 | 0
3RT1036-3AL20-Z | X95 | 3RT1036-3AL20-ZX95 | 1 | UN | 1 | 20 | D | D | N | N | 85364900 | 30 | 4011209425859 | 0.924 | KG | 212.8 | 212.8 | CP02 | CP02 | Power contactor, AC-3 50 A, 22 kW / 400 V 230 V AC, 50 / 60 Hz, 3-pole, Size S2, spring-type terminal Reusable packaging = 30 units !!! Phased-out product !!! Successor is SIRIUS 3RT2 Preferred successor type is | - | 0 | 0
3RT1036-3AL24-1AA0 |  | 3RT1036-3AL24-1AA0 | 1 | UN | 1 | 20 | D | D | N | N | 85364900 | 1 | 4011209610156 | 0.93 | KG | 264.1 | 264.1 | CP02 | CP02 | Power contactor, AC-3 50 A, 22 kW / 400 V 230 V AC, 50 / 60 Hz, 3-pole, Size S2, Main circuit: screw terminal, Auxiliary circuit: Spring-type terminal Auxiliary switch front 2 NO + 2 NC, Upright mounting position !!! Phased-out product !!! Successor is SIRIUS 3RT2 | - | 0 | 9
3RT1036-3AL28-1MA2 |  | 3RT1036-3AL28-1MA2 | 1 | UN | 1 | 20 | D | D | N | N | 85364900 | 1 | 4011209564077 | 0.931 | KG | 266.95 | 266.95 | CP02 | CP02 | Power contactor, AC-3 50 A, 22 kW / 400 V 230 V AC, 50 / 60 Hz, 3-pole, Size S2, Main circuit: screw terminal, Auxiliary circuit: Spring-type terminal Auxiliary switch front 3 NO + 1 NC, Upright mounting position !!! Phased-out product !!! Successor is SIRIUS 3RT2 | - | 0 | 9
3RT1036-3AM20 |  | 3RT1036-3AM20 | 1 | UN | 1 | 20 | D | D | N | N | 85364900 | 1 | 4011209390102 | 0.839 | KG | 217.55 | 217.55 | CP02 | CP02 | Power contactor, AC-3 50 A, 22 kW / 400 V 208 V AC, 50 / 60 Hz, 3-pole, Size S2, Spring-type terminal !!! Phased-out product !!! Successor is SIRIUS 3RT2 | - | 0 | 0
3RT1036-3AN20 |  | 3RT1036-3AN20 | 1 | UN | 1 | 20 | D | D | N | N | 85364900 | 1 | 4011209344457 | 0.852 | KG | 212.8 | 212.8 | CP02 | CP02 | Power contactor, AC-3 50 A, 22 kW / 400 V 220 V AC, 50 / 60 Hz, 3-pole, Size S2, Spring-type terminal !!! Phased-out product !!! Successor is SIRIUS 3RT2 Preferred successor type is >>3RT2036-3AN20<< | - | 0 | 0
3RT1036-3AN60 |  | 3RT1036-3AN60 | 1 | UN | 1 | 20 | D | D | N | N | 85364900 | 1 | 4011209495432 | 0.845 | KG | 217.55 | 217.55 | CP02 | CP02 | Power contactor, AC-3 50 A, 22 kW / 400 V 200 V AC, 50 Hz / 200-220 V, 60 Hz, 3-pole, Size S2, Spring-type terminal !!! Phased-out product !!! Successor is SIRIUS 3RT2 | - | 0 | 0
3RT1036-3AP00 |  | 3RT1036-3AP00 | 1 | UN | 1 | 20 | D | D | N | N | 85364900 | 1 | 4011209296244 | 0.837 | KG | 212.8 | 212.8 | CP02 | CP02 | Power contactor, AC-3 50 A, 22 kW / 400 V 230 V AC, 50 Hz, 3-pole, Size S2, Spring-type terminal !!! Phased-out product !!! Successor is SIRIUS 3RT2 Preferred successor type is >>3RT2036-3AP00<< |  | 0 | 0
3RT1036-3AP00-1AA0 |  | 3RT1036-3AP00-1AA0 | 1 | UN | 1 | 20 | D | D | N | N | 85364900 | 1 | 4011209543980 | 0.89 | KG | 238.45 | 238.45 | CP02 | CP02 | Power contactor, AC-3 50 A, 22 kW / 400 V 230 V AC, 50 Hz, 3-pole, Size S2, screw terminal, Auxiliary circuit: Spring-type terminal Upright mounting position !!! Phased-out product !!! Successor is SIRIUS 3RT2 Preferred successor type is >>3RT2036-3AP00-1AA0<< | - | 0 | 0
3RT1036-3AP04-1AA0 |  | 3RT1036-3AP04-1AA0 | 1 | UN | 1 | 20 | D | D | N | N | 85364900 | 1 | 4011209610163 | 0.915 | KG | 264.1 | 264.1 | CP02 | CP02 | Power contactor, AC-3 50 A, 22 kW / 400 V 230 V AC, 50 Hz, 3-pole, Size S2, Main circuit: screw terminal, Auxiliary circuit: Spring-type terminal Auxiliary switch front 2 NO + 2 NC, Upright mounting position !!! Phased-out product !!! Successor is SIRIUS 3RT2 | - | 0 | 9
3RT1036-3AP06 |  | 3RT1036-3AP06 | 1 | UN | 1 | 20 | D | D | N | N | 85364900 | 1 | 4011209446649 | 0.972 | KG | 261.25 | 261.25 | CP02 | CP02 | Power contactor, AC-3 50 A, 22 kW / 400 V 230 V AC, 50 Hz, 3-pole, Size S2, Main circuit: screw terminal, Auxiliary circuit: Spring-type terminal !!! Phased-out product !!! Successor is SIRIUS 3RT2 Preferred successor type is >>3RT2036-3AP06<< | - | 0 | 9
3RT1036-3AP08-1MA2 |  | 3RT1036-3AP08-1MA2 | 1 | UN | 1 | 30 | D | D | N | N | 85364900 | 1 | 4011209564060 | 0.923 | KG | 266.95 | 266.95 | CP02 | CP02 | Power contactor, AC-3 50 A, 22 kW / 400 V 230 V AC, 50 Hz, 3-pole, Size S2, Main circuit: screw terminal, Auxiliary circuit: Spring-type terminal Auxiliary switch front 3 NO + 1 NC, Upright mounting position !!! Phased-out product !!! Successor is SIRIUS 3RT2 | - | 0 | 9
3RT1036-3AP60 |  | 3RT1036-3AP60 | 1 | UN | 1 | 20 | D | D | N | N | 85364900 | 1 | 4011209344464 | 0.839 | KG | 212.8 | 212.8 | CP02 | CP02 | Power contactor, AC-3 50 A, 22 kW / 400 V 220 V AC, 50 Hz / 240 V, 60 Hz, 3-pole, Size S2, Spring-type terminal !!! Phased-out product !!! Successor is SIRIUS 3RT2 Preferred successor type is >>3RT2036-3AP60<< | - | 0 | 0
3RT1036-3AR60 |  | 3RT1036-3AR60 | 1 | UN | 1 | 20 | D | D | N | N | 85364900 | 1 | 4011209495449 | 0.855 | KG | 217.55 | 217.55 | CP02 | CP02 | Power contactor, AC-3 50 A, 22 kW / 400 V 400 V AC, 50 Hz / 60 Hz, 440 V, 60 Hz, 3-pole, Size S2, Spring-type terminal !!! Phased-out product !!! Successor is SIRIUS 3RT2 Preferred successor type is | - | 0 | 0
3RT1036-3AT60 |  | 3RT1036-3AT60 | 1 | UN | 1 | 20 | D | D | N | N | 85364900 | 1 | 4011209390119 | 0.84 | KG | 217.55 | 217.55 | CP02 | CP02 | Power contactor, AC-3 50 A, 22 kW / 400 V 3-pole, Size S2, Spring-type terminal !!! Phased-out product !!! Successor is SIRIUS 3RT2 | - | 0 | 0
3RT1036-3AV00 |  | 3RT1036-3AV00 | 1 | UN | 1 | 20 | D | D | N | N | 85364900 | 1 | 4011209344471 | 0.84 | KG | 217.55 | 217.55 | CP02 | CP02 | Power contactor, AC-3 50 A, 22 kW / 400 V 400 V AC, 50 Hz, 3-pole, Size S2, Spring-type terminal !!! Phased-out product !!! Successor is SIRIUS 3RT2 Preferred successor type is >>3RT2036-3AV00<< |  | 0 | 0
3RT1036-3AV60 |  | 3RT1036-3AV60 | 1 | UN | 1 | 20 | D | D | N | N | 85364900 | 1 | 4011209387980 | 0.837 | KG | 217.55 | 217.55 | CP02 | CP02 | Power contactor, AC-3 50 A, 22 kW / 400 V 480 V AC, 60 Hz, 3-pole, Size S2, Spring-type terminal !!! Phased-out product !!! Successor is SIRIUS 3RT2 | - | 0 | 0
3RT1036-3AX00-0AA3 |  | 3RT1036-3AX00-0AA3 | 1 | UN | 1 | 20 | D | D | N | N | 85364900 | 1 | 4011209592858 | 0.839 | KG | 217.55 | 217.55 | CP02 | CP02 | Power contactor, AC-3 50 A, 22 kW / 400 V 27 V AC, 50 Hz 3-pole, Size S2 Spring-type terminal Operating range: 50 Hz: 21.6 V-26.4 V 60 Hz: 26.1 V-31.9 V, Ambient temperature, max.: 40 Â°C !!! Phased-out product !!! Successor is SIRIUS 3RT2 Preferred successor type is >>3RT2036-3KB40<< | - | 0 | 9
3RT1036-3BB40 |  | 3RT1036-3BB40 | 1 | UN | 1 | 20 | D | D | N | N | 85364900 | 1 | 4011209296251 | 1.402 | KG | 329.65 | 329.65 | CP02 | CP02 | Power contactor, AC-3 50 A, 22 kW / 400 V 24 V DC, 3-pole, Size S2, Spring-type terminal !!! Phased-out product !!! Successor is SIRIUS 3RT2 Preferred successor type is >>3RT2036-3KB40<< |  | 0 | 0
3RT1036-3BB40-Z | N88 | 3RT1036-3BB40-ZN88 | 1 | UN | 1 | 10 | C | D | N | N | 85364900 | 1 |  | 1.443 | KG | 369.55 | 369.55 | CP02 | CP02 | Power contactor, AC-3 50 A, 22 kW / 400 V 24 V DC, 3-pole, Size S2, Spring-type terminal Customized !!! Phased-out product !!! Successor is SIRIUS 3RT2 Preferred successor type is >>3RT1036-3BB40<< | - | 0 | 7
3RT1036-3BB40-Z | N88X95 | 3RT1036-3BB40-ZN88X95 | 1 | UN | 1 | 10 | C | D | N | N | 85364900 | 24 |  | 1.443 | KG | 369.55 | 369.55 | CP02 | CP02 | Power contactor, AC-3 50 A, 22 kW / 400 V 24 V DC, 3-pole, Size S2, Spring-type terminal Customized Reusable packaging = 27 units !!! Phased-out product !!! Successor is SIRIUS 3RT2 | - | 0 | 7
3RT1036-3BB40-Z | W95 | 3RT1036-3BB40-ZW95 | 1 | UN | 1 | 20 | D | D | N | N | 85364900 | 24 | 4011209938281 | 0.9 | KG | 329.65 | 329.65 | CP02 | CP02 | Power contactor, AC-3 50 A, 22 kW / 400 V 24 V DC, 3-pole, Size S2, Spring-type terminal Multi-unit packaging = 24 units !!! Phased-out product !!! Successor is SIRIUS 3RT2 | - | 0 | 0
3RT1036-3BB40-Z | X95 | 3RT1036-3BB40-ZX95 | 1 | UN | 1 | 20 | D | D | N | N | 85364900 | 24 | 4011209399075 | 1.588 | KG | 329.65 | 329.65 | CP02 | CP02 | Power contactor, AC-3 50 A, 22 kW / 400 V 24 V DC, 3-pole, Size S2, Spring-type terminal, Reusable packaging = 24 units !!! Phased-out product !!! Successor is SIRIUS 3RT2 | - | 0 | 0
3RT1036-3BB44-3MA0 |  | 3RT1036-3BB44-3MA0 | 1 | UN | 1 | 20 | D | D | N | N | 85364900 | 1 | 4011209570672 | 1.482 | KG | 358.15 | 358.15 | CP02 | CP02 | Power contactor, AC-3 50 A, 22 kW / 400 V 24 V DC, 3-pole, Size S2, spring-type terminal 2 NO + 2 NC, captive !!! Phased-out product !!! Successor is SIRIUS 3RT2 Preferred successor type is >>3RT2036-3KB44-3MA0<< | - | 0 | 0
3RT1036-3BD40 |  | 3RT1036-3BD40 | 1 | UN | 1 | 20 | D | D | N | N | 85364900 | 1 | 4011209556089 | 1.442 | KG | 336.3 | 336.3 | CP02 | CP02 | Power contactor, AC-3 50 A, 22 kW / 400 V 42 V DC, 3-pole, Size S2, Spring-type terminal !!! Phased-out product !!! Successor is SIRIUS 3RT2 | - | 0 | 0
3RT1036-3BE40 |  | 3RT1036-3BE40 | 1 | UN | 1 | 20 | D | D | N | N | 85364900 | 1 | 4011209344488 | 1.422 | KG | 336.3 | 336.3 | CP02 | CP02 | Power contactor, AC-3 50 A, 22 kW / 400 V 60 V DC, 3-pole, Size S2, Spring-type terminal !!! Phased-out product !!! Successor is SIRIUS 3RT2 | - | 0 | 0
3RT1036-3BF40 |  | 3RT1036-3BF40 | 1 | UN | 1 | 20 | D | D | N | N | 85364900 | 1 | 4011209344495 | 1.391 | KG | 329.65 | 329.65 | CP02 | CP02 | Power contactor, AC-3 50 A, 22 kW / 400 V 110 V DC, 3-pole, Size S2, Spring-type terminal !!! Phased-out product !!! Successor is SIRIUS 3RT2 Preferred successor type is >>3RT2036-3NF30<< |  | 0 | 0
3RT1036-3BM40 |  | 3RT1036-3BM40 | 1 | UN | 1 | 20 | D | D | N | N | 85364900 | 1 | 4011209296268 | 1.424 | KG | 329.65 | 329.65 | CP02 | CP02 | Power contactor, AC-3 50 A, 22 kW / 400 V 220 V DC, 3-pole, Size S2, Spring-type terminal !!! Phased-out product !!! Successor is SIRIUS 3RT2 Preferred successor type is >>3RT2036-3NP30<< | - | 0 | 0
3RT1036-3BP40 |  | 3RT1036-3BP40 | 1 | UN | 1 | 20 | D | D | N | N | 85364900 | 1 | 4011209344501 | 1.41 | KG | 336.3 | 336.3 | CP02 | CP02 | Power contactor, AC-3 50 A, 22 kW / 400 V 230 V DC, 3-pole, Size S2, Spring-type terminal !!! Phased-out product !!! Successor is SIRIUS 3RT2 | - | 0 | 0
3RT1036-3BW40 |  | 3RT1036-3BW40 | 1 | UN | 1 | 20 | D | D | N | N | 85364900 | 1 | 4011209344518 | 1.408 | KG | 329.65 | 329.65 | CP02 | CP02 | Power contactor, AC-3 50 A, 22 kW / 400 V 48 V DC, 3-pole, Size S2, Spring-type terminal !!! Phased-out product !!! Successor is SIRIUS 3RT2 | - | 0 | 0
3RT1036-3BW44 |  | 3RT1036-3BW44 | 1 | UN | 1 | 20 | D | D | N | N | 85364900 | 1 | 4011209553156 | 1.49 | KG | 356.25 | 356.25 | CP02 | CP02 | Power contactor, AC-3 50 A, 22 kW / 400 V 48 V DC, 3-pole, Size S00-S12, Screw terminal Auxiliary circuit: Spring-type terminal !!! Phased-out product !!! Successor is SIRIUS 3RT2 | - | 0 | 0
3RT1036-3EG28-0MA3 |  | 3RT1036-3EG28-0MA3 | 1 | UN | 1 | 20 | D | D | N | N | 85364900 | 1 | 4011209586598 | 0.969 | KG | 304.95 | 304.95 | CP02 | CP02 | Power contactor, AC-3 50 A, 22 kW / 400 V 110 V AC, 50/60 Hz 3-pole, Size S0 Spring-type terminal 1 NO + 1 NC solid-state-compatible 1 NO + 1 NC standard RC element !!! Phased-out product !!! Successor is SIRIUS 3RT2 | - | 0 | 9
3RT1036-3KB44-0LA0 |  | 3RT1036-3KB44-0LA0 | 1 | UN | 1 | 20 | D | D | N | N | 85364900 | 1 | 4011209440654 | 1.624 | KG | 503.5 | 503.5 | CP02 | CP02 | Power contactor, AC-3 50 A, 22 kW / 400 V 24 V DC, 0.7-1.25* Us, 3-pole, Size S2, Spring-type terminal !!! Phased-out product !!! Successor is SIRIUS 3RT2 Preferred successor type is >>3RT2036-3XB44-0LA2<< | - | 0 | 0
3RT1036-3KF44-0LA0 |  | 3RT1036-3KF44-0LA0 | 1 | UN | 1 | 50 | X | D | N | N | 85364900 | 1 | 4011209440647 | 1.626 | KG | 503.5 | 503.5 | CP02 | CP02 | Power contactor, AC-3 50 A, 22 kW / 400 V 110 V DC, 0.7-1.25* Us, 3-pole, Size S2, Spring-type terminal !!! Phased-out product !!! Successor is SIRIUS 3RT2 Preferred successor type is >>3RT2036-3XF44-0LA2<< | - | 0 | 0
3RT1036-3KJ84-0LA0 |  | 3RT1036-3KJ84-0LA0 | 1 | UN | 1 | 20 | D | D | N | N | 85364900 | 1 | 4011209650763 | 1.627 | KG | 503.5 | 503.5 | CP02 | CP02 | Power contactor, AC-3 50 A, 22 kW / 400 V 72 V DC, 0.7-1.25* Us, 3-pole, Size S2, Spring-type terminal !!! Phased-out product !!! Successor is SIRIUS 3RT2 Preferred successor type is >>3RT2036-3XJ84-0LA2<< | - | 0 | 0
3RT1036-3KK84-0LA0 |  | 3RT1036-3KK84-0LA0 | 1 | UN | 1 | 30 | D | D | N | N | 85364900 | 1 | 4011209682634 | 1.669 | KG | 503.5 | 503.5 | CP02 | CP02 | Power contactor, AC-3 50 A, 22 kW / 400 V 52 V DC, 0.7-1.25* Us, 3-pole, Size S2, Spring-type terminal !!! Phased-out product !!! Successor is SIRIUS 3RT2 | - | 0 | 0
3RT1036-3SB40 |  | 3RT1036-3SB40 | 1 | UN | 1 | 0 | A | D | N | N | 85364900 | 1 | 4011209944930 | 1.428 | KG | 368.6 | 368.6 | CP02 | CP02 | Power contactor, AC-3 50 A, 22 kW / 400 V 24 V DC, 3-pole, Size S2 Spring-type terminal Diode combination 3RT1936-1TR00 mounted !!! Phased-out product !!! Successor is SIRIUS 3RT2 | - | 0 | 0
3RT1036-3XB40-0LA2 |  | 3RT1036-3XB40-0LA2 | 1 | UN | 1 | 20 | D | D | N | N | 85364900 | 1 | 4011209562981 | 1.493 | KG | 487.35 | 487.35 | CP02 | CP02 | Traction contactor, AC-3 50 A, 22 kW / 400 V 24 V DC, 0.7-1.25* Us, 3-pole, Size S2 Spring-type terminal With electronic control unit Integrated varistor !!! Phased-out product !!! Successor is SIRIUS 3RT2 Preferred successor type is >>3RT2036-3XB40-0LA2<< | - | 0 | 0
3RT1036-3XB40-1LA4 |  | 3RT1036-3XB40-1LA4 | 1 | UN | 1 | 0 | A | D | N | N | 85364900 | 1 | 4011209920309 | 1.495 | KG | 511.1 | 511.1 | CP02 | CP02 | Power contactor, AC-3 50 A, 22 kW / 400 V 24 V DC, 0.7-1.25* Us, 3-pole, Size S2 Spring-type terminal With electronic control unit Integrated varistor Upright mounting position !!! Phased-out product !!! Successor is SIRIUS 3RT2 | - | 0 | 0
3RT1036-3XF00-0GA0 |  | 3RT1036-3XF00-0GA0 | 1 | UN | 1 | 20 | D | D | N | N | 85364900 | 1 | 4011209563278 | 0.836 | KG | 377.15 | 377.15 | CP02 | CP02 | Power contactor, AC-3 50 A, 22 kW / 400 V 110 V AC, 50/60 Hz 3-pole, Size S2 Spring-type terminal With electronic control unit With varistor attenuated low-noise !!! Phased-out product !!! Successor is SIRIUS 3RT2 Preferred successor type is >>3RT2036-3NF30<< | - | 0 | 9
3RT1036-3XF40-0LA2 |  | 3RT1036-3XF40-0LA2 | 1 | UN | 1 | 20 | D | D | N | N | 85364900 | 1 | 4011209562998 | 1.488 | KG | 487.35 | 487.35 | CP02 | CP02 | Traction contactor, AC-3 50 A, 22 kW / 400 V 110 V DC, 0.7-1.25* Us, 3-pole, Size S2 Spring-type terminal With electronic control unit Integrated varistor !!! Phased-out product !!! Successor is SIRIUS 3RT2 Preferred successor type is >>3RT2036-3XF40-0LA2<< | - | 0 | 0
3RT1036-3XP00-0GA0 |  | 3RT1036-3XP00-0GA0 | 1 | UN | 1 | 20 | D | D | N | N | 85364900 | 1 | 4011209563261 | 1.438 | KG | 377.15 | 377.15 | CP02 | CP02 | Power contactor, AC-3 50 A, 22 kW / 400 V 230 V AC, 50/60 Hz 3-pole, Size S2 Spring-type terminal With electronic control unit With varistor attenuated low-noise !!! Phased-out product !!! Successor is SIRIUS 3RT2 Preferred successor type is >>3RT2036-3NP30<< | - | 0 | 0
3RT1044-1AB00 |  | 3RT1044-1AB00 | 1 | UN | 1 | 20 | D | D | N | N | 85364900 | 1 | 4011209294356 | 1.711 | KG | 289.75 | 289.75 | CP02 | CP02 | Power contactor, AC-3 65 A, 30 kW / 400 V 24 V AC, 50 Hz, 3-pole, Size S3, Screw terminal !!! Phased-out product !!! Successor is SIRIUS 3RT2 Preferred successor type is >>3RT2037-1AB00<< |  | 0 | 0
3RT1044-1AB00-1AA0 |  | 3RT1044-1AB00-1AA0 | 1 | UN | 1 | 20 | D | D | N | N | 85364900 | 1 | 4011209549630 | 1.712 | KG | 315.4 | 315.4 | CP02 | CP02 | Power contactor, AC-3 65 A, 30 kW / 400 V 24 V AC, 50 Hz, 3-pole, Size S3, Screw terminal Upright mounting position !!! Phased-out product !!! Successor is SIRIUS 3RT2 | - | 0 | 0
3RT1044-1AB00-Z | X95 | 3RT1044-1AB00-ZX95 | 1 | UN | 1 | 20 | D | D | N | N | 85364900 | 10 | 4011209382701 | 1.767 | KG | 289.75 | 289.75 | CP02 | CP02 | Power contactor, AC-3 65 A, 30 kW / 400 V 24 V AC, 50 Hz, 3-pole, Size S3, Screw terminal Reusable packaging = 10 units !!! Phased-out product !!! Successor is SIRIUS 3RT2 | - | 0 | 0
3RT1044-1AB04 |  | 3RT1044-1AB04 | 1 | UN | 1 | 20 | D | D | N | N | 85364900 | 1 | 4011209307797 | 1.866 | KG | 317.3 | 317.3 | CP02 | CP02 | Power contactor, AC-3 65 A, 30 kW / 400 V 24 V AC, 50 Hz, 2 NO + 2 NC, 3-pole, Size S3, Screw terminal !!! Phased-out product !!! Successor is SIRIUS 3RT2 Preferred successor type is >>3RT2037-1AB04<< |  | 0 | 0
3RT1044-1AC00 |  | 3RT1044-1AC00 | 1 | UN | 1 | 20 | D | D | N | N | 85364900 | 1 | 4011209579835 | 1.733 | KG | 304.95 | 304.95 | CP02 | CP02 | Power contactor, AC-3 65 A, 30 kW / 400 V 32 V AC, 50 Hz, 3-pole, Size S3, Screw terminal !!! Phased-out product !!! Successor is SIRIUS 3RT2 | - | 0 | 9
3RT1044-1AC20 |  | 3RT1044-1AC20 | 1 | UN | 1 | 20 | D | D | N | N | 85364900 | 1 | 4011209337497 | 1.71 | KG | 289.75 | 289.75 | CP02 | CP02 | Power contactor, AC-3 65 A, 30 kW / 400 V 24 V AC, 50 / 60 Hz, 3-pole, Size S3, Screw terminal !!! Phased-out product !!! Successor is SIRIUS 3RT2 Preferred successor type is >>3RT2037-1AC20<< | - | 0 | 0
3RT1044-1AC24 |  | 3RT1044-1AC24 | 1 | UN | 1 | 20 | D | D | N | N | 85364900 | 1 | 4011209342637 | 1.803 | KG | 317.3 | 317.3 | CP02 | CP02 | Power contactor, AC-3 65 A, 30 kW / 400 V 24 V AC, 50 / 60 Hz, 2 NO + 2 NC, 3-pole, Size S3, Screw terminal !!! Phased-out product !!! Successor is SIRIUS 3RT2 Preferred successor type is >>3RT2037-1AC24<< | - | 0 | 0
3RT1044-1AD00 |  | 3RT1044-1AD00 | 1 | UN | 1 | 20 | D | D | N | N | 85364900 | 1 | 4011209342644 | 1.78 | KG | 304.95 | 304.95 | CP02 | CP02 | Power contactor, AC-3 65 A, 30 kW / 400 V 42 V AC, 50 Hz, 3-pole, Size S3, Screw terminal !!! Phased-out product !!! Successor is SIRIUS 3RT2 Preferred successor type is >>3RT2037-1AD00<< | - | 0 | 0
3RT1044-1AD04 |  | 3RT1044-1AD04 | 1 | UN | 1 | 20 | D | D | N | N | 85364900 | 1 | 4011209342651 | 1.807 | KG | 329.65 | 329.65 | CP02 | CP02 | Power contactor, AC-3 65 A, 30 kW / 400 V 42 V AC, 50 Hz, 2 NO + 2 NC, 3-pole, Size S3, Screw terminal !!! Phased-out product !!! Successor is SIRIUS 3RT2 Preferred successor type is >>3RT2037-1AD04<< | - | 0 | 0
3RT1044-1AD20 |  | 3RT1044-1AD20 | 1 | UN | 1 | 20 | D | D | N | N | 85364900 | 1 | 4011209496712 | 1.721 | KG | 304.95 | 304.95 | CP02 | CP02 | Power contactor, AC-3 65 A, 30 kW / 400 V 42 V AC, 50 / 60 Hz, 3-pole, Size S3, Screw terminal !!! Phased-out product !!! Successor is SIRIUS 3RT2 | - | 0 | 0
3RT1044-1AD24 |  | 3RT1044-1AD24 | 1 | UN | 1 | 20 | D | D | N | N | 85364900 | 1 | 4011209496729 | 1.805 | KG | 329.65 | 329.65 | CP02 | CP02 | Power contactor, AC-3 65 A, 30 kW / 400 V 42 V AC, 50 / 60 Hz, 2 NO + 2 NC, 3-pole, Size S3 Screw terminal !!! Phased-out product !!! Successor is SIRIUS 3RT2 | - | 0 | 0
3RT1044-1AF00 |  | 3RT1044-1AF00 | 1 | UN | 1 | 20 | D | D | N | N | 85364900 | 1 | 4011209294363 | 1.716 | KG | 289.75 | 289.75 | CP02 | CP02 | Power contactor, AC-3 65 A, 30 kW / 400 V 110 V AC, 50 Hz, 3-pole, Size S3, Screw terminal !!! Phased-out product !!! Successor is SIRIUS 3RT2 Preferred successor type is >>3RT2037-1AF00<< |  | 0 | 0
3RT1044-1AF00-1AA0 |  | 3RT1044-1AF00-1AA0 | 1 | UN | 1 | 20 | D | D | N | N | 85364900 | 1 | 4011209549647 | 1.714 | KG | 315.4 | 315.4 | CP02 | CP02 | Power contactor, AC-3 65 A, 30 kW / 400 V 110 V AC, 50 Hz, 3-pole, Size S3, Screw terminal Upright mounting position !!! Phased-out product !!! Successor is SIRIUS 3RT2 | - | 0 | 0
3RT1044-1AF00-Z | X95 | 3RT1044-1AF00-ZX95 | 1 | UN | 1 | 20 | D | D | N | N | 85364900 | 20 | 4011209422261 | 1.648 | KG | 289.75 | 289.75 | CP02 | CP02 | Power contactor, AC-3 65 A, 30 kW / 400 V 110 V AC, 50 Hz, 3-pole, Size S3, Screw terminal Reusable packaging = 20 units !!! Phased-out product !!! Successor is SIRIUS 3RT2 | - | 0 | 0
3RT1044-1AF04 |  | 3RT1044-1AF04 | 1 | UN | 1 | 20 | D | D | N | N | 85364900 | 1 | 4011209307803 | 1.81 | KG | 317.3 | 317.3 | CP02 | CP02 | Power contactor, AC-3 65 A, 30 kW / 400 V 110 V AC, 50 Hz, 2 NO + 2 NC 3-pole, Size S3, Screw terminal !!! Phased-out product !!! Successor is SIRIUS 3RT2 Preferred successor type is >>3RT2037-1AF04<< |  | 0 | 0
3RT1044-1AG20 |  | 3RT1044-1AG20 | 1 | UN | 1 | 20 | D | D | N | N | 85364900 | 1 | 4011209337503 | 1.709 | KG | 289.75 | 289.75 | CP02 | CP02 | Power contactor, AC-3 65 A, 30 kW / 400 V 110 V AC, 50/60 Hz 3-pole, Size S3, Screw terminal !!! Phased-out product !!! Successor is SIRIUS 3RT2 Preferred successor type is >>3RT2037-1AG20<< | - | 0 | 0
3RT1044-1AG24 |  | 3RT1044-1AG24 | 1 | UN | 1 | 20 | D | D | N | N | 85364900 | 1 | 4011209342668 | 1.798 | KG | 317.3 | 317.3 | CP02 | CP02 | Power contactor, AC-3 65 A, 30 kW / 400 V 110 V AC, 50/60 Hz 2 NO + 2 NC, 3-pole, Size S3, Screw terminal !!! Phased-out product !!! Successor is SIRIUS 3RT2 Preferred successor type is >>3RT2037-1AG24<< | - | 0 | 0
3RT1044-1AG60 |  | 3RT1044-1AG60 | 1 | UN | 1 | 20 | D | D | N | N | 85364900 | 1 | 4011209495456 | 1.717 | KG | 304.95 | 304.95 | CP02 | CP02 | Power contactor, AC-3 65 A, 30 kW / 400 V 100 V AC, 50 Hz / 100-110 V 60 Hz, 3-pole, Size S3, Screw terminal !!! Phased-out product !!! Successor is SIRIUS 3RT2 Preferred successor type is >>3RT2037-1AG60<< | - | 0 | 0
3RT1044-1AH00 |  | 3RT1044-1AH00 | 1 | UN | 1 | 20 | D | D | N | N | 85364900 | 1 | 4011209342675 | 1.72 | KG | 289.75 | 289.75 | CP02 | CP02 | Power contactor, AC-3 65 A, 30 kW / 400 V 48 V AC, 50 Hz, 3-pole 3-pole, Size S3, Screw terminal !!! Phased-out product !!! Successor is SIRIUS 3RT2 Preferred successor type is >>3RT2037-1AH00<< | - | 0 | 0
3RT1044-1AH04 |  | 3RT1044-1AH04 | 1 | UN | 1 | 20 | D | D | N | N | 85364900 | 1 | 4011209342682 | 1.8 | KG | 317.3 | 317.3 | CP02 | CP02 | Power contactor, AC-3 65 A, 30 kW / 400 V 48 V AC, 50 Hz, 2 NO + 2 NC 3-pole, Size S3, Screw terminal !!! Phased-out product !!! Successor is SIRIUS 3RT2 Preferred successor type is >>3RT2037-1AH04<< | - | 0 | 0
3RT1044-1AH10 |  | 3RT1044-1AH10 | 1 | UN | 1 | 20 | D | D | N | N | 85364900 | 1 | 4011209467606 | 1.717 | KG | 304.95 | 304.95 | CP02 | CP02 | Power contactor, AC-3 65 A, 30 kW / 400 V 127 V AC, 60 Hz, 3-pole 3-pole, Size S3, Screw terminal !!! Phased-out product !!! Successor is SIRIUS 3RT2 | - | 0 | 9
3RT1044-1AH20 |  | 3RT1044-1AH20 | 1 | UN | 1 | 20 | D | D | N | N | 85364900 | 1 | 4011209439986 | 1.708 | KG | 304.95 | 304.95 | CP02 | CP02 | Power contactor, AC-3 65 A, 30 kW / 400 V 48 V AC, 50/60 Hz 3-pole, Size S3, Screw terminal !!! Phased-out product !!! Successor is SIRIUS 3RT2 Preferred successor type is >>3RT2037-1AH20<< | - | 0 | 0
3RT1044-1AH24 |  | 3RT1044-1AH24 | 1 | UN | 1 | 20 | D | D | N | N | 85364900 | 1 | 4011209440418 | 1.805 | KG | 329.65 | 329.65 | CP02 | CP02 | Power contactor, AC-3 65 A, 30 kW / 400 V 48 V AC, 50 / 60 Hz, 2 NO + 2 NC 3-pole, Size S3, Screw terminal !!! Phased-out product !!! Successor is SIRIUS 3RT2 Preferred successor type is >>3RT2037-1AH24<< | - | 0 | 0
3RT1044-1AH28-0PA4 |  | 3RT1044-1AH28-0PA4 | 1 | UN | 1 | 0 | A | D | N | N | 85364900 | 1 | 4011209580442 | 1.76 | KG | 326.8 | 326.8 | CP02 | CP02 | Power contactor, AC-3 65 A, 30 kW / 400 V 48 V AC, 50/60 Hz 3-pole, Size S3, Screw terminal lateral (right) 1 NO + 1 NC according to EN 50012 (11E) !!! Phased-out product !!! Successor is SIRIUS 3RT2 | - | 0 | 9
3RT1044-1AJ60 |  | 3RT1044-1AJ60 | 1 | UN | 1 | 20 | D | D | N | N | 85364900 | 1 | 4011209506862 | 1.722 | KG | 304.95 | 304.95 | CP02 | CP02 | Power contactor, AC-3 65 A, 30 kW / 400 V 92 V AC / 50 Hz, 100 V / 60 Hz Screw terminal !!! Phased-out product !!! Successor is SIRIUS 3RT2 | - | 0 | 9
3RT1044-1AK60 |  | 3RT1044-1AK60 | 1 | UN | 1 | 20 | D | D | N | N | 85364900 | 1 | 4011209342699 | 1.72 | KG | 289.75 | 289.75 | CP02 | CP02 | Power contactor, AC-3 65 A, 30 kW / 400 V 110 V AC, 50 Hz / 120 V, 60 Hz 3-pole, Size S3, Screw terminal !!! Phased-out product !!! Successor is SIRIUS 3RT2 Preferred successor type is >>3RT2037-1AK60<< | - | 0 | 0
3RT1044-1AK60-0ST0 |  | 3RT1044-1AK60-0ST0 | 1 | UN | 1 | 0 | A | D | N | N | 85364900 | 1 | 4011209909182 | 1.714 | KG | 301.15 | 301.15 | CP02 | CP02 | Power contactor, AC-3 65 A, 30 kW / 400 V 110 V AC, 50 Hz / 120 V, 60 Hz 3-pole, Size S3, Screw terminal Modified short-circuit ring !!! Phased-out product !!! Successor is SIRIUS 3RT2 | - | 0 | 9
3RT1044-1AK60-Z | W96 | 3RT1044-1AK60-ZW96 | 1 | UN | 1 | 20 | D | D | N | N | 85364900 | 10 | 4011209631830 | 1.689 | KG | 289.75 | 289.75 | CP02 | CP02 | Power contactor, AC-3 65 A, 30 kW / 400 V 110 V AC, 50 Hz / 120 V, 60 Hz 3-pole, Size S3, Screw terminal Multi-unit packaging = 10 units !!! Phased-out product !!! Successor is SIRIUS 3RT2 | - | 0 | 9
3RT1044-1AK60-Z | X95 | 3RT1044-1AK60-ZX95 | 1 | UN | 1 | 20 | D | D | N | N | 85364900 | 20 | 4011209398467 | 1.65 | KG | 289.75 | 289.75 | CP02 | CP02 | Power contactor, AC-3 65 A, 30 kW / 400 V 110 V AC, 50 Hz / 120 V, 60 Hz 3-pole, Size S3, Screw terminal Reusable packaging = 20 units !!! Phased-out product !!! Successor is SIRIUS 3RT2 Preferred successor type is >>3RT2037-1AK60-ZX95<< | - | 0 | 0
3RT1044-1AK64 |  | 3RT1044-1AK64 | 1 | UN | 1 | 20 | D | D | N | N | 85364900 | 1 | 4011209342705 | 1.8 | KG | 317.3 | 317.3 | CP02 | CP02 | Power contactor, AC-3 65 A, 30 kW / 400 V 110 V AC, 50 Hz / 120 V, 60 Hz 2 NO + 2 NC, 3-pole, Size S3, Screw terminal !!! Phased-out product !!! Successor is SIRIUS 3RT2 Preferred successor type is >>3RT2037-1AK64<< | - | 0 | 0
3RT1044-1AK68-0PA4 |  | 3RT1044-1AK68-0PA4 | 1 | UN | 1 | 0 | A | D | EAR99 | N | 85364900 | 1 |  | 1.706 | KG | 313.5 | 313.5 | CP02 | CP02 | Power contactor, AC-3 65 A, 30 kW / 400 V 110 V AC, 50 Hz / 120 V, 60 Hz 3-pole, Size S3, Screw terminal 1 NO + 1 NC (lateral right) !!! Phased-out product !!! Successor is SIRIUS 3RT2 | - | 0 | 0
3RT1044-1AL00 |  | 3RT1044-1AL00 | 1 | UN | 1 | 20 | D | D | N | N | 85364900 | 1 | 4011209554047 | 1.718 | KG | 304.95 | 304.95 | CP02 | CP02 | Power contactor, AC-3 65 A, 30 kW / 400 V 125 V AC, 50 Hz 3-pole, Size S3, Screw terminal !!! Phased-out product !!! Successor is SIRIUS 3RT2 | - | 0 | 0
3RT1044-1AL20 |  | 3RT1044-1AL20 | 1 | UN | 1 | 20 | D | D | N | N | 85364900 | 1 | 4011209337510 | 1.705 | KG | 289.75 | 289.75 | CP02 | CP02 | Power contactor, AC-3 65 A, 30 kW / 400 V 230 V AC, 50/60 Hz 3-pole, Size S3, Screw terminal !!! Phased-out product !!! Successor is SIRIUS 3RT2 Preferred successor type is >>3RT2037-1AL20<< | - | 0 | 0
3RT1044-1AL20-0ST0 |  | 3RT1044-1AL20-0ST0 | 1 | UN | 1 | 0 | A | D | N | N | 85364900 | 1 | 4011209909199 | 1.71 | KG | 301.15 | 301.15 | CP02 | CP02 | Power contactor, AC-3 65 A, 30 kW / 400 V 230 V AC, 50/60 Hz 3-pole, Size S3, Screw terminal Modified short-circuit ring !!! Phased-out product !!! Successor is SIRIUS 3RT2 | - | 0 | 9
3RT1044-1AL20-Z | W95 | 3RT1044-1AL20-ZW95 | 1 | UN | 1 | 20 | D | D | N | N | 85364900 | 20 | 4011209577190 | 1.677 | KG | 289.75 | 289.75 | CP02 | CP02 | Power contactor, AC-3 65 A, 30 kW / 400 V 230 V AC, 50/60 Hz 3-pole, Size S3, Screw terminal Multi-unit packaging = 20 units !!! Phased-out product !!! Successor is SIRIUS 3RT2 | - | 0 | 0
3RT1044-1AL20-Z | W96 | 3RT1044-1AL20-ZW96 | 1 | UN | 1 | 20 | D | D | N | N | 85364900 | 10 | 4011209577206 | 1.723 | KG | 289.75 | 289.75 | CP02 | CP02 | Power contactor, AC-3 65 A, 30 kW / 400 V 230 V AC, 50/60 Hz 3-pole, Size S3, Screw terminal Multi-unit packaging = 10 units !!! Phased-out product !!! Successor is SIRIUS 3RT2 | - | 0 | 9
3RT1044-1AL20-Z | X95 | 3RT1044-1AL20-ZX95 | 1 | UN | 1 | 20 | D | D | N | N | 85364900 | 20 | 4011209398474 | 1.65 | KG | 289.75 | 289.75 | CP02 | CP02 | Power contactor, AC-3 65 A, 30 kW / 400 V 230 V AC, 50/60 Hz 3-pole, Size S3, Screw terminal Reusable packaging = 20 units !!! Phased-out product !!! Successor is SIRIUS 3RT2 Preferred successor type is >>3RT2037-1AL20-ZX95<< | - | 0 | 0
3RT1044-1AL24 |  | 3RT1044-1AL24 | 1 | UN | 1 | 20 | D | D | N | N | 85364900 | 1 | 4011209342712 | 1.807 | KG | 317.3 | 317.3 | CP02 | CP02 | Power contactor, AC-3 65 A, 30 kW / 400 V 230 V AC, 50/60 Hz 2 NO + 2 NC, 3-pole, Size S3, Screw terminal !!! Phased-out product !!! Successor is SIRIUS 3RT2 Preferred successor type is >>3RT2037-1AL24<< | - | 0 | 0
3RT1044-1AL26 |  | 3RT1044-1AL26 | 1 | UN | 1 | 20 | D | D | N | N | 85364900 | 1 | 4011209628922 | 1.805 | KG | 336.3 | 336.3 | CP02 | CP02 | Power contactor, AC-3 65 A, 30 kW / 400 V 230 V AC, 50/60 Hz 2 NO + 2 NC, lateral 3-pole, Size S3, Screw terminal !!! Phased-out product !!! Successor is SIRIUS 3RT2 | - | 0 | 0
3RT1044-1AL28-0PA4 |  | 3RT1044-1AL28-0PA4 | 1 | UN | 1 | 0 | A | D | N | N | 85364900 | 1 | 4011209936652 | 1.764 | KG | 313.5 | 313.5 | CP02 | CP02 | Power contactor, AC-3 65 A, 30 kW / 400 V 230 V AC, 50/60 Hz 3-pole, Size S3, Screw terminal 1 NO + 1 NC (lateral right) !!! Phased-out product !!! Successor is SIRIUS 3RT2 | - | 0 | 0
3RT1044-1AM20 |  | 3RT1044-1AM20 | 1 | UN | 1 | 20 | D | D | N | N | 85364900 | 1 | 4011209398801 | 1.72 | KG | 304.95 | 304.95 | CP02 | CP02 | Power contactor, AC-3 65 A, 30 kW / 400 V 208 V AC, 50/60 Hz 3-pole, Size S3, Screw terminal !!! Phased-out product !!! Successor is SIRIUS 3RT2 Preferred successor type is >>3RT2037-1AM20<< | - | 0 | 0
3RT1044-1AN10 |  | 3RT1044-1AN10 | 1 | UN | 1 | 20 | D | D | N | N | 85364900 | 1 | 4011209444195 | 1.708 | KG | 304.95 | 304.95 | CP02 | CP02 | Power contactor, AC-3 65 A, 30 kW / 400 V 220 V AC, 60 Hz 3-pole, Size S3, Screw terminal !!! Phased-out product !!! Successor is SIRIUS 3RT2 Preferred successor type is >>3RT2037-1AN10<< | - | 0 | 0
3RT1044-1AN20 |  | 3RT1044-1AN20 | 1 | UN | 1 | 20 | D | D | N | N | 85364900 | 1 | 4011209342729 | 1.68 | KG | 289.75 | 289.75 | CP02 | CP02 | Power contactor, AC-3 65 A, 30 kW / 400 V 220 V AC, 50/60 Hz 3-pole, Size S3, Screw terminal !!! Phased-out product !!! Successor is SIRIUS 3RT2 Preferred successor type is >>3RT2037-1AN20<< | - | 0 | 0
3RT1044-1AN24 |  | 3RT1044-1AN24 | 1 | UN | 1 | 20 | D | D | N | N | 85364900 | 1 | 4011209342736 | 1.79 | KG | 317.3 | 317.3 | CP02 | CP02 | Power contactor, AC-3 65 A, 30 kW / 400 V 220 V AC, 50/60 Hz 2 NO + 2 NC, 3-pole, Size S3, Screw terminal !!! Phased-out product !!! Successor is SIRIUS 3RT2 Preferred successor type is >>3RT2037-1AN24<< | - | 0 | 0
3RT1044-1AN60 |  | 3RT1044-1AN60 | 1 | UN | 1 | 20 | D | D | N | N | 85364900 | 1 | 4011209495487 | 1.706 | KG | 304.95 | 304.95 | CP02 | CP02 | Power contactor, AC-3 65 A, 30 kW / 400 V 200 V AC, 50 Hz / 200-220 V 60 Hz, 3-pole, Size S3, Screw terminal !!! Phased-out product !!! Successor is SIRIUS 3RT2 | - | 0 | 0
3RT1044-1AN64 |  | 3RT1044-1AN64 | 1 | UN | 1 | 20 | D | D | N | N | 85364900 | 1 | 4011209495494 | 1.798 | KG | 329.65 | 329.65 | CP02 | CP02 | Power contactor, AC-3 65 A, 30 kW / 400 V 200 V AC, 50 Hz / 200-220 V 60 Hz, 2 NO + 2 NC, 3-pole Size S3, Screw terminal !!! Phased-out product !!! Successor is SIRIUS 3RT2 | - | 0 | 0
3RT1044-1AP00 |  | 3RT1044-1AP00 | 1 | UN | 1 | 20 | D | D | N | N | 85364900 | 1 | 4011209294370 | 1.68 | KG | 289.75 | 289.75 | CP02 | CP02 | Power contactor, AC-3 65 A, 30 kW / 400 V 230 V AC, 50 Hz 3-pole, Size S3 Screw terminal !!! Phased-out product !!! Successor is SIRIUS 3RT2 Preferred successor type is >>3RT2037-1AP00<< |  | 0 | 0
3RT1044-1AP00-1AA0 |  | 3RT1044-1AP00-1AA0 | 1 | UN | 1 | 20 | D | D | N | N | 85364900 | 1 | 4011209549654 | 1.723 | KG | 315.4 | 315.4 | CP02 | CP02 | Power contactor, AC-3 65 A, 30 kW / 400 V 230 V AC, 50 Hz 3-pole, Size S3, Screw terminal Upright mounting position !!! Phased-out product !!! Successor is SIRIUS 3RT2 Preferred successor type is >>3RT2037-1AP00-1AA0<< | - | 0 | 0
3RT1044-1AP04 |  | 3RT1044-1AP04 | 1 | UN | 1 | 20 | D | D | N | N | 85364900 | 1 | 4011209307810 | 1.807 | KG | 317.3 | 317.3 | CP02 | CP02 | Power contactor, AC-3 65 A, 30 kW / 400 V 230 V AC, 50 Hz, 2 NO + 2 NC 3-pole, Size S3, Screw terminal !!! Phased-out product !!! Successor is SIRIUS 3RT2 Preferred successor type is >>3RT2037-1AP04<< |  | 0 | 0
3RT1044-1AP04-3MA0 |  | 3RT1044-1AP04-3MA0 | 1 | UN | 1 | 20 | D | D | N | N | 85364900 | 1 | 4011209784888 | 1.782 | KG | 319.2 | 319.2 | CP02 | CP02 | Power contactor, AC-3 65 A, 30 kW / 400 V 230 V AC, 50 Hz, 2 NO + 2 NC 3-pole, Size S3, Screw terminal Captive auxiliary switch for SUVA applications !!! Phased-out product !!! Successor is SIRIUS 3RT2 Preferred successor type is >>3RT2037-1CL24-3MA0<< | - | 0 | 0
3RT1044-1AP60 |  | 3RT1044-1AP60 | 1 | UN | 1 | 20 | D | D | N | N | 85364900 | 1 | 4011209342743 | 1.728 | KG | 289.75 | 289.75 | CP02 | CP02 | Power contactor, AC-3 65 A, 30 kW / 400 V 220 V AC, 50 Hz / 240 V, 60 Hz 3-pole, Size S3, Screw terminal !!! Phased-out product !!! Successor is SIRIUS 3RT2 Preferred successor type is >>3RT2037-1AP60<< | - | 0 | 0
3RT1044-1AP64 |  | 3RT1044-1AP64 | 1 | UN | 1 | 20 | D | D | N | N | 85364900 | 1 | 4011209342750 | 1.803 | KG | 317.3 | 317.3 | CP02 | CP02 | Power contactor, AC-3 65 A, 30 kW / 400 V 220 V AC, 50 Hz / 240 V, 60 Hz, 2 NO + 2 NC, 3-pole, Size S3, Screw terminal !!! Phased-out product !!! Successor is SIRIUS 3RT2 Preferred successor type is >>3RT2037-1AP64<< | - | 0 | 0
3RT1044-1AQ20 |  | 3RT1044-1AQ20 | 1 | UN | 1 | 20 | D | D | N | N | 85364900 | 1 | 4011209474949 | 1.721 | KG | 304.95 | 304.95 | CP02 | CP02 | Power contactor, AC-3 65 A, 30 kW / 400 V 500 V AC, 50/60 Hz 3-pole, Size S3, Screw terminal !!! Phased-out product !!! Successor is SIRIUS 3RT2 | - | 0 | 0
3RT1044-1AQ24 |  | 3RT1044-1AQ24 | 1 | UN | 1 | 20 | D | D | N | N | 85364900 | 1 | 4011209467217 | 1.806 | KG | 329.65 | 329.65 | CP02 | CP02 | Power contactor, AC-3 65 A, 30 kW / 400 V 500 V AC, 50/60 Hz 3-pole, 2 NO + 2 NC, Size S3, Screw terminal !!! Phased-out product !!! Successor is SIRIUS 3RT2 | - | 0 | 0
3RT1044-1AR00 |  | 3RT1044-1AR00 | 1 | UN | 1 | 20 | D | D | N | N | 85364900 | 1 | 4011209366961 | 1.712 | KG | 304.95 | 304.95 | CP02 | CP02 | Power contactor, AC-3 65 A, 30 kW / 400 V 415 V AC, 50 Hz, 3-pole, Size S3, Screw terminal !!! Phased-out product !!! Successor is SIRIUS 3RT2 | - | 0 | 0
3RT1044-1AR04 |  | 3RT1044-1AR04 | 1 | UN | 1 | 20 | D | D | N | N | 85364900 | 1 | 4011209569560 | 1.799 | KG | 329.65 | 329.65 | CP02 | CP02 | Power contactor, AC-3 65 A, 30 kW / 400 V 415 V AC, 50 Hz, 2 NO + 2 NC 3-pole, Size S3, Screw terminal !!! Phased-out product !!! Successor is SIRIUS 3RT2 | - | 0 | 0
3RT1044-1AR60 |  | 3RT1044-1AR60 | 1 | UN | 1 | 20 | D | D | N | N | 85364900 | 1 | 4011209495500 | 1.719 | KG | 304.95 | 304.95 | CP02 | CP02 | Power contactor, AC-3 65 A, 30 kW / 400 V 400 V AC, 50 Hz / 60 Hz, 440 V, 60 Hz, 3-pole, Size S3, Screw terminal !!! Phased-out product !!! Successor is SIRIUS 3RT2 Preferred successor type is >>3RT2037-1AR60<< | - | 0 | 0
3RT1044-1AR64 |  | 3RT1044-1AR64 | 1 | UN | 1 | 20 | D | D | N | N | 85364900 | 1 | 4011209495517 | 1.81 | KG | 329.65 | 329.65 | CP02 | CP02 | Power contactor, AC-3 65 A, 30 kW / 400 V 400 V AC, 50 Hz / 60 Hz 440 V, 60 Hz, 2 NO + 2 NC, 3-pole, Size S3, Screw terminal !!! Phased-out product !!! Successor is SIRIUS 3RT2 Preferred successor type is >>3RT2037-1AR64<< | - | 0 | 0
3RT1044-1AT60 |  | 3RT1044-1AT60 | 1 | UN | 1 | 20 | D | D | N | N | 85364900 | 1 | 4011209419766 | 1.71 | KG | 304.95 | 304.95 | CP02 | CP02 | Power contactor, AC-3 65 A, 30 kW / 400 V 600 V AC, 60 Hz, 3-pole, Size S3, Screw terminal !!! Phased-out product !!! Successor is SIRIUS 3RT2 Preferred successor type is >>3RT2037-1AT60<< | - | 0 | 0
3RT1044-1AU00 |  | 3RT1044-1AU00 | 1 | UN | 1 | 20 | D | D | N | N | 85364900 | 1 | 4011209366954 | 1.725 | KG | 289.75 | 289.75 | CP02 | CP02 | Power contactor, AC-3 65 A, 30 kW / 400 V 240 V AC, 50 Hz, 3-pole, Size S3, Screw terminal !!! Phased-out product !!! Successor is SIRIUS 3RT2 Preferred successor type is >>3RT2037-1AU00<< | - | 0 | 0
3RT1044-1AU60 |  | 3RT1044-1AU60 | 1 | UN | 1 | 20 | D | D | N | N | 85364900 | 1 | 4011209548060 | 1.721 | KG | 304.95 | 304.95 | CP02 | CP02 | Power contactor, AC-3 65 A, 30 kW / 400 V 277 V AC, 60 Hz, 3-pole, Size S3, Screw terminal !!! Phased-out product !!! Successor is SIRIUS 3RT2 | - | 0 | 0
3RT1044-1AV00 |  | 3RT1044-1AV00 | 1 | UN | 1 | 20 | D | D | N | N | 85364900 | 1 | 4011209301603 | 1.717 | KG | 304.95 | 304.95 | CP02 | CP02 | Power contactor, AC-3 65 A, 30 kW / 400 V 400 V AC, 50 Hz, 3-pole, Size S3, Screw terminal !!! Phased-out product !!! Successor is SIRIUS 3RT2 Preferred successor type is >>3RT2037-1AV00<< |  | 0 | 0
3RT1044-1AV04 |  | 3RT1044-1AV04 | 1 | UN | 1 | 20 | D | D | N | N | 85364900 | 1 | 4011209342569 | 1.803 | KG | 329.65 | 329.65 | CP02 | CP02 | Power contactor, AC-3 65 A, 30 kW / 400 V 400 V AC, 50 Hz, 2 NO + 2 NC, 3-pole, Size S3, Screw terminal !!! Phased-out product !!! Successor is SIRIUS 3RT2 Preferred successor type is >>3RT2037-1AV04<< |  | 0 | 0
3RT1044-1AV60 |  | 3RT1044-1AV60 | 1 | UN | 1 | 20 | D | D | N | N | 85364900 | 1 | 4011209406308 | 1.715 | KG | 304.95 | 304.95 | CP02 | CP02 | Power contactor, AC-3 65 A, 30 kW / 400 V 480 V AC, 60 Hz, 3-pole, Size S3, Screw terminal !!! Phased-out product !!! Successor is SIRIUS 3RT2 Preferred successor type is >>3RT2037-1AV60<< | - | 0 | 0
3RT1044-1BB40 |  | 3RT1044-1BB40 | 1 | UN | 1 | 20 | D | D | N | N | 85364900 | 1 | 4011209294387 | 2.81 | KG | 436.05 | 436.05 | CP02 | CP02 | Power contactor, AC-3 65 A, 30 kW / 400 V 24 V DC, 3-pole, Size S3, Screw terminal !!! Phased-out product !!! Successor is SIRIUS 3RT2 Preferred successor type is >>3RT2037-1KB40<< |  | 0 | 0
3RT1044-1BB44 |  | 3RT1044-1BB44 | 1 | UN | 1 | 20 | D | D | N | N | 85364900 | 1 | 4011209307919 | 2.898 | KG | 463.6 | 463.6 | CP02 | CP02 | Power contactor, AC-3 65 A, 30 kW / 400 V 24 V DC, 2 NO + 2 NC 3-pole, Size S3, Screw terminal !!! Phased-out product !!! Successor is SIRIUS 3RT2 Preferred successor type is >>3RT2037-1KB44<< |  | 0 | 0
3RT1044-1BB44-3MA0 |  | 3RT1044-1BB44-3MA0 | 1 | UN | 1 | 20 | D | D | N | N | 85364900 | 1 | 4011209784901 | 2.97 | KG | 465.5 | 465.5 | CP02 | CP02 | Power contactor, AC-3 65 A, 30 kW / 400 V 24 V DC, 2 NO + 2 NC 3-pole, Size S3, Screw terminal Captive auxiliary switch for SUVA applications !!! Phased-out product !!! Successor is SIRIUS 3RT2 Preferred successor type is >>3RT2037-1KB44-3MA0<< | - | 0 | 0
3RT1044-1BB48-3MA1 |  | 3RT1044-1BB48-3MA1 | 1 | UN | 1 | 0 | A | D | N | N | 85364900 | 1 | 4011209861077 | 2.904 | KG | 486.4 | 486.4 | CP02 | CP02 | Power contactor, AC-3 65 A, 30 kW / 400 V 24 V DC, 4 NC 3-pole, Size S3, Screw terminal Captive auxiliary switch for SUVA applications !!! Phased-out product !!! Successor is SIRIUS 3RT2 | - | 0 | 0
3RT1044-1BD40 |  | 3RT1044-1BD40 | 1 | UN | 1 | 20 | D | D | N | N | 85364900 | 1 | 4011209514713 | 2.812 | KG | 457.9 | 457.9 | CP02 | CP02 | Power contactor, AC-3 65 A, 30 kW / 400 V 42 V DC, 3-pole, Size S3 Screw terminal !!! Phased-out product !!! Successor is SIRIUS 3RT2 | - | 0 | 0
3RT1044-1BD44 |  | 3RT1044-1BD44 | 1 | UN | 1 | 20 | D | D | N | N | 85364900 | 1 | 4011209514720 | 2.874 | KG | 482.6 | 482.6 | CP02 | CP02 | Power contactor, AC-3 65 A, 30 kW / 400 V 42 V DC, 2 NO + 2 NC, 3-pole, Size S3, Screw terminal !!! Phased-out product !!! Successor is SIRIUS 3RT2 | - | 0 | 0
3RT1044-1BE40 |  | 3RT1044-1BE40 | 1 | UN | 1 | 20 | D | D | N | N | 85364900 | 1 | 4011209342767 | 2.769 | KG | 457.9 | 457.9 | CP02 | CP02 | Power contactor, AC-3 65 A, 30 kW / 400 V 60 V DC, 3-pole, Size S3, Screw terminal !!! Phased-out product !!! Successor is SIRIUS 3RT2 | - | 0 | 0
3RT1044-1BE44 |  | 3RT1044-1BE44 | 1 | UN | 1 | 20 | D | D | N | N | 85364900 | 1 | 4011209342774 | 2.899 | KG | 482.6 | 482.6 | CP02 | CP02 | Power contactor, AC-3 65 A, 30 kW / 400 V 60 V DC, 2 NO + 2 NC, 3-pole, Size S3, Screw terminal !!! Phased-out product !!! Successor is SIRIUS 3RT2 | - | 0 | 0
3RT1044-1BF40 |  | 3RT1044-1BF40 | 1 | UN | 1 | 20 | D | D | N | N | 85364900 | 1 | 4011209301627 | 2.755 | KG | 436.05 | 436.05 | CP02 | CP02 | Power contactor, AC-3 65 A, 30 kW / 400 V 110 V DC, 3-pole, Size S3, Screw terminal !!! Phased-out product !!! Successor is SIRIUS 3RT2 Preferred successor type is >>3RT2037-1NF30<< |  | 0 | 0
3RT1044-1BF44 |  | 3RT1044-1BF44 | 1 | UN | 1 | 20 | D | D | N | N | 85364900 | 1 | 4011209342781 | 2.844 | KG | 463.6 | 463.6 | CP02 | CP02 | Power contactor, AC-3 65 A, 30 kW / 400 V 110 V DC, 2 NO + 2 NC, 3-pole, Size S3, Screw terminal !!! Phased-out product !!! Successor is SIRIUS 3RT2 Preferred successor type is >>3RT2037-1NF34<< |  | 0 | 0
3RT1044-1BG40 |  | 3RT1044-1BG40 | 1 | UN | 1 | 20 | D | D | N | N | 85364900 | 1 | 4011209514737 | 2.759 | KG | 457.9 | 457.9 | CP02 | CP02 | Power contactor, AC-3 65 A, 30 kW / 400 V 125 V DC, 3-pole, Size S3, Screw terminal !!! Phased-out product !!! Successor is SIRIUS 3RT2 Preferred successor type is >>3RT2037-1NF30<< | - | 0 | 0
3RT1044-1BG44 |  | 3RT1044-1BG44 | 1 | UN | 1 | 20 | D | D | N | N | 85364900 | 1 | 4011209504394 | 2.864 | KG | 482.6 | 482.6 | CP02 | CP02 | Power contactor, AC-3 65 A, 30 kW / 400 V 125 V DC, 2 NO + 2 NC, 3-pole, Size S3, Screw terminal !!! Phased-out product !!! Successor is SIRIUS 3RT2 | - | 0 | 0
3RT1044-1BJ80 |  | 3RT1044-1BJ80 | 1 | UN | 1 | 20 | D | D | N | N | 85364900 | 1 | 4011209909113 | 2.808 | KG | 457.9 | 457.9 | CP02 | CP02 | Power contactor, AC-3 65 A, 30 kW / 400 V 72 V DC, 3-pole, Size S3, Screw terminal !!! Phased-out product !!! Successor is SIRIUS 3RT2 | - | 0 | 0
3RT1044-1BM40 |  | 3RT1044-1BM40 | 1 | UN | 1 | 20 | D | D | N | N | 85364900 | 1 | 4011209294394 | 2.775 | KG | 436.05 | 436.05 | CP02 | CP02 | Power contactor, AC-3 65 A, 30 kW / 400 V 220 V DC, 3-pole, Size S3, Screw terminal !!! Phased-out product !!! Successor is SIRIUS 3RT2 Preferred successor type is >>3RT2037-1NP30<< | - | 0 | 0
3RT1044-1BM44 |  | 3RT1044-1BM44 | 1 | UN | 1 | 20 | D | D | N | N | 85364900 | 1 | 4011209307971 | 2.88 | KG | 463.6 | 463.6 | CP02 | CP02 | Power contactor, AC-3 65 A, 30 kW / 400 V 220 V DC, 2 NO + 2 NC, 3-pole, Size S3, Screw terminal !!! Phased-out product !!! Successor is SIRIUS 3RT2 Preferred successor type is >>3RT2037-1NP34<< | - | 0 | 0
3RT1044-1BP40 |  | 3RT1044-1BP40 | 1 | UN | 1 | 20 | D | D | N | N | 85364900 | 1 | 4011209342798 | 2.757 | KG | 457.9 | 457.9 | CP02 | CP02 | Power contactor, AC-3 65 A, 30 kW / 400 V 230 V DC, 3-pole, Size S3, Screw terminal !!! Phased-out product !!! Successor is SIRIUS 3RT2 | - | 0 | 0
3RT1044-1BP44 |  | 3RT1044-1BP44 | 1 | UN | 1 | 20 | D | D | N | N | 85364900 | 1 | 4011209342804 | 2.859 | KG | 482.6 | 482.6 | CP02 | CP02 | Power contactor, AC-3 65 A, 30 kW / 400 V 230 V DC, 2 NO + 2 NC, 3-pole, Size S3, Screw terminal !!! Phased-out product !!! Successor is SIRIUS 3RT2 | - | 0 | 0
3RT1044-1BW40 |  | 3RT1044-1BW40 | 1 | UN | 1 | 20 | D | D | N | N | 85364900 | 1 | 4011209342811 | 2.77 | KG | 436.05 | 436.05 | CP02 | CP02 | Power contactor, AC-3 65 A, 30 kW / 400 V 48 V DC, 3-pole, Size S3, Screw terminal !!! Phased-out product !!! Successor is SIRIUS 3RT2 Preferred successor type is >>3RT2037-1NE30<< | - | 0 | 0
3RT1044-1BW44 |  | 3RT1044-1BW44 | 1 | UN | 1 | 20 | D | D | N | N | 85364900 | 1 | 4011209342828 | 2.898 | KG | 463.6 | 463.6 | CP02 | CP02 | Power contactor, AC-3 65 A, 30 kW / 400 V 48 V DC, 2 NO + 2 NC, 3-pole, Size S3, Screw terminal !!! Phased-out product !!! Successor is SIRIUS 3RT2 Preferred successor type is >>3RT2037-1NE34<< | - | 0 | 0
3RT1044-1CP04-0KV0 |  | 3RT1044-1CP04-0KV0 | 1 | UN | 1 | 20 | D | D | N | N | 85364900 | 1 | 4011209545601 | 1.805 | KG | 337.25 | 337.25 | CP02 | CP02 | Power contactor, AC-3 65 A, 30 kW / 400 V 230 V AC, 2 NO + 2 NC, front-side, Varistor mounted on top, special package label according to VW equipment regulation !!! Phased-out product !!! Successor is SIRIUS 3RT2 | - | 0 | 0
3RT1044-1FB46 |  | 3RT1044-1FB46 | 1 | UN | 1 | 20 | D | D | N | N | 85364900 | 1 | 4011209594074 | 3.01 | KG | 510.15 | 510.15 | CP02 | CP02 | Power contactor, AC-3 65 A, 30 kW / 400 V 24 V DC, 3-pole, Size S3 2 NO + 2 NC, lateral Screw terminal with attached RC element !!! Phased-out product !!! Successor is SIRIUS 3RT2 Preferred successor type is >>RT2037-1KB44<< | - | 0 | 9
3RT1044-1FB46-Z | X95 | 3RT1044-1FB46-ZX95 | 1 | UN | 1 | 20 | D | D | N | N | 85364900 | 12 | 4011209716230 | 3.046 | KG | 510.15 | 510.15 | CP02 | CP02 | Power contactor, AC-3 65 A, 30 kW / 400 V 24 V DC, 3-pole, Size S3 2 NO + 2 NC, lateral Screw terminal with attached RC element Reusable packaging = 12 units !!! Phased-out product !!! Successor is SIRIUS 3RT2 | - | 0 | 9
3RT1044-1QB44-3MA0 |  | 3RT1044-1QB44-3MA0 | 1 | UN | 1 | 20 | D | D | N | N | 85364900 | 1 | 4011209535084 | 2.911 | KG | 495.9 | 495.9 | CP02 | CP02 | Power contactor, AC-3 65 A, 30 kW / 400 V 24 V DC, 2 NO + 2 NC, 3-pole, Size S3 Screw terminal Captive auxiliary switch with Zener diode combination !!! Phased-out product !!! Successor is SIRIUS 3RT2 Preferred successor type is >>3RT2037-1KB44-3MA0<< | - | 0 | 9
3RT1044-1XB40-0LA2 |  | 3RT1044-1XB40-0LA2 | 1 | UN | 1 | 20 | D | D | N | N | 85364900 | 1 | 4011209562684 | 2.879 | KG | 594.7 | 594.7 | CP02 | CP02 | Traction contactor, AC-3 65 A, 30 kW / 400 V 24 V DC, 0.7-1.25* Us, 3-pole, Size S3 Screw terminal With electronic control unit Integrated varistor !!! Phased-out product !!! Successor is SIRIUS 3RT2 Preferred successor type is >>3RT2037-1XB40-0LA2<< | - | 0 | 0
3RT1044-1XF00-0GA0 |  | 3RT1044-1XF00-0GA0 | 1 | UN | 1 | 20 | D | D | N | N | 85364900 | 1 | 4011209563285 | 2.913 | KG | 482.6 | 482.6 | CP02 | CP02 | Power contactor, AC-3 65 A, 30 kW / 400 V Us = 110 V, 50 / 60 Hz, 3-pole, Size S3 Screw terminal With electronic control unit With varistor attenuated low-noise !!! Phased-out product !!! Successor is SIRIUS 3RT2 Preferred successor type is >>3RT2037-1NF30<< | - | 0 | 9
3RT1044-1XF40-0LA2 |  | 3RT1044-1XF40-0LA2 | 1 | UN | 1 | 20 | D | D | N | N | 85364900 | 1 | 4011209562721 | 2.824 | KG | 594.7 | 594.7 | CP02 | CP02 | Traction contactor, AC-3 65 A, 30 kW / 400 V 110 V DC, 0.7-1.25* Us, 3-pole, Size S3 Screw terminal With electronic control unit Integrated varistor !!! Phased-out product !!! Successor is SIRIUS 3RT2 Preferred successor type is >>3RT2037-1XF40-0LA2<< | - | 0 | 0
3RT1044-1XP00-0GA0 |  | 3RT1044-1XP00-0GA0 | 1 | UN | 1 | 20 | D | D | N | N | 85364900 | 1 | 4011209562677 | 2.834 | KG | 482.6 | 482.6 | CP02 | CP02 | Power contactor, AC-3 65 A, 30 kW / 400 V Us = 230 V, 50 / 60 Hz, 3-pole, Size S3 Screw terminal With electronic control unit With varistor attenuated low-noise !!! Phased-out product !!! Successor is SIRIUS 3RT2 Preferred successor type is >>3RT2037-1NP30<< | - | 0 | 0
3RT1044-3AB00 |  | 3RT1044-3AB00 | 1 | UN | 1 | 20 | D | D | N | N | 85364900 | 1 | 4011209294943 | 1.705 | KG | 296.4 | 296.4 | CP02 | CP02 | Power contactor, AC-3 65 A, 30 kW / 400 V 24 V AC, 50 Hz 3-pole, Size S3 Spring-type terminal !!! Phased-out product !!! Successor is SIRIUS 3RT2 Preferred successor type is >>3RT2037-3AB00<< |  | 0 | 0
3RT1044-3AC20 |  | 3RT1044-3AC20 | 1 | UN | 1 | 20 | D | D | N | N | 85364900 | 1 | 4011209337770 | 1.7 | KG | 296.4 | 296.4 | CP02 | CP02 | Power contactor, AC-3 65 A, 30 kW / 400 V 24 V AC, 50 / 60 Hz, 3-pole, Size S3 Spring-type terminal !!! Phased-out product !!! Successor is SIRIUS 3RT2 Preferred successor type is >>3RT2037-3AC20<< | - | 0 | 0
3RT1044-3AD00 |  | 3RT1044-3AD00 | 1 | UN | 1 | 20 | D | D | N | N | 85364900 | 1 | 4011209342835 | 1.704 | KG | 310.65 | 310.65 | CP02 | CP02 | Power contactor, AC-3 65 A, 30 kW / 400 V 42 V AC, 50 Hz, 3-pole, Size S3 Spring-type terminal !!! Phased-out product !!! Successor is SIRIUS 3RT2 | - | 0 | 0
3RT1044-3AD20 |  | 3RT1044-3AD20 | 1 | UN | 1 | 20 | D | D | N | N | 85364900 | 1 | 4011209496736 | 1.71 | KG | 310.65 | 310.65 | CP02 | CP02 | Power contactor, AC-3 65 A, 30 kW / 400 V 42 V AC, 50 / 60 Hz, 3-pole, Size S3 Spring-type terminal !!! Phased-out product !!! Successor is SIRIUS 3RT2 | - | 0 | 0
3RT1044-3AF00 |  | 3RT1044-3AF00 | 1 | UN | 1 | 20 | D | D | N | N | 85364900 | 1 | 4011209295766 | 1.717 | KG | 296.4 | 296.4 | CP02 | CP02 | Power contactor, AC-3 65 A, 30 kW / 400 V 110 V AC, 50 Hz, 3-pole, Size S3 Spring-type terminal !!! Phased-out product !!! Successor is SIRIUS 3RT2 Preferred successor type is >>3RT2037-3AF00<< |  | 0 | 0
3RT1044-3AF04 |  | 3RT1044-3AF04 | 1 | UN | 1 | 20 | D | D | N | N | 85364900 | 1 | 4011209457553 | 1.797 | KG | 321.1 | 321.1 | CP02 | CP02 | Power contactor, AC-3 65 A, 30 kW / 400 V 2 NO + 2 NC, 110 V AC, 50 Hz, 3-pole, Size S3 Main circuit: Screw terminal Auxiliary circuit: Spring-type terminal !!! Phased-out product !!! Successor is SIRIUS 3RT2 Preferred successor type is >>3RT2037-3AF04<< | - | 0 | 0
3RT1044-3AF04-Z | W95 | 3RT1044-3AF04-ZW95 | 1 | UN | 1 | 20 | D | D | N | N | 85364900 | 10 |  | 1.804 | KG | 321.1 | 321.1 | CP02 | CP02 | Power contactor, AC-3 65 A, 30 kW / 400 V 2 NO + 2 NC, 110 V AC, 50 Hz, 3-pole, Size S3 Main circuit: Screw terminal Auxiliary circuit: Spring-type terminal Multi-unit packaging = 10 units !!! Phased-out product !!! Successor is SIRIUS 3RT2 | - | 0 | 9
3RT1044-3AF04-Z | X95 | 3RT1044-3AF04-ZX95 | 1 | UN | 1 | 20 | D | D | N | N | 85364900 | 10 | 4011209546141 | 1.745 | KG | 321.1 | 321.1 | CP02 | CP02 | Power contactor, AC-3 65 A, 30 kW / 400 V 2 NO + 2 NC, 110 V AC, 50 Hz, 3-pole, Size S3 Main circuit: Screw terminal Auxiliary circuit: Spring-type terminal Reusable packaging = 10 units !!! Phased-out product !!! Successor is SIRIUS 3RT2 | - | 0 | 9
3RT1044-3AF06 |  | 3RT1044-3AF06 | 1 | UN | 1 | 20 | D | D | N | N | 85364900 | 1 | 4011209553194 | 1.81 | KG | 344.85 | 344.85 | CP02 | CP02 | Power contactor, AC-3 65 A, 30 kW / 400 V 2 NO + 2 NC, 110 V AC, 50 Hz, 3-pole, Main circuit: Screw terminal Auxiliary circuit: Spring-type terminal !!! Phased-out product !!! Successor is SIRIUS 3RT2 Preferred successor type is >>3RT2037-3AF06<< | - | 0 | 9
3RT1044-3AG14 |  | 3RT1044-3AG14 | 1 | UN | 1 | 20 | D | D | N | N | 85364900 | 1 | 4011209457515 | 1.798 | KG | 335.35 | 335.35 | CP02 | CP02 | Power contactor, AC-3 65 A, 30 kW / 400 V 110 V AC, 60 Hz, 3-pole, Size S3, 2 NO + 2 NC, Main circuit: Screw terminal Auxiliary circuit: Spring-type terminal !!! Phased-out product !!! Successor is SIRIUS 3RT2 | - | 0 | 0
3RT1044-3AG16 |  | 3RT1044-3AG16 | 1 | UN | 1 | 20 | D | D | N | N | 85364900 | 1 | 4011209559158 | 1.802 | KG | 357.2 | 357.2 | CP02 | CP02 | Power contactor, AC-3 65 A, 30 kW / 400 V 110 V AC, 60 Hz, 3-pole, Size S0-S12, Main circuit: Screw terminal Auxiliary circuit: Spring-type terminal !!! Phased-out product !!! Successor is SIRIUS 3RT2 Preferred successor type is >>3RT2037-3AG16<< | - | 0 | 9
3RT1044-3AG20 |  | 3RT1044-3AG20 | 1 | UN | 1 | 20 | D | D | N | N | 85364900 | 1 | 4011209337787 | 1.72 | KG | 296.4 | 296.4 | CP02 | CP02 | Power contactor, AC-3 65 A, 30 kW / 400 V 110 V AC, 50/60 Hz 3-pole, Size S3 Spring-type terminal !!! Phased-out product !!! Successor is SIRIUS 3RT2 Preferred successor type is >>3RT2037-3AG20<< | - | 0 | 0
3RT1044-3AG60 |  | 3RT1044-3AG60 | 1 | UN | 1 | 20 | D | D | N | N | 85364900 | 1 | 4011209495524 | 1.78 | KG | 310.65 | 310.65 | CP02 | CP02 | Power contactor, AC-3 65 A, 30 kW / 400 V 100 V AC, 50 Hz / 100-110 V 60 Hz, 3-pole, Size S3, Spring-type terminal !!! Phased-out product !!! Successor is SIRIUS 3RT2 | - | 0 | 0
3RT1044-3AH00 |  | 3RT1044-3AH00 | 1 | UN | 1 | 20 | D | D | N | N | 85364900 | 1 | 4011209342842 | 1.7 | KG | 296.4 | 296.4 | CP02 | CP02 | Power contactor, AC-3 65 A, 30 kW / 400 V 48 V AC, 50 Hz, 3-pole, Size S3, Spring-type terminal !!! Phased-out product !!! Successor is SIRIUS 3RT2 Preferred successor type is >>3RT2037-3AH00<< | - | 0 | 0
3RT1044-3AH20 |  | 3RT1044-3AH20 | 1 | UN | 1 | 20 | D | D | N | N | 85364900 | 1 | 4011209592407 | 1.702 | KG | 310.65 | 310.65 | CP02 | CP02 | Power contactor, AC-3 65 A, 30 kW / 400 V 48 V AC, 50 / 60 Hz, 3-pole, Size S3 Spring-type terminal !!! Phased-out product !!! Successor is SIRIUS 3RT2 | - | 0 | 0
3RT1044-3AK60 |  | 3RT1044-3AK60 | 1 | UN | 1 | 20 | D | D | N | N | 85364900 | 1 | 4011209342859 | 1.715 | KG | 296.4 | 296.4 | CP02 | CP02 | Power contactor, AC-3 65 A, 30 kW / 400 V 110 V AC, 50 Hz / 120 V, 60 Hz, 3-pole, Size S3 Spring-type terminal !!! Phased-out product !!! Successor is SIRIUS 3RT2 Preferred successor type is >>3RT2037-3AK60<< | - | 0 | 0
3RT1044-3AK60-1AA0 |  | 3RT1044-3AK60-1AA0 | 1 | UN | 1 | 20 | D | D | N | N | 85364900 | 1 | 4011209577169 | 1.716 | KG | 320.15 | 320.15 | CP02 | CP02 | Power contactor, AC-3 65 A, 30 kW / 400 V 110 V AC, 50 Hz / 120 V, 60 Hz, 3-pole, Size S3 Spring-type terminal, Upright mounting position !!! Phased-out product !!! Successor is SIRIUS 3RT2 | - | 0 | 9
3RT1044-3AL16 |  | 3RT1044-3AL16 | 1 | UN | 1 | 20 | D | D | N | N | 85364900 | 1 | 4011209553187 | 1.804 | KG | 357.2 | 357.2 | CP02 | CP02 | Power contactor, AC-3 65 A, 30 kW / 400 V 230 V AC, 60 Hz, 3-pole, Size S0-S12, screw terminal, Auxiliary circuit: Spring-type terminal !!! Phased-out product !!! Successor is SIRIUS 3RT2 | - | 0 | 9
3RT1044-3AL20 |  | 3RT1044-3AL20 | 1 | UN | 1 | 20 | D | D | N | N | 85364900 | 1 | 4011209337794 | 1.71 | KG | 296.4 | 296.4 | CP02 | CP02 | Power contactor, AC-3 65 A, 30 kW / 400 V 230 V AC, 50 / 60 Hz, 3-pole, Size S3 Spring-type terminal !!! Phased-out product !!! Successor is SIRIUS 3RT2 Preferred successor type is >>3RT2037-3AL20<< | - | 0 | 0
3RT1044-3AL20-1AA0 |  | 3RT1044-3AL20-1AA0 | 1 | UN | 1 | 20 | D | D | N | N | 85364900 | 1 | 4011209501744 | 1.704 | KG | 320.15 | 320.15 | CP02 | CP02 | Power contactor, AC-3 65 A, 30 kW / 400 V 230 V AC, 50 / 60 Hz, 3-pole, Size S3 Main circuit: Screw terminal Auxiliary circuit: Spring-type terminal Upright mounting position !!! Phased-out product !!! Successor is SIRIUS 3RT2 | - | 0 | 0
3RT1044-3AL20-Z | W97 | 3RT1044-3AL20-ZW97 | 1 | UN | 1 | 20 | D | D | N | N | 85364900 | 4 | 4011209438811 | 1.649 | KG | 296.4 | 296.4 | CP02 | CP02 | Power contactor, AC-3 65 A, 30 kW / 400 V 230 V AC, 50 / 60 Hz, 3-pole, Size S3 Spring-type terminal, Multi-unit packaging = 4 units !!! Phased-out product !!! Successor is SIRIUS 3RT2 | - | 0 | 0
3RT1044-3AL20-Z | X95 | 3RT1044-3AL20-ZX95 | 1 | UN | 1 | 20 | D | D | N | N | 85364900 | 20 | 4011209427112 | 1.756 | KG | 296.4 | 296.4 | CP02 | CP02 | Power contactor, AC-3 65 A, 30 kW / 400 V 230 V AC, 50 / 60 Hz, 3-pole, Size S3 spring-type terminal Reusable packaging = 20 units !!! Phased-out product !!! Successor is SIRIUS 3RT2 Preferred successor type is | - | 0 | 0
3RT1044-3AN20 |  | 3RT1044-3AN20 | 1 | UN | 1 | 20 | D | D | N | N | 85364900 | 1 | 4011209342866 | 1.707 | KG | 296.4 | 296.4 | CP02 | CP02 | Power contactor, AC-3 65 A, 30 kW / 400 V 220 V AC, 50 / 60 Hz, 3-pole, Size S3 Spring-type terminal !!! Phased-out product !!! Successor is SIRIUS 3RT2 Preferred successor type is >>3RT2037-3AN20<< | - | 0 | 0
3RT1044-3AN20-1AA0 |  | 3RT1044-3AN20-1AA0 | 1 | UN | 1 | 20 | D | D | N | N | 85364900 | 1 | 4011209470828 | 1.708 | KG | 320.15 | 320.15 | CP02 | CP02 | Power contactor, AC-3 65 A, 30 kW / 400 V 220 V AC, 50 / 60 Hz, 3-pole, Size S3 Main circuit: Screw terminal Auxiliary circuit: Spring-type terminal Upright mounting position !!! Phased-out product !!! Successor is SIRIUS 3RT2 | - | 0 | 0
3RT1044-3AN60 |  | 3RT1044-3AN60 | 1 | UN | 1 | 20 | D | D | N | N | 85364900 | 1 | 4011209495531 | 1.78 | KG | 310.65 | 310.65 | CP02 | CP02 | Power contactor, AC-3 65 A, 30 kW / 400 V 200 V AC, 50 Hz / 200-220 V 60 Hz, 3-pole, Size S3, Spring-type terminal !!! Phased-out product !!! Successor is SIRIUS 3RT2 | - | 0 | 0
3RT1044-3AP00 |  | 3RT1044-3AP00 | 1 | UN | 1 | 20 | D | D | N | N | 85364900 | 1 | 4011209295773 | 1.703 | KG | 296.4 | 296.4 | CP02 | CP02 | Power contactor, AC-3 65 A, 30 kW / 400 V 230 V AC, 50 Hz, 3-pole, Size S3, Spring-type terminal !!! Phased-out product !!! Successor is SIRIUS 3RT2 Preferred successor type is >>3RT2037-3AP00<< |  | 0 | 0
3RT1044-3AP06 |  | 3RT1044-3AP06 | 1 | UN | 1 | 20 | D | D | N | N | 85364900 | 1 | 4011209517707 | 1.792 | KG | 344.85 | 344.85 | CP02 | CP02 | Power contactor, AC-3 65 A, 30 kW / 400 V 230 V AC, 50 Hz, Size S0-S12, 2 NO + 2 NC lateral Left, right, Auxiliary circuit: Spring-type terminal !!! Phased-out product !!! Successor is SIRIUS 3RT2 Preferred successor type is >>3RT2037-3AP06<< | - | 0 | 9
3RT1044-3AP06-Z | X95 | 3RT1044-3AP06-ZX95 | 1 | UN | 1 | 20 | D | D | N | N | 85364900 | 16 | 4011209548138 | 1.717 | KG | 344.85 | 344.85 | CP02 | CP02 | Power contactor, AC-3 65 A, 30 kW / 400 V 230 V AC, 50 Hz, Size S0-S12, 2 NO + 2 NC lateral Left, right, Auxiliary circuit: Spring-type terminal Reusable packaging = 16 units !!! Phased-out product !!! Successor is SIRIUS 3RT2 | - | 0 | 9
3RT1044-3AP60 |  | 3RT1044-3AP60 | 1 | UN | 1 | 20 | D | D | N | N | 85364900 | 1 | 4011209342873 | 1.708 | KG | 296.4 | 296.4 | CP02 | CP02 | Power contactor, AC-3 65 A, 30 kW / 400 V 220 V AC, 50 Hz / 240 V, 60 Hz, 3-pole, Size S3, Spring-type terminal !!! Phased-out product !!! Successor is SIRIUS 3RT2 Preferred successor type is >>3RT2037-3AP60<< | - | 0 | 0
3RT1044-3AR60 |  | 3RT1044-3AR60 | 1 | UN | 1 | 20 | D | D | N | N | 85364900 | 1 | 4011209495548 | 1.712 | KG | 310.65 | 310.65 | CP02 | CP02 | Power contactor, AC-3 65 A, 30 kW / 400 V 400 V AC, 50 Hz / 60 Hz, 440 V, 60 Hz, 3-pole, Size S3, Spring-type terminal !!! Phased-out product !!! Successor is SIRIUS 3RT2 | - | 0 | 0
3RT1044-3AV00 |  | 3RT1044-3AV00 | 1 | UN | 1 | 20 | D | D | N | N | 85364900 | 1 | 4011209342880 | 1.713 | KG | 310.65 | 310.65 | CP02 | CP02 | Power contactor, AC-3 65 A, 30 kW / 400 V 400 V AC, 50 Hz, 3-pole, Size S3 Spring-type terminal !!! Phased-out product !!! Successor is SIRIUS 3RT2 Preferred successor type is >>3RT2037-3AV00<< |  | 0 | 0
3RT1044-3AV60 |  | 3RT1044-3AV60 | 1 | UN | 1 | 20 | D | D | N | N | 85364900 | 1 | 4011209424487 | 1.691 | KG | 310.65 | 310.65 | CP02 | CP02 | Power contactor, AC-3 65 A, 30 kW / 400 V 480 V AC, 60 Hz, 3-pole, Size S3 Spring-type terminal !!! Phased-out product !!! Successor is SIRIUS 3RT2 | - | 0 | 0
3RT1044-3AX00-0AA3 |  | 3RT1044-3AX00-0AA3 | 1 | UN | 1 | 20 | D | D | N | N | 85364900 | 1 | 4011209592841 | 1.703 | KG | 310.65 | 310.65 | CP02 | CP02 | Power contactor, AC-3 65 A, 30 kW / 400 V 27 V AC, 50 Hz 3-pole, Size S3 Spring-type terminal Operating range: 50 Hz: 21.6 V-26.4 V, 60 Hz: 26.1 V-31.9 V, Ambient temperature, max.: 40 Â°C !!! Phased-out product !!! Successor is SIRIUS 3RT2 Preferred successor type is >>3RT2037-3KB40<< | - | 0 | 9
3RT1044-3AX00-0AA3-Z | X95 | 3RT1044-3AX00-0AA3-ZX95 | 1 | UN | 1 | 20 | D | D | EAR99 | N | 85364900 | 20 |  | 1.703 | KG | 310.65 | 310.65 | CP02 | CP02 | Power contactor, AC-3 65 A, 30 kW / 400 V 27 V AC, 50 Hz 3-pole, Size S3 Spring-type terminal Operating range: 50 Hz: 21.6 V-26.4 V, 60 Hz: 26.1 V-31.9 V Ambient temperature, max.: 40 Â°C Reusable packaging = 20 units !!! Phased-out product !!! Successor is SIRIUS 3RT2 | - | 0 | 9
3RT1044-3BB40 |  | 3RT1044-3BB40 | 1 | UN | 1 | 20 | D | D | N | N | 85364900 | 1 | 4011209295780 | 2.806 | KG | 439.85 | 439.85 | CP02 | CP02 | Power contactor, AC-3 65 A, 30 kW / 400 V 24 V DC, 3-pole, Size S3, Spring-type terminal !!! Phased-out product !!! Successor is SIRIUS 3RT2 Preferred successor type is >>3RT2037-3KB40<< |  | 0 | 0
3RT1044-3BB40-Z | W95 | 3RT1044-3BB40-ZW95 | 1 | UN | 1 | 20 | D | D | N | N | 85364900 | 12 | 4011209938267 | 2.807 | KG | 439.85 | 439.85 | CP02 | CP02 | Power contactor, AC-3 65 A, 30 kW / 400 V 24 V DC, 3-pole, Size S3, Spring-type terminal Multi-unit packaging = 12 units !!! Phased-out product !!! Successor is SIRIUS 3RT2 | - | 0 | 0
3RT1044-3BB40-Z | X95 | 3RT1044-3BB40-ZX95 | 1 | UN | 1 | 20 | D | D | N | N | 85364900 | 12 | 4011209392946 | 2.783 | KG | 439.85 | 439.85 | CP02 | CP02 | Power contactor, AC-3 65 A, 30 kW / 400 V 24 V DC, 3-pole, Size S3, Reusable packaging = 12 units !!! Phased-out product !!! Successor is SIRIUS 3RT2 | - | 0 | 0
3RT1044-3BB44-3MA0 |  | 3RT1044-3BB44-3MA0 | 1 | UN | 1 | 20 | D | D | N | N | 85364900 | 1 | 4011209570689 | 2.891 | KG | 471.2 | 471.2 | CP02 | CP02 | Power contactor, AC-3 65 A, 30 kW / 400 V 3-pole, Size S3 Spring-type terminal 2 NO + 2 NC, captive !!! Phased-out product !!! Successor is SIRIUS 3RT2 Preferred successor type is >>3RT2037-3KB44-3MA0<< | - | 0 | 0
3RT1044-3BD40 |  | 3RT1044-3BD40 | 1 | UN | 1 | 20 | D | D | N | N | 85364900 | 1 | 4011209556034 | 2.803 | KG | 463.6 | 463.6 | CP02 | CP02 | Power contactor, AC-3 65 A, 30 kW / 400 V 42 V DC, 3-pole, Size S3, Spring-type terminal !!! Phased-out product !!! Successor is SIRIUS 3RT2 | - | 0 | 0
3RT1044-3BE40 |  | 3RT1044-3BE40 | 1 | UN | 1 | 20 | D | D | N | N | 85364900 | 1 | 4011209342897 | 2.805 | KG | 463.6 | 463.6 | CP02 | CP02 | Power contactor, AC-3 65 A, 30 kW / 400 V 60 V DC, 3-pole, Size S3, Spring-type terminal !!! Phased-out product !!! Successor is SIRIUS 3RT2 | - | 0 | 0
3RT1044-3BF40 |  | 3RT1044-3BF40 | 1 | UN | 1 | 20 | D | D | N | N | 85364900 | 1 | 4011209342903 | 2.776 | KG | 439.85 | 439.85 | CP02 | CP02 | Power contactor, AC-3 65 A, 30 kW / 400 V 110 V DC, 3-pole, Size S3, Spring-type terminal !!! Phased-out product !!! Successor is SIRIUS 3RT2 Preferred successor type is >>3RT2037-3NF30<< |  | 0 | 0
3RT1044-3BM40 |  | 3RT1044-3BM40 | 1 | UN | 1 | 20 | D | D | N | N | 85364900 | 1 | 4011209308800 | 2.779 | KG | 439.85 | 439.85 | CP02 | CP02 | Power contactor, AC-3 65 A, 30 kW / 400 V 220 V DC, 3-pole, Size S3 Spring-type terminal !!! Phased-out product !!! Successor is SIRIUS 3RT2 Preferred successor type is >>3RT2037-3NP30<< | - | 0 | 0
3RT1044-3BW40 |  | 3RT1044-3BW40 | 1 | UN | 1 | 20 | D | D | N | N | 85364900 | 1 | 4011209342934 | 2.807 | KG | 439.85 | 439.85 | CP02 | CP02 | Power contactor, AC-3 65 A, 30 kW / 400 V 48 V DC, 3-pole, Size S3 Spring-type terminal !!! Phased-out product !!! Successor is SIRIUS 3RT2 | - | 0 | 0
3RT1044-3BW44 |  | 3RT1044-3BW44 | 1 | UN | 1 | 20 | D | D | N | N | 85364900 | 1 | 4011209553163 | 2.913 | KG | 467.4 | 467.4 | CP02 | CP02 | Power contactor, AC-3 65 A, 30 kW / 400 V 48 V DC, 3-pole Size S00-S12 Screw terminal Auxiliary circuit: Spring-type terminal !!! Phased-out product !!! Successor is SIRIUS 3RT2 Preferred successor type is >>3RT2037-3NE34<< | - | 0 | 0
3RT1044-3EB05 |  | 3RT1044-3EB05 | 1 | UN | 1 | 20 | D | D | N | N | 85364900 | 1 | 4011209591615 | 1.8 | KG | 344.85 | 344.85 | CP02 | CP02 | Power contactor, AC-3 65 A, 30 kW / 400 V 24 V AC, 50 Hz 3-pole, Size S3 Main circuit: screw terminal, Auxiliary circuit: Spring-type terminal 1 NO + 1 NC lateral with plugged-on RC element !!! Phased-out product !!! Successor is SIRIUS 3RT2 | - | 0 | 0
3RT1044-3EG28-0KS7 |  | 3RT1044-3EG28-0KS7 | 1 | UN | 1 | 20 | D | D | N | N | 85364900 | 1 | 4011209532892 | 1.868 | KG | 399.95 | 399.95 | CP02 | CP02 | Power contactor, AC-3 65 A, 30 kW / 400 V 110 V AC, 50/60 Hz 3-pole, Size S3, 2 NO + 2 NC Main circuit: screw terminal, Auxiliary circuit: Spring-type terminal with plugged-on RC element Aux. switch left: 1 NO + 1 NC solid- state-compatible, Aux. switch right: 1 NO + 1 NC Schindler standard !!! Phased-out product !!! Successor is SIRIUS 3RT2 | - | 0 | 9
3RT1044-3EG28-0KS7-Z | X95 | 3RT1044-3EG28-0KS7-ZX95 | 1 | UN | 1 | 20 | D | D | N | N | 85364900 | 10 | 4011209562530 | 1.938 | KG | 399.95 | 399.95 | CP02 | CP02 | Power contactor, AC-3 65 A, 30 kW / 400 V 110 V AC, 50/60 Hz 3-pole, Size S3, 2 NO / 2 NC Main circuit: Screw terminal Auxiliary current: Spring-type terminal with plugged-on RC element Aux. switch left: 1 NO + 1 NC Solid-state-compatible Aux. switch right: 1 NO + 1 NC Standard Schindler !!! Phased-out product !!! Successor is SIRIUS 3RT2 | - | 0 | 9
3RT1044-3EL24 |  | 3RT1044-3EL24 | 1 | UN | 1 | 20 | D | D | N | N | 85364900 | 1 | 4011209390201 | 1.839 | KG | 348.65 | 348.65 | CP02 | CP02 | Power contactor, AC-3 65 A, 30 kW / 400 V 230 V AC, 50/60 Hz 3-pole, 2 NO + 2 NC Size S3, Spring-type terminal with attached RC element !!! Phased-out product !!! Successor is SIRIUS 3RT2 | - | 0 | 0
3RT1044-3EL24-0KS0 |  | 3RT1044-3EL24-0KS0 | 1 | UN | 1 | 20 | D | D | N | N | 85364900 | 1 | 4011209409446 | 1.835 | KG | 355.3 | 355.3 | CP02 | CP02 | Power contactor, AC-3 65 A, 30 kW / 400 V 230 V AC, 50/60 Hz 3-pole, Size S3 Main circuit: screw terminal, Spring-type terminal front-side, auxiliary switch 2 NO + 2 NC, with plugged on RC element, Schindler !!! Phased-out product !!! Successor is SIRIUS 3RT2 | - | 0 | 9
3RT1044-3EL28-0KS3 |  | 3RT1044-3EL28-0KS3 | 1 | UN | 1 | 20 | D | D | N | N | 85364900 | 1 | 4011209537118 | 1.837 | KG | 385.7 | 385.7 | CP02 | CP02 | Power contactor, AC-3 65 A, 30 kW / 400 V 230 V AC, 50/60 Hz 3-pole, Size S3, 2 NO / 2 NC Main circuit: Screw terminal Auxiliary current: Spring-type terminal with attached RC element Auxiliary switch block: 2 NC Solid-state-compatible and 2 NO standard Schindler !!! Phased-out product !!! Successor is SIRIUS 3RT2 | - | 0 | 9
3RT1044-3EL28-0KS6 |  | 3RT1044-3EL28-0KS6 | 1 | UN | 1 | 20 | D | D | N | N | 85364900 | 1 | 4011209537149 | 1.905 | KG | 394.25 | 394.25 | CP02 | CP02 | Power contactor, AC-3 65 A, 30 kW / 400 V 230 V AC, 50/60 Hz 3-pole, Size S3, 2 NO / 2 NC Main circuit: Screw terminal Auxiliary current: Spring-type terminal with attached RC element Auxiliary switch block: 2 NC Solid-state-compatible T aux. switch right: 2 NO standard Schindler !!! Phased-out product !!! Successor is SIRIUS 3RT2 | - | 0 | 9
3RT1044-3KB44-0LA0 |  | 3RT1044-3KB44-0LA0 | 1 | UN | 1 | 20 | D | D | N | N | 85364900 | 1 | 4011209450219 | 3.051 | KG | 618.45 | 618.45 | CP02 | CP02 | Traction contactor, AC-3 65 A, 30 kW / 400 V 24 V DC, 0.7-1.25* Us 3-pole, Size S3 Spring-type terminal !!! Phased-out product !!! Successor is SIRIUS 3RT2 Preferred successor type is >>3RT2037-3XB44-0LA2<< | - | 0 | 0
3RT1044-3KF44-0LA0 |  | 3RT1044-3KF44-0LA0 | 1 | UN | 1 | 50 | X | D | N | N | 85364900 | 1 | 4011209450349 | 2.994 | KG | 618.45 | 618.45 | CP02 | CP02 | Traction contactor, AC-3 65 A, 30 kW / 400 V 110 V DC, 0.7-1.25* Us 3-pole, Size S3 Spring-type terminal !!! Phased-out product !!! Successor is SIRIUS 3RT2 Preferred successor type is >>3RT2037-3XF44-0LA2<< | - | 0 | 0
3RT1044-3RB40-0KS0 |  | 3RT1044-3RB40-0KS0 | 1 | UN | 1 | 20 | D | D | N | N | 85364900 | 1 | 4011209592926 | 2.82 | KG | 482.6 | 482.6 | CP02 | CP02 | Power contactor, AC-3 65 A, 30 kW / 400 V 24 V DC, 3-pole, Size S3 Spring-type terminal with plugged-on RC element OB Schindler !!! Phased-out product !!! Successor is SIRIUS 3RT2 Preferred successor type is >>3RT2037-3KB40<< | - | 0 | 9
3RT1044-3RB40-0KS0-Z | W95 | 3RT1044-3RB40-0KS0-ZW95 | 1 | UN | 1 | 20 | D | D | N | N | 85364900 | 12 | 4011209845473 | 2.807 | KG | 482.6 | 482.6 | CP02 | CP02 | Power contactor, AC-3 65 A, 30 kW / 400 V 24 V DC, 3-pole, Size S3 Spring-type terminal with plugged-on RC element OB Schindler Multi-unit packaging = 12 units !!! Phased-out product !!! Successor is SIRIUS 3RT2 | - | 0 | 9
3RT1044-3RB40-0KS0-Z | W96 | 3RT1044-3RB40-0KS0-ZW96 | 1 | UN | 1 | 20 | D | D | EAR99 | N | 85364900 | 10 | 4047621007687 | 2.807 | KG | 482.6 | 482.6 | CP02 | CP02 | Power contactor, AC-3 65 A, 30 kW / 400 V 24 V DC, 3-pole, Size S3 Spring-type terminal with plugged-on RC element OB Schindler Multi-unit packaging = 10 units !!! Phased-out product !!! Successor is SIRIUS 3RT2 | - | 0 | 9
3RT1044-3RB40-0KS0-Z | W97 | 3RT1044-3RB40-0KS0-ZW97 | 1 | UN | 1 | 20 | D | D | EAR99 | N | 85364900 | 4 | 4047621007694 | 2.807 | KG | 482.6 | 482.6 | CP02 | CP02 | Power contactor, AC-3 65 A, 30 kW / 400 V 24 V DC, 3-pole, Size S3 Spring-type terminal with plugged-on RC element OB Schindler Multi-unit packaging = 4 units !!! Phased-out product !!! Successor is SIRIUS 3RT2 | - | 0 | 9
3RT1044-3RB40-0KS0-Z | W98 | 3RT1044-3RB40-0KS0-ZW98 | 1 | UN | 1 | 20 | D | D | EAR99 | N | 85364900 | 2 | 4047621007700 | 2.807 | KG | 482.6 | 482.6 | CP02 | CP02 | Power contactor, AC-3 65 A, 30 kW / 400 V 24 V DC, 3-pole, Size S3 Spring-type terminal with plugged-on RC element OB Schindler Multi-unit packaging = 2 units !!! Phased-out product !!! Successor is SIRIUS 3RT2 | - | 0 | 9
3RT1044-3RB40-0KS0-Z | X95 | 3RT1044-3RB40-0KS0-ZX95 | 1 | UN | 1 | 0 | A | D | N | N | 85364900 | 12 | 4011209845466 | 2.807 | KG | 482.6 | 482.6 | CP02 | CP02 | Power contactor, AC-3 65 A, 30 kW / 400 V 24 V DC, 3-pole, Size S3 Spring-type terminal with plugged-on RC element OB Schindler Reusable packaging = 12 units !!! Phased-out product !!! Successor is SIRIUS 3RT2 | - | 0 | 9
3RT1044-3XB40-0LA2 |  | 3RT1044-3XB40-0LA2 | 1 | UN | 1 | 20 | D | D | N | N | 85364900 | 1 | 4011209563001 | 2.855 | KG | 605.15 | 605.15 | CP02 | CP02 | Traction contactor, AC-3 65 A, 30 kW / 400 V 24 V DC, 0.7-1.25* Us 3-pole, Size S3 Spring-type terminal With electronic control unit Integrated varistor !!! Phased-out product !!! Successor is SIRIUS 3RT2 Preferred successor type is >>3RT2037-3XB40-0LA2<< | - | 0 | 0
3RT1044-3XF00-0GA0 |  | 3RT1044-3XF00-0GA0 | 1 | UN | 1 | 20 | D | D | N | N | 85364900 | 1 | 4011209563308 | 1.9 | KG | 494 | 494 | CP02 | CP02 | Power contactor, AC-3 65 A, 30 kW / 400 V Us = 110 V, 50/60 Hz 3-pole, Size S3 Spring-type terminal With electronic control unit With varistor attenuated low-noise !!! Phased-out product !!! Successor is SIRIUS 3RT2 Preferred successor type is >>3RT2037-3NF30<< | - | 0 | 0
3RT1044-3XF40-0LA2 |  | 3RT1044-3XF40-0LA2 | 1 | UN | 1 | 20 | D | D | N | N | 85364900 | 1 | 4011209563018 | 2.9 | KG | 605.15 | 605.15 | CP02 | CP02 | Traction contactor, AC-3 65 A, 30 kW / 400 V 110 V DC, 0.7-1.25* Us 3-pole, Size S3 Spring-type terminal With electronic control unit Integrated varistor !!! Phased-out product !!! Successor is SIRIUS 3RT2 Preferred successor type is >>3RT2037-3XF40-0LA2<< | - | 0 | 0
3RT1044-3XJ80-0LA2 |  | 3RT1044-3XJ80-0LA2 | 1 | UN | 1 | 0 | A | D | N | N | 85364900 | 1 | 4011209911840 | 2.852 | KG | 627 | 627 | CP02 | CP02 | Traction contactor, AC-3 65 A, 30 kW / 400 V 72 V DC, 0.7 - 1.25* Us 3-pole, Size S3 Spring-type terminal With electronic control unit Integrated varistor !!! Phased-out product !!! Successor is SIRIUS 3RT2 Preferred successor type is >>3RT2037-3XJ40-0LA2<< | - | 0 | 0
3RT1044-3XP00-0GA0 |  | 3RT1044-3XP00-0GA0 | 1 | UN | 1 | 20 | D | D | N | N | 85364900 | 1 | 4011209563292 | 2.829 | KG | 494 | 494 | CP02 | CP02 | Power contactor, AC-3 65 A, 30 kW / 400 V Us = 230 V, 50/60 Hz 3-pole, Size S3 Spring-type terminal With electronic control unit With varistor attenuated low-noise !!! Phased-out product !!! Successor is SIRIUS 3RT2 Preferred successor type is >>3RT2037-3NP30<< | - | 0 | 0
3RT1044-8BB40-0AB1 |  | 3RT1044-8BB40-0AB1 | 1 | UN | 1 | 20 | D | D | N | N | 85364900 | 1 | 4011209404991 | 4.19 | KG | 298.3 | 298.3 | CP02 | CP02 | Power contactor, AC-3 65 A, 30 kW / 400 V 24 V DC, 3-pole, Size S3 Box terminals + accessory for ring cable lug connection !!! Phased-out product !!! Successor is SIRIUS 3RT2 | - | 0 | 9
3RT1045-1AB00 |  | 3RT1045-1AB00 | 1 | UN | 1 | 20 | D | D | N | N | 85364900 | 1 | 4011209294400 | 1.847 | KG | 348.65 | 348.65 | CP02 | CP02 | Power contactor, AC-3 80 A, 37 kW / 400 V 24 V AC, 50 Hz, 3-pole Size S3, Screw terminal !!! Phased-out product !!! Successor is SIRIUS 3RT2 Preferred successor type is >>3RT2038-1AB00<< |  | 0 | 0
3RT1045-1AB00-1AA0 |  | 3RT1045-1AB00-1AA0 | 1 | UN | 1 | 20 | D | D | N | N | 85364900 | 1 | 4011209549661 | 1.846 | KG | 372.4 | 372.4 | CP02 | CP02 | Power contactor, AC-3 80 A, 37 kW / 400 V 24 V AC, 50 Hz, 3-pole Size S3, Screw terminal Upright mounting position !!! Phased-out product !!! Successor is SIRIUS 3RT2 Preferred successor type is >>3RT2045-1AB00-1AA0<< | - | 0 | 0
3RT1045-1AB00-Z | W98 | 3RT1045-1AB00-ZW98 | 1 | UN | 1 | 20 | D | D | N | N | 85364900 | 2 |  | 1.806 | KG | 348.65 | 348.65 | CP02 | CP02 | Power contactor, AC-3 80 A, 37 kW / 400 V 24 V AC, 50 Hz, 3-pole Size S3, Screw terminal Multi-unit packaging = 5 units !!! Phased-out product !!! Successor is SIRIUS 3RT2 | - | 0 | 0
3RT1045-1AB00-Z | X95 | 3RT1045-1AB00-ZX95 | 1 | UN | 1 | 20 | D | D | N | N | 85364900 | 20 | 4011209383036 | 1.791 | KG | 348.65 | 348.65 | CP02 | CP02 | Power contactor, AC-3 80 A, 37 kW / 400 V 24 V AC, 50 Hz, 3-pole Size S3, Screw terminal Reusable packaging = 20 units !!! Phased-out product !!! Successor is SIRIUS 3RT2 | - | 0 | 0
3RT1045-1AB04 |  | 3RT1045-1AB04 | 1 | UN | 1 | 20 | D | D | N | N | 85364900 | 1 | 4011209307827 | 1.93 | KG | 373.35 | 373.35 | CP02 | CP02 | Power contactor, AC-3 80 A, 37 kW / 400 V 24 V AC, 50 Hz, 2 NO + 2 NC 3-pole, Size S3 Screw terminal !!! Phased-out product !!! Successor is SIRIUS 3RT2 Preferred successor type is >>3RT2038-1AB04<< |  | 0 | 0
3RT1045-1AC00 |  | 3RT1045-1AC00 | 1 | UN | 1 | 20 | D | D | N | N | 85364900 | 1 | 4011209579842 | 1.846 | KG | 362.9 | 362.9 | CP02 | CP02 | Power contactor, AC-3 80 A, 37 kW / 400 V 32 V AC, 50 Hz 3-pole, Size S3 Screw terminal !!! Phased-out product !!! Successor is SIRIUS 3RT2 Preferred successor type is >>3RT2045-1AC00<< | - | 0 | 0
3RT1045-1AC10 |  | 3RT1045-1AC10 | 1 | UN | 1 | 20 | D | D | N | N | 85364900 | 1 | 4011209444164 | 1.85 | KG | 362.9 | 362.9 | CP02 | CP02 | Power contactor, AC-3 80 A, 37 kW / 400 V 24 V AC, 60 Hz 3-pole, Size S3 Screw terminal !!! Phased-out product !!! Successor is SIRIUS 3RT2 Preferred successor type is >>3RT2045-1AC10<< | - | 0 | 0
3RT1045-1AC20 |  | 3RT1045-1AC20 | 1 | UN | 1 | 20 | D | D | N | N | 85364900 | 1 | 4011209337527 | 1.843 | KG | 348.65 | 348.65 | CP02 | CP02 | Power contactor, AC-3 80 A, 37 kW / 400 V 24 V AC, 50/60 Hz 3-pole, Size S3 Screw terminal !!! Phased-out product !!! Successor is SIRIUS 3RT2 Preferred successor type is >>3RT2038-1AC20<< | - | 0 | 0
3RT1045-1AC24 |  | 3RT1045-1AC24 | 1 | UN | 1 | 20 | D | D | N | N | 85364900 | 1 | 4011209342941 | 1.929 | KG | 373.35 | 373.35 | CP02 | CP02 | Power contactor, AC-3 80 A, 37 kW / 400 V 24 V AC, 50 / 60 Hz, 2 NO + 2 NC 3-pole, Size S3 Screw terminal !!! Phased-out product !!! Successor is SIRIUS 3RT2 Preferred successor type is >>3RT2038-1AC24<< | - | 0 | 0
3RT1045-1AC24-0AA1-Z | X95 | 3RT1045-1AC24-0AA1-ZX95 | 1 | UN | 1 | 20 | D | D | N | N | 85364900 | 10 |  | 1.521 | KG | 390.45 | 390.45 | CP02 | CP02 | Power contactor, AC-3 80 A, 37 kW / 400 V 24 V AC, 50 / 60 Hz, 2 NO + 2 NC 3-pole, Size S3 Screw terminal Plugged-on varistor Reusable packaging = 10 units !!! Phased-out product !!! Successor is SIRIUS 3RT2 | - | 0 | 9
3RT1045-1AD00 |  | 3RT1045-1AD00 | 1 | UN | 1 | 20 | D | D | N | N | 85364900 | 1 | 4011209364509 | 1.836 | KG | 362.9 | 362.9 | CP02 | CP02 | Power contactor, AC-3 80 A, 37 kW / 400 V 42 V AC, 50 Hz, 3-pole Size S3, Screw terminal !!! Phased-out product !!! Successor is SIRIUS 3RT2 Preferred successor type is >>3RT2038-1AD00<< | - | 0 | 0
3RT1045-1AD04 |  | 3RT1045-1AD04 | 1 | UN | 1 | 20 | D | D | N | N | 85364900 | 1 | 4011209342958 | 1.935 | KG | 386.65 | 386.65 | CP02 | CP02 | Power contactor, AC-3 80 A, 37 kW / 400 V 42 V AC, 50 Hz, 2 NO + 2 NC 3-pole, Size S3 Screw terminal !!! Phased-out product !!! Successor is SIRIUS 3RT2 Preferred successor type is >>3RT2038-1AD04<< | - | 0 | 0
3RT1045-1AD20 |  | 3RT1045-1AD20 | 1 | UN | 1 | 20 | D | D | N | N | 85364900 | 1 | 4011209496743 | 1.853 | KG | 362.9 | 362.9 | CP02 | CP02 | Power contactor, AC-3 80 A, 37 kW / 400 V 42 V AC, 50/60 Hz 3-pole, Size S3 Screw terminal !!! Phased-out product !!! Successor is SIRIUS 3RT2 Preferred successor type is >>3RT2045-1AD20<< | - | 0 | 0
3RT1045-1AD24 |  | 3RT1045-1AD24 | 1 | UN | 1 | 20 | D | D | N | N | 85364900 | 1 | 4011209496750 | 1.931 | KG | 386.65 | 386.65 | CP02 | CP02 | Power contactor, AC-3 80 A, 37 kW / 400 V 42 V AC, 50 / 60 Hz, 2 NO + 2 NC 3-pole, Size S3 Screw terminal !!! Phased-out product !!! Successor is SIRIUS 3RT2 Preferred successor type is >>3RT2045-1AD24<< | - | 0 | 0
3RT1045-1AE04 |  | 3RT1045-1AE04 | 1 | UN | 1 | 0 | A | D | N | N | 85364900 | 1 | 4011209373853 | 1.93 | KG | 386.65 | 386.65 | CP02 | CP02 | Power contactor, AC-3 80 A, 37 kW / 400 V 60 V AC, 50 Hz, 2 NO + 2 NC 3-pole, Size S3 Screw terminal !!! Phased-out product !!! Successor is SIRIUS 3RT2 | - | 0 | 0
3RT1045-1AF00 |  | 3RT1045-1AF00 | 1 | UN | 1 | 20 | D | D | N | N | 85364900 | 1 | 4011209294417 | 1.846 | KG | 348.65 | 348.65 | CP02 | CP02 | Power contactor, AC-3 80 A, 37 kW / 400 V 110 V AC, 50 Hz 3-pole, Size S3 Screw terminal !!! Phased-out product !!! Successor is SIRIUS 3RT2 Preferred successor type is >>3RT2038-1AF00<< |  | 0 | 0
3RT1045-1AF00-1AA0 |  | 3RT1045-1AF00-1AA0 | 1 | UN | 1 | 20 | D | D | N | N | 85364900 | 1 | 4011209549678 | 1.847 | KG | 372.4 | 372.4 | CP02 | CP02 | Power contactor, AC-3 80 A, 37 kW / 400 V 110 V AC, 50 Hz 3-pole, Size S3 Screw terminal Upright mounting position !!! Phased-out product !!! Successor is SIRIUS 3RT2 | - | 0 | 0
3RT1045-1AF00-Z | X95 | 3RT1045-1AF00-ZX95 | 1 | UN | 1 | 20 | D | D | N | N | 85364900 | 20 | 4011209422254 | 1.775 | KG | 348.65 | 348.65 | CP02 | CP02 | Power contactor, AC-3 80 A, 37 kW / 400 V 110 V AC, 50 Hz 3-pole, Size S3 Screw terminal Reusable packaging = 20 units !!! Phased-out product !!! Successor is SIRIUS 3RT2 | - | 0 | 0
3RT1045-1AF04 |  | 3RT1045-1AF04 | 1 | UN | 1 | 20 | D | D | N | N | 85364900 | 1 | 4011209307834 | 1.933 | KG | 373.35 | 373.35 | CP02 | CP02 | Power contactor, AC-3 80 A, 37 kW / 400 V 110 V AC, 50 Hz, 2 NO + 2 NC 3-pole, Size S3 Screw terminal !!! Phased-out product !!! Successor is SIRIUS 3RT2 Preferred successor type is >>3RT2038-1AF04<< |  | 0 | 0
3RT1045-1AG20 |  | 3RT1045-1AG20 | 1 | UN | 1 | 20 | D | D | N | N | 85364900 | 1 | 4011209337534 | 1.843 | KG | 348.65 | 348.65 | CP02 | CP02 | Power contactor, AC-3 80 A, 37 kW / 400 V 110 V AC, 50/60 Hz 3-pole, Size S3 Screw terminal !!! Phased-out product !!! Successor is SIRIUS 3RT2 Preferred successor type is >>3RT2038-1AG20<< | - | 0 | 0
3RT1045-1AG24 |  | 3RT1045-1AG24 | 1 | UN | 1 | 20 | D | D | N | N | 85364900 | 1 | 4011209342965 | 1.93 | KG | 373.35 | 373.35 | CP02 | CP02 | Power contactor, AC-3 80 A, 37 kW / 400 V 110 V AC, 50/60 Hz 2 NO + 2 NC, 3-pole, Size S3, Screw terminal !!! Phased-out product !!! Successor is SIRIUS 3RT2 Preferred successor type is >>3RT2038-1AG24<< | - | 0 | 0
3RT1045-1AG60 |  | 3RT1045-1AG60 | 1 | UN | 1 | 20 | D | D | N | N | 85364900 | 1 | 4011209495555 | 1.848 | KG | 362.9 | 362.9 | CP02 | CP02 | Power contactor, AC-3 80 A, 37 kW / 400 V 100 V AC, 50 Hz / 100-110 V 60 Hz, 3-pole, Size S3 Screw terminal !!! Phased-out product !!! Successor is SIRIUS 3RT2 Preferred successor type is >>3RT2038-1AG60<< | - | 0 | 0
3RT1045-1AH00 |  | 3RT1045-1AH00 | 1 | UN | 1 | 20 | D | D | N | N | 85364900 | 1 | 4011209301634 | 1.99 | KG | 348.65 | 348.65 | CP02 | CP02 | Power contactor, AC-3 80 A, 37 kW / 400 V 48 V AC, 50 Hz, 3-pole Size S3, Screw terminal !!! Phased-out product !!! Successor is SIRIUS 3RT2 Preferred successor type is >>3RT2038-1AH00<< | - | 0 | 0
3RT1045-1AH04 |  | 3RT1045-1AH04 | 1 | UN | 1 | 20 | D | D | N | N | 85364900 | 1 | 4011209342972 | 1.929 | KG | 373.35 | 373.35 | CP02 | CP02 | Power contactor, AC-3 80 A, 37 kW / 400 V 48 V AC, 50 Hz, 2 NO + 2 NC 3-pole, Size S3 Screw terminal !!! Phased-out product !!! Successor is SIRIUS 3RT2 | - | 0 | 0
3RT1045-1AH20 |  | 3RT1045-1AH20 | 1 | UN | 1 | 20 | D | D | N | N | 85364900 | 1 | 4011209439993 | 1.841 | KG | 362.9 | 362.9 | CP02 | CP02 | Power contactor, AC-3 80 A, 37 kW / 400 V 48 V AC, 50/60 Hz 3-pole, Size S3 Screw terminal !!! Phased-out product !!! Successor is SIRIUS 3RT2 Preferred successor type is >>3RT2038-1AH20<< | - | 0 | 0
3RT1045-1AH24 |  | 3RT1045-1AH24 | 1 | UN | 1 | 20 | D | D | N | N | 85364900 | 1 | 4011209512368 | 1.936 | KG | 386.65 | 386.65 | CP02 | CP02 | Power contactor, AC-3 80 A, 37 kW / 400 V 48 V AC, 50 / 60 Hz, 2 NO + 2 NC 3-pole, Size S3 Screw terminal !!! Phased-out product !!! Successor is SIRIUS 3RT2 | - | 0 | 0
3RT1045-1AK20 |  | 3RT1045-1AK20 | 1 | UN | 1 | 20 | D | D | N | N | 85364900 | 1 | 4011209554054 | 1.845 | KG | 362.9 | 362.9 | CP02 | CP02 | Power contactor, AC-3 80 A, 37 kW / 400 V 120 V AC, 50/60 Hz 3-pole, Size S3 Screw terminal !!! Phased-out product !!! Successor is SIRIUS 3RT2 | - | 0 | 0
3RT1045-1AK60 |  | 3RT1045-1AK60 | 1 | UN | 1 | 20 | D | D | N | N | 85364900 | 1 | 4011209342989 | 1.847 | KG | 348.65 | 348.65 | CP02 | CP02 | Power contactor, AC-3 80 A, 37 kW / 400 V 110 V AC, 50 Hz / 120 V, 60 Hz 3-pole, Size S3 Screw terminal !!! Phased-out product !!! Successor is SIRIUS 3RT2 Preferred successor type is >>3RT2038-1AK60<< | - | 0 | 0
3RT1045-1AK60-0ST0 |  | 3RT1045-1AK60-0ST0 | 1 | UN | 1 | 0 | A | D | N | N | 85364900 | 1 | 4011209909175 | 1.84 | KG | 363.85 | 363.85 | CP02 | CP02 | Power contactor, AC-3 80 A, 37 kW / 400 V 110 V AC, 50 Hz / 120 V, 60 Hz 3-pole, Size S3 Screw terminal Modified short-circuit ring !!! Phased-out product !!! Successor is SIRIUS 3RT2 | - | 0 | 9
3RT1045-1AK60-Z | W96 | 3RT1045-1AK60-ZW96 | 1 | UN | 1 | 20 | D | D | N | N | 85364900 | 10 | 4011209631854 | 1.521 | KG | 348.65 | 348.65 | CP02 | CP02 | Power contactor, AC-3 80 A, 37 kW / 400 V 110 V AC, 50 Hz / 120 V, 60 Hz 3-pole, Size S3 Screw terminal Multi-unit packaging = 10 units !!! Phased-out product !!! Successor is SIRIUS 3RT2 Preferred successor type is >>3RT2038-1AK60-ZW96<< | - | 0 | 0
3RT1045-1AK60-Z | X95 | 3RT1045-1AK60-ZX95 | 1 | UN | 1 | 20 | D | D | N | N | 85364900 | 20 | 4011209437739 | 1.778 | KG | 348.65 | 348.65 | CP02 | CP02 | Power contactor, AC-3 80 A, 37 kW / 400 V 110 V AC, 50 Hz / 120 V, 60 Hz 3-pole, Size S3 Screw terminal Reusable packaging = 20 units !!! Phased-out product !!! Successor is SIRIUS 3RT2 Preferred successor type is >>3RT2038-1AK60-ZX95<< | - | 0 | 0
3RT1045-1AK64 |  | 3RT1045-1AK64 | 1 | UN | 1 | 20 | D | D | N | N | 85364900 | 1 | 4011209342996 | 1.94 | KG | 373.35 | 373.35 | CP02 | CP02 | Power contactor, AC-3 80 A, 37 kW / 400 V 110 V AC, 50 Hz / 120 V, 60 Hz 2 NO + 2 NC, 3-pole, Size S3, Screw terminal !!! Phased-out product !!! Successor is SIRIUS 3RT2 Preferred successor type is >>3RT2038-1AK64<< | - | 0 | 0
3RT1045-1AK68-0PA4 |  | 3RT1045-1AK68-0PA4 | 1 | UN | 1 | 0 | A | D | EAR99 | N | 85364900 | 1 |  | 1.838 | KG | 371.45 | 371.45 | CP02 | CP02 | Power contactor, AC-3 80 A, 37 kW / 400 V 110 V AC, 50 Hz / 120 V, 60 Hz 3-pole, Size S3 Screw terminal 1 NO + 1 NC (lateral right) !!! Phased-out product !!! Successor is SIRIUS 3RT2 | - | 0 | 0
3RT1045-1AL00 |  | 3RT1045-1AL00 | 1 | UN | 1 | 20 | D | D | N | N | 85364900 | 1 | 4011209554061 | 1.94 | KG | 362.9 | 362.9 | CP02 | CP02 | Power contactor, AC-3 80 A, 37 kW / 400 V 125 V AC, 50 Hz 3-pole, Size S3 Screw terminal !!! Phased-out product !!! Successor is SIRIUS 3RT2 Preferred successor type is >>3RT2045-1AL00<< | - | 0 | 0
3RT1045-1AL20 |  | 3RT1045-1AL20 | 1 | UN | 1 | 20 | D | D | N | N | 85364900 | 1 | 4011209337541 | 1.843 | KG | 348.65 | 348.65 | CP02 | CP02 | Power contactor, AC-3 80 A, 37 kW / 400 V 230 V AC, 50/60 Hz 3-pole, Size S3 Screw terminal !!! Phased-out product !!! Successor is SIRIUS 3RT2 Preferred successor type is >>3RT2038-1AL20<< | - | 0 | 0
3RT1045-1AL20-0ST0 |  | 3RT1045-1AL20-0ST0 | 1 | UN | 1 | 0 | A | D | N | N | 85364900 | 1 | 4011209909168 | 1.839 | KG | 363.85 | 363.85 | CP02 | CP02 | Power contactor, AC-3 80 A, 37 kW / 400 V 230 V AC, 50/60 Hz 3-pole, Size S3 Screw terminal !!! Phased-out product !!! Successor is SIRIUS 3RT2 | - | 0 | 9
3RT1045-1AL20-Z | W96 | 3RT1045-1AL20-ZW96 | 1 | UN | 1 | 20 | D | D | N | N | 85364900 | 10 | 4011209631847 | 1.806 | KG | 348.65 | 348.65 | CP02 | CP02 | Power contactor, AC-3 80 A, 37 kW / 400 V 230 V AC, 50/60 Hz 3-pole, Size S3 Screw terminal Multi-unit packaging = 10 units !!! Phased-out product !!! Successor is SIRIUS 3RT2 | - | 0 | 9
3RT1045-1AL20-Z | W97 | 3RT1045-1AL20-ZW97 | 1 | UN | 1 | 20 | D | D | N | N | 85364900 | 4 | 4011209406100 | 1.521 | KG | 348.65 | 348.65 | CP02 | CP02 | Power contactor, AC-3 80 A, 37 kW / 400 V 230 V AC, 50/60 Hz 3-pole, Size S3 Screw terminal Multi-unit packaging = 4 units !!! Phased-out product !!! Successor is SIRIUS 3RT2 | - | 0 | 0
3RT1045-1AL20-Z | W98 | 3RT1045-1AL20-ZW98 | 1 | UN | 1 | 20 | D | D | N | N | 85364900 | 2 | 4011209672789 | 1.806 | KG | 348.65 | 348.65 | CP02 | CP02 | Power contactor, AC-3 80 A, 37 kW / 400 V 230 V AC, 50/60 Hz 3-pole, Size S3 Screw terminal Multi-unit packaging = 2 units !!! Phased-out product !!! Successor is SIRIUS 3RT2 | - | 0 | 9
3RT1045-1AL20-Z | X95 | 3RT1045-1AL20-ZX95 | 1 | UN | 1 | 20 | D | D | N | N | 85364900 | 20 | 4011209398825 | 1.804 | KG | 348.65 | 348.65 | CP02 | CP02 | Power contactor, AC-3 80 A, 37 kW / 400 V 230 V AC, 50/60 Hz 3-pole, Size S3 Screw terminal Reusable packaging = 20 units !!! Phased-out product !!! Successor is SIRIUS 3RT2 Preferred successor type is >>3RT2038-1AL20-ZX95<< | - | 0 | 0
3RT1045-1AL24 |  | 3RT1045-1AL24 | 1 | UN | 1 | 20 | D | D | N | N | 85364900 | 1 | 4011209343009 | 1.993 | KG | 373.35 | 373.35 | CP02 | CP02 | Power contactor, AC-3 80 A, 37 kW / 400 V 230 V AC, 50/60 Hz 2 NO + 2 NC, 3-pole, Size S3, Screw terminal !!! Phased-out product !!! Successor is SIRIUS 3RT2 Preferred successor type is >>3RT2038-1AL24<< | - | 0 | 0
3RT1045-1AL26 |  | 3RT1045-1AL26 | 1 | UN | 1 | 20 | D | D | N | N | 85364900 | 1 | 4011209642775 | 1.915 | KG | 396.15 | 396.15 | CP02 | CP02 | Power contactor, AC-3 80 A, 37 kW / 400 V 230 V AC, 50/60 Hz 2 NO + 2 NC, lateral, 3-pole, Size S3, Screw terminal !!! Phased-out product !!! Successor is SIRIUS 3RT2 Preferred successor type is >>3RT2045-1AL26<< | - | 0 | 0
3RT1045-1AL28-0PA4 |  | 3RT1045-1AL28-0PA4 | 1 | UN | 1 | 0 | A | D | N | N | 85364900 | 1 | 4011209915800 | 1.923 | KG | 371.45 | 371.45 | CP02 | CP02 | Power contactor, AC-3 80 A, 37 kW / 400 V 230 V AC, 50/60 Hz 3-pole, Size S3 Screw terminal 1 NO + 1 NC (lateral right) !!! Phased-out product !!! Successor is SIRIUS 3RT2 | - | 0 | 0
3RT1045-1AM20 |  | 3RT1045-1AM20 | 1 | UN | 1 | 20 | D | D | N | N | 85364900 | 1 | 4011209498280 | 1.858 | KG | 362.9 | 362.9 | CP02 | CP02 | Power contactor, AC-3 80 A, 37 kW / 400 V 208 V AC, 50/60 Hz 3-pole, Size S3 Screw terminal !!! Phased-out product !!! Successor is SIRIUS 3RT2 Preferred successor type is >>3RT2038-1AM20<< | - | 0 | 0
3RT1045-1AN20 |  | 3RT1045-1AN20 | 1 | UN | 1 | 20 | D | D | N | N | 85364900 | 1 | 4011209343016 | 1.833 | KG | 348.65 | 348.65 | CP02 | CP02 | Power contactor, AC-3 80 A, 37 kW / 400 V 220 V AC, 50/60 Hz 3-pole, Size S3 Screw terminal !!! Phased-out product !!! Successor is SIRIUS 3RT2 Preferred successor type is >>3RT2038-1AN20<< | - | 0 | 0
3RT1045-1AN24 |  | 3RT1045-1AN24 | 1 | UN | 1 | 20 | D | D | N | N | 85364900 | 1 | 4011209343023 | 1.955 | KG | 373.35 | 373.35 | CP02 | CP02 | Power contactor, AC-3 80 A, 37 kW / 400 V 220 V AC, 50/60 Hz 2 NO + 2 NC, 3-pole, Size S3, Screw terminal !!! Phased-out product !!! Successor is SIRIUS 3RT2 Preferred successor type is >>3RT2038-1AN24<< | - | 0 | 0
3RT1045-1AN60 |  | 3RT1045-1AN60 | 1 | UN | 1 | 20 | D | D | N | N | 85364900 | 1 | 4011209495586 | 1.841 | KG | 362.9 | 362.9 | CP02 | CP02 | Power contactor, AC-3 80 A, 37 kW / 400 V 200 V AC, 50 Hz / 200-220 V 60 Hz, 3-pole, Size S3 Screw terminal !!! Phased-out product !!! Successor is SIRIUS 3RT2 Preferred successor type is >>3RT2045-1AN60<< | - | 0 | 0
3RT1045-1AP00 |  | 3RT1045-1AP00 | 1 | UN | 1 | 20 | D | D | N | N | 85364900 | 1 | 4011209294424 | 1.842 | KG | 348.65 | 348.65 | CP02 | CP02 | Power contactor, AC-3 80 A, 37 kW / 400 V 230 V AC, 50 Hz 3-pole, Size S3 Screw terminal !!! Phased-out product !!! Successor is SIRIUS 3RT2 Preferred successor type is >>3RT2038-1AP00<< |  | 0 | 0
3RT1045-1AP00-1AA0 |  | 3RT1045-1AP00-1AA0 | 1 | UN | 1 | 20 | D | D | N | N | 85364900 | 1 | 4011209549685 | 1.839 | KG | 372.4 | 372.4 | CP02 | CP02 | Power contactor, AC-3 80 A, 37 kW / 400 V 230 V AC, 50 Hz 2 NO + 2 NC, 3-pole Size S3, Screw terminal Upright mounting position !!! Phased-out product !!! Successor is SIRIUS 3RT2 Preferred successor type is >>3RT2038-1AP00-1AA0<< | - | 0 | 0
3RT1045-1AP04 |  | 3RT1045-1AP04 | 1 | UN | 1 | 20 | D | D | N | N | 85364900 | 1 | 4011209307841 | 1.917 | KG | 373.35 | 373.35 | CP02 | CP02 | Power contactor, AC-3 80 A, 37 kW / 400 V 230 V AC, 50 Hz 2 NO + 2 NC, 3-pole, Size S3, Screw terminal !!! Phased-out product !!! Successor is SIRIUS 3RT2 Preferred successor type is >>3RT2038-1AP04<< |  | 0 | 0
3RT1045-1AP04-3MA0 |  | 3RT1045-1AP04-3MA0 | 1 | UN | 1 | 20 | D | D | N | N | 85364900 | 1 | 4011209547742 | 1.933 | KG | 377.15 | 377.15 | CP02 | CP02 | Power contactor, AC-3 80 A, 37 kW / 400 V 230 V AC, 50 Hz 2 NO + 2 NC, 3-pole, Size S3, Screw terminal Front-side auxiliary switch block captive for SUVA applications !!! Phased-out product !!! Successor is SIRIUS 3RT2 Preferred successor type is >>3RT2038-1CL24-3MA0<< | - | 0 | 0
3RT1045-1AP04-Z | X95 | 3RT1045-1AP04-ZX95 | 1 | UN | 1 | 20 | D | D | N | N | 85364900 | 10 | 4011209440692 | 1.971 | KG | 373.35 | 373.35 | CP02 | CP02 | Power contactor, AC-3 80 A, 37 kW / 400 V 230 V AC, 50 Hz 2 NO + 2 NC, 3-pole, Size S3, Screw terminal Reusable packaging = 10 units !!! Phased-out product !!! Successor is SIRIUS 3RT2 | - | 0 | 0
3RT1045-1AP08-0MA0 |  | 3RT1045-1AP08-0MA0 | 1 | UN | 1 | 20 | D | D | N | N | 85364900 | 1 | 4011209653467 | 1.915 | KG | 377.15 | 377.15 | CP02 | CP02 | Power contactor, AC-3 80 A, 37 kW / 400 V 230 V AC, 50 Hz, 2 NO + 2 NC 3-pole, Size S3 Screw terminal Operating range 0.9-1.1 Us Special-purpose device !!! Phased-out product !!! Successor is SIRIUS 3RT2 | - | 0 | 9
3RT1045-1AP08-0MA0-Z | X95 | 3RT1045-1AP08-0MA0-ZX95 | 1 | UN | 1 | 20 | D | D | N | N | 85364900 | 10 | 4011209653436 | 1.971 | KG | 377.15 | 377.15 | CP02 | CP02 | Power contactor, AC-3 80 A, 37 kW / 400 V 230 V AC, 50 Hz, 2 NO + 2 NC 3-pole, Size S3 Screw terminal Operating range 0.9-1.1 Us Special-purpose device Reusable packaging Pack = 10 units !!! Phased-out product !!! Successor is SIRIUS 3RT2 | - | 0 | 9
3RT1045-1AP60 |  | 3RT1045-1AP60 | 1 | UN | 1 | 20 | D | D | N | N | 85364900 | 1 | 4011209343030 | 1.842 | KG | 348.65 | 348.65 | CP02 | CP02 | Power contactor, AC-3 80 A, 37 kW / 400 V 220 V AC, 50 Hz / 240 V, 60 Hz 3-pole, Size S3 Screw terminal !!! Phased-out product !!! Successor is SIRIUS 3RT2 Preferred successor type is >>3RT2038-1AP60<< | - | 0 | 0
3RT1045-1AP64 |  | 3RT1045-1AP64 | 1 | UN | 1 | 20 | D | D | N | N | 85364900 | 1 | 4011209343047 | 1.939 | KG | 373.35 | 373.35 | CP02 | CP02 | Power contactor, AC-3 80 A, 37 kW / 400 V 220 V AC, 50 Hz / 240 V, 60 Hz 2 NO + 2 NC, 3-pole, Size S3, Screw terminal !!! Phased-out product !!! Successor is SIRIUS 3RT2 Preferred successor type is >>3RT2038-1AP64<< | - | 0 | 0
3RT1045-1AQ20 |  | 3RT1045-1AQ20 | 1 | UN | 1 | 20 | D | D | N | N | 85364900 | 1 | 4011209474956 | 1.843 | KG | 362.9 | 362.9 | CP02 | CP02 | Power contactor, AC-3 80 A, 37 kW / 400 V 500 V AC, 50/60 Hz 3-pole, Size S3 Screw terminal !!! Phased-out product !!! Successor is SIRIUS 3RT2 Preferred successor type is >>3RT2038-1AQ20<< | - | 0 | 0
3RT1045-1AQ60 |  | 3RT1045-1AQ60 | 1 | UN | 1 | 20 | D | D | N | N | 85364900 | 1 | 4011209611429 | 1.95 | KG | 362.9 | 362.9 | CP02 | CP02 | Power contactor, AC-3 80 A, 37 kW / 400 V 220 V AC, 50 Hz, 0.85-1.1* Us 264 V AC, 60 Hz, 0.8-1.1* Us 3-pole, Size S3 Screw terminal !!! Phased-out product !!! Successor is SIRIUS 3RT2 Preferred successor type is >>3RT2045-1AQ60<< | - | 0 | 0
3RT1045-1AR00 |  | 3RT1045-1AR00 | 1 | UN | 1 | 20 | D | D | N | N | 85364900 | 1 | 4011209366978 | 1.84 | KG | 362.9 | 362.9 | CP02 | CP02 | Power contactor, AC-3 80 A, 37 kW / 400 V 415 V AC, 50 Hz 3-pole, Size S3 Screw terminal !!! Phased-out product !!! Successor is SIRIUS 3RT2 | - | 0 | 0
3RT1045-1AR04 |  | 3RT1045-1AR04 | 1 | UN | 1 | 20 | D | D | N | N | 85364900 | 1 | 4011209569225 | 1.918 | KG | 386.65 | 386.65 | CP02 | CP02 | Power contactor, AC-3 80 A, 37 kW / 400 V 415 V AC, 50 Hz, 2 NO + 2 NC 3-pole, Size S3 Screw terminal !!! Phased-out product !!! Successor is SIRIUS 3RT2 | - | 0 | 0
3RT1045-1AR10 |  | 3RT1045-1AR10 | 1 | UN | 1 | 20 | D | D | N | N | 85364900 | 1 | 4011209425880 | 1.831 | KG | 362.9 | 362.9 | CP02 | CP02 | Power contactor, AC-3 80 A, 37 kW / 400 V 440 V AC, 60 Hz 3-pole, Size S3 Screw terminal !!! Phased-out product !!! Successor is SIRIUS 3RT2 | - | 0 | 0
3RT1045-1AR60 |  | 3RT1045-1AR60 | 1 | UN | 1 | 20 | D | D | N | N | 85364900 | 1 | 4011209495593 | 1.849 | KG | 362.9 | 362.9 | CP02 | CP02 | Power contactor, AC-3 80 A, 37 kW / 400 V 400 V AC, 50 Hz / 60 Hz 440 V, 60 Hz, 3-pole, Size S3, Screw terminal !!! Phased-out product !!! Successor is SIRIUS 3RT2 Preferred successor type is >>3RT2038-1AR60<< | - | 0 | 0
3RT1045-1AR64 |  | 3RT1045-1AR64 | 1 | UN | 1 | 20 | D | D | N | N | 85364900 | 1 | 4011209495609 | 1.932 | KG | 386.65 | 386.65 | CP02 | CP02 | Power contactor, AC-3 80 A, 37 kW / 400 V 400 V AC, 50 Hz / 60 Hz 440 V, 60 Hz, 2 NO + 2 NC, 3-pole, Size S3 Screw terminal !!! Phased-out product !!! Successor is SIRIUS 3RT2 Preferred successor type is >>3RT2038-1AR64<< | - | 0 | 0
3RT1045-1AT60 |  | 3RT1045-1AT60 | 1 | UN | 1 | 20 | D | D | N | N | 85364900 | 1 | 4011209419773 | 1.839 | KG | 362.9 | 362.9 | CP02 | CP02 | Power contactor, AC-3 80 A, 37 kW / 400 V 600 V AC, 60 Hz 3-pole, Size S3 Screw terminal !!! Phased-out product !!! Successor is SIRIUS 3RT2 Preferred successor type is >>3RT2038-1AT60<< | - | 0 | 0
3RT1045-1AU00 |  | 3RT1045-1AU00 | 1 | UN | 1 | 20 | D | D | N | N | 85364900 | 1 | 4011209366985 | 1.852 | KG | 348.65 | 348.65 | CP02 | CP02 | Power contactor, AC-3 80 A, 37 kW / 400 V 240 V AC, 50 Hz 3-pole, Size S3 Screw terminal !!! Phased-out product !!! Successor is SIRIUS 3RT2 Preferred successor type is >>3RT2038-1AU00<< | - | 0 | 0
3RT1045-1AU60 |  | 3RT1045-1AU60 | 1 | UN | 1 | 20 | D | D | N | N | 85364900 | 1 | 4011209497764 | 1.84 | KG | 362.9 | 362.9 | CP02 | CP02 | Power contactor, AC-3 80 A, 37 kW / 400 V 277 V AC, 60 Hz 3-pole, Size S3 Screw terminal !!! Phased-out product !!! Successor is SIRIUS 3RT2 | - | 0 | 0
3RT1045-1AV00 |  | 3RT1045-1AV00 | 1 | UN | 1 | 20 | D | D | N | N | 85364900 | 1 | 4011209301665 | 1.85 | KG | 362.9 | 362.9 | CP02 | CP02 | Power contactor, AC-3 80 A, 37 kW / 400 V 400 V AC, 50 Hz 3-pole, Size S3 Screw terminal !!! Phased-out product !!! Successor is SIRIUS 3RT2 Preferred successor type is >>3RT2038-1AV00<< |  | 0 | 0
3RT1045-1AV04 |  | 3RT1045-1AV04 | 1 | UN | 1 | 20 | D | D | N | N | 85364900 | 1 | 4011209343054 | 2.02 | KG | 386.65 | 386.65 | CP02 | CP02 | Power contactor, AC-3 80 A, 37 kW / 400 V 400 V AC, 50 Hz, 2 NO + 2 NC 3-pole, Size S3 Screw terminal !!! Phased-out product !!! Successor is SIRIUS 3RT2 Preferred successor type is >>3RT2038-1AV04<< |  | 0 | 0
3RT1045-1AV60 |  | 3RT1045-1AV60 | 1 | UN | 1 | 20 | D | D | N | N | 85364900 | 1 | 4011209413382 | 1.846 | KG | 362.9 | 362.9 | CP02 | CP02 | Power contactor, AC-3 80 A, 37 kW / 400 V 480 V AC, 60 Hz 3-pole, Size S3 Screw terminal !!! Phased-out product !!! Successor is SIRIUS 3RT2 Preferred successor type is >>3RT2038-1AV60<< | - | 0 | 0
3RT1045-1BB40 |  | 3RT1045-1BB40 | 1 | UN | 1 | 20 | D | D | N | N | 85364900 | 1 | 4011209294431 | 2.852 | KG | 496.85 | 496.85 | CP02 | CP02 | Power contactor, AC-3 80 A, 37 kW / 400 V 24 V DC, 3-pole, Size S3 Screw terminal !!! Phased-out product !!! Successor is SIRIUS 3RT2 Preferred successor type is >>3RT2038-1KB40<< |  | 0 | 0
3RT1045-1BB44 |  | 3RT1045-1BB44 | 1 | UN | 1 | 20 | D | D | N | N | 85364900 | 1 | 4011209307926 | 2.914 | KG | 522.5 | 522.5 | CP02 | CP02 | Power contactor, AC-3 80 A, 37 kW / 400 V 24 V DC, 2 NO + 2 NC 3-pole, Size S3 Screw terminal !!! Phased-out product !!! Successor is SIRIUS 3RT2 Preferred successor type is >>3RT2038-1KB44<< |  | 0 | 0
3RT1045-1BB44-3MA0 |  | 3RT1045-1BB44-3MA0 | 1 | UN | 1 | 20 | D | D | N | N | 85364900 | 1 | 4011209784918 | 2.902 | KG | 524.4 | 524.4 | CP02 | CP02 | Power contactor, AC-3 80 A, 37 kW / 400 V 24 V DC, 2 NO + 2 NC 3-pole, Size S3 Screw terminal Captive auxiliary switch for SUVA applications !!! Phased-out product !!! Successor is SIRIUS 3RT2 Preferred successor type is >>3RT2038-1KB44-3MA0<< | - | 0 | 0
3RT1045-1BB48-3MA1 |  | 3RT1045-1BB48-3MA1 | 1 | UN | 1 | 30 | D | D | N | N | 85364900 | 1 | 4011209861084 | 2.914 | KG | 547.2 | 547.2 | CP02 | CP02 | Power contactor, AC-3 80 A, 37 kW / 400 V 24 V DC, 4 NC 3-pole, Size S3 Screw terminal Captive auxiliary switch for SUVA applications !!! Phased-out product !!! Successor is SIRIUS 3RT2 | - | 0 | 0
3RT1045-1BD40 |  | 3RT1045-1BD40 | 1 | UN | 1 | 20 | D | D | N | N | 85364900 | 1 | 4011209514744 | 2.821 | KG | 516.8 | 516.8 | CP02 | CP02 | Power contactor, AC-3 80 A, 37 kW / 400 V 42 V DC, 3-pole, Size S3 Screw terminal !!! Phased-out product !!! Successor is SIRIUS 3RT2 | - | 0 | 0
3RT1045-1BE40 |  | 3RT1045-1BE40 | 1 | UN | 1 | 20 | D | D | N | N | 85364900 | 1 | 4011209343061 | 2.817 | KG | 516.8 | 516.8 | CP02 | CP02 | Power contactor, AC-3 80 A, 37 kW / 400 V 60 V DC, 3-pole, Size S3 Screw terminal !!! Phased-out product !!! Successor is SIRIUS 3RT2 Preferred successor type is >>3RT2045-1NE30<< | - | 0 | 0
3RT1045-1BE44 |  | 3RT1045-1BE44 | 1 | UN | 1 | 20 | D | D | N | N | 85364900 | 1 | 4011209373860 | 2.876 | KG | 541.5 | 541.5 | CP02 | CP02 | Power contactor, AC-3 80 A, 37 kW / 400 V 60 V DC, 2 NO + 2 NC 3-pole, Size S3 Screw terminal !!! Phased-out product !!! Successor is SIRIUS 3RT2 | - | 0 | 0
3RT1045-1BF40 |  | 3RT1045-1BF40 | 1 | UN | 1 | 20 | D | D | N | N | 85364900 | 1 | 4011209343078 | 2.775 | KG | 496.85 | 496.85 | CP02 | CP02 | Power contactor, AC-3 80 A, 37 kW / 400 V 110 V DC, 3-pole, Size S3 Screw terminal !!! Phased-out product !!! Successor is SIRIUS 3RT2 Preferred successor type is >>3RT2038-1NF30<< |  | 0 | 0
3RT1045-1BF44 |  | 3RT1045-1BF44 | 1 | UN | 1 | 20 | D | D | N | N | 85364900 | 1 | 4011209373877 | 2.856 | KG | 522.5 | 522.5 | CP02 | CP02 | Power contactor, AC-3 80 A, 37 kW / 400 V 110 V DC, 2 NO + 2 NC 3-pole, Size S3 Screw terminal !!! Phased-out product !!! Successor is SIRIUS 3RT2 Preferred successor type is >>3RT2038-1NF34<< |  | 0 | 0
3RT1045-1BG40 |  | 3RT1045-1BG40 | 1 | UN | 1 | 20 | D | D | N | N | 85364900 | 1 | 4011209514768 | 2.779 | KG | 516.8 | 516.8 | CP02 | CP02 | Power contactor, AC-3 80 A, 37 kW / 400 V 125 V DC, 3-pole, Size S3 Screw terminal !!! Phased-out product !!! Successor is SIRIUS 3RT2 Preferred successor type is >>3RT2038-1NF30<< | - | 0 | 0
3RT1045-1BG44 |  | 3RT1045-1BG44 | 1 | UN | 1 | 20 | D | D | N | N | 85364900 | 1 | 4011209504400 | 2.869 | KG | 541.5 | 541.5 | CP02 | CP02 | Power contactor, AC-3 80 A, 37 kW / 400 V 125 V DC, 2 NO + 2 NC 3-pole, Size S3 Screw terminal !!! Phased-out product !!! Successor is SIRIUS 3RT2 Preferred successor type is >>3RT2045-1NF34<< | - | 0 | 0
3RT1045-1BJ80 |  | 3RT1045-1BJ80 | 1 | UN | 1 | 0 | A | D | N | N | 85364900 | 1 | 4011209916630 | 2.832 | KG | 516.8 | 516.8 | CP02 | CP02 | Power contactor, AC-3 80 A, 37 kW / 400 V 72 V DC, 3-pole, Size S3 Screw terminal !!! Phased-out product !!! Successor is SIRIUS 3RT2 Preferred successor type is >>3RT2045-1NE30<< | - | 0 | 0
3RT1045-1BJ84 |  | 3RT1045-1BJ84 | 1 | UN | 1 | 0 | A | D | N | N | 85364900 | 1 | 4011209915268 | 2.919 | KG | 541.5 | 541.5 | CP02 | CP02 | Power contactor, AC-3 80 A, 37 kW / 400 V 72 V DC, 2 NO + 2 NC 3-pole, Size S3 Screw terminal !!! Phased-out product !!! Successor is SIRIUS 3RT2 | - | 0 | 0
3RT1045-1BM40 |  | 3RT1045-1BM40 | 1 | UN | 1 | 20 | D | D | N | N | 85364900 | 1 | 4011209294448 | 2.807 | KG | 496.85 | 496.85 | CP02 | CP02 | Power contactor, AC-3 80 A, 37 kW / 400 V 220 V DC, 3-pole, Size S3 Screw terminal !!! Phased-out product !!! Successor is SIRIUS 3RT2 Preferred successor type is >>3RT2038-1NP30<< | - | 0 | 0
3RT1045-1BM44 |  | 3RT1045-1BM44 | 1 | UN | 1 | 20 | D | D | N | N | 85364900 | 1 | 4011209307988 | 2.906 | KG | 522.5 | 522.5 | CP02 | CP02 | Power contactor, AC-3 80 A, 37 kW / 400 V 220 V DC, 2 NO + 2 NC 3-pole, Size S3 Screw terminal !!! Phased-out product !!! Successor is SIRIUS 3RT2 Preferred successor type is >>3RT2038-1NP34<< | - | 0 | 0
3RT1045-1BP40 |  | 3RT1045-1BP40 | 1 | UN | 1 | 20 | D | D | N | N | 85364900 | 1 | 4011209343085 | 2.789 | KG | 516.8 | 516.8 | CP02 | CP02 | Power contactor, AC-3 80 A, 37 kW / 400 V 230 V DC, 3-pole, Size S3 Screw terminal !!! Phased-out product !!! Successor is SIRIUS 3RT2 Preferred successor type is >>3RT2038-1NP30<< | - | 0 | 0
3RT1045-1BP44 |  | 3RT1045-1BP44 | 1 | UN | 1 | 20 | D | D | N | N | 85364900 | 1 | 4011209373884 | 2.867 | KG | 541.5 | 541.5 | CP02 | CP02 | Power contactor, AC-3 80 A, 37 kW / 400 V 230 V DC, 2 NO + 2 NC 3-pole, Size S3 Screw terminal !!! Phased-out product !!! Successor is SIRIUS 3RT2 | - | 0 | 0
3RT1045-1BV40 |  | 3RT1045-1BV40 | 1 | UN | 1 | 20 | D | D | N | N | 85364900 | 1 | 4011209409286 | 2.83 | KG | 516.8 | 516.8 | CP02 | CP02 | Power contactor, AC-3 80 A, 37 kW / 400 V 36 V DC, 3-pole, Size S3 Screw terminal !!! Phased-out product !!! Successor is SIRIUS 3RT2 | - | 0 | 0
3RT1045-1BW40 |  | 3RT1045-1BW40 | 1 | UN | 1 | 20 | D | D | N | N | 85364900 | 1 | 4011209343092 | 2.785 | KG | 496.85 | 496.85 | CP02 | CP02 | Power contactor, AC-3 80 A, 37 kW / 400 V 48 V DC, 3-pole, Size S3 Screw terminal !!! Phased-out product !!! Successor is SIRIUS 3RT2 Preferred successor type is >>3RT2038-1NE30<< | - | 0 | 0
3RT1045-1BW44 |  | 3RT1045-1BW44 | 1 | UN | 1 | 20 | D | D | N | N | 85364900 | 1 | 4011209373891 | 2.885 | KG | 522.5 | 522.5 | CP02 | CP02 | Power contactor, AC-3 80 A, 37 kW / 400 V 48 V DC, 2 NO + 2 NC 3-pole, Size S3 Screw terminal !!! Phased-out product !!! Successor is SIRIUS 3RT2 | - | 0 | 0
3RT1045-1CP04 |  | 3RT1045-1CP04 | 1 | UN | 1 | 20 | D | D | N | N | 85364900 | 1 | 4011209386402 | 1.928 | KG | 396.15 | 396.15 | CP02 | CP02 | Power contactor, AC-3 80 A, 37 kW / 400 V 230 V AC, 50 Hz 3-pole, 2 NO + 2 NC, Size S3, Screw terminal with built-on varistor !!! Phased-out product !!! Successor is SIRIUS 3RT2 Preferred successor type is >>3RT2038-1CP04<< | - | 0 | 9
3RT1045-1CP04-0KV0 |  | 3RT1045-1CP04-0KV0 | 1 | UN | 1 | 20 | D | D | N | N | 85364900 | 1 | 4011209441057 | 1.941 | KG | 398.05 | 398.05 | CP02 | CP02 | Power contactor, AC-3 80 A, 37 kW / 400 V 230 V AC, 2 NO + 2 NC front-side, Varistor mounted on top, Special package label according to VW equipment regulation !!! Phased-out product !!! Successor is SIRIUS 3RT2 | - | 0 | 0
3RT1045-1CP06-0KV0 |  | 3RT1045-1CP06-0KV0 | 1 | UN | 1 | 20 | D | D | N | N | 85364900 | 1 | 4011209456747 | 1.926 | KG | 418 | 418 | CP02 | CP02 | Power contactor, AC-3 80 A, 37 kW / 400 V 230 V AC, 50 Hz, Size S3 Auxiliary switch block 2 NO + 2 NC, built-on varistor !!! Phased-out product !!! Successor is SIRIUS 3RT2 | - | 0 | 0
3RT1045-1EL20-0KS0 |  | 3RT1045-1EL20-0KS0 | 1 | UN | 1 | 20 | D | D | N | N | 85364900 | 1 | 4011209545755 | 1.874 | KG | 374.3 | 374.3 | CP02 | CP02 | Power contactor, AC-3 80 A, 37 kW / 400 V 230 V AC, 50/60 Hz 3-pole, Size S3 screw terminal, Schindler !!! Phased-out product !!! Successor is SIRIUS 3RT2 | - | 0 | 9
3RT1045-1QB44-3MA0 |  | 3RT1045-1QB44-3MA0 | 1 | UN | 1 | 20 | D | D | N | N | 85364900 | 1 | 4011209535619 | 2.911 | KG | 554.8 | 554.8 | CP02 | CP02 | Power contactor, AC-3 80 A, 37 kW / 400 V 24 V DC, 2 NO + 2 NC 3-pole, Size S3 Screw terminal Captive auxiliary switch with Zener diode combination !!! Phased-out product !!! Successor is SIRIUS 3RT2 Preferred successor type is >>3RT2038-1KB44-3MA0<< | - | 0 | 9
3RT1045-1XB40-0LA2 |  | 3RT1045-1XB40-0LA2 | 1 | UN | 1 | 20 | D | D | N | N | 85364900 | 1 | 4011209562844 | 2.884 | KG | 682.1 | 682.1 | CP02 | CP02 | Power contactor, AC-3 80 A, 37 kW / 400 V 24 V DC, 0.7-1.25* Us 3-pole, Size S3 Screw terminal With electronic control unit Integrated varistor !!! Phased-out product !!! Successor is SIRIUS 3RT2 Preferred successor type is >>3RT2038-1XB40-0LA2<< | - | 0 | 0
3RT1045-1XF00-0GA0 |  | 3RT1045-1XF00-0GA0 | 1 | UN | 1 | 20 | D | D | N | N | 85364900 | 1 | 4011209563322 | 1.9 | KG | 539.6 | 539.6 | CP02 | CP02 | Power contactor, AC-3 80 A, 37 kW / 400 V Us = 110 V, 50/60 Hz 3-pole, Size S3 Screw terminal With electronic control unit With varistor attenuated low-noise !!! Phased-out product !!! Successor is SIRIUS 3RT2 Preferred successor type is >>3RT2038-1NF30<< | - | 0 | 0
3RT1045-1XF40-0LA2 |  | 3RT1045-1XF40-0LA2 | 1 | UN | 1 | 20 | D | D | N | N | 85364900 | 1 | 4011209562851 | 2.841 | KG | 682.1 | 682.1 | CP02 | CP02 | Power contactor, AC-3 80 A, 37 kW / 400 V 110 V DC, 0.7-1.25* Us 3-pole, Size S3 Screw terminal With electronic control unit Integrated varistor !!! Phased-out product !!! Successor is SIRIUS 3RT2 Preferred successor type is >>3RT2038-1XF40-0LA2<< | - | 0 | 0
3RT1045-1XP00-0GA0 |  | 3RT1045-1XP00-0GA0 | 1 | UN | 1 | 20 | D | D | N | N | 85364900 | 1 | 4011209563315 | 2.827 | KG | 539.6 | 539.6 | CP02 | CP02 | Power contactor, AC-3 80 A, 37 kW / 400 V Us = 230 V, 50/60 Hz 3-pole, Size S3 Screw terminal With electronic control unit With varistor attenuated low-noise !!! Phased-out product !!! Successor is SIRIUS 3RT2 Preferred successor type is >>3RT2038-1NP30<< | - | 0 | 0
3RT1045-3AB00 |  | 3RT1045-3AB00 | 1 | UN | 1 | 20 | D | D | N | N | 85364900 | 1 | 4011209296336 | 1.85 | KG | 355.3 | 355.3 | CP02 | CP02 | Power contactor, AC-3 80 A, 37 kW / 400 V 24 V AC, 50 Hz, 3-pole Size S3, Spring-type terminal !!! Phased-out product !!! Successor is SIRIUS 3RT2 Preferred successor type is >>3RT2038-3AB00<< |  | 0 | 0
3RT1045-3AC20 |  | 3RT1045-3AC20 | 1 | UN | 1 | 20 | D | D | N | N | 85364900 | 1 | 4011209337800 | 1.94 | KG | 355.3 | 355.3 | CP02 | CP02 | Power contactor, AC-3 80 A, 37 kW / 400 V 24 V AC, 50/60 Hz 3-pole, Size S3 Spring-type terminal !!! Phased-out product !!! Successor is SIRIUS 3RT2 Preferred successor type is >>3RT2038-3AC20<< | - | 0 | 0
3RT1045-3AD20 |  | 3RT1045-3AD20 | 1 | UN | 1 | 20 | D | D | N | N | 85364900 | 1 | 4011209496767 | 1.837 | KG | 368.6 | 368.6 | CP02 | CP02 | Power contactor, AC-3 80 A, 37 kW / 400 V 42 V AC, 50/60 Hz 3-pole, Size S3 Spring-type terminal !!! Phased-out product !!! Successor is SIRIUS 3RT2 | - | 0 | 0
3RT1045-3AF00 |  | 3RT1045-3AF00 | 1 | UN | 1 | 20 | D | D | N | N | 85364900 | 1 | 4011209295797 | 1.848 | KG | 355.3 | 355.3 | CP02 | CP02 | Power contactor, AC-3 80 A, 37 kW / 400 V 110 V AC, 50 Hz 3-pole, Size S3 Spring-type terminal !!! Phased-out product !!! Successor is SIRIUS 3RT2 Preferred successor type is >>3RT2038-3AF00<< |  | 0 | 0
3RT1045-3AF04 |  | 3RT1045-3AF04 | 1 | UN | 1 | 20 | D | D | N | N | 85364900 | 1 | 4011209396258 | 1.924 | KG | 379.05 | 379.05 | CP02 | CP02 | Power contactor, AC-3 80 A, 37 kW / 400 V 2 NO + 2 NC, 110 V AC, 50 Hz 3-pole, Size S3 Main circuit: Screw terminal Auxiliary circuit: Spring-type terminal !!! Phased-out product !!! Successor is SIRIUS 3RT2 Preferred successor type is >>3RT2038-3AF04<< | - | 0 | 0
3RT1045-3AF04-Z | X95 | 3RT1045-3AF04-ZX95 | 1 | UN | 1 | 20 | D | D | N | N | 85364900 | 10 | 4011209549531 | 1.87 | KG | 379.05 | 379.05 | CP02 | CP02 | Power contactor, AC-3 80 A, 37 kW / 400 V 2 NO + 2 NC, 110 V AC, 50 Hz 3-pole, Size S3 Main circuit: Screw terminal Auxiliary circuit: Spring-type terminal Reusable packaging = 10 units !!! Phased-out product !!! Successor is SIRIUS 3RT2 | - | 0 | 9
3RT1045-3AF06 |  | 3RT1045-3AF06 | 1 | UN | 1 | 20 | D | D | N | N | 85364900 | 1 | 4011209553224 | 1.932 | KG | 401.85 | 401.85 | CP02 | CP02 | Power contactor, AC-3 80 A, 37 kW / 400 V 2 NO + 2 NC, 110 V AC, 50 Hz 3-pole, Size S0-S12 Main circuit: Screw terminal Auxiliary circuit: Spring-type terminal !!! Phased-out product !!! Successor is SIRIUS 3RT2 Preferred successor type is >>3RT2038-3AF06<< | - | 0 | 9
3RT1045-3AF08-0PA3 |  | 3RT1045-3AF08-0PA3 | 1 | UN | 1 | 20 | D | D | N | N | 85364900 | 1 | 4011209547919 | 2.047 | KG | 453.15 | 453.15 | CP02 | CP02 | Power contactor, AC-3 80 A, 37 kW / 400 V 3 NO + 2 NC, 110 V AC, 50 Hz 3-pole, Size S3 Main circuit: screw terminal, Auxiliary circuit: Spring-type terminal Aux. switch 3 NO + 3 NC, lateral !!! Phased-out product !!! Successor is SIRIUS 3RT2 | - | 0 | 9
3RT1045-3AF08-0PA3-Z | X95 | 3RT1045-3AF08-0PA3-ZX95 | 1 | UN | 1 | 20 | D | D | EAR99 | N | 85364900 | 10 | 4011209555952 | 1.954 | KG | 453.15 | 453.15 | CP02 | CP02 | Power contactor, AC-3 80 A, 37 kW / 400 V 3 NO + 2 NC, 110 V AC, 50 Hz 3-pole, Size S3 Main circuit: screw terminal, Auxiliary circuit: Spring-type terminal Aux. switch 3 NO + 3 NC, lateral Reusable packaging = 10 units !!! Phased-out product !!! Successor is SIRIUS 3RT2 | - | 0 | 9
3RT1045-3AG14 |  | 3RT1045-3AG14 | 1 | UN | 1 | 20 | D | D | N | N | 85364900 | 1 | 4011209457522 | 1.916 | KG | 394.25 | 394.25 | CP02 | CP02 | Power contactor, AC-3 80 A, 37 kW / 400 V 110 V AC, 60 Hz 3-pole, Size S3 2 NO + 2 NC, Main circuit: screw terminal, Auxiliary circuit: Spring-type terminal !!! Phased-out product !!! Successor is SIRIUS 3RT2 | - | 0 | 0
3RT1045-3AG18-0PA3 |  | 3RT1045-3AG18-0PA3 | 1 | UN | 1 | 20 | D | D | N | N | 85364900 | 1 | 4011209550582 | 2.053 | KG | 465.5 | 465.5 | CP02 | CP02 | Power contactor, AC-3 80 A, 37 kW / 400 V 110 V AC, 60 Hz 3-pole, Size S3 2 NO + 2 NC, Main circuit: screw terminal, Auxiliary circuit: Spring-type terminal !!! Phased-out product !!! Successor is SIRIUS 3RT2 | - | 0 | 9
3RT1045-3AG18-0PA3-Z | X95 | 3RT1045-3AG18-0PA3-ZX95 | 1 | UN | 1 | 20 | D | D | N | N | 85364900 | 10 | 4011209555969 | 1.954 | KG | 465.5 | 465.5 | CP02 | CP02 | Power contactor, AC-3 80 A, 37 kW / 400 V 110 V AC, 60 Hz 3-pole, Size S3 2 NO + 2 NC, Main circuit: screw terminal, Auxiliary circuit: Spring-type terminal Reusable packaging = 10 units !!! Phased-out product !!! Successor is SIRIUS 3RT2 | - | 0 | 9
3RT1045-3AG20 |  | 3RT1045-3AG20 | 1 | UN | 1 | 20 | D | D | N | N | 85364900 | 1 | 4011209337817 | 1.824 | KG | 355.3 | 355.3 | CP02 | CP02 | Power contactor, AC-3 80 A, 37 kW / 400 V 110 V AC, 60 Hz 3-pole, Size S3 Spring-type terminal !!! Phased-out product !!! Successor is SIRIUS 3RT2 Preferred successor type is >>3RT2038-3AG20<< | - | 0 | 0
3RT1045-3AH00 |  | 3RT1045-3AH00 | 1 | UN | 1 | 20 | D | D | N | N | 85364900 | 1 | 4011209343115 | 1.838 | KG | 355.3 | 355.3 | CP02 | CP02 | Power contactor, AC-3 80 A, 37 kW / 400 V 48 V AC, 50 Hz, 3-pole Spring-type terminal !!! Phased-out product !!! Successor is SIRIUS 3RT2 Preferred successor type is >>3RT2038-3AH00<< | - | 0 | 0
3RT1045-3AK60 |  | 3RT1045-3AK60 | 1 | UN | 1 | 20 | D | D | N | N | 85364900 | 1 | 4011209343122 | 1.839 | KG | 355.3 | 355.3 | CP02 | CP02 | Power contactor, AC-3 80 A, 37 kW / 400 V 110 V AC, 50 Hz / 120 V, 60 Hz 3-pole, Size S3 Spring-type terminal !!! Phased-out product !!! Successor is SIRIUS 3RT2 Preferred successor type is >>3RT2038-3AK60<< | - | 0 | 0
3RT1045-3AK60-1AA0 |  | 3RT1045-3AK60-1AA0 | 1 | UN | 1 | 20 | D | D | N | N | 85364900 | 1 | 4011209577244 | 1.827 | KG | 378.1 | 378.1 | CP02 | CP02 | Power contactor, AC-3 80 A, 37 kW / 400 V 110 V AC, 50 Hz / 120 V, 60 Hz 3-pole, Size S3 Spring-type terminal, Upright mounting position !!! Phased-out product !!! Successor is SIRIUS 3RT2 | - | 0 | 9
3RT1045-3AL16 |  | 3RT1045-3AL16 | 1 | UN | 1 | 20 | D | D | N | N | 85364900 | 1 | 4011209545274 | 1.929 | KG | 415.15 | 415.15 | CP02 | CP02 | Power contactor, AC-3 80 A, 37 kW / 400 V 230 V AC, 60 Hz 3-pole, Size S0-S12 2 NO + 2 NC, screw terminal, Auxiliary circuit: Spring-type terminal !!! Phased-out product !!! Successor is SIRIUS 3RT2 | - | 0 | 9
3RT1045-3AL20 |  | 3RT1045-3AL20 | 1 | UN | 1 | 20 | D | D | N | N | 85364900 | 1 | 4011209337824 | 1.839 | KG | 355.3 | 355.3 | CP02 | CP02 | Power contactor, AC-3 80 A, 37 kW / 400 V 230 V AC, 50/60 Hz 3-pole, Size S3 Spring-type terminal !!! Phased-out product !!! Successor is SIRIUS 3RT2 Preferred successor type is >>3RT2038-3AL20<< | - | 0 | 0
3RT1045-3AL20-1AA0 |  | 3RT1045-3AL20-1AA0 | 1 | UN | 1 | 20 | D | D | N | N | 85364900 | 1 | 4011209593954 | 1.841 | KG | 378.1 | 378.1 | CP02 | CP02 | Power contactor, AC-3 80 A, 37 kW / 400 V 230 V AC, 50/60 Hz 3-pole, Size S3 spring-type terminal Upright mounting position !!! Phased-out product !!! Successor is SIRIUS 3RT2 Preferred successor type is >>3RT2038-3AL20-1AA0<< | - | 0 | 0
3RT1045-3AL20-Z | W97 | 3RT1045-3AL20-ZW97 | 1 | UN | 1 | 20 | D | D | N | N | 85364900 | 4 | 4011209440333 | 1.521 | KG | 355.3 | 355.3 | CP02 | CP02 | Power contactor, AC-3 80 A, 37 kW / 400 V 230 V AC, 50/60 Hz 3-pole, Size S3 Spring-type terminal, Multi-unit packaging = 4 units !!! Phased-out product !!! Successor is SIRIUS 3RT2 | - | 0 | 0
3RT1045-3AL20-Z | W98 | 3RT1045-3AL20-ZW98 | 1 | UN | 1 | 20 | D | D | N | N | 85364900 | 2 | 4011209858510 | 1.521 | KG | 355.3 | 355.3 | CP02 | CP02 | Power contactor, AC-3 80 A, 37 kW / 400 V 230 V AC, 50/60 Hz 3-pole, Size S3 Spring-type terminal, Multi-unit packaging = 2 units !!! Phased-out product !!! Successor is SIRIUS 3RT2 | - | 0 | 0
3RT1045-3AL20-Z | X95 | 3RT1045-3AL20-ZX95 | 1 | UN | 1 | 20 | D | D | N | N | 85364900 | 20 | 4011209425521 | 1.801 | KG | 355.3 | 355.3 | CP02 | CP02 | Power contactor, AC-3 80 A, 37 kW / 400 V 230 V AC, 50/60 Hz 3-pole, Size S3 spring-type terminal Reusable packaging = 20 units !!! Phased-out product !!! Successor is SIRIUS 3RT2 Preferred successor type is >>3RT2038-3AL20-ZX95<< | - | 0 | 0
3RT1045-3AL26 |  | 3RT1045-3AL26 | 1 | UN | 1 | 20 | D | D | N | N | 85364900 | 1 | 4011209553200 | 1.927 | KG | 401.85 | 401.85 | CP02 | CP02 | Power contactor, AC-3 80 A, 37 kW / 400 V 230 V AC, 50/60 Hz 3-pole, Size S0-S 12 screw terminal, Auxiliary circuit: Spring-type terminal !!! Phased-out product !!! Successor is SIRIUS 3RT2 | - | 0 | 9
3RT1045-3AM20 |  | 3RT1045-3AM20 | 1 | UN | 1 | 20 | D | D | N | N | 85364900 | 1 | 4011209570887 | 1.84 | KG | 368.6 | 368.6 | CP02 | CP02 | Power contactor, AC-3 80 A, 37 kW / 400 V 208 V AC, 50/60 Hz 3-pole, Size S3 Spring-type terminal !!! Phased-out product !!! Successor is SIRIUS 3RT2 Preferred successor type is >>3RT2038-3AM20<< | - | 0 | 0
3RT1045-3AN20 |  | 3RT1045-3AN20 | 1 | UN | 1 | 20 | D | D | N | N | 85364900 | 1 | 4011209343139 | 1.832 | KG | 355.3 | 355.3 | CP02 | CP02 | Power contactor, AC-3 80 A, 37 kW / 400 V 220 V AC, 50/60 Hz 3-pole, Size S3 Spring-type terminal !!! Phased-out product !!! Successor is SIRIUS 3RT2 Preferred successor type is >>3RT2038-3AN20<< | - | 0 | 0
3RT1045-3AP00 |  | 3RT1045-3AP00 | 1 | UN | 1 | 20 | D | D | N | N | 85364900 | 1 | 4011209295803 | 1.831 | KG | 355.3 | 355.3 | CP02 | CP02 | Power contactor, AC-3 80 A, 37 kW / 400 V 230 V AC, 50 Hz 3-pole, Size S3 Spring-type terminal !!! Phased-out product !!! Successor is SIRIUS 3RT2 Preferred successor type is >>3RT2038-3AP00<< |  | 0 | 0
3RT1045-3AP06 |  | 3RT1045-3AP06 | 1 | UN | 1 | 20 | D | D | N | N | 85364900 | 1 | 4011209501737 | 1.936 | KG | 401.85 | 401.85 | CP02 | CP02 | Power contactor, AC-3 80 A, 37 kW / 400 V 230 V AC, 50 Hz Size S0-S12 2 NO + 2 NC, lateral left right, Auxiliary circuit: Spring-type terminal !!! Phased-out product !!! Successor is SIRIUS 3RT2 Preferred successor type is >>3RT2038-3AP06<< | - | 0 | 9
3RT1045-3AP06-Z | X95 | 3RT1045-3AP06-ZX95 | 1 | UN | 1 | 20 | D | D | N | N | 85364900 | 16 | 4011209552111 | 1.845 | KG | 401.85 | 401.85 | CP02 | CP02 | Power contactor, AC-3 80 A, 37 kW / 400 V 230 V AC, 50 Hz Size S0-S12 2 NO + 2 NC, lateral left right, Auxiliary circuit: Spring-type terminal Reusable packaging = 16 units !!! Phased-out product !!! Successor is SIRIUS 3RT2 | - | 0 | 9
3RT1045-3AP60 |  | 3RT1045-3AP60 | 1 | UN | 1 | 20 | D | D | N | N | 85364900 | 1 | 4011209343146 | 1.835 | KG | 355.3 | 355.3 | CP02 | CP02 | Power contactor, AC-3 80 A, 37 kW / 400 V 220 V AC, 50 Hz / 240 V, 60 Hz 3-pole, Size S3 Spring-type terminal !!! Phased-out product !!! Successor is SIRIUS 3RT2 Preferred successor type is >>3RT2038-3AP60<< | - | 0 | 0
3RT1045-3AR60 |  | 3RT1045-3AR60 | 1 | UN | 1 | 20 | D | D | N | N | 85364900 | 1 | 4011209495678 | 1.829 | KG | 368.6 | 368.6 | CP02 | CP02 | Power contactor, AC-3 80 A, 37 kW / 400 V 400 V AC, 50 Hz / 60 Hz 440 V, 60 Hz, 3-pole, Size S3, Spring-type terminal !!! Phased-out product !!! Successor is SIRIUS 3RT2 | - | 0 | 0
3RT1045-3AV00 |  | 3RT1045-3AV00 | 1 | UN | 1 | 20 | D | D | N | N | 85364900 | 1 | 4011209343153 | 1.833 | KG | 368.6 | 368.6 | CP02 | CP02 | Power contactor, AC-3 80 A, 37 kW / 400 V 400 V AC, 50 Hz 3-pole, Size S3 Spring-type terminal !!! Phased-out product !!! Successor is SIRIUS 3RT2 Preferred successor type is >>3RT2038-3AV00<< |  | 0 | 0
3RT1045-3AV60 |  | 3RT1045-3AV60 | 1 | UN | 1 | 20 | D | D | N | N | 85364900 | 1 | 4011209575424 | 1.836 | KG | 368.6 | 368.6 | CP02 | CP02 | Power contactor, AC-3 80 A, 37 kW / 400 V 480 V AC, 60 Hz 3-pole, Size S3 Spring-type terminal !!! Phased-out product !!! Successor is SIRIUS 3RT2 | - | 0 | 0
3RT1045-3BB40 |  | 3RT1045-3BB40 | 1 | UN | 1 | 20 | D | D | N | N | 85364900 | 1 | 4011209295810 | 2.825 | KG | 503.5 | 503.5 | CP02 | CP02 | Power contactor, AC-3 80 A, 37 kW / 400 V 24 V DC, 3-pole, Size S3 Spring-type terminal !!! Phased-out product !!! Successor is SIRIUS 3RT2 Preferred successor type is >>3RT2038-3KB40<< |  | 0 | 0
3RT1045-3BB44-3MA0 |  | 3RT1045-3BB44-3MA0 | 1 | UN | 1 | 20 | D | D | N | N | 85364900 | 1 | 4011209570696 | 2.901 | KG | 532 | 532 | CP02 | CP02 | Power contactor, AC-3 80 A, 37 kW / 400 V 24 V DC, 3-pole, Size S3 Spring-type terminal 2 NO + 2 NC, captive low-noise !!! Phased-out product !!! Successor is SIRIUS 3RT2 Preferred successor type is >>3RT2038-3KB44-3MA0<< | - | 0 | 0
3RT1045-3BD40 |  | 3RT1045-3BD40 | 1 | UN | 1 | 20 | D | D | N | N | 85364900 | 1 | 4011209556041 | 2.796 | KG | 523.45 | 523.45 | CP02 | CP02 | Power contactor, AC-3 80 A, 37 kW / 400 V 42 V DC, 3-pole, Size S3 Spring-type terminal !!! Phased-out product !!! Successor is SIRIUS 3RT2 | - | 0 | 0
3RT1045-3BM40 |  | 3RT1045-3BM40 | 1 | UN | 1 | 20 | D | D | N | N | 85364900 | 1 | 4011209295827 | 2.749 | KG | 503.5 | 503.5 | CP02 | CP02 | Power contactor, AC-3 80 A, 37 kW / 400 V 220 V DC, 3-pole, Size S3 Spring-type terminal !!! Phased-out product !!! Successor is SIRIUS 3RT2 Preferred successor type is >>3RT2038-3NP30<< | - | 0 | 0
3RT1045-3BW44 |  | 3RT1045-3BW44 | 1 | UN | 1 | 20 | D | D | N | N | 85364900 | 1 | 4011209553255 | 2.905 | KG | 530.1 | 530.1 | CP02 | CP02 | Power contactor, AC-3 80 A, 37 kW / 400 V 48 V DC 3-pole, Size S00-S12 Screw terminal Auxiliary circuit: Spring-type terminal !!! Phased-out product !!! Successor is SIRIUS 3RT2 | - | 0 | 0
3RT1045-3EL28-0KS8 |  | 3RT1045-3EL28-0KS8 | 1 | UN | 1 | 20 | D | D | N | N | 85364900 | 1 | 4011209537163 | 2.041 | KG | 454.1 | 454.1 | CP02 | CP02 | Power contactor, AC-3 80 A, 37 kW / 400 V 230 V AC, 50/60 Hz 3-pole, Size S3 2 NO / 2 NC Main circuit: Screw terminal Auxiliary current: Spring-type terminal with plugged-on RC element Aux. switch left: 1 NO + 1 NC, Standard Aux. switch right: 1 NO + 1 NC Solid-state-compatible Schindler !!! Phased-out product !!! Successor is SIRIUS 3RT2 | - | 0 | 9
3RT1045-3KB44-0LA0 |  | 3RT1045-3KB44-0LA0 | 1 | UN | 1 | 20 | D | D | N | N | 85364900 | 1 | 4011209450332 | 3.085 | KG | 708.7 | 708.7 | CP02 | CP02 | Power contactor, AC-3 80 A, 37 kW / 400 V 24 V DC, 0.7-1.25* Us 3-pole, Size S3 Spring-type terminal !!! Phased-out product !!! Successor is SIRIUS 3RT2 | - | 0 | 0
3RT1045-3KF44-0LA0 |  | 3RT1045-3KF44-0LA0 | 1 | UN | 1 | 50 | X | D | N | N | 85364900 | 1 | 4011209450301 | 3.004 | KG | 708.7 | 708.7 | CP02 | CP02 | Power contactor, AC-3 80 A, 37 kW / 400 V 110 V DC, 0.7-1.25* Us 3-pole, Size S3 Spring-type terminal !!! Phased-out product !!! Successor is SIRIUS 3RT2 Preferred successor type is >>3RT2038-3XF44-0LA2<< | - | 0 | 0
3RT1045-3KV44-0LA0 |  | 3RT1045-3KV44-0LA0 | 1 | UN | 1 | 20 | D | D | N | N | 85364900 | 1 | 4011209441675 | 3.032 | KG | 708.7 | 708.7 | CP02 | CP02 | Power contactor, AC-3 80 A, 37 kW / 400 V 2 NO + 2 NC, 36 V DC 0.7-1.25* Us, 3-pole Size S3, Main circuit: screw terminal, Auxiliary circuit: Spring-type terminal Railway version !!! Phased-out product !!! Successor is SIRIUS 3RT2 | - | 0 | 9
3RT1045-3RB40-0KS0 |  | 3RT1045-3RB40-0KS0 | 1 | UN | 1 | 20 | D | D | N | N | 85364900 | 1 | 4011209528772 | 2.836 | KG | 551.95 | 551.95 | CP02 | CP02 | Power contactor, AC-3 80 A, 37 kW / 400 V 24 V DC, 3-pole, Size S3 Spring-type terminal Schindler Diode combination !!! Phased-out product !!! Successor is SIRIUS 3RT2 Preferred successor type is >>3RT2045-3KB40<< | - | 0 | 9
3RT1045-3RB40-0KS0-Z | W95 | 3RT1045-3RB40-0KS0-ZW95 | 1 | UN | 1 | 0 | A | D | N | N | 85364900 | 12 | 4011209845480 | 2.836 | KG | 551.95 | 551.95 | CP02 | CP02 | Power contactor, AC-3 80 A, 37 kW / 400 V 24 V DC, 3-pole, Size S3 Spring-type terminal Schindler Diode combination Multi-unit packaging = 12 units !!! Phased-out product !!! Successor is SIRIUS 3RT2 | - | 0 | 9
3RT1045-3RB40-0KS0-Z | W96 | 3RT1045-3RB40-0KS0-ZW96 | 1 | UN | 1 | 0 | A | D | N | N | 85364900 | 10 | 4047621007663 | 2.836 | KG | 551.95 | 551.95 | CP02 | CP02 | Power contactor, AC-3 80 A, 37 kW / 400 V 24 V DC, 3-pole, Size S3 Spring-type terminal Schindler Diode combination Multi-unit packaging = 10 units !!! Phased-out product !!! Successor is SIRIUS 3RT2 | - | 0 | 9
3RT1045-3RB40-0KS0-Z | W97 | 3RT1045-3RB40-0KS0-ZW97 | 1 | UN | 1 | 20 | D | D | N | N | 85364900 | 4 | 4011209929432 | 2.836 | KG | 551.95 | 551.95 | CP02 | CP02 | Power contactor, AC-3 80 A, 37 kW / 400 V 24 V DC, 3-pole, Size S3 Spring-type terminal Schindler Diode combination Multi-unit packaging = 4 units !!! Phased-out product !!! Successor is SIRIUS 3RT2 | - | 0 | 9
3RT1045-3RB40-0KS0-Z | W98 | 3RT1045-3RB40-0KS0-ZW98 | 1 | UN | 1 | 20 | D | D | EAR99 | N | 85364900 | 2 | 4047621007670 | 2.836 | KG | 551.95 | 551.95 | CP02 | CP02 | Power contactor, AC-3 80 A, 37 kW / 400 V 24 V DC, 3-pole, Size S3 Spring-type terminal Schindler Diode combination Multi-unit packaging = 2 units !!! Phased-out product !!! Successor is SIRIUS 3RT2 | - | 0 | 9
3RT1045-3RB40-0KS0-Z | X95 | 3RT1045-3RB40-0KS0-ZX95 | 1 | UN | 1 | 0 | A | D | N | N | 85364900 | 12 | 4011209845459 | 2.804 | KG | 551.95 | 551.95 | CP02 | CP02 | Power contactor, AC-3 80 A, 37 kW / 400 V 24 V DC, 3-pole, Size S3 Spring-type terminal Schindler Diode combination Reusable packaging = 12 units !!! Phased-out product !!! Successor is SIRIUS 3RT2 | - | 0 | 9
3RT1045-3SB40 |  | 3RT1045-3SB40 | 1 | UN | 1 | 20 | D | D | N | N | 85364900 | 1 | 4011209944923 | 2.837 | KG | 539.6 | 539.6 | CP02 | CP02 | Power contactor, AC-3 80 A, 37 kW / 400 V 24 V DC, 3-pole, Size S3 Spring-type terminal Diode combination 3RT1936-1TR00 mounted !!! Phased-out product !!! Successor is SIRIUS 3RT2 Preferred successor type is >>3RT2045-3KB40<< | - | 0 | 0
3RT1045-3XB40-0LA2 |  | 3RT1045-3XB40-0LA2 | 1 | UN | 1 | 20 | D | D | N | N | 85364900 | 1 | 4011209563025 | 2.72 | KG | 696.35 | 696.35 | CP02 | CP02 | Power contactor, AC-3 80 A, 37 kW / 400 V 24 V DC, 0.7-1.25* Us 3-pole, Size S3 Spring-type terminal With electronic control unit Integrated varistor !!! Phased-out product !!! Successor is SIRIUS 3RT2 Preferred successor type is >>3RT2038-3XB40-0LA2<< | - | 0 | 0
3RT1045-3XF00-0GA0 |  | 3RT1045-3XF00-0GA0 | 1 | UN | 1 | 20 | D | D | N | N | 85364900 | 1 | 4011209563346 | 1.9 | KG | 554.8 | 554.8 | CP02 | CP02 | Power contactor, AC-3 80 A, 37 kW / 400 V Us = 110 V, 50/60 Hz 3-pole, Size S3 Spring-type terminal With electronic control unit With varistor attenuated low-noise !!! Phased-out product !!! Successor is SIRIUS 3RT2 Preferred successor type is >>3RT2038-3NF30<< | - | 0 | 0
3RT1045-3XF40-0LA2 |  | 3RT1045-3XF40-0LA2 | 1 | UN | 1 | 20 | D | D | N | N | 85364900 | 1 | 4011209563032 | 2.825 | KG | 696.35 | 696.35 | CP02 | CP02 | Power contactor, AC-3 80 A, 37 kW / 400 V 110 V DC, 0.7-1.25* Us 3-pole, Size S3 Spring-type terminal With electronic control unit Integrated varistor !!! Phased-out product !!! Successor is SIRIUS 3RT2 Preferred successor type is >>3RT2038-3XF40-0LA2<< | - | 0 | 0
3RT1045-3XP00-0GA0 |  | 3RT1045-3XP00-0GA0 | 1 | UN | 1 | 20 | D | D | N | N | 85364900 | 1 | 4011209563339 | 1.9 | KG | 554.8 | 554.8 | CP02 | CP02 | Power contactor, AC-3 80 A, 37 kW / 400 V Us = 230 V, 50/60 Hz 3-pole, Size S3 Spring-type terminal With electronic control unit With varistor attenuated low-noise !!! Phased-out product !!! Successor is SIRIUS 3RT2 Preferred successor type is >>3RT2038-3NP30<< | - | 0 | 9
3RT1046-1AB00 |  | 3RT1046-1AB00 | 1 | UN | 1 | 20 | D | D | N | N | 85364900 | 1 | 4011209294455 | 1.848 | KG | 441.75 | 441.75 | CP02 | CP02 | Power contactor, AC-3 95 A, 45 kW / 400 V 24 V AC, 50 Hz, 3-pole Size S3, Screw terminal !!! Phased-out product !!! Successor is SIRIUS 3RT2 Preferred successor type is >>3RT2046-1AB00<< |  | 0 | 0
3RT1046-1AB00-1AA0 |  | 3RT1046-1AB00-1AA0 | 1 | UN | 1 | 20 | D | D | N | N | 85364900 | 1 | 4011209549692 | 1.843 | KG | 467.4 | 467.4 | CP02 | CP02 | Power contactor, AC-3 95 A, 45 kW / 400 V 24 V AC, 50 Hz, 3-pole Size S3, Screw terminal Upright mounting position !!! Phased-out product !!! Successor is SIRIUS 3RT2 | - | 0 | 0
3RT1046-1AB00-Z | X95 | 3RT1046-1AB00-ZX95 | 1 | UN | 1 | 20 | D | D | N | N | 85364900 | 20 | 4011209534797 | 1.78 | KG | 441.75 | 441.75 | CP02 | CP02 | Power contactor, AC-3 95 A, 45 kW / 400 V 24 V AC, 50 Hz, 3-pole Size S3, Screw terminal Reusable packaging = 20 units !!! Phased-out product !!! Successor is SIRIUS 3RT2 | - | 0 | 0
3RT1046-1AB04 |  | 3RT1046-1AB04 | 1 | UN | 1 | 20 | D | D | N | N | 85364900 | 1 | 4011209307858 | 1.941 | KG | 469.3 | 469.3 | CP02 | CP02 | Power contactor, AC-3 95 A, 45 kW / 400 V 24 V AC, 50 Hz, 2 NO + 2 NC 3-pole, Size S3 Screw terminal !!! Phased-out product !!! Successor is SIRIUS 3RT2 Preferred successor type is >>3RT2046-1AB04<< |  | 0 | 0
3RT1046-1AC00 |  | 3RT1046-1AC00 | 1 | UN | 1 | 20 | D | D | N | N | 85364900 | 1 | 4011209579859 | 1.853 | KG | 457.9 | 457.9 | CP02 | CP02 | Power contactor, AC-3 95 A, 45 kW / 400 V 32 V AC, 50 Hz 3-pole, Size S3 Screw terminal !!! Phased-out product !!! Successor is SIRIUS 3RT2 | - | 0 | 0
3RT1046-1AC20 |  | 3RT1046-1AC20 | 1 | UN | 1 | 20 | D | D | N | N | 85364900 | 1 | 4011209337558 | 1.851 | KG | 441.75 | 441.75 | CP02 | CP02 | Power contactor, AC-3 95 A, 45 kW / 400 V 24 V AC, 50/60 Hz 3-pole, Size S3 Screw terminal !!! Phased-out product !!! Successor is SIRIUS 3RT2 Preferred successor type is >>3RT2046-1AC20<< | - | 0 | 0
3RT1046-1AC20-0UA0 |  | 3RT1046-1AC20-0UA0 | 1 | UN | 1 | 20 | D | D | N | N | 85364900 | 1 | 4011209591523 | 1.844 | KG | 450.3 | 450.3 | CP02 | CP02 | Contactor, 50 HP, 460 / 575 V 24 V AC, 50 / 60 Hz, 3-pole, Size S3 Screw terminal NEMA size 3 !!! Phased-out product !!! Successor is SIRIUS 3RT2 | - | 0 | 0
3RT1046-1AC24 |  | 3RT1046-1AC24 | 1 | UN | 1 | 20 | D | D | N | N | 85364900 | 1 | 4011209343207 | 1.955 | KG | 469.3 | 469.3 | CP02 | CP02 | Power contactor, AC-3 95 A, 45 kW / 400 V 24 V AC, 50 / 60 Hz, 2 NO + 2 NC 3-pole, Size S3 Screw terminal !!! Phased-out product !!! Successor is SIRIUS 3RT2 Preferred successor type is >>3RT2046-1AC24<< | - | 0 | 0
3RT1046-1AD00 |  | 3RT1046-1AD00 | 1 | UN | 1 | 20 | D | D | N | N | 85364900 | 1 | 4011209343214 | 1.83 | KG | 457.9 | 457.9 | CP02 | CP02 | Power contactor, AC-3 95 A, 45 kW / 400 V 42 V AC, 50 Hz 3-pole, Size S3 Screw terminal !!! Phased-out product !!! Successor is SIRIUS 3RT2 Preferred successor type is >>3RT2046-1AD00<< | - | 0 | 0
3RT1046-1AD04 |  | 3RT1046-1AD04 | 1 | UN | 1 | 20 | D | D | N | N | 85364900 | 1 | 4011209373907 | 1.93 | KG | 482.6 | 482.6 | CP02 | CP02 | Power contactor, AC-3 95 A, 45 kW / 400 V 42 V AC, 50 Hz, 2 NO + 2 NC 3-pole, Size S3 Screw terminal !!! Phased-out product !!! Successor is SIRIUS 3RT2 Preferred successor type is >>3RT2046-1AD04<< | - | 0 | 0
3RT1046-1AD20 |  | 3RT1046-1AD20 | 1 | UN | 1 | 20 | D | D | N | N | 85364900 | 1 | 4011209496774 | 1.858 | KG | 457.9 | 457.9 | CP02 | CP02 | Power contactor, AC-3 95 A, 45 kW / 400 V 42 V AC, 50/60 Hz 3-pole, Size S3 Screw terminal !!! Phased-out product !!! Successor is SIRIUS 3RT2 Preferred successor type is >>3RT2046-1AD20<< | - | 0 | 0
3RT1046-1AD24 |  | 3RT1046-1AD24 | 1 | UN | 1 | 20 | D | D | N | N | 85364900 | 1 | 4011209429024 | 1.932 | KG | 482.6 | 482.6 | CP02 | CP02 | Power contactor, AC-3 95 A, 45 kW / 400 V 42 V AC, 50 / 60 Hz, 2 NO + 2 NC 3-pole, Size S3 Screw terminal !!! Phased-out product !!! Successor is SIRIUS 3RT2 Preferred successor type is >>3RT2046-1AD24<< | - | 0 | 0
3RT1046-1AE04 |  | 3RT1046-1AE04 | 1 | UN | 1 | 30 | D | D | N | N | 85364900 | 1 | 4011209373914 | 1.936 | KG | 482.6 | 482.6 | CP02 | CP02 | Power contactor, AC-3 95 A, 45 kW / 400 V 60 V AC, 50 Hz, 2 NO + 2 NC 3-pole, Size S3 Screw terminal !!! Phased-out product !!! Successor is SIRIUS 3RT2 | - | 0 | 0
3RT1046-1AF00 |  | 3RT1046-1AF00 | 1 | UN | 1 | 20 | D | D | N | N | 85364900 | 1 | 4011209294462 | 1.852 | KG | 441.75 | 441.75 | CP02 | CP02 | Power contactor, AC-3 95 A, 45 kW / 400 V 110 V AC, 50 Hz 3-pole, Size S3 Screw terminal !!! Phased-out product !!! Successor is SIRIUS 3RT2 Preferred successor type is >>3RT2046-1AF00<< |  | 0 | 0
3RT1046-1AF00-1AA0 |  | 3RT1046-1AF00-1AA0 | 1 | UN | 1 | 20 | D | D | N | N | 85364900 | 1 | 4011209549708 | 1.86 | KG | 467.4 | 467.4 | CP02 | CP02 | Power contactor, AC-3 95 A, 45 kW / 400 V 110 V AC, 50 Hz 3-pole, Size S3 Screw terminal Upright mounting position !!! Phased-out product !!! Successor is SIRIUS 3RT2 | - | 0 | 0
3RT1046-1AF04 |  | 3RT1046-1AF04 | 1 | UN | 1 | 20 | D | D | N | N | 85364900 | 1 | 4011209307865 | 1.938 | KG | 469.3 | 469.3 | CP02 | CP02 | Power contactor, AC-3 95 A, 45 kW / 400 V 110 V AC, 50 Hz, 2 NO + 2 NC 3-pole, Size S3 Screw terminal !!! Phased-out product !!! Successor is SIRIUS 3RT2 Preferred successor type is >>3RT2046-1AF04<< |  | 0 | 0
3RT1046-1AG20 |  | 3RT1046-1AG20 | 1 | UN | 1 | 20 | D | D | N | N | 85364900 | 1 | 4011209337565 | 1.847 | KG | 441.75 | 441.75 | CP02 | CP02 | Power contactor, AC-3 95 A, 45 kW / 400 V 110 V AC, 50/60 Hz 3-pole, Size S3 Screw terminal !!! Phased-out product !!! Successor is SIRIUS 3RT2 Preferred successor type is >>3RT2046-1AG20<< | - | 0 | 0
3RT1046-1AG24 |  | 3RT1046-1AG24 | 1 | UN | 1 | 20 | D | D | N | N | 85364900 | 1 | 4011209343221 | 1.934 | KG | 469.3 | 469.3 | CP02 | CP02 | Power contactor, AC-3 95 A, 45 kW / 400 V 110 V AC, 50 / 60 Hz, 2 NO + 2 NC 3-pole, Size S3 Screw terminal !!! Phased-out product !!! Successor is SIRIUS 3RT2 Preferred successor type is >>3RT2046-1AG24<< | - | 0 | 0
3RT1046-1AG60 |  | 3RT1046-1AG60 | 1 | UN | 1 | 20 | D | D | N | N | 85364900 | 1 | 4011209495685 | 1.847 | KG | 457.9 | 457.9 | CP02 | CP02 | Power contactor, AC-3 95 A, 45 kW / 400 V 100 V AC, 50 Hz 100-110 V, 60 Hz, 3-pole, Size S3, Screw terminal !!! Phased-out product !!! Successor is SIRIUS 3RT2 Preferred successor type is >>3RT2046-1AG60<< | - | 0 | 0
3RT1046-1AG64 |  | 3RT1046-1AG64 | 1 | UN | 1 | 20 | D | D | N | N | 85364900 | 1 | 4011209495692 | 1.936 | KG | 482.6 | 482.6 | CP02 | CP02 | Power contactor, AC-3 95 A, 45 kW / 400 V 100 V AC, 50 Hz / 100-110 V 60 Hz, 2 NO + 2 NC, 3-pole, Size S3, Screw terminal !!! Phased-out product !!! Successor is SIRIUS 3RT2 | - | 0 | 0
3RT1046-1AH00 |  | 3RT1046-1AH00 | 1 | UN | 1 | 20 | D | D | N | N | 85364900 | 1 | 4011209343238 | 1.83 | KG | 441.75 | 441.75 | CP02 | CP02 | Power contactor, AC-3 95 A, 45 kW / 400 V 48 V AC, 50 Hz, 3-pole Size S3, Screw terminal !!! Phased-out product !!! Successor is SIRIUS 3RT2 Preferred successor type is >>3RT2046-1AH00<< | - | 0 | 0
3RT1046-1AH04 |  | 3RT1046-1AH04 | 1 | UN | 1 | 20 | D | D | N | N | 85364900 | 1 | 4011209343245 | 1.955 | KG | 469.3 | 469.3 | CP02 | CP02 | Power contactor, AC-3 95 A, 45 kW / 400 V 48 V AC, 50 Hz, 2 NO + 2 NC 3-pole, Size S3 Screw terminal !!! Phased-out product !!! Successor is SIRIUS 3RT2 | - | 0 | 0
3RT1046-1AH20 |  | 3RT1046-1AH20 | 1 | UN | 1 | 20 | D | D | N | N | 85364900 | 1 | 4011209440005 | 1.85 | KG | 457.9 | 457.9 | CP02 | CP02 | Power contactor, AC-3 95 A, 45 kW / 400 V 48 V AC, 50/60 Hz 3-pole, Size S3 Screw terminal !!! Phased-out product !!! Successor is SIRIUS 3RT2 Preferred successor type is >>3RT2046-1AH20<< | - | 0 | 0
3RT1046-1AH24 |  | 3RT1046-1AH24 | 1 | UN | 1 | 20 | D | D | N | N | 85364900 | 1 | 4011209440401 | 1.936 | KG | 482.6 | 482.6 | CP02 | CP02 | Power contactor, AC-3 95 A, 45 kW / 400 V 48 V AC, 50 Hz, 2 NO + 2 NC 3-pole, Size S3 Screw terminal !!! Phased-out product !!! Successor is SIRIUS 3RT2 | - | 0 | 0
3RT1046-1AK60 |  | 3RT1046-1AK60 | 1 | UN | 1 | 20 | D | D | N | N | 85364900 | 1 | 4011209343252 | 1.839 | KG | 441.75 | 441.75 | CP02 | CP02 | Power contactor, AC-3 95 A, 45 kW / 400 V 110 V AC, 50 Hz / 120 V, 60 Hz 3-pole, Size S3 Screw terminal !!! Phased-out product !!! Successor is SIRIUS 3RT2 Preferred successor type is >>3RT2046-1AK60<< | - | 0 | 0
3RT1046-1AK60-0UA0 |  | 3RT1046-1AK60-0UA0 | 1 | UN | 1 | 20 | D | D | N | N | 85364900 | 1 | 4011209591530 | 1.848 | KG | 450.3 | 450.3 | CP02 | CP02 | Contactor, 50 HP, 460 / 575 V 110 V AC, 50 Hz / 120 V, 60 Hz, 3-pole, Size S3 Screw terminal NEMA size 3 !!! Phased-out product !!! Successor is SIRIUS 3RT2 Preferred successor type is >>3RT2046-1AK60-0UA0<< | - | 0 | 0
3RT1046-1AK60-Z | W96 | 3RT1046-1AK60-ZW96 | 1 | UN | 1 | 20 | D | D | N | N | 85364900 | 10 | 4011209631861 | 1.819 | KG | 441.75 | 441.75 | CP02 | CP02 | Power contactor, AC-3 95 A, 45 kW / 400 V 110 V AC, 50 Hz / 120 V, 60 Hz 3-pole, Size S3 Screw terminal Multi-unit packaging = 10 units !!! Phased-out product !!! Successor is SIRIUS 3RT2 | - | 0 | 0
3RT1046-1AK60-Z | X95 | 3RT1046-1AK60-ZX95 | 1 | UN | 1 | 20 | D | D | N | N | 85364900 | 20 | 4011209425514 | 1.797 | KG | 441.75 | 441.75 | CP02 | CP02 | Power contactor, AC-3 95 A, 45 kW / 400 V 110 V AC, 50 Hz / 120 V, 60 Hz 3-pole, Size S3 Screw terminal Reusable packaging = 20 units !!! Phased-out product !!! Successor is SIRIUS 3RT2 | - | 0 | 0
3RT1046-1AK64 |  | 3RT1046-1AK64 | 1 | UN | 1 | 20 | D | D | N | N | 85364900 | 1 | 4011209343269 | 1.938 | KG | 469.3 | 469.3 | CP02 | CP02 | Power contactor, AC-3 95 A, 45 kW / 400 V 110 V AC, 50 Hz / 120 V, 60 Hz 2 NO + 2 NC, 3-pole, Size S3, Screw terminal !!! Phased-out product !!! Successor is SIRIUS 3RT2 Preferred successor type is >>3RT2046-1AK64<< | - | 0 | 0
3RT1046-1AK64-3MA0 |  | 3RT1046-1AK64-3MA0 | 1 | UN | 1 | 20 | D | D | N | N | 85364900 | 1 | 4011209734951 | 1.928 | KG | 472.15 | 472.15 | CP02 | CP02 | Power contactor, AC-3 95 A, 45 kW / 400 V 120 V AC, 60 Hz, 2 NO + 2 NC captive, 3-pole, Size S2 Screw terminal !!! Phased-out product !!! Successor is SIRIUS 3RT2 Preferred successor type is >>3RT2046-1AK64-3MA0<< | - | 0 | 0
3RT1046-1AL00 |  | 3RT1046-1AL00 | 1 | UN | 1 | 20 | D | D | N | N | 85364900 | 1 | 4011209581463 | 1.854 | KG | 457.9 | 457.9 | CP02 | CP02 | Power contactor, AC-3 95 A, 45 kW / 400 V 125 V AC, 50 Hz 3-pole, Size S3 Screw terminal !!! Phased-out product !!! Successor is SIRIUS 3RT2 Preferred successor type is >>3RT2046-1AL00<< | - | 0 | 0
3RT1046-1AL20 |  | 3RT1046-1AL20 | 1 | UN | 1 | 20 | D | D | N | N | 85364900 | 1 | 4011209337572 | 1.851 | KG | 441.75 | 441.75 | CP02 | CP02 | Power contactor, AC-3 95 A, 45 kW / 400 V 230 V AC, 50/60 Hz 3-pole, Size S3 Screw terminal !!! Phased-out product !!! Successor is SIRIUS 3RT2 Preferred successor type is >>3RT2046-1AL20<< | - | 0 | 0
3RT1046-1AL20-1AA0 |  | 3RT1046-1AL20-1AA0 | 1 | UN | 1 | 20 | D | D | N | N | 85364900 | 1 | 4011209569218 | 1.847 | KG | 467.4 | 467.4 | CP02 | CP02 | Power contactor, AC-3 95 A, 45 kW / 400 V 230 V AC, 50/60 Hz 3-pole, Size S3 Screw terminal Upright mounting position !!! Phased-out product !!! Successor is SIRIUS 3RT2 | - | 0 | 0
3RT1046-1AL20-Z | W96 | 3RT1046-1AL20-ZW96 | 1 | UN | 1 | 20 | D | D | N | N | 85364900 | 10 | 4011209628359 | 1.839 | KG | 441.75 | 441.75 | CP02 | CP02 | Power contactor, AC-3 95 A, 45 kW / 400 V 230 V AC, 50/60 Hz 3-pole, Size S3 Screw terminal Multi-unit packaging = 10 units !!! Phased-out product !!! Successor is SIRIUS 3RT2 | - | 0 | 9
3RT1046-1AL20-Z | W97 | 3RT1046-1AL20-ZW97 | 1 | UN | 1 | 20 | D | D | N | N | 85364900 | 4 | 4011209666528 | 1.839 | KG | 441.75 | 441.75 | CP02 | CP02 | Power contactor, AC-3 95 A, 45 kW / 400 V 230 V AC, 50/60 Hz 3-pole, Size S3 Screw connection Multi-unit packaging = 4 units !!! Phased-out product !!! Successor is SIRIUS 3RT2 | - | 0 | 9
3RT1046-1AL20-Z | X95 | 3RT1046-1AL20-ZX95 | 1 | UN | 1 | 20 | D | D | N | N | 85364900 | 20 | 4011209425507 | 1.78 | KG | 441.75 | 441.75 | CP02 | CP02 | Power contactor, AC-3 95 A, 45 kW / 400 V 230 V AC, 50/60 Hz 3-pole, Size S3 Screw terminal Reusable packaging = 20 units !!! Phased-out product !!! Successor is SIRIUS 3RT2 | - | 0 | 0
3RT1046-1AL24 |  | 3RT1046-1AL24 | 1 | UN | 1 | 20 | D | D | N | N | 85364900 | 1 | 4011209343276 | 1.944 | KG | 469.3 | 469.3 | CP02 | CP02 | Power contactor, AC-3 95 A, 45 kW / 400 V 230 V AC, 50/60 Hz 2 NO + 2 NC, front-side 3-pole, Size S3 Screw terminal !!! Phased-out product !!! Successor is SIRIUS 3RT2 Preferred successor type is >>3RT2046-1AL24<< | - | 0 | 0
3RT1046-1AL26 |  | 3RT1046-1AL26 | 1 | UN | 1 | 20 | D | D | N | N | 85364900 | 1 | 4011209665101 | 1.927 | KG | 489.25 | 489.25 | CP02 | CP02 | Power contactor, AC-3 95 A, 45 kW / 400 V 230 V AC, 50/60 Hz 2 NO + 2 NC, lateral 3-pole, Size S3 Screw terminal !!! Phased-out product !!! Successor is SIRIUS 3RT2 Preferred successor type is >>3RT2046-1AL26<< | - | 0 | 0
3RT1046-1AM00-1AA0 |  | 3RT1046-1AM00-1AA0 | 1 | UN | 1 | 20 | D | D | N | N | 85364900 | 1 | 4011209779846 | 1.839 | KG | 480.7 | 480.7 | CP02 | CP02 | Power contactor, AC-3 95 A, 45 kW / 400 V 220 V AC, 50 Hz 3-pole, Size S3 Screw terminal Upright mounting position !!! Phased-out product !!! Successor is SIRIUS 3RT2 Preferred successor type is >>3RT2046-1AM00-1AA0<< | - | 0 | 0
3RT1046-1AM20 |  | 3RT1046-1AM20 | 1 | UN | 1 | 20 | D | D | N | N | 85364900 | 1 | 4011209402263 | 1.859 | KG | 457.9 | 457.9 | CP02 | CP02 | Power contactor, AC-3 95 A, 45 kW / 400 V 208 V AC, 50/60 Hz 3-pole, Size S3 Screw terminal !!! Phased-out product !!! Successor is SIRIUS 3RT2 Preferred successor type is >>3RT2046-1AM20<< | - | 0 | 0
3RT1046-1AM20-0UA0 |  | 3RT1046-1AM20-0UA0 | 1 | UN | 1 | 20 | D | D | N | N | 85364900 | 1 | 4011209676077 | 1.859 | KG | 463.6 | 463.6 | CP02 | CP02 | Contactor, 50 HP, 460 / 575 V 208 V AC, 50 / 60 Hz, 3-pole, Size S3 Screw terminal NEMA size 3 !!! Phased-out product !!! Successor is SIRIUS 3RT2 | - | 0 | 0
3RT1046-1AN00 |  | 3RT1046-1AN00 | 1 | UN | 1 | 20 | D | D | N | N | 85364900 | 1 | 4011209564688 | 1.852 | KG | 667.85 | 667.85 | CP02 | CP02 | Power contactor, AC-3 95 A, 45 kW / 400 V 220 V AC, 50 Hz, 0.75-1.1* Us 3-pole, Size S3 Screw terminal Ambient temperature, max. = 35 Â°C !!! Phased-out product !!! Successor is SIRIUS 3RT2 Preferred successor type is >>3RT2046-1AN00<< | - | 0 | 0
3RT1046-1AN20 |  | 3RT1046-1AN20 | 1 | UN | 1 | 20 | D | D | N | N | 85364900 | 1 | 4011209343283 | 1.846 | KG | 441.75 | 441.75 | CP02 | CP02 | Power contactor, AC-3 95 A, 45 kW / 400 V 220 V AC, 50/60 Hz 3-pole, Size S3 Screw terminal !!! Phased-out product !!! Successor is SIRIUS 3RT2 Preferred successor type is >>3RT2046-1AN20<< | - | 0 | 0
3RT1046-1AN24 |  | 3RT1046-1AN24 | 1 | UN | 1 | 20 | D | D | N | N | 85364900 | 1 | 4011209343290 | 1.915 | KG | 469.3 | 469.3 | CP02 | CP02 | Power contactor, AC-3 95 A, 45 kW / 400 V 220 V AC, 50 / 60 Hz, 2 NO + 2 NC 3-pole, Size S3 Screw terminal !!! Phased-out product !!! Successor is SIRIUS 3RT2 Preferred successor type is >>3RT2046-1AN24<< | - | 0 | 0
3RT1046-1AN60 |  | 3RT1046-1AN60 | 1 | UN | 1 | 20 | D | D | N | N | 85364900 | 1 | 4011209495708 | 1.847 | KG | 457.9 | 457.9 | CP02 | CP02 | Power contactor, AC-3 95 A, 45 kW / 400 V 200 V AC, 50 Hz / 200-220 V 60 Hz, 3-pole, Size S3 Screw terminal !!! Phased-out product !!! Successor is SIRIUS 3RT2 Preferred successor type is >>3RT2046-1AN60<< | - | 0 | 0
3RT1046-1AN64 |  | 3RT1046-1AN64 | 1 | UN | 1 | 20 | D | D | N | N | 85364900 | 1 | 4011209495715 | 1.944 | KG | 482.6 | 482.6 | CP02 | CP02 | Power contactor, AC-3 95 A, 45 kW / 400 V 200 V AC, 50 Hz / 200-220 V 60 Hz, 2 NO + 2 NC, 3-pole, Size S3, Screw terminal !!! Phased-out product !!! Successor is SIRIUS 3RT2 | - | 0 | 0
3RT1046-1AP00 |  | 3RT1046-1AP00 | 1 | UN | 1 | 20 | D | D | N | N | 85364900 | 1 | 4011209294479 | 1.839 | KG | 441.75 | 441.75 | CP02 | CP02 | Power contactor, AC-3 95 A, 45 kW / 400 V 230 V AC, 50 Hz 3-pole, Size S3 Screw terminal !!! Phased-out product !!! Successor is SIRIUS 3RT2 Preferred successor type is >>3RT2046-1AP00<< |  | 0 | 0
3RT1046-1AP00-1AA0 |  | 3RT1046-1AP00-1AA0 | 1 | UN | 1 | 20 | D | D | N | N | 85364900 | 1 | 4011209549715 | 1.841 | KG | 467.4 | 467.4 | CP02 | CP02 | Power contactor, AC-3 95 A, 45 kW / 400 V 230 V AC, 50 Hz 3-pole, Size S3 Screw terminal Upright mounting position !!! Phased-out product !!! Successor is SIRIUS 3RT2 Preferred successor type is >>3RT2046-1AP00-1AA0<< | - | 0 | 0
3RT1046-1AP04 |  | 3RT1046-1AP04 | 1 | UN | 1 | 20 | D | D | N | N | 85364900 | 1 | 4011209307872 | 1.944 | KG | 469.3 | 469.3 | CP02 | CP02 | Power contactor, AC-3 95 A, 45 kW / 400 V 230 V AC, 50 Hz, 2 NO + 2 NC 3-pole, Size S3 Screw terminal !!! Phased-out product !!! Successor is SIRIUS 3RT2 Preferred successor type is >>3RT2046-1AP04<< |  | 0 | 0
3RT1046-1AP04-3MA0 |  | 3RT1046-1AP04-3MA0 | 1 | UN | 1 | 20 | D | D | N | N | 85364900 | 1 | 4011209784895 | 1.925 | KG | 472.15 | 472.15 | CP02 | CP02 | Power contactor, AC-3 95 A, 45 kW / 400 V 230 V AC, 50 Hz, 2 NO + 2 NC 3-pole, Size S3 Screw terminal Captive auxiliary switch for SUVA applications !!! Phased-out product !!! Successor is SIRIUS 3RT2 Preferred successor type is >>3RT2046-1AP04-3MA0<< | - | 0 | 0
3RT1046-1AP60 |  | 3RT1046-1AP60 | 1 | UN | 1 | 20 | D | D | N | N | 85364900 | 1 | 4011209343306 | 1.96 | KG | 441.75 | 441.75 | CP02 | CP02 | Power contactor, AC-3 95 A, 45 kW / 400 V 220 V AC, 50 Hz / 240 V, 60 Hz 3-pole, Size S3 Screw terminal !!! Phased-out product !!! Successor is SIRIUS 3RT2 Preferred successor type is >>3RT2046-1AP60<< | - | 0 | 0
3RT1046-1AP60-0UA0 |  | 3RT1046-1AP60-0UA0 | 1 | UN | 1 | 20 | D | D | N | N | 85364900 | 1 | 4011209591547 | 1.854 | KG | 450.3 | 450.3 | CP02 | CP02 | Contactor, 50 HP 460 / 575 V 220 V AC, 50 Hz / 240 V, 60 Hz, 3-pole, Size S3 Screw terminal NEMA size 3 !!! Phased-out product !!! Successor is SIRIUS 3RT2 Preferred successor type is >>3RT2046-1AP60-0UA0<< | - | 0 | 0
3RT1046-1AP64 |  | 3RT1046-1AP64 | 1 | UN | 1 | 20 | D | D | N | N | 85364900 | 1 | 4011209343313 | 1.944 | KG | 469.3 | 469.3 | CP02 | CP02 | Power contactor, AC-3 95 A, 45 kW / 400 V 220 V AC, 50 Hz / 240 V, 60 Hz 2 NO + 2 NC, 3-pole, Size S3, Screw terminal !!! Phased-out product !!! Successor is SIRIUS 3RT2 Preferred successor type is >>3RT2046-1AP64<< | - | 0 | 0
3RT1046-1AQ20 |  | 3RT1046-1AQ20 | 1 | UN | 1 | 20 | D | D | N | N | 85364900 | 1 | 4011209470781 | 1.849 | KG | 457.9 | 457.9 | CP02 | CP02 | Power contactor, AC-3 95 A, 45 kW / 400 V 500 V AC, 50/60 Hz 3-pole, Size S3 Screw terminal !!! Phased-out product !!! Successor is SIRIUS 3RT2 Preferred successor type is >>3RT2046-1AQ20<< | - | 0 | 0
3RT1046-1AR00 |  | 3RT1046-1AR00 | 1 | UN | 1 | 20 | D | D | N | N | 85364900 | 1 | 4011209367005 | 1.851 | KG | 457.9 | 457.9 | CP02 | CP02 | Power contactor, AC-3 95 A, 45 kW / 400 V 415 V AC, 50 Hz 3-pole, Size S3 Screw terminal !!! Phased-out product !!! Successor is SIRIUS 3RT2 Preferred successor type is >>3RT2046-1AR00<< | - | 0 | 0
3RT1046-1AR04 |  | 3RT1046-1AR04 | 1 | UN | 1 | 20 | D | D | N | N | 85364900 | 1 | 4011209567849 | 1.93 | KG | 482.6 | 482.6 | CP02 | CP02 | Power contactor, AC-3 95 A, 45 kW / 400 V 415 V AC, 50 Hz, 2 NO + 2 NC 3-pole, Size S3 Screw terminal !!! Phased-out product !!! Successor is SIRIUS 3RT2 | - | 0 | 0
3RT1046-1AR60 |  | 3RT1046-1AR60 | 1 | UN | 1 | 20 | D | D | N | N | 85364900 | 1 | 4011209495722 | 1.94 | KG | 457.9 | 457.9 | CP02 | CP02 | Power contactor, AC-3 95 A, 45 kW / 400 V 400 V AC, 50 Hz / 60 Hz 440 V, 60 Hz, 3-pole, Size S3, Screw terminal !!! Phased-out product !!! Successor is SIRIUS 3RT2 Preferred successor type is >>3RT2046-1AR60<< | - | 0 | 0
3RT1046-1AR64 |  | 3RT1046-1AR64 | 1 | UN | 1 | 20 | D | D | N | N | 85364900 | 1 | 4011209495739 | 1.938 | KG | 482.6 | 482.6 | CP02 | CP02 | Power contactor, AC-3 95 A, 45 kW / 400 V 400 V AC, 50 Hz / 60 Hz 440 V, 60 Hz, 2 NO + 2 NC 3-pole, Size S3 Screw terminal !!! Phased-out product !!! Successor is SIRIUS 3RT2 Preferred successor type is >>3RT2046-1AR64<< | - | 0 | 0
3RT1046-1AS00 |  | 3RT1046-1AS00 | 1 | UN | 1 | 20 | D | D | N | N | 85364900 | 1 | 4011209301702 | 1.847 | KG | 457.9 | 457.9 | CP02 | CP02 | Power contactor, AC-3 95 A, 45 kW / 400 V 500 V AC, 50 Hz 3-pole, Size S3 Screw terminal !!! Phased-out product !!! Successor is SIRIUS 3RT2 | - | 0 | 0
3RT1046-1AT60 |  | 3RT1046-1AT60 | 1 | UN | 1 | 20 | D | D | N | N | 85364900 | 1 | 4011209419940 | 1.844 | KG | 457.9 | 457.9 | CP02 | CP02 | Power contactor, AC-3 95 A, 45 kW / 400 V 600 V AC, 60 Hz 3-pole, Size S3 Screw terminal !!! Phased-out product !!! Successor is SIRIUS 3RT2 Preferred successor type is >>3RT2046-1AT60<< | - | 0 | 9
3RT1046-1AU00 |  | 3RT1046-1AU00 | 1 | UN | 1 | 20 | D | D | N | N | 85364900 | 1 | 4011209366992 | 1.843 | KG | 441.75 | 441.75 | CP02 | CP02 | Power contactor, AC-3 95 A, 45 kW / 400 V 240 V AC, 50 Hz 3-pole, Size S3 Screw terminal !!! Phased-out product !!! Successor is SIRIUS 3RT2 Preferred successor type is >>3RT2046-1AU00<< | - | 0 | 0
3RT1046-1AV00 |  | 3RT1046-1AV00 | 1 | UN | 1 | 20 | D | D | N | N | 85364900 | 1 | 4011209343320 | 1.852 | KG | 457.9 | 457.9 | CP02 | CP02 | Power contactor, AC-3 95 A, 45 kW / 400 V 400 V AC, 50 Hz 3-pole, Size S3 Screw terminal !!! Phased-out product !!! Successor is SIRIUS 3RT2 Preferred successor type is >>3RT2046-1AV00<< |  | 0 | 0
3RT1046-1AV04 |  | 3RT1046-1AV04 | 1 | UN | 1 | 20 | D | D | N | N | 85364900 | 1 | 4011209343337 | 1.952 | KG | 482.6 | 482.6 | CP02 | CP02 | Power contactor, AC-3 95 A, 45 kW / 400 V 400 V AC, 50 Hz, 2 NO + 2 NC 3-pole, Size S3 Screw terminal !!! Phased-out product !!! Successor is SIRIUS 3RT2 Preferred successor type is >>3RT2046-1AV04<< |  | 0 | 0
3RT1046-1AV60 |  | 3RT1046-1AV60 | 1 | UN | 1 | 20 | D | D | N | N | 85364900 | 1 | 4011209406070 | 1.846 | KG | 457.9 | 457.9 | CP02 | CP02 | Power contactor, AC-3 95 A, 45 kW / 400 V 480 V AC, 60 Hz 3-pole, Size S3 Screw terminal !!! Phased-out product !!! Successor is SIRIUS 3RT2 Preferred successor type is >>3RT2046-1AV60<< | - | 0 | 0
3RT1046-1AV60-0UA0 |  | 3RT1046-1AV60-0UA0 | 1 | UN | 1 | 20 | D | D | N | N | 85364900 | 1 | 4011209591554 | 1.853 | KG | 463.6 | 463.6 | CP02 | CP02 | Contactor, 50 HP, 460 / 575 V 480 V AC, 60 Hz 3-pole, Size S3 Screw terminal NEMA size 3 !!! Phased-out product !!! Successor is SIRIUS 3RT2 | - | 0 | 0
3RT1046-1BB40 |  | 3RT1046-1BB40 | 1 | UN | 1 | 20 | D | D | N | N | 85364900 | 1 | 4011209294486 | 2.832 | KG | 589.95 | 589.95 | CP02 | CP02 | Power contactor, AC-3 95 A, 45 kW / 400 V 24 V DC, 3-pole, Size S3 Screw terminal !!! Phased-out product !!! Successor is SIRIUS 3RT2 Preferred successor type is >>3RT2046-1KB40<< |  | 0 | 0
3RT1046-1BB40-0UA0 |  | 3RT1046-1BB40-0UA0 | 1 | UN | 1 | 20 | D | D | N | N | 85364900 | 1 | 4011209591561 | 2.822 | KG | 595.65 | 595.65 | CP02 | CP02 | Contactor, 50 HP, 460 / 575 V 24 V DC 3-pole, Size S3 Screw terminal NEMA size 3 !!! Phased-out product !!! Successor is SIRIUS 3RT2 | - | 0 | 0
3RT1046-1BB44 |  | 3RT1046-1BB44 | 1 | UN | 1 | 20 | D | D | N | N | 85364900 | 1 | 4011209307933 | 2.903 | KG | 616.55 | 616.55 | CP02 | CP02 | Power contactor, AC-3 95 A, 45 kW / 400 V 24 V DC, 2 NO + 2 NC 3-pole, Size S3 Screw terminal !!! Phased-out product !!! Successor is SIRIUS 3RT2 |  | 0 | 0
3RT1046-1BB44-3MA0 |  | 3RT1046-1BB44-3MA0 | 1 | UN | 1 | 20 | D | D | N | N | 85364900 | 1 | 4011209785120 | 2.899 | KG | 618.45 | 618.45 | CP02 | CP02 | Power contactor, AC-3 95 A, 45 kW / 400 V 24 V DC, 2 NO + 2 NC 3-pole, Size S3 Screw terminal Captive auxiliary switch for SUVA applications !!! Phased-out product !!! Successor is SIRIUS 3RT2 Preferred successor type is >>3RT2046-1KB44-3MA0<< | - | 0 | 0
3RT1046-1BD40 |  | 3RT1046-1BD40 | 1 | UN | 1 | 20 | D | D | N | N | 85364900 | 1 | 4011209514775 | 2.84 | KG | 610.85 | 610.85 | CP02 | CP02 | Power contactor, AC-3 95 A, 45 kW / 400 V 42 V DC, 3-pole, Size S3 Screw terminal !!! Phased-out product !!! Successor is SIRIUS 3RT2 | - | 0 | 0
3RT1046-1BD44 |  | 3RT1046-1BD44 | 1 | UN | 1 | 20 | D | D | N | N | 85364900 | 1 | 4011209514782 | 2.938 | KG | 635.55 | 635.55 | CP02 | CP02 | Power contactor, AC-3 95 A, 45 kW / 400 V 42 V DC, 2 NO + 2 NC 3-pole, Size S3 Screw terminal !!! Phased-out product !!! Successor is SIRIUS 3RT2 | - | 0 | 0
3RT1046-1BE40 |  | 3RT1046-1BE40 | 1 | UN | 1 | 20 | D | D | N | N | 85364900 | 1 | 4011209343344 | 2.79 | KG | 610.85 | 610.85 | CP02 | CP02 | Power contactor, AC-3 95 A, 45 kW / 400 V 60 V DC, 3-pole, Size S3 Screw terminal !!! Phased-out product !!! Successor is SIRIUS 3RT2 Preferred successor type is >>3RT2046-1NE30<< | - | 0 | 0
3RT1046-1BE44 |  | 3RT1046-1BE44 | 1 | UN | 1 | 20 | D | D | N | N | 85364900 | 1 | 4011209343351 | 2.889 | KG | 635.55 | 635.55 | CP02 | CP02 | Power contactor, AC-3 95 A, 45 kW / 400 V 60 V DC, 2 NO + 2 NC 3-pole, Size S3 Screw terminal !!! Phased-out product !!! Successor is SIRIUS 3RT2 | - | 0 | 0
3RT1046-1BE80 |  | 3RT1046-1BE80 | 1 | UN | 1 | 20 | D | D | N | N | 85364900 | 1 | 4011209501645 | 2.794 | KG | 610.85 | 610.85 | CP02 | CP02 | Power contactor, AC-3 95 A, 45 kW / 400 V 80 V DC, 3-pole, Size S3 Screw terminal !!! Phased-out product !!! Successor is SIRIUS 3RT2 | - | 0 | 0
3RT1046-1BF40 |  | 3RT1046-1BF40 | 1 | UN | 1 | 20 | D | D | N | N | 85364900 | 1 | 4011209301726 | 2.77 | KG | 589.95 | 589.95 | CP02 | CP02 | Power contactor, AC-3 95 A, 45 kW / 400 V 110 V DC, 3-pole, Size S3 Screw terminal !!! Phased-out product !!! Successor is SIRIUS 3RT2 Preferred successor type is >>3RT2046-1NF30<< |  | 0 | 0
3RT1046-1BF44 |  | 3RT1046-1BF44 | 1 | UN | 1 | 20 | D | D | N | N | 85364900 | 1 | 4011209343368 | 2.867 | KG | 616.55 | 616.55 | CP02 | CP02 | Power contactor, AC-3 95 A, 45 kW / 400 V 110 V DC, 2 NO + 2 NC 3-pole, Size S3 Screw terminal !!! Phased-out product !!! Successor is SIRIUS 3RT2 Preferred successor type is >>3RT2046-1NF34<< |  | 0 | 0
3RT1046-1BG40 |  | 3RT1046-1BG40 | 1 | UN | 1 | 20 | D | D | N | N | 85364900 | 1 | 4011209514799 | 2.789 | KG | 610.85 | 610.85 | CP02 | CP02 | Power contactor, AC-3 95 A, 45 kW / 400 V 125 V DC, 3-pole, Size S3 Screw terminal !!! Phased-out product !!! Successor is SIRIUS 3RT2 Preferred successor type is >>3RT2046-1NF30<< | - | 0 | 0
3RT1046-1BG44 |  | 3RT1046-1BG44 | 1 | UN | 1 | 20 | D | D | N | N | 85364900 | 1 | 4011209504417 | 2.874 | KG | 635.55 | 635.55 | CP02 | CP02 | Power contactor, AC-3 95 A, 45 kW / 400 V 125 V DC, 2 NO + 2 NC 3-pole, Size S3 Screw terminal !!! Phased-out product !!! Successor is SIRIUS 3RT2 Preferred successor type is >>3RT2046-1NF34<< | - | 0 | 0
3RT1046-1BM40 |  | 3RT1046-1BM40 | 1 | UN | 1 | 20 | D | D | N | N | 85364900 | 1 | 4011209294493 | 2.817 | KG | 589.95 | 589.95 | CP02 | CP02 | Power contactor, AC-3 95 A, 45 kW / 400 V 220 V DC, 3-pole, Size S3 Screw terminal !!! Phased-out product !!! Successor is SIRIUS 3RT2 Preferred successor type is >>3RT2046-1NP30<< | - | 0 | 0
3RT1046-1BM44 |  | 3RT1046-1BM44 | 1 | UN | 1 | 20 | D | D | N | N | 85364900 | 1 | 4011209307995 | 2.853 | KG | 616.55 | 616.55 | CP02 | CP02 | Power contactor, AC-3 95 A, 45 kW / 400 V 220 V DC, 2 NO + 2 NC 3-pole, Size S3 Screw terminal !!! Phased-out product !!! Successor is SIRIUS 3RT2 Preferred successor type is >>3RT2046-1NP34<< | - | 0 | 0
3RT1046-1BP40 |  | 3RT1046-1BP40 | 1 | UN | 1 | 20 | D | D | N | N | 85364900 | 1 | 4011209343375 | 2.786 | KG | 610.85 | 610.85 | CP02 | CP02 | Power contactor, AC-3 95 A, 45 kW / 400 V 230 V DC, 3-pole, Size S3 Screw terminal !!! Phased-out product !!! Successor is SIRIUS 3RT2 | - | 0 | 0
3RT1046-1BP44 |  | 3RT1046-1BP44 | 1 | UN | 1 | 20 | D | D | N | N | 85364900 | 1 | 4011209373921 | 2.878 | KG | 635.55 | 635.55 | CP02 | CP02 | Power contactor, AC-3 95 A, 45 kW / 400 V 230 V DC, 2 NO + 2 NC 3-pole, Size S3 Screw terminal !!! Phased-out product !!! Successor is SIRIUS 3RT2 | - | 0 | 0
3RT1046-1BW40 |  | 3RT1046-1BW40 | 1 | UN | 1 | 20 | D | D | N | N | 85364900 | 1 | 4011209343382 | 2.807 | KG | 589.95 | 589.95 | CP02 | CP02 | Power contactor, AC-3 95 A, 45 kW / 400 V 48 V DC, 3-pole, Size S3 Screw terminal !!! Phased-out product !!! Successor is SIRIUS 3RT2 Preferred successor type is >>3RT2046-1NE30<< | - | 0 | 0
3RT1046-1BW44 |  | 3RT1046-1BW44 | 1 | UN | 1 | 20 | D | D | N | N | 85364900 | 1 | 4011209343399 | 2.906 | KG | 616.55 | 616.55 | CP02 | CP02 | Power contactor, AC-3 95 A, 45 kW / 400 V 48 V DC, 2 NO + 2 NC 3-pole, Size S3 Screw terminal !!! Phased-out product !!! Successor is SIRIUS 3RT2 | - | 0 | 0
3RT1046-1CP04-0KV0 |  | 3RT1046-1CP04-0KV0 | 1 | UN | 1 | 20 | D | D | N | N | 85364900 | 1 | 4011209545618 | 1.942 | KG | 495.9 | 495.9 | CP02 | CP02 | Power contactor, AC-3 95 A, 45 kW / 400 V 230 V AC, 2 NO + 2 NC front-side, Varistor mounted on top, Special package label according to VW equipment regulation !!! Phased-out product !!! Successor is SIRIUS 3RT2 | - | 0 | 0
3RT1046-1QB44-3MA0 |  | 3RT1046-1QB44-3MA0 | 1 | UN | 1 | 20 | D | D | N | N | 85364900 | 1 | 4011209535626 | 2.923 | KG | 647.9 | 647.9 | CP02 | CP02 | Power contactor, AC-3 95 A, 45 kW / 400 V 24 V DC, 2 NO + 2 NC 3-pole, Size S3 Screw terminal Captive auxiliary switch with Zener diode combination !!! Phased-out product !!! Successor is SIRIUS 3RT2 Preferred successor type is >>3RT2046-1KB44-3MA0<< | - | 0 | 9
3RT1046-1XB40-0LA2 |  | 3RT1046-1XB40-0LA2 | 1 | UN | 1 | 20 | D | D | N | N | 85364900 | 1 | 4011209562868 | 2.913 | KG | 781.85 | 781.85 | CP02 | CP02 | Power contactor, AC-3 95 A, 45 kW / 400 V 24 V DC, 0.7-1.25* Us 3-pole, Size S3 Screw terminal With electronic control unit Integrated varistor !!! Phased-out product !!! Successor is SIRIUS 3RT2 Preferred successor type is >>3RT2046-1XB40-0LA2<< | - | 0 | 0
3RT1046-1XF00-0GA0 |  | 3RT1046-1XF00-0GA0 | 1 | UN | 1 | 20 | D | D | N | N | 85364900 | 1 | 4011209563360 | 1.9 | KG | 638.4 | 638.4 | CP02 | CP02 | Power contactor, AC-3 95 A, 45 kW / 400 V Us = 110 V, 50/60 Hz 3-pole, Size S3 Screw terminal With electronic control unit With varistor attenuated low-noise !!! Phased-out product !!! Successor is SIRIUS 3RT2 | - | 0 | 9
3RT1046-1XF40-0LA2 |  | 3RT1046-1XF40-0LA2 | 1 | UN | 1 | 20 | D | D | N | N | 85364900 | 1 | 4011209562875 | 2.84 | KG | 781.85 | 781.85 | CP02 | CP02 | Power contactor, AC-3 95 A, 45 kW / 400 V 110 V DC, 0.7-1.25* Us 3-pole, Size S3 Screw terminal With electronic control unit Integrated varistor !!! Phased-out product !!! Successor is SIRIUS 3RT2 Preferred successor type is >>3RT2046-1XF40-0LA2<< | - | 0 | 0
3RT1046-1XP00-0GA0 |  | 3RT1046-1XP00-0GA0 | 1 | UN | 1 | 20 | D | D | N | N | 85364900 | 1 | 4011209563353 | 2.849 | KG | 638.4 | 638.4 | CP02 | CP02 | Power contactor, AC-3 95 A, 45 kW / 400 V Us = 230 V, 50 / 60 Hz 3-pole, Size S3 Screw terminal With electronic control unit With varistor attenuated low-noise !!! Phased-out product !!! Successor is SIRIUS 3RT2 Preferred successor type is >>3RT2046-1NP30<< | - | 0 | 0
3RT1046-1XX10-0AA8 |  | 3RT1046-1XX10-0AA8 | 1 | UN | 1 | 20 | D | D | N | N | 85364900 | 1 |  | 1.838 | KG | 510.15 | 510.15 | CP02 | CP02 | Power contactor, AC-3 95 A, 45 kW / 400 V 120 V AC, 60 Hz 0.7-1.1 Us 3-pole, Size S3 Screw terminal Customer-specific version !!! Phased-out product !!! Successor is SIRIUS 3RT2 | - | 0 | 7
3RT1046-1XX10-0UA8 |  | 3RT1046-1XX10-0UA8 | 1 | UN | 1 | 10 | C | D | N | N | 85364900 | 1 | 4011209660434 | 1.838 | KG | 510.15 | 510.15 | CP02 | CP02 | Power contactor, AC-3 95 A, 45 kW / 400 V 120 V AC, 60 Hz, 0.7-1.1* Us 3-pole, Size S3 Screw terminal NEMA size 3 Customized !!! Phased-out product !!! Successor is SIRIUS 3RT2 | - | 0 | 7
3RT1046-3AB00 |  | 3RT1046-3AB00 | 1 | UN | 1 | 20 | D | D | N | N | 85364900 | 1 | 4011209295834 | 1.854 | KG | 451.25 | 451.25 | CP02 | CP02 | Power contactor, AC-3 95 A, 45 kW / 400 V 24 V AC, 50 Hz, 3-pole Size S3, Spring-type terminal !!! Phased-out product !!! Successor is SIRIUS 3RT2 Preferred successor type is >>3RT2046-3AB00<< |  | 0 | 0
3RT1046-3AC20 |  | 3RT1046-3AC20 | 1 | UN | 1 | 20 | D | D | N | N | 85364900 | 1 | 4011209337831 | 1.845 | KG | 451.25 | 451.25 | CP02 | CP02 | Power contactor, AC-3 95 A, 45 kW / 400 V 24 V AC, 50/60 Hz 3-pole, Size S3 Spring-type terminal !!! Phased-out product !!! Successor is SIRIUS 3RT2 Preferred successor type is >>3RT2046-3AC20<< | - | 0 | 0
3RT1046-3AD00 |  | 3RT1046-3AD00 | 1 | UN | 1 | 20 | D | D | N | N | 85364900 | 1 | 4011209343405 | 1.836 | KG | 464.55 | 464.55 | CP02 | CP02 | Power contactor, AC-3 95 A, 45 kW / 400 V 42 V AC, 50 Hz 3-pole, Size S3 Spring-type terminal !!! Phased-out product !!! Successor is SIRIUS 3RT2 | - | 0 | 0
3RT1046-3AD20 |  | 3RT1046-3AD20 | 1 | UN | 1 | 20 | D | D | N | N | 85364900 | 1 | 4011209496781 | 1.864 | KG | 464.55 | 464.55 | CP02 | CP02 | Power contactor, AC-3 95 A, 45 kW / 400 V 42 V AC, 50/60 Hz 3-pole, Size S3 Spring-type terminal !!! Phased-out product !!! Successor is SIRIUS 3RT2 | - | 0 | 0
3RT1046-3AF00 |  | 3RT1046-3AF00 | 1 | UN | 1 | 20 | D | D | N | N | 85364900 | 1 | 4011209295841 | 1.839 | KG | 451.25 | 451.25 | CP02 | CP02 | Power contactor, AC-3 95 A, 45 kW / 400 V 110 V AC, 50 Hz 3-pole, Size S3 Spring-type terminal !!! Phased-out product !!! Successor is SIRIUS 3RT2 Preferred successor type is >>3RT2046-3AF00<< |  | 0 | 0
3RT1046-3AF04 |  | 3RT1046-3AF04 | 1 | UN | 1 | 20 | D | D | N | N | 85364900 | 1 | 4011209457577 | 1.928 | KG | 475 | 475 | CP02 | CP02 | Power contactor, AC-3 95 A, 45 kW / 400 V 2 NO + 2 NC, 110 V AC, 50 Hz 3-pole, Size S3 Main circuit: Screw terminal Auxiliary circuit: Spring-type terminal !!! Phased-out product !!! Successor is SIRIUS 3RT2 Preferred successor type is >>3RT2046-3AF04<< | - | 0 | 0
3RT1046-3AF06 |  | 3RT1046-3AF06 | 1 | UN | 1 | 20 | D | D | N | N | 85364900 | 1 | 4011209550599 | 1.942 | KG | 497.8 | 497.8 | CP02 | CP02 | Power contactor, AC-3 95 A, 45 kW / 400 V 2 NO + 2 NC, 110 V AC, 50 Hz 3-pole, Size S0-S12 Main circuit: Screw terminal Auxiliary circuit: Spring-type terminal !!! Phased-out product !!! Successor is SIRIUS 3RT2 | - | 0 | 9
3RT1046-3AG16 |  | 3RT1046-3AG16 | 1 | UN | 1 | 20 | D | D | N | N | 85364900 | 1 | 4011209553286 | 2.062 | KG | 512.05 | 512.05 | CP02 | CP02 | Power contactor, AC-3 95 A, 45 kW / 400 V 110 V AC, 60 Hz 3-pole, Size S0-S12 2 NO + 2 NC, Main circuit: Screw terminal Auxiliary circuit: Spring-type terminal !!! Phased-out product !!! Successor is SIRIUS 3RT2 | - | 0 | 9
3RT1046-3AG20 |  | 3RT1046-3AG20 | 1 | UN | 1 | 20 | D | D | N | N | 85364900 | 1 | 4011209337848 | 1.843 | KG | 451.25 | 451.25 | CP02 | CP02 | Power contactor, AC-3 95 A, 45 kW / 400 V 110 V AC, 50/60 Hz 3-pole, Size S3 Spring-type terminal !!! Phased-out product !!! Successor is SIRIUS 3RT2 Preferred successor type is >>3RT2046-3AG20<< | - | 0 | 0
3RT1046-3AG60 |  | 3RT1046-3AG60 | 1 | UN | 1 | 20 | D | D | N | N | 85364900 | 1 | 4011209495746 | 1.828 | KG | 464.55 | 464.55 | CP02 | CP02 | Power contactor, AC-3 95 A, 45 kW / 400 V 100 V AC, 50 Hz / 100-110 V 60 Hz, 3-pole, Size S3 Spring-type terminal !!! Phased-out product !!! Successor is SIRIUS 3RT2 | - | 0 | 0
3RT1046-3AH00 |  | 3RT1046-3AH00 | 1 | UN | 1 | 20 | D | D | N | N | 85364900 | 1 | 4011209343412 | 1.85 | KG | 451.25 | 451.25 | CP02 | CP02 | Power contactor, AC-3 95 A, 45 kW / 400 V 48 V AC, 50 Hz, 3-pole Size S3, Spring-type terminal !!! Phased-out product !!! Successor is SIRIUS 3RT2 | - | 0 | 0
3RT1046-3AK60 |  | 3RT1046-3AK60 | 1 | UN | 1 | 20 | D | D | N | N | 85364900 | 1 | 4011209343429 | 1.845 | KG | 451.25 | 451.25 | CP02 | CP02 | Power contactor, AC-3 95 A, 45 kW / 400 V 110 V AC, 50 Hz, 120 V, 60 Hz 3-pole, Size S3 Spring-type terminal !!! Phased-out product !!! Successor is SIRIUS 3RT2 Preferred successor type is >>3RT2046-3AK60<< | - | 0 | 0
3RT1046-3AK60-1AA0 |  | 3RT1046-3AK60-1AA0 | 1 | UN | 1 | 20 | D | D | N | N | 85364900 | 1 | 4011209570450 | 1.827 | KG | 474.05 | 474.05 | CP02 | CP02 | Power contactor, AC-3 95 A, 45 kW / 400 V 110 V AC, 50 Hz, 120 V, 60 Hz 3-pole, Size S3 Spring-type terminal, Upright mounting position !!! Phased-out product !!! Successor is SIRIUS 3RT2 | - | 0 | 9
3RT1046-3AL16 |  | 3RT1046-3AL16 | 1 | UN | 1 | 20 | D | D | N | N | 85364900 | 1 | 4011209553293 | 1.935 | KG | 512.05 | 512.05 | CP02 | CP02 | Power contactor, AC-3 95 A, 45 kW / 400 V 230 V AC, 60 Hz 3-pole, Size S0-S12 screw terminal, Auxiliary circuit: Spring-type terminal !!! Phased-out product !!! Successor is SIRIUS 3RT2 | - | 0 | 9
3RT1046-3AL20 |  | 3RT1046-3AL20 | 1 | UN | 1 | 20 | D | D | N | N | 85364900 | 1 | 4011209337855 | 1.845 | KG | 451.25 | 451.25 | CP02 | CP02 | Power contactor, AC-3 95 A, 45 kW / 400 V 230 V AC, 50/60 Hz 3-pole, Size S3 Spring-type terminal !!! Phased-out product !!! Successor is SIRIUS 3RT2 Preferred successor type is >>3RT2046-3AL20<< | - | 0 | 0
3RT1046-3AL20-Z | W97 | 3RT1046-3AL20-ZW97 | 1 | UN | 1 | 20 | D | D | N | N | 85364900 | 4 | 4011209446199 | 1.77 | KG | 451.25 | 451.25 | CP02 | CP02 | Power contactor, AC-3 95 A, 45 kW / 400 V 230 V AC, 50/60 Hz 3-pole, Size S3 Spring-type terminal, Multi-unit packaging = 4 units !!! Phased-out product !!! Successor is SIRIUS 3RT2 | - | 0 | 0
3RT1046-3AL20-Z | X95 | 3RT1046-3AL20-ZX95 | 1 | UN | 1 | 20 | D | D | N | N | 85364900 | 20 | 4011209425491 | 1.924 | KG | 451.25 | 451.25 | CP02 | CP02 | Power contactor, AC-3 95 A, 45 kW / 400 V 230 V AC, 50/60 Hz 3-pole, Size S3 Spring-type terminal, Reusable packaging = 20 units !!! Phased-out product !!! Successor is SIRIUS 3RT2 | - | 0 | 0
3RT1046-3AL26 |  | 3RT1046-3AL26 | 1 | UN | 1 | 20 | D | D | N | N | 85364900 | 1 | 4011209553309 | 1.935 | KG | 497.8 | 497.8 | CP02 | CP02 | Power contactor, AC-3 95 A, 45 kW / 400 V 230 V AC, 50/60 Hz 3-pole, Size S0-S12 screw terminal, Auxiliary circuit: Spring-type terminal !!! Phased-out product !!! Successor is SIRIUS 3RT2 | - | 0 | 9
3RT1046-3AM20 |  | 3RT1046-3AM20 | 1 | UN | 1 | 20 | D | D | N | N | 85364900 | 1 | 4011209570894 | 1.84 | KG | 464.55 | 464.55 | CP02 | CP02 | Power contactor, AC-3 95 A, 45 kW / 400 V 208 V AC, 50/60 Hz 3-pole, Size S3 Spring-type terminal !!! Phased-out product !!! Successor is SIRIUS 3RT2 | - | 0 | 0
3RT1046-3AN20 |  | 3RT1046-3AN20 | 1 | UN | 1 | 20 | D | D | N | N | 85364900 | 1 | 4011209343436 | 1.843 | KG | 451.25 | 451.25 | CP02 | CP02 | Power contactor, AC-3 95 A, 45 kW / 400 V 220 V AC, 50/60 Hz 3-pole, Size S3 Spring-type terminal !!! Phased-out product !!! Successor is SIRIUS 3RT2 Preferred successor type is >>3RT2046-3AN20<< | - | 0 | 0
3RT1046-3AN60 |  | 3RT1046-3AN60 | 1 | UN | 1 | 20 | D | D | N | N | 85364900 | 1 | 4011209495753 | 1.78 | KG | 464.55 | 464.55 | CP02 | CP02 | Power contactor, AC-3 95 A, 45 kW / 400 V 200 V AC, 50 Hz 200-220 V, 60 Hz, 3-pole Size S3, Spring-type terminal !!! Phased-out product !!! Successor is SIRIUS 3RT2 | - | 0 | 0
3RT1046-3AP00 |  | 3RT1046-3AP00 | 1 | UN | 1 | 20 | D | D | N | N | 85364900 | 1 | 4011209295858 | 1.836 | KG | 451.25 | 451.25 | CP02 | CP02 | Power contactor, AC-3 95 A, 45 kW / 400 V 230 V AC, 50 Hz 3-pole, Size S3 Spring-type terminal !!! Phased-out product !!! Successor is SIRIUS 3RT2 Preferred successor type is >>3RT2046-3AP00<< |  | 0 | 0
3RT1046-3AP00-1AA0 |  | 3RT1046-3AP00-1AA0 | 1 | UN | 1 | 20 | D | D | N | N | 85364900 | 1 | 4011209515338 | 1.77 | KG | 474.05 | 474.05 | CP02 | CP02 | Power contactor, AC-3 95 A, 45 kW / 400 V upright 3-pole, Size S3 Main circuit: Screw connection, Auxiliary circuit: Spring-type terminal 230 V AC, 50 Hz !!! Phased-out product !!! Successor is SIRIUS 3RT2 | - | 0 | 9
3RT1046-3AP06 |  | 3RT1046-3AP06 | 1 | UN | 1 | 20 | D | D | N | N | 85364900 | 1 | 4011209544024 | 1.935 | KG | 497.8 | 497.8 | CP02 | CP02 | Power contactor, AC-3 95 A, 45 kW / 400 V 230 V AC, 50/60 Hz 3-pole, Size S0-S12, 2 NO + 2 NC, screw terminal, Auxiliary circuit: Spring-type terminal !!! Phased-out product !!! Successor is SIRIUS 3RT2 Preferred successor type is >>3RT2046-3AP06<< | - | 0 | 9
3RT1046-3AP60 |  | 3RT1046-3AP60 | 1 | UN | 1 | 20 | D | D | N | N | 85364900 | 1 | 4011209343443 | 1.824 | KG | 451.25 | 451.25 | CP02 | CP02 | Power contactor, AC-3 95 A, 45 kW / 400 V 220 V AC, 50 Hz, 240 V, 60 Hz 3-pole, Size S3 Spring-type terminal !!! Phased-out product !!! Successor is SIRIUS 3RT2 Preferred successor type is >>3RT2046-3AP60<< | - | 0 | 0
3RT1046-3AR60 |  | 3RT1046-3AR60 | 1 | UN | 1 | 20 | D | D | N | N | 85364900 | 1 | 4011209495760 | 1.841 | KG | 464.55 | 464.55 | CP02 | CP02 | Power contactor, AC-3 95 A, 45 kW / 400 V 400 V AC, 50 Hz / 60 Hz 440 V, 60 Hz, 3-pole, Size S3, Spring-type terminal !!! Phased-out product !!! Successor is SIRIUS 3RT2 Preferred successor type is >>3RT2046-3AR60<< | - | 0 | 0
3RT1046-3AV00 |  | 3RT1046-3AV00 | 1 | UN | 1 | 20 | D | D | N | N | 85364900 | 1 | 4011209343450 | 1.837 | KG | 464.55 | 464.55 | CP02 | CP02 | Power contactor, AC-3 95 A, 45 kW / 400 V 400 V AC, 50 Hz 3-pole, Size S3 Spring-type terminal !!! Phased-out product !!! Successor is SIRIUS 3RT2 |  | 0 | 0
3RT1046-3AV60 |  | 3RT1046-3AV60 | 1 | UN | 1 | 20 | D | D | N | N | 85364900 | 1 | 4011209469655 | 1.843 | KG | 464.55 | 464.55 | CP02 | CP02 | Power contactor, AC-3 95 A, 45 kW / 400 V 480 V AC, 60 Hz 3-pole, Size S3 Spring-type terminal !!! Phased-out product !!! Successor is SIRIUS 3RT2 | - | 0 | 0
3RT1046-3BB40 |  | 3RT1046-3BB40 | 1 | UN | 1 | 20 | D | D | N | N | 85364900 | 1 | 4011209295865 | 2.824 | KG | 600.4 | 600.4 | CP02 | CP02 | Power contactor, AC-3 95 A, 45 kW / 400 V 24 V DC, 3-pole, Size S3 Spring-type terminal !!! Phased-out product !!! Successor is SIRIUS 3RT2 Preferred successor type is >>3RT2046-3KB40<< |  | 0 | 0
3RT1046-3BB44-3MA0 |  | 3RT1046-3BB44-3MA0 | 1 | UN | 1 | 20 | D | D | N | N | 85364900 | 1 | 4011209570702 | 2.903 | KG | 630.8 | 630.8 | CP02 | CP02 | Power contactor, AC-3 95 A, 45 kW / 400 V 24 V DC, 3-pole, Size S3 Spring-type terminal 2 NO + 2 NC, captive !!! Phased-out product !!! Successor is SIRIUS 3RT2 Preferred successor type is >>3RT2046-3KB44-3MA0<< | - | 0 | 0
3RT1046-3BD40 |  | 3RT1046-3BD40 | 1 | UN | 1 | 20 | D | D | N | N | 85364900 | 1 | 4011209556058 | 2.836 | KG | 620.35 | 620.35 | CP02 | CP02 | Power contactor, AC-3 95 A, 45 kW / 400 V 42 V DC, 3-pole, Size S3 Spring-type terminal !!! Phased-out product !!! Successor is SIRIUS 3RT2 | - | 0 | 0
3RT1046-3BF40 |  | 3RT1046-3BF40 | 1 | UN | 1 | 20 | D | D | N | N | 85364900 | 1 | 4011209343474 | 2.794 | KG | 600.4 | 600.4 | CP02 | CP02 | Power contactor, AC-3 95 A, 45 kW / 400 V 110 V DC, 3-pole, Size S3 Spring-type terminal !!! Phased-out product !!! Successor is SIRIUS 3RT2 |  | 0 | 0
3RT1046-3BM40 |  | 3RT1046-3BM40 | 1 | UN | 1 | 20 | D | D | N | N | 85364900 | 1 | 4011209295872 | 2.751 | KG | 600.4 | 600.4 | CP02 | CP02 | Power contactor, AC-3 95 A, 45 kW / 400 V 220 V DC, 3-pole, Size S3 Spring-type terminal !!! Phased-out product !!! Successor is SIRIUS 3RT2 | - | 0 | 0
3RT1046-3BW44 |  | 3RT1046-3BW44 | 1 | UN | 1 | 20 | D | D | N | N | 85364900 | 1 | 4011209553262 | 2.852 | KG | 627.95 | 627.95 | CP02 | CP02 | Power contactor, AC-3 95 A, 45 kW / 400 V 48 V DC, 3-pole Size S00-S12, screw terminal, Auxiliary circuit: Spring-type terminal !!! Phased-out product !!! Successor is SIRIUS 3RT2 | - | 0 | 0
3RT1046-3KB44-0LA0 |  | 3RT1046-3KB44-0LA0 | 1 | UN | 1 | 20 | D | D | N | N | 85364900 | 1 | 4011209450325 | 3.064 | KG | 808.45 | 808.45 | CP02 | CP02 | Power contactor, AC-3 95 A, 45 kW / 400 V 24 V DC, 0.7-1.25* Us 3-pole, Size S3 Spring-type terminal !!! Phased-out product !!! Successor is SIRIUS 3RT2 Preferred successor type is >>3RT2046-3XB44-0LA2<< | - | 0 | 0
3RT1046-3KF44-0LA0 |  | 3RT1046-3KF44-0LA0 | 1 | UN | 1 | 50 | X | D | N | N | 85364900 | 1 | 4011209450318 | 3.007 | KG | 808.45 | 808.45 | CP02 | CP02 | Power contactor, AC-3 95 A, 45 kW / 400 V 110 V DC, 0.7-1.25* Us 3-pole, Size S3 Spring-type terminal !!! Phased-out product !!! Successor is SIRIUS 3RT2 Preferred successor type is >>3RT2046-3XF44-0LA2<< | - | 0 | 0
3RT1046-3KJ84-0LA0 |  | 3RT1046-3KJ84-0LA0 | 1 | UN | 1 | 20 | D | D | N | N | 85364900 | 1 | 4011209650770 | 3.025 | KG | 808.45 | 808.45 | CP02 | CP02 | Power contactor, AC-3 95 A, 45 kW / 400 V 72 V DC, 0.7-1.25* Us 3-pole, Size S3 Spring-type terminal !!! Phased-out product !!! Successor is SIRIUS 3RT2 Preferred successor type is >>3RT2046-3XJ44-0LA2<< | - | 0 | 0
3RT1046-3XB40-0LA2 |  | 3RT1046-3XB40-0LA2 | 1 | UN | 1 | 20 | D | D | N | N | 85364900 | 1 | 4011209563049 | 2.88 | KG | 798.95 | 798.95 | CP02 | CP02 | Power contactor, AC-3 95 A, 45 kW / 400 V 24 V DC, 0.7-1.25* Us 3-pole, Size S3 Spring-type terminal With electronic control unit Integrated varistor !!! Phased-out product !!! Successor is SIRIUS 3RT2 Preferred successor type is >>3RT2046-3XB40-0LA2<< | - | 0 | 0
3RT1046-3XF00-0GA0 |  | 3RT1046-3XF00-0GA0 | 1 | UN | 1 | 20 | D | D | N | N | 85364900 | 1 | 4011209563384 | 2.868 | KG | 647.9 | 647.9 | CP02 | CP02 | Power contactor, AC-3 95 A, 45 kW / 400 V Us = 110 V, 50 / 60 Hz 3-pole, Size S3 spring-type terminal With electronic control unit with varistor attenuated low-noise !!! Phased-out product !!! Successor is SIRIUS 3RT2 Preferred successor type is >>3RT2046-3NF30<< | - | 0 | 9
3RT1046-3XF40-0LA2 |  | 3RT1046-3XF40-0LA2 | 1 | UN | 1 | 20 | D | D | N | N | 85364900 | 1 | 4011209563056 | 2.83 | KG | 798.95 | 798.95 | CP02 | CP02 | Power contactor, AC-3 95 A, 45 kW / 400 V 110 V DC, 0.7-1.25* Us 3-pole, Size S3 Spring-type terminal With electronic control unit Integrated varistor !!! Phased-out product !!! Successor is SIRIUS 3RT2 Preferred successor type is >>3RT2046-3XF40-0LA2<< | - | 0 | 0
3RT1046-3XP00-0GA0 |  | 3RT1046-3XP00-0GA0 | 1 | UN | 1 | 20 | D | D | N | N | 85364900 | 1 | 4011209563377 | 2.839 | KG | 647.9 | 647.9 | CP02 | CP02 | Power contactor, AC-3 95 A, 45 kW / 400 V Us = 230 V, 50/60 Hz 3-pole, Size S3 Spring-type terminal With electronic control unit with varistor attenuated low-noise !!! Phased-out product !!! Successor is SIRIUS 3RT2 | - | 0 | 9
3RT1054-1AB36 |  | 3RT1054-1AB36 | 1 | UN | 1 | 1 | A | D | N | N | 85364900 | 1 | 4011209503120 | 3.66 | KG | 491.15 | 476.9 | CP02 | CP02 | Power contactor, AC-3 115 A, 55 kW / 400 V AC (50-60 Hz) / DC operation 23-26 V UC Auxiliary contacts 2 NO + 2 NC 3-pole, Size S6 with box terminals Drive: conventional screw terminal | Lista Papel 2020 SI | 0 | 0
3RT1054-1AD36 |  | 3RT1054-1AD36 | 1 | UN | 1 | 5 | B | D | N | N | 85364900 | 1 | 4011209506930 | 3.631 | KG | 491.15 | 491.15 | CP02 | CP02 | Power contactor, AC-3 115 A, 55 kW / 400 V AC (50-60 Hz) / DC operation 42-48 V UC Auxiliary contacts 2 NO + 2 NC 3-pole, Size S6 with box terminals Drive: conventional screw terminal | - | 0 | 0
3RT1054-1AF36 |  | 3RT1054-1AF36 | 1 | UN | 1 | 1 | A | D | N | N | 85364900 | 1 | 4011209504455 | 3.67 | KG | 491.15 | 476.9 | CP02 | CP02 | Power contactor, AC-3 115 A, 55 kW / 400 V AC (50-60 Hz) / DC operation 110-127 V UC Auxiliary contacts 2 NO + 2 NC 3-pole, Size S6 with box terminals Drive: conventional screw terminal | Lista Papel 2020 SI | 0 | 0
3RT1054-1AM36 |  | 3RT1054-1AM36 | 1 | UN | 1 | 5 | B | D | N | N | 85364900 | 1 | 4011209506947 | 3.578 | KG | 491.15 | 491.15 | CP02 | CP02 | Power contactor, AC-3 115 A, 55 kW / 400 V AC (50-60 Hz) / DC operation 200-220 V UC Auxiliary contacts 2 NO + 2 NC 3-pole, Size S6 with box terminals Drive: conventional screw terminal | - | 0 | 0
3RT1054-1AP30 |  | 3RT1054-1AP30 | 1 | UN | 1 | 5 | B | D | N | N | 85364900 | 1 | 4011209632516 | 3.5 | KG | 491.15 | 491.15 | CP02 | CP02 | Power contactor, AC-3 115 A, 55 kW / 400 V AC (50-60 Hz) / DC operation 200-220 V UC without auxiliary contacts 3-pole, Size S6 with box terminals Drive: conventional screw terminal | - | 0 | 9
3RT1054-1AP36 |  | 3RT1054-1AP36 | 1 | UN | 1 | 1 | A | D | N | N | 85364900 | 1 | 4011209506954 | 3.625 | KG | 491.15 | 476.9 | CP02 | CP02 | Power contactor, AC-3 115 A, 55 kW / 400 V AC (50-60 Hz) / DC operation 220-240 V UC Auxiliary contacts 2 NO + 2 NC 3-pole, Size S6 with box terminals Drive: conventional screw terminal | Lista Papel 2020 SI | 0 | 0
3RT1054-1AP36-3PA0 |  | 3RT1054-1AP36-3PA0 | 1 | UN | 1 | 0 | A | D | N | N | 85364900 | 1 | 4047621017556 | 3.608 | KG | 514.9 | 514.9 | CP02 | CP02 | Power contactor, AC-3 115 A, 55 kW / 400 V AC (50-60 Hz) / DC operation 220-240 V UC Auxiliary contacts 2 NO + 2 NC 3-pole, Size S6 with box terminals Drive: conventional screw terminal Captive auxiliary switch DIN 50012 | - | 0 | 0
3RT1054-1AP38-0PA5 |  | 3RT1054-1AP38-0PA5 | 1 | UN | 1 | 5 | B | D | N | N | 85364900 | 1 | 4011209574984 | 3.638 | KG | 538.65 | 538.65 | CP02 | CP02 | Power contactor, AC-3 115 A, 55 kW / 400 V AC (50-60 Hz) / DC operation 220-240 V UC Auxiliary contacts 2N O + 2 NC solid-state compatible, 3-pole Size S6, with box terminals Drive: conventional | - | 0 | 9
3RT1054-1AR36 |  | 3RT1054-1AR36 | 1 | UN | 1 | 5 | B | D | N | N | 85364900 | 1 | 4011209506961 | 3.679 | KG | 491.15 | 491.15 | CP02 | CP02 | Power contactor, AC-3 115 A, 55 kW / 400 V AC (50-60 Hz) / DC operation 440-480 V UC Auxiliary contacts 2 NO + 2 NC 3-pole, Size S6 with box terminals Drive: conventional screw terminal | - | 0 | 0
3RT1054-1AS36 |  | 3RT1054-1AS36 | 1 | UN | 1 | 5 | B | D | N | N | 85364900 | 1 | 4011209506978 | 3.636 | KG | 491.15 | 491.15 | CP02 | CP02 | Power contactor, AC-3 115 A, 55 kW / 400 V AC (50-60 Hz) / DC operation 500-550 V UC Auxiliary contacts 2 NO + 2 NC 3-pole, Size S6 with box terminals Drive: conventional screw terminal | - | 0 | 0
3RT1054-1AT36 |  | 3RT1054-1AT36 | 1 | UN | 1 | 5 | B | D | N | N | 85364900 | 1 | 4011209506985 | 3.67 | KG | 491.15 | 491.15 | CP02 | CP02 | Power contactor, AC-3 115 A, 55 kW / 400 V AC (50-60 Hz) / DC operation 575-600 V UC Auxiliary contacts 2 NO + 2 NC 3-pole, Size S6 with box terminals Drive: conventional screw terminal | - | 0 | 0
3RT1054-1AU36 |  | 3RT1054-1AU36 | 1 | UN | 1 | 5 | B | D | N | N | 85364900 | 1 | 4011209504905 | 3.641 | KG | 491.15 | 491.15 | CP02 | CP02 | Power contactor, AC-3 115 A, 55 kW / 400 V AC (50-60 Hz) / DC operation 240-277 V UC Auxiliary contacts 2 NO + 2 NC 3-pole, Size S6 with box terminals Drive: conventional screw terminal | - | 0 | 0
3RT1054-1AV36 |  | 3RT1054-1AV36 | 1 | UN | 1 | 10 | C | D | N | N | 85364900 | 1 | 4011209506992 | 3.59 | KG | 491.15 | 476.9 | CP02 | CP02 | Power contactor, AC-3 115 A, 55 kW / 400 V AC (50-60 Hz) / DC operation 380-420 V UC Auxiliary contacts 2 NO + 2 NC 3-pole, Size S6 with box terminals Drive: conventional screw terminal | Lista Papel 2020 SI | 0 | 0
3RT1054-1LA06 |  | 3RT1054-1LA06 | 1 | UN | 1 | 5 | B | D | N | N | 85364900 | 1 | 4011209507005 | 3.16 | KG | 404.7 | 404.7 | CP02 | CP02 | Power contactor, AC-3 115 A, 55 kW / 400 V without coil Auxiliary contacts 2 NO + 2 NC 3-pole, Size S6 with box terminals Drive: conventional Auxiliary conductor: Screw terminals | - | 0 | 0
3RT1054-1NB36 |  | 3RT1054-1NB36 | 1 | UN | 1 | 5 | B | D | N | N | 85364900 | 1 | 4011209507012 | 3.731 | KG | 571.9 | 555.75 | CP02 | CP02 | Power contactor, AC-3 115 A, 55 kW / 400 V AC (50-60 Hz) / DC operation 21-27.3 V UC Auxiliary contacts 2 NO + 2 NC 3-pole, Size S6 with box terminals Drive: electronic with PLC interface 24 V DC screw terminal | Lista Papel 2020 SI | 0 | 0
3RT1054-1NF36 |  | 3RT1054-1NF36 | 1 | UN | 1 | 5 | B | D | N | N | 85364900 | 1 | 4011209507029 | 3.63 | KG | 571.9 | 555.75 | CP02 | CP02 | Power contactor, AC-3 115 A, 55 kW / 400 V AC (50-60 Hz) / DC operation 96-127 V UC Auxiliary contacts 2 NO + 2 NC 3-pole, Size S6 with box terminals Drive: electronic with PLC interface 24 V DC screw terminal | Lista Papel 2020 SI | 0 | 0
3RT1054-1NP36 |  | 3RT1054-1NP36 | 1 | UN | 1 | 1 | A | D | EAR99 | N | 85364900 | 1 | 4011209507036 | 3.59 | KG | 571.9 | 555.75 | CP02 | CP02 | Power contactor, AC-3 115 A, 55 kW / 400 V AC (50-60 Hz) / DC operation 200-277 V UC Auxiliary contacts 2 NO + 2 NC 3-pole, Size S6 with box terminals Drive: electronic with PLC interface 24 V DC screw terminal | Lista Papel 2020 SI | 0 | 0
3RT1054-1NP36-3PA0 |  | 3RT1054-1NP36-3PA0 | 1 | UN | 1 | 0 | A | D | EAR99 | N | 85364900 | 1 | 4047621017839 | 3.593 | KG | 595.65 | 595.65 | CP02 | CP02 | Power contactor, AC-3 115 A, 55 kW / 400 V AC (50-60 Hz) / DC operation 200-277 V UC Auxiliary contacts 2 NO + 2 NC 3-pole, Size S6 with box terminals Drive: electronic with PLC interface 24 V DC screw terminal Captive auxiliary switch DIN 50012 | - | 0 | 0
3RT1054-1PF35 |  | 3RT1054-1PF35 | 1 | UN | 1 | 5 | B | D | N | N | 85364900 | 1 | 4011209510463 | 4.173 | KG | 787.55 | 787.55 | CP02 | CP02 | Power contactor, AC-3 115 A, 55 kW / 400 V AC (50-60 Hz) / DC operation 96-127 V UC Auxiliary contacts 1 NO + 1 NC 3-pole, Size S6 with box terminals Drive: electronic with PLC / SIMOCODE interface and RLT signal | - | 0 | 0
3RT1054-1PP35 |  | 3RT1054-1PP35 | 1 | UN | 1 | 5 | B | D | N | N | 85364900 | 1 | 4011209510470 | 4.145 | KG | 787.55 | 787.55 | CP02 | CP02 | Power contactor, AC-3 115 A, 55 kW / 400 V AC (50-60 Hz) / DC operation 200-277 V UC Auxiliary contacts 1 NO + 1 NC 3-pole, Size S6 with box terminals Drive: electronic with PLC / SIMOCODE interface and RLT signal | - | 0 | 0
3RT1054-1PP35-0SW0 |  | 3RT1054-1PP35-0SW0 | 1 | UN | 1 | 5 | B | D | EAR99 | N | 85364900 | 1 | 4011209565111 | 4.44 | KG | 978.5 | 978.5 | CP02 | CP02 | Power contactor, AC-3 115 A, 55 kW / 400 V AC (50-60 Hz) / DC 200-277 V UC Auxiliary contacts 1 NO + 1 NC 3-pole, size S6 with indication of remaining lifetime | - | 0 | 7
3RT1054-1QF35 |  | 3RT1054-1QF35 | 1 | UN | 1 | 5 | B | D | N | N | 85364900 | 1 | 4011209510593 | 4.19 | KG | 1244.5 | 1244.5 | CP02 | CP02 | Power contactor, AC-3 115 A, 55 kW / 400 V AC (50-60 Hz) / DC operation 96-127 V UC Auxiliary contacts 1 NO + 1 NC 3-pole, Size S6 with box terminals Drive: electronic with AS-Interface and RLT signal | - | 0 | 7
3RT1054-1QP35 |  | 3RT1054-1QP35 | 1 | UN | 1 | 5 | B | D | N | N | 85364900 | 1 | 4011209510609 | 4.18 | KG | 1244.5 | 1244.5 | CP02 | CP02 | Power contactor, AC-3 115 A, 55 kW / 400 V AC (50-60 Hz) / DC operation 200-277 V UC Auxiliary contacts 1 NO + 1 NC 3-pole, Size S6 with box terminals Drive: electronic with AS-Interface and RLT signal | - | 0 | 7
3RT1054-1SF36 |  | 3RT1054-1SF36 | 1 | UN | 1 | 5 | B | D | N | N | 85364900 | 1 | 4047621042947 | 3.641 | KG | 619.4 | 619.4 | CP02 | CP02 | Power contactor, AC-3 115 A, 55 kW / 400 V Coil AC 50/60 Hz and DC 96-127 V x (0.8-1.1) F-PLC input 24 V DC 3-pole size S6 Auxiliary contacts 2 NO + 2 NC Main circuit: Box terminal Control and auxiliary circuit: screw terminal | - | 0 | 0
3RT1054-1SF36-3PA0 |  | 3RT1054-1SF36-3PA0 | 1 | UN | 1 | 5 | B | D | N | N | 85364900 | 1 | 4047621042985 | 3.61 | KG | 643.15 | 643.15 | CP02 | CP02 | Power contactor, AC-3 115 A, 55 kW / 400 V Coil AC 50/60 Hz and DC 96-127 V x (0.8-1.1) F-PLC input 24 V DC 3-pole size S6 Auxiliary contacts 2 NO + 2 NC cannot be dissolved (SUVA) Main circuit: Box terminal Control and auxiliary circuit: screw terminal | - | 0 | 0
3RT1054-1SP36 |  | 3RT1054-1SP36 | 1 | UN | 1 | 5 | B | D | N | N | 85364900 | 1 | 4047621042954 | 3.574 | KG | 619.4 | 619.4 | CP02 | CP02 | Power contactor, AC-3 115 A, 55 kW / 400 V Coil AC 50/60 Hz and DC 200-277 V x (0.8-1.1) F-PLC input 24 V DC 3-pole size S6 Auxiliary contacts 2 NO + 2 NC Main circuit: Box terminal Control and auxiliary circuit: screw terminal | - | 0 | 0
3RT1054-1SP36-3PA0 |  | 3RT1054-1SP36-3PA0 | 1 | UN | 1 | 5 | B | D | N | N | 85364900 | 1 | 4047621042930 | 3.581 | KG | 643.15 | 643.15 | CP02 | CP02 | Power contactor, AC-3 115 A, 55 kW / 400 V Coil AC 50/60 Hz and DC 200-277 V x (0.8-1.1) F-PLC input 24 V DC 3-pole size S6 Auxiliary contacts 2 NO + 2 NC cannot be dissolved (SUVA) Main circuit: Box terminal Control and auxiliary circuit: screw terminal | - | 0 | 0
3RT1054-1XB46-0LA2 |  | 3RT1054-1XB46-0LA2 | 1 | UN | 1 | 5 | B | D | N | N | 85364900 | 1 | 4047621022352 | 3.649 | KG | 817 | 817 | CP02 | CP02 | Traction contactor, AC-3 115 A, 55 kW / 400 V Coil 24 V DC x (0.7-1.25) PLC input 24-110 V DC Auxiliary contacts 2 NO + 2 NC 3-pole size S6 with box terminals Coil connection: screw terminal | - | 0 | 0
3RT1054-1XF46-0LA2 |  | 3RT1054-1XF46-0LA2 | 1 | UN | 1 | 5 | B | D | EAR99 | N | 85364900 | 1 | 4047621022437 | 3.637 | KG | 817 | 817 | CP02 | CP02 | Traction contactor, AC-3 115 A, 55 kW / 400 V Coil 110 V DC x (0.7-1.25) PLC input 24-110 V DC Auxiliary contacts 2 NO + 2 NC 3-pole size S6 with box terminals Coil connection: screw terminal | - | 0 | 0
3RT1054-1XJ46-0LA2 |  | 3RT1054-1XJ46-0LA2 | 1 | UN | 1 | 5 | B | D | EAR99 | N | 85364900 | 1 | 4047621022390 | 3.618 | KG | 817 | 817 | CP02 | CP02 | Traction contactor, AC-3 115 A, 55 kW / 400 V Coil 72 V DC x (0.7-1.25) PLC input 24-110 V DC Auxiliary contacts 2 NO + 2 NC 3-pole size S6 with box terminals Coil connection: screw terminal | - | 0 | 0
3RT1054-2AB36 |  | 3RT1054-2AB36 | 1 | UN | 1 | 5 | B | D | N | N | 85364900 | 1 | 4011209581777 | 3.351 | KG | 491.15 | 491.15 | CP02 | CP02 | Power contactor, AC-3 115 A, 55 kW / 400 V AC (50-60 Hz) / DC operation 23-26 V UC Auxiliary contacts 2 NO + 2 NC 3-pole, Size S6 Busbar connections Drive: conventional Spring-type terminal | - | 0 | 0
3RT1054-2AD36 |  | 3RT1054-2AD36 | 1 | UN | 1 | 5 | B | D | N | N | 85364900 | 1 | 4011209581821 | 3.29 | KG | 491.15 | 491.15 | CP02 | CP02 | Power contactor, AC-3 115 A, 55 kW / 400 V AC (50-60 Hz) / DC operation 42-48 V UC Auxiliary contacts 2 NO + 2 NC 3-pole, Size S6 Busbar connections Drive: conventional Spring-type terminal | - | 0 | 0
3RT1054-2AF36 |  | 3RT1054-2AF36 | 1 | UN | 1 | 5 | B | D | N | N | 85364900 | 1 | 4011209581845 | 3.325 | KG | 491.15 | 491.15 | CP02 | CP02 | Power contactor, AC-3 115 A, 55 kW / 400 V AC (50-60 Hz) / DC operation 110-127 V UC Auxiliary contacts 2 NO + 2 NC 3-pole, Size S6 Busbar connections Drive: conventional Spring-type terminal | - | 0 | 0
3RT1054-2AM36 |  | 3RT1054-2AM36 | 1 | UN | 1 | 5 | B | D | N | N | 85364900 | 1 | 4011209581852 | 3.307 | KG | 491.15 | 491.15 | CP02 | CP02 | Power contactor, AC-3 115 A, 55 kW / 400 V AC (50-60 Hz) / DC operation 200-220 V UC Auxiliary contacts 2 NO + 2 NC 3-pole, Size S6 Busbar connections Drive: conventional Spring-type terminal | - | 0 | 0
3RT1054-2AP36 |  | 3RT1054-2AP36 | 1 | UN | 1 | 5 | B | D | N | N | 85364900 | 1 | 4011209581869 | 3.27 | KG | 491.15 | 491.15 | CP02 | CP02 | Power contactor, AC-3 115 A, 55 kW / 400 V AC (50-60 Hz) / DC operation 220-240 V UC Auxiliary contacts 2 NO + 2 NC 3-pole, Size S6 Busbar connections Drive: conventional Spring-type terminal | - | 0 | 0
3RT1054-2AP36-Z | I45 | 3RT1054-2AP36-ZI45 | 1 | UN | 1 | 5 | B | D | N | N | 85364900 | 1 | 4047621020532 | 3.27 | KG | 609.9 | 609.9 | CP02 | CP02 | Power contactor, AC-3 115 A, 55 kW / 400 V AC (50-60 Hz) / DC 220-240 V UC Auxiliary contacts 2 NO + 2 NC 3-pole, size S6 Busbar connections Operating mechanism: conventional Spring-type terminals | - | 0 | 7
3RT1054-2AR36 |  | 3RT1054-2AR36 | 1 | UN | 1 | 5 | B | D | N | N | 85364900 | 1 | 4011209581876 | 3.32 | KG | 491.15 | 491.15 | CP02 | CP02 | Power contactor, AC-3 115 A, 55 kW / 400 V AC (50-60 Hz) / DC operation 440-480 V UC Auxiliary contacts 2 NO + 2 NC 3-pole, Size S6 Busbar connections Drive: conventional Spring-type terminal | - | 0 | 0
3RT1054-2AS36 |  | 3RT1054-2AS36 | 1 | UN | 1 | 5 | B | D | N | N | 85364900 | 1 | 4011209581883 | 3.289 | KG | 491.15 | 491.15 | CP02 | CP02 | Power contactor, AC-3 115 A, 55 kW / 400 V AC (50-60 Hz) / DC operation 500-550 V UC Auxiliary contacts 2 NO + 2 NC 3-pole, Size S6 Busbar connections Drive: conventional Spring-type terminal | - | 0 | 0
3RT1054-2AT36 |  | 3RT1054-2AT36 | 1 | UN | 1 | 5 | B | D | N | N | 85364900 | 1 | 4011209581890 | 3.1 | KG | 491.15 | 491.15 | CP02 | CP02 | Power contactor, AC-3 115 A, 55 kW / 400 V AC (50-60 Hz) / DC operation 575-600 V UC Auxiliary contacts 2 NO + 2 NC 3-pole, Size S6 Busbar connections Drive: conventional Spring-type terminal | - | 0 | 0
3RT1054-2AU36 |  | 3RT1054-2AU36 | 1 | UN | 1 | 5 | B | D | N | N | 85364900 | 1 | 4011209581906 | 3.297 | KG | 491.15 | 491.15 | CP02 | CP02 | Power contactor, AC-3 115 A, 55 kW / 400 V AC (50-60 Hz) / DC operation 240-277 V UC Auxiliary contacts 2 NO + 2 NC 3-pole, Size S6 Busbar connections Drive: conventional Spring-type terminal | - | 0 | 0
3RT1054-2AV36 |  | 3RT1054-2AV36 | 1 | UN | 1 | 5 | B | D | N | N | 85364900 | 1 | 4011209581913 | 3.345 | KG | 491.15 | 491.15 | CP02 | CP02 | Power contactor, AC-3 115 A, 55 kW / 400 V AC (50-60 Hz) / DC operation 380-420 V UC Auxiliary contacts 2 NO + 2 NC 3-pole, Size S6 Busbar connections Drive: conventional Spring-type terminal | - | 0 | 0
3RT1054-2NB36 |  | 3RT1054-2NB36 | 1 | UN | 1 | 5 | B | D | N | N | 85364900 | 1 | 4011209581920 | 3.371 | KG | 571.9 | 571.9 | CP02 | CP02 | Power contactor, AC-3 115 A, 55 kW / 400 V AC (50-60 Hz) / DC operation 21-27 UC, 3 V Auxiliary contacts 2 NO + 2 NC 3-pole, Size S6 Busbar connections Drive: electronic with PLC interface 24 V DC Spring-type terminal | - | 0 | 0
3RT1054-2NF36 |  | 3RT1054-2NF36 | 1 | UN | 1 | 5 | B | D | N | N | 85364900 | 1 | 4011209581937 | 3.277 | KG | 571.9 | 571.9 | CP02 | CP02 | Power contactor, AC-3 115 A, 55 kW / 400 V AC (50-60 Hz) / DC operation 96-127 V UC Auxiliary contacts 2 NO + 2 NC 3-pole, Size S6 Busbar connections Drive: electronic with PLC interface 24 V DC Spring-type terminal | - | 0 | 0
3RT1054-2NP36 |  | 3RT1054-2NP36 | 1 | UN | 1 | 5 | B | D | EAR99 | N | 85364900 | 1 | 4011209581944 | 3.326 | KG | 571.9 | 571.9 | CP02 | CP02 | Power contactor, AC-3 115 A, 55 kW / 400 V AC (50-60 Hz) / DC operation 200-277 V UC Auxiliary contacts 2 NO + 2 NC 3-pole, Size S6 Busbar connections Drive: electronic with PLC interface 24 V DC Spring-type terminal | - | 0 | 0
3RT1054-2XB46-0LA2 |  | 3RT1054-2XB46-0LA2 | 1 | UN | 1 | 5 | B | D | EAR99 | N | 85364900 | 1 | 4047621022369 | 3.336 | KG | 817 | 817 | CP02 | CP02 | Traction contactor, AC-3 115 A, 55 kW / 400 V Coil 24 V DC x (0.7-1.25) PLC input 24-110 V DC Auxiliary contacts 2 NO + 2 NC 3-pole size S6 Busbar connections Coil connection: Spring-type terminal | - | 0 | 0
3RT1054-2XF46-0LA2 |  | 3RT1054-2XF46-0LA2 | 1 | UN | 1 | 5 | B | D | EAR99 | N | 85364900 | 1 | 4047621023281 | 3.278 | KG | 817 | 817 | CP02 | CP02 | Traction contactor, AC-3 115 A, 55 kW / 400 V Coil 110 V DC x (0.7-1.25) PLC input 24-110 V DC Auxiliary contacts 2 NO + 2 NC 3-pole size S6 Busbar connections Coil connection: Spring-type terminal | - | 0 | 0
3RT1054-2XF46-1LA2 |  | 3RT1054-2XF46-1LA2 | 1 | UN | 1 | 10 | C | D | EAR99 | N | 85364900 | 1 | 4047621058559 | 3.264 | KG | 866.4 | 866.4 | CP02 | CP02 | Traction contactor, AC-3 115 A, 55 kW / 400 V Coil 110 V DC x (0.7-1.25) PLC input 24-110 V DC Auxiliary contacts 2 NO + 2 NC 3-pole size S6 Busbar connections Coil connection: Spring-type terminal Upright mounting position | - | 0 | 7
3RT1054-2XJ46-0LA2 |  | 3RT1054-2XJ46-0LA2 | 1 | UN | 1 | 5 | B | D | EAR99 | N | 85364900 | 1 | 4047621022406 | 3.355 | KG | 817 | 817 | CP02 | CP02 | Traction contactor, AC-3 115 A, 55 kW / 400 V Coil 72 V DC x (0.7-1.25) PLC input 24-110 V DC Auxiliary contacts 2 NO + 2 NC 3-pole size S6 Busbar connections Coil connection: Spring-type terminal | - | 0 | 0
3RT1054-3AB36 |  | 3RT1054-3AB36 | 1 | UN | 1 | 5 | B | D | N | N | 85364900 | 1 | 4011209581791 | 3.682 | KG | 491.15 | 476.9 | CP02 | CP02 | Power contactor, AC-3 115 A, 55 kW / 400 V AC (50-60 Hz) / DC operation 23-26 V UC Auxiliary contacts 2 NO + 2 NC 3-pole, Size S6 with box terminals Drive: conventional Spring-type terminal | Lista Papel 2020 SI | 0 | 0
3RT1054-3AD36 |  | 3RT1054-3AD36 | 1 | UN | 1 | 5 | B | D | N | N | 85364900 | 1 | 4011209581951 | 3.616 | KG | 491.15 | 491.15 | CP02 | CP02 | Power contactor, AC-3 115 A, 55 kW / 400 V AC (50-60 Hz) / DC operation 42-48 V UC Auxiliary contacts 2 NO + 2 NC 3-pole, Size S6 with box terminals Drive: conventional Spring-type terminal | - | 0 | 0
3RT1054-3AF36 |  | 3RT1054-3AF36 | 1 | UN | 1 | 5 | B | D | N | N | 85364900 | 1 | 4011209581968 | 3.645 | KG | 491.15 | 476.9 | CP02 | CP02 | Power contactor, AC-3 115 A, 55 kW / 400 V AC (50-60 Hz) / DC operation 110-127 V UC Auxiliary contacts 2 NO + 2 NC 3-pole, Size S6 with box terminals Drive: conventional Spring-type terminal | Lista Papel 2020 SI | 0 | 0
3RT1054-3AM36 |  | 3RT1054-3AM36 | 1 | UN | 1 | 5 | B | D | N | N | 85364900 | 1 | 4011209581975 | 3.655 | KG | 491.15 | 491.15 | CP02 | CP02 | Power contactor, AC-3 115 A, 55 kW / 400 V AC (50-60 Hz) / DC operation 200-220 V UC Auxiliary contacts 2 NO + 2 NC 3-pole, Size S6 with box terminals Drive: conventional Spring-type terminal | - | 0 | 0
3RT1054-3AP36 |  | 3RT1054-3AP36 | 1 | UN | 1 | 5 | B | D | N | N | 85364900 | 1 | 4011209581999 | 3.64 | KG | 491.15 | 476.9 | CP02 | CP02 | Power contactor, AC-3 115 A, 55 kW / 400 V AC (50-60 Hz) / DC operation 220-240 V UC Auxiliary contacts 2 NO + 2 NC 3-pole, Size S6 with box terminals Drive: conventional Spring-type terminal | Lista Papel 2020 SI | 0 | 0
3RT1054-3AP36-Z | I45 | 3RT1054-3AP36-ZI45 | 1 | UN | 1 | 5 | B | D | N | N | 85364900 | 1 | 4047621020990 | 3.62 | KG | 609.9 | 609.9 | CP02 | CP02 | Power contactor, AC-3 115 A, 55 kW / 400 V AC (50-60 Hz) / DC 220-240 V UC Auxiliary contacts 2 NO + 2 NC 3-pole, size S6 with box terminals Operating mechanism: conventional Spring-type terminals | - | 0 | 7
3RT1054-3AR36 |  | 3RT1054-3AR36 | 1 | UN | 1 | 5 | B | D | N | N | 85364900 | 1 | 4011209582002 | 3.666 | KG | 491.15 | 491.15 | CP02 | CP02 | Power contactor, AC-3 115 A, 55 kW / 400 V AC (50-60 Hz) / DC operation 440-480 V UC Auxiliary contacts 2 NO + 2 NC 3-pole, Size S6 with box terminals Drive: conventional Spring-type terminal | - | 0 | 0
3RT1054-3AR38-0PR0 |  | 3RT1054-3AR38-0PR0 | 1 | UN | 1 | 0 | A | D | N | N | 85364900 | 1 | 4011209912755 | 3.651 | KG | 515.85 | 515.85 | CP02 | CP02 | Power contactor, AC-3 115 A, 55 kW / 400 V AC (50-60 Hz) / DC operation 440-480 V UC Auxiliary switch right 3RH1921-2DE11, 3-pole Size S6, with box terminals Drive: conventional Spring-type terminal | - | 0 | 0
3RT1054-3AS36 |  | 3RT1054-3AS36 | 1 | UN | 1 | 5 | B | D | N | N | 85364900 | 1 | 4011209582019 | 3.641 | KG | 491.15 | 491.15 | CP02 | CP02 | Power contactor, AC-3 115 A, 55 kW / 400 V AC (50-60 Hz) / DC operation 500-550 V UC Auxiliary contacts 2 NO + 2 NC 3-pole, Size S6 with box terminals Drive: conventional Spring-type terminal | - | 0 | 0
3RT1054-3AT36 |  | 3RT1054-3AT36 | 1 | UN | 1 | 5 | B | D | N | N | 85364900 | 1 | 4011209582026 | 3.655 | KG | 491.15 | 491.15 | CP02 | CP02 | Power contactor, AC-3 115 A, 55 kW / 400 V AC (50-60 Hz) / DC operation 575-600 V UC Auxiliary contacts 2 NO + 2 NC 3-pole, Size S6 with box terminals Drive: conventional Spring-type terminal | - | 0 | 0
3RT1054-3AU36 |  | 3RT1054-3AU36 | 1 | UN | 1 | 5 | B | D | N | N | 85364900 | 1 | 4011209582033 | 3.641 | KG | 491.15 | 491.15 | CP02 | CP02 | Power contactor, AC-3 115 A, 55 kW / 400 V AC (50-60 Hz) / DC operation 240-277 V UC Auxiliary contacts 2 NO + 2 NC 3-pole, Size S6 with box terminals Drive: conventional Spring-type terminal | - | 0 | 0
3RT1054-3AV36 |  | 3RT1054-3AV36 | 1 | UN | 1 | 5 | B | D | N | N | 85364900 | 1 | 4011209582040 | 3.654 | KG | 491.15 | 476.9 | CP02 | CP02 | Power contactor, AC-3 115 A, 55 kW / 400 V AC (50-60 Hz) / DC operation 380-420 V UC Auxiliary contacts 2 NO + 2 NC 3-pole, Size S6 with box terminals Drive: conventional Spring-type terminal | Lista Papel 2020 SI | 0 | 0
3RT1054-3NB36 |  | 3RT1054-3NB36 | 1 | UN | 1 | 5 | B | D | N | N | 85364900 | 1 | 4011209582057 | 3.7 | KG | 571.9 | 555.75 | CP02 | CP02 | Power contactor, AC-3 115 A, 55 kW / 400 V AC (50-60 Hz) / DC operation 21-27 UC, 3 V Auxiliary contacts 2 NO + 2 NC 3-pole, Size S6 with box terminals Drive: electronic with PLC interface 24 V DC Spring-type terminal | Lista Papel 2020 SI | 0 | 0
3RT1054-3NF36 |  | 3RT1054-3NF36 | 1 | UN | 1 | 5 | B | D | N | N | 85364900 | 1 | 4011209582064 | 3.624 | KG | 571.9 | 555.75 | CP02 | CP02 | Power contactor, AC-3 115 A, 55 kW / 400 V AC (50-60 Hz) / DC operation 96-127 V UC Auxiliary contacts 2 NO + 2 NC 3-pole, Size S6 with box terminals Drive: electronic with PLC interface 24 V DC Spring-type terminal | Lista Papel 2020 SI | 0 | 0
3RT1054-3NP36 |  | 3RT1054-3NP36 | 1 | UN | 1 | 5 | B | D | EAR99 | N | 85364900 | 1 | 4011209582071 | 3.618 | KG | 571.9 | 555.75 | CP02 | CP02 | Power contactor, AC-3 115 A, 55 kW / 400 V AC (50-60 Hz) / DC operation 200-277 V UC Auxiliary contacts 2 NO + 2 NC 3-pole, Size S6 with box terminals Drive: electronic with PLC interface 24 V DC Spring-type terminal | Lista Papel 2020 SI | 0 | 0
3RT1054-3XB46-0LA2 |  | 3RT1054-3XB46-0LA2 | 1 | UN | 1 | 5 | B | D | EAR99 | N | 85364900 | 1 | 4047621022376 | 3.695 | KG | 817 | 817 | CP02 | CP02 | Traction contactor, AC-3 115 A, 55 kW / 400 V Coil 24 V DC x (0.7-1.25) PLC input 24-110 V DC Auxiliary contacts 2 NO + 2 NC 3-pole size S6 with box terminals Coil connection: Spring-type terminal | - | 0 | 0
3RT1054-3XF46-0LA2 |  | 3RT1054-3XF46-0LA2 | 1 | UN | 1 | 5 | B | D | EAR99 | N | 85364900 | 1 | 4047621022444 | 3.624 | KG | 817 | 817 | CP02 | CP02 | Traction contactor, AC-3 115 A, 55 kW / 400 V Coil 110 V DC x (0.7-1.25) PLC input 24-110 V DC Auxiliary contacts 2 NO + 2 NC 3-pole size S6 with box terminals Coil connection: Spring-type terminal | - | 0 | 0
3RT1054-3XJ46-0LA2 |  | 3RT1054-3XJ46-0LA2 | 1 | UN | 1 | 5 | B | D | EAR99 | N | 85364900 | 1 | 4047621022420 | 3.618 | KG | 817 | 817 | CP02 | CP02 | Traction contactor, AC-3 115 A, 55 kW / 400 V Coil 72 V DC x (0.7-1.25) PLC input 24-110 V DC Auxiliary contacts 2 NO + 2 NC 3-pole size S6 with box terminals Coil connection: Spring-type terminal | - | 0 | 0
3RT1054-6AB36 |  | 3RT1054-6AB36 | 1 | UN | 1 | 5 | B | D | N | N | 85364900 | 1 | 4011209507104 | 3.29 | KG | 491.15 | 491.15 | CP02 | CP02 | Power contactor, AC-3 115 A, 55 kW / 400 V AC (50-60 Hz) / DC operation 23-26 V UC Auxiliary contacts 2 NO + 2 NC 3-pole, Size S6 Busbar connections Drive: conventional screw terminal | - | 0 | 0
3RT1054-6AB36-Z | X95 | 3RT1054-6AB36-ZX95 | 1 | UN | 1 | 15 | C | D | N | N | 85364900 | 1 | 4011209557253 | 3.42 | KG | 491.15 | 491.15 | CP02 | CP02 | Power contactor, AC-3 115 A, 55 kW / 400 V AC (50-60 Hz) / DC 23-26 V UC Auxiliary contacts 2 NO + 2 NC 3-pole, size S6 Busbar connections Operating mechanism: conventional Reusable packaging = 9 units | - | 0 | 0
3RT1054-6AD36 |  | 3RT1054-6AD36 | 1 | UN | 1 | 5 | B | D | N | N | 85364900 | 1 | 4011209506916 | 3.29 | KG | 491.15 | 491.15 | CP02 | CP02 | Power contactor, AC-3 115 A, 55 kW / 400 V AC (50-60 Hz) / DC operation 42-48 V UC Auxiliary contacts 2 NO + 2 NC 3-pole, Size S6 Busbar connections Drive: conventional screw terminal | - | 0 | 0
3RT1054-6AF36 |  | 3RT1054-6AF36 | 1 | UN | 1 | 1 | A | D | N | N | 85364900 | 1 | 4011209507111 | 3.28 | KG | 491.15 | 491.15 | CP02 | CP02 | Power contactor, AC-3 115 A, 55 kW / 400 V AC (50-60 Hz) / DC operation 110-127 V UC Auxiliary contacts 2 NO + 2 NC 3-pole, Size S6 Busbar connections Drive: conventional screw terminal | - | 0 | 0
3RT1054-6AF36-Z | X95 | 3RT1054-6AF36-ZX95 | 1 | UN | 1 | 5 | B | D | N | N | 85364900 | 9 | 4011209557260 | 3.216 | KG | 491.15 | 491.15 | CP02 | CP02 | power contactor, AC-3 115 A, 55 kW / 400 V AC (50-60 Hz) / DC operation 110-127 V UC Auxiliary contacts 2 NO + 2 NC 3-pole, Size S6 Busbar connections Drive: conventional Reusable packaging = 9 units | - | 0 | 0
3RT1054-6AM36 |  | 3RT1054-6AM36 | 1 | UN | 1 | 5 | B | D | N | N | 85364900 | 1 | 4011209507128 | 3.282 | KG | 491.15 | 491.15 | CP02 | CP02 | Power contactor, AC-3 115 A, 55 kW / 400 V AC (50-60 Hz) / DC operation 200-220 V UC Auxiliary contacts 2 NO + 2 NC 3-pole, Size S6 Busbar connections Drive: conventional screw terminal | - | 0 | 0
3RT1054-6AP36 |  | 3RT1054-6AP36 | 1 | UN | 1 | 1 | A | D | N | N | 85364900 | 1 | 4011209507135 | 3.294 | KG | 491.15 | 491.15 | CP02 | CP02 | Power contactor, AC-3 115 A, 55 kW / 400 V AC (50-60 Hz) / DC operation 220-240 V UC Auxiliary contacts 2 NO + 2 NC 3-pole, Size S6 Busbar connections Drive: conventional screw terminal | - | 0 | 0
3RT1054-6AP36-Z | X95 | 3RT1054-6AP36-ZX95 | 1 | UN | 1 | 15 | C | D | N | N | 85364900 | 9 | 4011209557185 | 3.172 | KG | 491.15 | 491.15 | CP02 | CP02 | power contactor, AC-3 115 A, 55 kW / 400 V AC (50-60 Hz) / DC operation 220-240 V UC Auxiliary contacts 2 NO + 2 NC 3-pole, Size S6 Busbar connections Drive: conventional Reusable packaging = 9 units | - | 0 | 0
3RT1054-6AP38-0PA5 |  | 3RT1054-6AP38-0PA5 | 1 | UN | 1 | 5 | B | D | N | N | 85364900 | 1 | 4011209574991 | 3.619 | KG | 594.7 | 594.7 | CP02 | CP02 | Power contactor, AC-3 115 A, 55 kW / 400 V AC (50-60 Hz) / DC operation 220-240 V UC Auxiliary contact 2 NO + 2 NC solid-state-compatible 3-pole, Size S6 Busbar connections Drive: conventional screw terminal | - | 0 | 9
3RT1054-6AR36 |  | 3RT1054-6AR36 | 1 | UN | 1 | 5 | B | D | N | N | 85364900 | 1 | 4011209507142 | 3.32 | KG | 491.15 | 491.15 | CP02 | CP02 | Power contactor, AC-3 115 A, 55 kW / 400 V AC (50-60 Hz) / DC operation 440-480 V UC Auxiliary contacts 2 NO + 2 NC 3-pole, Size S6 Busbar connections Drive: conventional screw terminal | - | 0 | 0
3RT1054-6AS36 |  | 3RT1054-6AS36 | 1 | UN | 1 | 5 | B | D | N | N | 85364900 | 1 | 4011209507159 | 3.307 | KG | 491.15 | 491.15 | CP02 | CP02 | Power contactor, AC-3 115 A, 55 kW / 400 V AC (50-60 Hz) / DC operation 500-550 V UC Auxiliary contacts 2 NO + 2 NC 3-pole, Size S6 Busbar connections Drive: conventional screw terminal | - | 0 | 0
3RT1054-6AT36 |  | 3RT1054-6AT36 | 1 | UN | 1 | 5 | B | D | N | N | 85364900 | 1 | 4011209507166 | 3.332 | KG | 491.15 | 491.15 | CP02 | CP02 | Power contactor, AC-3 115 A, 55 kW / 400 V AC (50-60 Hz) / DC operation 575-600 V UC Auxiliary contacts 2 NO + 2 NC 3-pole, Size S6 Busbar connections Drive: conventional screw terminal | - | 0 | 0
3RT1054-6AU36 |  | 3RT1054-6AU36 | 1 | UN | 1 | 5 | B | D | N | N | 85364900 | 1 | 4011209507173 | 3.297 | KG | 491.15 | 491.15 | CP02 | CP02 | Power contactor, AC-3 115 A, 55 kW / 400 V AC (50-60 Hz) / DC operation 240-277 V UC Auxiliary contacts 2 NO + 2 NC 3-pole, Size S6 Busbar connections Drive: conventional screw terminal | - | 0 | 0
3RT1054-6AV36 |  | 3RT1054-6AV36 | 1 | UN | 1 | 5 | B | D | N | N | 85364900 | 1 | 4011209507180 | 3.259 | KG | 491.15 | 491.15 | CP02 | CP02 | Power contactor, AC-3 115 A, 55 kW / 400 V AC (50-60 Hz) / DC operation 380-420 V UC Auxiliary contacts 2 NO + 2 NC 3-pole, Size S6 Busbar connections Drive: conventional screw terminal | - | 0 | 0
3RT1054-6LA06 |  | 3RT1054-6LA06 | 1 | UN | 1 | 5 | B | D | N | N | 85364900 | 1 | 4011209507197 | 2.92 | KG | 404.7 | 404.7 | CP02 | CP02 | Power contactor, AC-3 115 A, 55 kW / 400 V without coil Auxiliary contacts 2 NO + 2 NC 3-pole, Size S6 Busbar connections Drive: conventional Auxiliary conductor: Screw terminals | - | 0 | 0
3RT1054-6NB36 |  | 3RT1054-6NB36 | 1 | UN | 1 | 5 | B | D | N | N | 85364900 | 1 | 4011209507203 | 3.35 | KG | 571.9 | 571.9 | CP02 | CP02 | Power contactor, AC-3 115 A, 55 kW / 400 V AC (50-60 Hz) / DC operation 21-27 UC, 3 V Auxiliary contacts 2 NO + 2 NC 3-pole, Size S6 Busbar connections Drive: electronic with PLC interface 24 V DC screw terminal | - | 0 | 0
3RT1054-6NF36 |  | 3RT1054-6NF36 | 1 | UN | 1 | 5 | B | D | N | N | 85364900 | 1 | 4011209507210 | 3.316 | KG | 571.9 | 571.9 | CP02 | CP02 | Power contactor, AC-3 115 A, 55 kW / 400 V AC (50-60 Hz) / DC operation 96-127 V UC Auxiliary contacts 2 NO + 2 NC 3-pole, Size S6 Busbar connections Drive: electronic with PLC interface 24 V DC screw terminal | - | 0 | 0
3RT1054-6NP36 |  | 3RT1054-6NP36 | 1 | UN | 1 | 5 | B | D | EAR99 | N | 85364900 | 1 | 4011209507227 | 3.31 | KG | 571.9 | 571.9 | CP02 | CP02 | Power contactor, AC-3 115 A, 55 kW / 400 V AC (50-60 Hz) / DC operation 200-277 V UC Auxiliary contacts 2 NO + 2 NC 3-pole, Size S6 Busbar connections Drive: electronic with PLC interface 24 V DC screw terminal | - | 0 | 0
3RT1054-6NP38-0PA5 |  | 3RT1054-6NP38-0PA5 | 1 | UN | 1 | 5 | B | D | EAR99 | N | 85364900 | 1 | 4011209646117 | 3.29 | KG | 613.7 | 613.7 | CP02 | CP02 | Power contactor, AC-3 115 A, 55 kW / 400 V AC/DC operation 200-277 V UC Auxiliary contacts 2 NO + 2 NC solid-state-compatible, 3-pole, Size S6, Busbar connections, Drive: electronic, with PLC interface 24 V DC | - | 0 | 9
3RT1054-6PF35 |  | 3RT1054-6PF35 | 1 | UN | 1 | 5 | B | D | N | N | 85364900 | 1 | 4011209510494 | 2.896 | KG | 787.55 | 787.55 | CP02 | CP02 | Power contactor, AC-3 115 A, 55 kW / 400 V AC (50-60 Hz) / DC operation 96-127 V UC Auxiliary contacts 1 NO + 1 NC 3-pole, Size S6 Busbar connections Drive: electronic with PLC / SIMOCODE interface and RLT signal | - | 0 | 0
3RT1054-6PP35 |  | 3RT1054-6PP35 | 1 | UN | 1 | 5 | B | D | N | N | 85364900 | 1 | 4011209510616 | 3.852 | KG | 787.55 | 787.55 | CP02 | CP02 | Power contactor, AC-3 115 A, 55 kW / 400 V AC (50-60 Hz) / DC operation 200-277 V UC Auxiliary contacts 1 NO + 1 NC 3-pole, Size S6 Busbar connections Drive: electronic with PLC / SIMOCODE interface and RLT signal | - | 0 | 0
3RT1054-6QF35 |  | 3RT1054-6QF35 | 1 | UN | 1 | 5 | B | D | N | N | 85364900 | 1 | 4011209510630 | 4.09 | KG | 1244.5 | 1244.5 | CP02 | CP02 | Power contactor, AC-3 115 A, 55 kW / 400 V AC (50-60 Hz) / DC operation 96-127 V UC Auxiliary contacts 1 NO + 1 NC 3-pole, Size S6 Busbar connections Drive: electronic with AS-Interface and RLT signal | - | 0 | 7
3RT1054-6QP35 |  | 3RT1054-6QP35 | 1 | UN | 1 | 5 | B | D | N | N | 85364900 | 1 | 4011209510647 | 3.825 | KG | 1244.5 | 1244.5 | CP02 | CP02 | Power contactor, AC-3 115 A, 55 kW / 400 V AC (50-60 Hz) / DC operation 200-277 V UC Auxiliary contacts 1 NO + 1 NC 3-pole, Size S6 Busbar connections Drive: electronic with AS-Interface and RLT signal | - | 0 | 7
3RT1054-6SF36 |  | 3RT1054-6SF36 | 1 | UN | 1 | 5 | B | D | N | N | 85364900 | 1 | 4047621042978 | 3.295 | KG | 619.4 | 619.4 | CP02 | CP02 | Power contactor, AC-3 115 A, 55 kW / 400 V Coil AC 50/60 Hz and DC 96-127 V x (0.8-1.1) F-PLC input 24 V DC 3-pole size S6 Auxiliary contacts 2 NO + 2 NC Main circuit: Busbar Control and auxiliary circuit: screw terminal | - | 0 | 0
3RT1054-6SF36-3PA0 |  | 3RT1054-6SF36-3PA0 | 1 | UN | 1 | 5 | B | D | N | N | 85364900 | 1 | 4047621042961 | 3.288 | KG | 643.15 | 643.15 | CP02 | CP02 | Power contactor, AC-3 115 A, 55 kW / 400 V Coil AC 50/60 Hz and DC 96-127 V x (0.8-1.1) F-PLC input 24 V DC 3-pole size S6 Auxiliary contacts 2 NO + 2 NC cannot be dissolved (SUVA) Main circuit: Busbar Control and auxiliary circuit: screw terminal | - | 0 | 0
3RT1054-6SP36 |  | 3RT1054-6SP36 | 1 | UN | 1 | 5 | B | D | N | N | 85364900 | 1 | 4047621043012 | 3.321 | KG | 619.4 | 619.4 | CP02 | CP02 | Power contactor, AC-3 115 A, 55 kW / 400 V Coil AC 50/60 Hz and DC 200-277 V x (0.8-1.1) F-PLC input 24 V DC 3-pole size S6 Auxiliary contacts 2 NO + 2 NC Main circuit: Busbar Control and auxiliary circuit: screw terminal | - | 0 | 0
3RT1054-6SP36-3PA0 |  | 3RT1054-6SP36-3PA0 | 1 | UN | 1 | 5 | B | D | N | N | 85364900 | 1 | 4047621043005 | 3.232 | KG | 643.15 | 643.15 | CP02 | CP02 | Power contactor, AC-3 115 A, 55 kW / 400 V Coil AC 50/60 Hz and DC 200-277 V x (0.8-1.1) F-PLC input 24 V DC 3-pole size S6 Auxiliary contacts 2 NO + 2 NC cannot be dissolved (SUVA) Main circuit: Busbar Control and auxiliary circuit: screw terminal | - | 0 | 0
3RT1054-6XB46-0LA2 |  | 3RT1054-6XB46-0LA2 | 1 | UN | 1 | 5 | B | D | N | N | 85364900 | 1 | 4047621022383 | 3.31 | KG | 817 | 817 | CP02 | CP02 | Traction contactor, AC-3 115 A, 55 kW / 400 V Coil 24 V DC x (0.7-1.25) PLC input 24-110 V DC Auxiliary contacts 2 NO + 2 NC 3-pole size S6 Busbar connections Coil connection: screw terminal | - | 0 | 0
3RT1054-6XF46-0LA2 |  | 3RT1054-6XF46-0LA2 | 1 | UN | 1 | 5 | B | D | EAR99 | N | 85364900 | 1 | 4047621022451 | 3.277 | KG | 817 | 817 | CP02 | CP02 | Traction contactor, AC-3 115 A, 55 kW / 400 V Coil 110 V DC x (0.7-1.25) PLC input 24-110 V DC Auxiliary contacts 2 NO + 2 NC 3-pole size S6 Busbar connections Coil connection: screw terminal | - | 0 | 0
3RT1054-6XJ46-0LA2 |  | 3RT1054-6XJ46-0LA2 | 1 | UN | 1 | 5 | B | D | EAR99 | N | 85364900 | 1 | 4047621022413 | 3.272 | KG | 817 | 817 | CP02 | CP02 | Traction contactor, AC-3 115 A, 55 kW / 400 V Coil 72 V DC x (0.7-1.25) PLC input 24-110 V DC Auxiliary contacts 2 NO + 2 NC 3-pole size S6 Busbar connections Coil connection: screw terminal | - | 0 | 0
3RT1054-8AR38-0PR0 |  | 3RT1054-8AR38-0PR0 | 1 | UN | 1 | 10 | C | D | N | N | 85364900 | 1 | 4047621042619 | 3.638 | KG | 515.85 | 515.85 | CP02 | CP02 | Power contactor, AC-3 115 A, 55 kW / 400 V AC (50-60 Hz) / DC operation 440-480 V UC Auxiliary switch right 3RH1921-2DE11, 3-pole, Size S6, with box terminals Drive: conventional Screw-type connection coil | - | 0 | 0
3RT1055-1AB36 |  | 3RT1055-1AB36 | 1 | UN | 1 | 5 | B | D | N | N | 85364900 | 1 | 4011209566507 | 4.04 | KG | 694.45 | 694.45 | CP02 | CP02 | Power contactor, AC-3 150 A, 75 kW / 400 V AC (50-60 Hz) / DC operation 23-26 V UC Auxiliary contacts 2 NO + 2 NC 3-pole, Size S6 with box terminal | - | 0 | 0
3RT1055-1AF36 |  | 3RT1055-1AF36 | 1 | UN | 1 | 0 | A | D | N | N | 85364900 | 1 | 4047621021980 | 3.994 | KG | 694.45 | 694.45 | CP02 | CP02 | Power contactor, AC-3 150 A, 75 kW / 400 V AC (50-60 Hz) / DC operation 110-127 V AC/DC Auxiliary contacts 2 NO + 2 NC 3-pole, Size S6 with box terminal | - | 0 | 0
3RT1055-2AB36 |  | 3RT1055-2AB36 | 1 | UN | 1 | 5 | B | D | N | N | 85364900 | 1 | 4011209582088 | 3.397 | KG | 600.4 | 583.3 | CP02 | CP02 | Power contactor, AC-3 150 A, 75 kW / 400 V AC (50-60 Hz) / DC operation 23-26 V UC Auxiliary contacts 2 NO + 2 NC 3-pole, Size S6 Busbar connections Drive: conventional Spring-type terminal | Lista Papel 2020 SI | 0 | 0
3RT1055-2AD36 |  | 3RT1055-2AD36 | 1 | UN | 1 | 5 | B | D | N | N | 85364900 | 1 | 4011209582095 | 3.33 | KG | 600.4 | 600.4 | CP02 | CP02 | Power contactor, AC-3 150 A, 75 kW / 400 V AC (50-60 Hz) / DC operation 42-48 V UC Auxiliary contacts 2 NO + 2 NC 3-pole, Size S6 Busbar connections Drive: conventional Spring-type terminal | - | 0 | 0
3RT1055-2AF36 |  | 3RT1055-2AF36 | 1 | UN | 1 | 5 | B | D | N | N | 85364900 | 1 | 4011209582101 | 3.375 | KG | 600.4 | 583.3 | CP02 | CP02 | Power contactor, AC-3 150 A, 75 kW / 400 V AC (50-60 Hz) / DC operation 110-127 V UC Auxiliary contacts 2 NO + 2 NC 3-pole, Size S6 Busbar connections Drive: conventional Spring-type terminal | Lista Papel 2020 SI | 0 | 0
3RT1055-2AM36 |  | 3RT1055-2AM36 | 1 | UN | 1 | 5 | B | D | N | N | 85364900 | 1 | 4011209582118 | 3.342 | KG | 600.4 | 600.4 | CP02 | CP02 | Power contactor, AC-3 150 A, 75 kW / 400 V AC (50-60 Hz) / DC operation 200-220 V UC Auxiliary contacts 2 NO + 2 NC 3-pole, Size S6 Busbar connections Drive: conventional Spring-type terminal | - | 0 | 0
3RT1055-2AP36 |  | 3RT1055-2AP36 | 1 | UN | 1 | 5 | B | D | N | N | 85364900 | 1 | 4011209582132 | 3.36 | KG | 600.4 | 583.3 | CP02 | CP02 | Power contactor, AC-3 150 A, 75 kW / 400 V AC (50-60 Hz) / DC operation 220-240 V UC Auxiliary contacts 2 NO + 2 NC 3-pole, Size S6 Busbar connections Drive: conventional Spring-type terminal | Lista Papel 2020 SI | 0 | 0
3RT1055-2AR36 |  | 3RT1055-2AR36 | 1 | UN | 1 | 5 | B | D | N | N | 85364900 | 1 | 4011209582149 | 3.388 | KG | 600.4 | 600.4 | CP02 | CP02 | Power contactor, AC-3 150 A, 75 kW / 400 V AC (50-60 Hz) / DC operation 440-480 V UC Auxiliary contacts 2 NO + 2 NC 3-pole, Size S6 Busbar connections Drive: conventional Spring-type terminal | - | 0 | 0
3RT1055-2AS36 |  | 3RT1055-2AS36 | 1 | UN | 1 | 5 | B | D | N | N | 85364900 | 1 | 4011209582156 | 3.366 | KG | 600.4 | 600.4 | CP02 | CP02 | Power contactor, AC-3 150 A, 75 kW / 400 V AC (50-60 Hz) / DC operation 500-550 V UC Auxiliary contacts 2 NO + 2 NC 3-pole, Size S6 Busbar connections Drive: conventional Spring-type terminal | - | 0 | 0
3RT1055-2AT36 |  | 3RT1055-2AT36 | 1 | UN | 1 | 5 | B | D | N | N | 85364900 | 1 | 4011209582163 | 3.343 | KG | 600.4 | 600.4 | CP02 | CP02 | Power contactor, AC-3 150 A, 75 kW / 400 V AC (50-60 Hz) / DC operation 575-600 V UC Auxiliary contacts 2 NO + 2 NC 3-pole, Size S6 Busbar connections Drive: conventional Spring-type terminal | - | 0 | 0
3RT1055-2AU36 |  | 3RT1055-2AU36 | 1 | UN | 1 | 5 | B | D | N | N | 85364900 | 1 | 4011209582170 | 3.348 | KG | 600.4 | 600.4 | CP02 | CP02 | Power contactor, AC-3 150 A, 75 kW / 400 V AC (50-60 Hz) / DC operation 240-277 V UC Auxiliary contacts 2 NO + 2 NC 3-pole, Size S6 Busbar connections Drive: conventional Spring-type terminal | - | 0 | 0
3RT1055-2AV36 |  | 3RT1055-2AV36 | 1 | UN | 1 | 5 | B | D | N | N | 85364900 | 1 | 4011209582187 | 3.33 | KG | 600.4 | 583.3 | CP02 | CP02 | Power contactor, AC-3 150 A, 75 kW / 400 V AC (50-60 Hz) / DC operation 380-420 V UC Auxiliary contacts 2 NO + 2 NC 3-pole, Size S6 Busbar connections Drive: conventional Spring-type terminal | Lista Papel 2020 SI | 0 | 0
3RT1055-2NB36 |  | 3RT1055-2NB36 | 1 | UN | 1 | 5 | B | D | N | N | 85364900 | 1 | 4011209582194 | 3.409 | KG | 683.05 | 664.05 | CP02 | CP02 | Power contactor, AC-3 150 A, 75 kW / 400 V AC (50-60 Hz) / DC operation 21-27 UC, 3 V Auxiliary contacts 2 NO + 2 NC 3-pole, Size S6 Busbar connections Drive: electronic with PLC interface 24 V DC Spring-type terminal | Lista Papel 2020 SI | 0 | 0
3RT1055-2NF36 |  | 3RT1055-2NF36 | 1 | UN | 1 | 5 | B | D | N | N | 85364900 | 1 | 4011209582200 | 3.333 | KG | 683.05 | 664.05 | CP02 | CP02 | Power contactor, AC-3 150 A, 75 kW / 400 V AC (50-60 Hz) / DC operation 96-127 V UC Auxiliary contacts 2 NO + 2 NC 3-pole, Size S6 Busbar connections Drive: electronic with PLC interface 24 V DC Spring-type terminal | Lista Papel 2020 SI | 0 | 0
3RT1055-2NP36 |  | 3RT1055-2NP36 | 1 | UN | 1 | 5 | B | D | EAR99 | N | 85364900 | 1 | 4011209582217 | 3.35 | KG | 683.05 | 664.05 | CP02 | CP02 | Power contactor, AC-3 150 A, 75 kW / 400 V AC (50-60 Hz) / DC operation 200-277 V UC Auxiliary contacts 2 NO + 2 NC 3-pole, Size S6 Busbar connections Drive: electronic with PLC interface 24 V DC Spring-type terminal | Lista Papel 2020 SI | 0 | 0
3RT1055-2XB46-0LA2 |  | 3RT1055-2XB46-0LA2 | 1 | UN | 1 | 5 | B | D | EAR99 | N | 85364900 | 1 | 4047621022468 | 3.411 | KG | 969 | 969 | CP02 | CP02 | Traction contactor, AC-3 150 A, 75 kW / 400 V Coil 24 V DC x (0.7-1.25) PLC input 24-110 V DC Auxiliary contacts 2 NO + 2 NC 3-pole size S6 Busbar connections Coil connection: Spring-type terminal | - | 0 | 0
3RT1055-2XF46-0LA2 |  | 3RT1055-2XF46-0LA2 | 1 | UN | 1 | 5 | B | D | EAR99 | N | 85364900 | 1 | 4047621022505 | 3.35 | KG | 969 | 969 | CP02 | CP02 | Traction contactor, AC-3 150 A, 75 kW / 400 V Coil 110 V DC x (0.7-1.25) PLC input 24-110 V DC Auxiliary contacts 2 NO + 2 NC 3-pole size S6 Busbar connections Coil connection: Spring-type terminal | - | 0 | 0
3RT1055-2XJ46-0LA2 |  | 3RT1055-2XJ46-0LA2 | 1 | UN | 1 | 5 | B | D | EAR99 | N | 85364900 | 1 | 4047621022482 | 3.265 | KG | 969 | 969 | CP02 | CP02 | Traction contactor, AC-3 150 A, 75 kW / 400 V Coil 72 V DC x (0.7-1.25) PLC input 24-110 V DC Auxiliary contacts 2 NO + 2 NC 3-pole size S6 Busbar connections Coil connection: Spring-type terminal | - | 0 | 0
3RT1055-6AB36 |  | 3RT1055-6AB36 | 1 | UN | 1 | 1 | A | D | N | N | 85364900 | 1 | 4011209507296 | 3.365 | KG | 600.4 | 583.3 | CP02 | CP02 | Power contactor, AC-3 150 A, 75 kW / 400 V AC (50-60 Hz) / DC operation 23-26 V UC Auxiliary contacts 2 NO + 2 NC 3-pole, Size S6 Busbar connections Drive: conventional | Lista Papel 2020 SI | 0 | 0
3RT1055-6AB36-3PA0 |  | 3RT1055-6AB36-3PA0 | 1 | UN | 1 | 5 | B | D | N | N | 85364900 | 1 | 4011209782563 | 3.346 | KG | 624.15 | 624.15 | CP02 | CP02 | Power contactor, AC-3 150 A, 75 kW / 400 V AC (50-60 Hz) / DC operation 23-26 V UC Auxiliary contacts 2 NO + 2 NC lateral, captive 3-pole, Size S6 Busbar connections for SUVA applications | - | 0 | 0
3RT1055-6AB36-Z | X95 | 3RT1055-6AB36-ZX95 | 1 | UN | 1 | 15 | C | D | N | N | 85364900 | 9 | 4011209557277 | 3.1 | KG | 600.4 | 600.4 | CP02 | CP02 | power contactor, AC-3 150 A, 75 kW / 400 V AC (50-60 Hz) / DC operation 23-26 V UC Auxiliary contacts 2 NO + 2 NC 3-pole, Size S6 Busbar connections Drive: conventional Reusable packaging = 9 units | - | 0 | 0
3RT1055-6AD36 |  | 3RT1055-6AD36 | 1 | UN | 1 | 5 | B | D | N | N | 85364900 | 1 | 4011209507302 | 3.322 | KG | 600.4 | 600.4 | CP02 | CP02 | Power contactor, AC-3 150 A, 75 kW / 400 V AC (50-60 Hz) / DC operation 42-48 V UC Auxiliary contacts 2 NO + 2 NC 3-pole, Size S6 Busbar connections Drive: conventional screw terminal | - | 0 | 0
3RT1055-6AF36 |  | 3RT1055-6AF36 | 1 | UN | 1 | 1 | A | D | N | N | 85364900 | 1 | 4011209507319 | 3.36 | KG | 600.4 | 583.3 | CP02 | CP02 | Power contactor, AC-3 150 A, 75 kW / 400 V AC (50-60 Hz) / DC operation 110-127 V UC Auxiliary contacts 2 NO + 2 NC 3-pole, Size S6 Busbar connections Drive: conventional screw terminal | Lista Papel 2020 SI | 0 | 0
3RT1055-6AF36-3PA0 |  | 3RT1055-6AF36-3PA0 | 1 | UN | 1 | 10 | C | D | N | N | 85364900 | 1 | 4011209782570 | 3.377 | KG | 624.15 | 624.15 | CP02 | CP02 | Power contactor, AC-3 150 A, 75 kW / 400 V AC (50-60 Hz) / DC operation 110-127 V UC Auxiliary contacts 2 NO + 2 NC lateral, captive 3-pole, Size S6 Busbar connections Drive: conventional for SUVA applications | - | 0 | 0
3RT1055-6AF36-Z | X95 | 3RT1055-6AF36-ZX95 | 1 | UN | 1 | 15 | C | D | N | N | 85364900 | 9 | 4011209557284 | 3.264 | KG | 600.4 | 600.4 | CP02 | CP02 | power contactor, AC-3 150 A, 75 kW / 400 V AC (50-60 Hz) / DC operation 110-127 V UC Auxiliary contacts 2 NO + 2 NC 3-pole, Size S6 3-pole busbar connections Drive: conventional Reusable packaging = 9 units | - | 0 | 0
3RT1055-6AM36 |  | 3RT1055-6AM36 | 1 | UN | 1 | 5 | B | D | N | N | 85364900 | 1 | 4011209507326 | 3.758 | KG | 600.4 | 600.4 | CP02 | CP02 | Power contactor, AC-3 150 A, 75 kW / 400 V AC (50-60 Hz) / DC operation 200-220 V UC Auxiliary contacts 2 NO + 2 NC 3-pole, Size S6 Busbar connections Drive: conventional screw terminal | - | 0 | 0
3RT1055-6AP30 |  | 3RT1055-6AP30 | 1 | UN | 1 | 5 | B | D | N | N | 85364900 | 1 | 4011209566484 | 3.331 | KG | 600.4 | 600.4 | CP02 | CP02 | Power contactor, AC-3 150 A, 75 kW / 400 V AC (50-60 Hz) / DC operation 220-240 V UC without auxiliary contacts 3-pole, Size S6 Busbar connections Drive: conventional | - | 0 | 9
3RT1055-6AP36 |  | 3RT1055-6AP36 | 1 | UN | 1 | 1 | A | D | N | N | 85364900 | 1 | 4011209507333 | 3.36 | KG | 600.4 | 583.3 | CP02 | CP02 | Power contactor, AC-3 150 A, 75 kW / 400 V AC (50-60 Hz) / DC operation 220-240 V UC Auxiliary contacts 2 NO + 2 NC 3-pole, Size S6 Busbar connections Drive: conventional screw terminal | Lista Papel 2020 SI | 0 | 0
3RT1055-6AP36-3PA0 |  | 3RT1055-6AP36-3PA0 | 1 | UN | 1 | 10 | C | D | N | N | 85364900 | 1 | 4047621035017 | 3.316 | KG | 624.15 | 624.15 | CP02 | CP02 | Power contactor, AC-3 150 A, 75 kW / 400 V AC (50-60 Hz) / DC operation 220-240 V UC Auxiliary contacts 2 NO + 2 NC 3-pole, Size S6 Busbar connections Drive: conventional screw terminal Captive auxiliary switch, DIN 50012 | - | 0 | 0
3RT1055-6AP36-Z | X95 | 3RT1055-6AP36-ZX95 | 1 | UN | 1 | 15 | C | D | N | N | 85364900 | 9 | 4011209557291 | 3.218 | KG | 600.4 | 600.4 | CP02 | CP02 | power contactor, AC-3 150 A, 75 kW / 400 V AC (50-60 Hz) / DC operation 220-240 V UC Auxiliary contacts 2 NO + 2 NC 3-pole, Size S6 Busbar connections Drive: conventional Reusable packaging = 9 units | - | 0 | 0
3RT1055-6AR36 |  | 3RT1055-6AR36 | 1 | UN | 1 | 5 | B | D | N | N | 85364900 | 1 | 4011209507340 | 3.375 | KG | 600.4 | 600.4 | CP02 | CP02 | Power contactor, AC-3 150 A, 75 kW / 400 V AC (50-60 Hz) / DC operation 440-480 V UC Auxiliary contacts 2 NO + 2 NC 3-pole, Size S6 Busbar connections Drive: conventional screw terminal | - | 0 | 0
3RT1055-6AS36 |  | 3RT1055-6AS36 | 1 | UN | 1 | 5 | B | D | N | N | 85364900 | 1 | 4011209507357 | 3.356 | KG | 600.4 | 600.4 | CP02 | CP02 | Power contactor, AC-3 150 A, 75 kW / 400 V AC (50-60 Hz) / DC operation 500-550 V UC Auxiliary contacts 2 NO + 2 NC 3-pole, Size S6 Busbar connections Drive: conventional screw terminal | - | 0 | 0
3RT1055-6AT36 |  | 3RT1055-6AT36 | 1 | UN | 1 | 5 | B | D | N | N | 85364900 | 1 | 4011209507364 | 3.412 | KG | 600.4 | 600.4 | CP02 | CP02 | Power contactor, AC-3 150 A, 75 kW / 400 V AC (50-60 Hz) / DC operation 575-600 V UC Auxiliary contacts 2 NO + 2 NC 3-pole, Size S6 Busbar connections Drive: conventional screw terminal | - | 0 | 0
3RT1055-6AU36 |  | 3RT1055-6AU36 | 1 | UN | 1 | 5 | B | D | N | N | 85364900 | 1 | 4011209507371 | 3.34 | KG | 600.4 | 600.4 | CP02 | CP02 | Power contactor, AC-3 150 A, 75 kW / 400 V AC (50-60 Hz) / DC operation 240-277 V UC Auxiliary contacts 2 NO + 2 NC 3-pole, Size S6 Busbar connections Drive: conventional screw terminal | - | 0 | 0
3RT1055-6AV36 |  | 3RT1055-6AV36 | 1 | UN | 1 | 5 | B | D | N | N | 85364900 | 1 | 4011209507388 | 3.335 | KG | 600.4 | 583.3 | CP02 | CP02 | Power contactor, AC-3 150 A, 75 kW / 400 V AC (50-60 Hz) / DC operation 380-420 V UC Auxiliary contacts 2 NO + 2 NC 3-pole, Size S6 Busbar connections Drive: conventional screw terminal | Lista Papel 2020 SI | 0 | 0
3RT1055-6LA06 |  | 3RT1055-6LA06 | 1 | UN | 1 | 5 | B | D | N | N | 85364900 | 1 | 4011209507395 | 2.855 | KG | 509.2 | 509.2 | CP02 | CP02 | Power contactor, AC-3 150 A, 75 kW / 400 V without coil Auxiliary contacts 2 NO + 2 NC 3-pole, Size S6 Busbar connections Drive: conventional Auxiliary conductor: Screw terminals | - | 0 | 0
3RT1055-6NB36 |  | 3RT1055-6NB36 | 1 | UN | 1 | 5 | B | D | N | N | 85364900 | 1 | 4011209507401 | 3.369 | KG | 683.05 | 664.05 | CP02 | CP02 | Power contactor, AC-3 150 A, 75 kW / 400 V AC (50-60 Hz) / DC operation 21-27 UC, 3 V Auxiliary contacts 2 NO + 2 NC 3-pole, Size S6 Busbar connections Drive: electronic with PLC interface 24 V DC screw terminal | Lista Papel 2020 SI | 0 | 0
3RT1055-6NF36 |  | 3RT1055-6NF36 | 1 | UN | 1 | 5 | B | D | N | N | 85364900 | 1 | 4011209507418 | 3.325 | KG | 683.05 | 664.05 | CP02 | CP02 | Power contactor, AC-3 150 A, 75 kW / 400 V AC (50-60 Hz) / DC operation 96-127 V UC Auxiliary contacts 2 NO + 2 NC 3-pole, Size S6 Busbar connections Drive: electronic with PLC interface 24 V DC screw terminal | Lista Papel 2020 SI | 0 | 0
3RT1055-6NP36 |  | 3RT1055-6NP36 | 1 | UN | 1 | 1 | A | D | EAR99 | N | 85364900 | 1 | 4011209507425 | 3.325 | KG | 683.05 | 664.05 | CP02 | CP02 | Power contactor, AC-3 150 A, 75 kW / 400 V AC (50-60 Hz) / DC operation 200-277 V UC Auxiliary contacts 2 NO + 2 NC 3-pole, Size S6 Busbar connections Drive: electronic with PLC interface 24 V DC screw terminal | Lista Papel 2020 SI | 0 | 0
3RT1055-6NP36-3PA0 |  | 3RT1055-6NP36-3PA0 | 1 | UN | 1 | 0 | A | D | EAR99 | N | 85364900 | 1 | 4047621019499 | 3.293 | KG | 706.8 | 706.8 | CP02 | CP02 | Power contactor, AC-3 150 A, 75 kW / 400 V AC (50-60 Hz) / DC operation 200-277 V UC Auxiliary contacts 2 NO + 2 NC 3-pole, Size S6 Busbar connections Drive: electronic with PLC interface 24 V DC screw terminal Captive auxiliary switch, DIN 50012 | - | 0 | 0
3RT1055-6PF35 |  | 3RT1055-6PF35 | 1 | UN | 1 | 5 | B | D | N | N | 85364900 | 1 | 4011209510661 | 3.875 | KG | 897.75 | 897.75 | CP02 | CP02 | Power contactor, AC-3 150 A, 75 kW / 400 V AC (50-60 Hz) / DC operation 96-127 V UC Auxiliary contacts 1 NO + 1 NC 3-pole, Size S6 Busbar connections Drive: electronic with PLC / SIMOCODE interface and RLT signal | - | 0 | 0
3RT1055-6PP35 |  | 3RT1055-6PP35 | 1 | UN | 1 | 5 | B | D | N | N | 85364900 | 1 | 4011209510678 | 3.871 | KG | 897.75 | 897.75 | CP02 | CP02 | Power contactor, AC-3 150 A, 75 kW / 400 V AC (50-60 Hz) / DC operation 200-277 V UC Auxiliary contacts 1 NO + 1 NC 3-pole, Size S6 Busbar connections Drive: electronic with PLC / SIMOCODE interface and RLT signal | - | 0 | 0
3RT1055-6QF35 |  | 3RT1055-6QF35 | 1 | UN | 1 | 5 | B | D | N | N | 85364900 | 1 | 4011209510692 | 3.892 | KG | 1396.5 | 1396.5 | CP02 | CP02 | Power contactor, AC-3 150 A, 75 kW / 400 V AC (50-60 Hz) / DC operation 96-127 V UC Auxiliary contacts 1 NO + 1 NC 3-pole, Size S6 Busbar connections Drive: electronic with PLC / SIMOCODE interface and RLT signal | - | 0 | 7
3RT1055-6QP35 |  | 3RT1055-6QP35 | 1 | UN | 1 | 5 | B | D | N | N | 85364900 | 1 | 4011209510708 | 4.029 | KG | 1396.5 | 1396.5 | CP02 | CP02 | Power contactor, AC-3 150 A, 75 kW / 400 V AC (50-60 Hz) / DC operation 200-277 V UC Auxiliary contacts 1 NO + 1 NC 3-pole, Size S6 Busbar connections Drive: electronic with PLC / SIMOCODE interface and RLT signal | - | 0 | 7
3RT1055-6SF36 |  | 3RT1055-6SF36 | 1 | UN | 1 | 5 | B | D | N | N | 85364900 | 1 | 4047621043029 | 3.396 | KG | 730.55 | 730.55 | CP02 | CP02 | Power contactor, AC-3 150 A, 75 kW / 400 V Coil AC 50/60 Hz and DC 96-127 V x (0.8-1.1) F-PLC input 24 V DC 3-pole size S6 Auxiliary contacts 2 NO + 2 NC Main circuit: Busbar Control and auxiliary circuit: screw terminal | - | 0 | 0
3RT1055-6SF36-3PA0 |  | 3RT1055-6SF36-3PA0 | 1 | UN | 1 | 5 | B | D | N | N | 85364900 | 1 | 4047621043036 | 3.386 | KG | 754.3 | 754.3 | CP02 | CP02 | Power contactor, AC-3 150 A, 75 kW / 400 V Coil AC 50/60 Hz and DC 96-127 V x (0.8-1.1) F-PLC input 24 V DC 3-pole size S6 Auxiliary contacts 2 NO + 2 NC cannot be dissolved (SUVA) Main circuit: Busbar Control and auxiliary circuit: screw terminal | - | 0 | 0
3RT1055-6SP36 |  | 3RT1055-6SP36 | 1 | UN | 1 | 5 | B | D | N | N | 85364900 | 1 | 4047621043067 | 3.273 | KG | 730.55 | 730.55 | CP02 | CP02 | Power contactor, AC-3 150 A, 75 kW / 400 V Coil AC 50/60 Hz and DC 200-277 V x (0.8-1.1) F-PLC input 24 V DC 3-pole size S6 Auxiliary contacts 2 NO + 2 NC Main circuit: Busbar Control and auxiliary circuit: screw terminal | - | 0 | 0
3RT1055-6SP36-3PA0 |  | 3RT1055-6SP36-3PA0 | 1 | UN | 1 | 5 | B | D | N | N | 85364900 | 1 | 4047621043050 | 3.269 | KG | 754.3 | 754.3 | CP02 | CP02 | Power contactor, AC-3 150 A, 75 kW / 400 V Coil AC 50/60 Hz and DC 200-277 V x (0.8-1.1) F-PLC input 24 V DC 3-pole size S6 Auxiliary contacts 2 NO + 2 NC cannot be dissolved (SUVA) Main circuit: Busbar Control and auxiliary circuit: screw terminal | - | 0 | 0
3RT1055-6XB46-0LA2 |  | 3RT1055-6XB46-0LA2 | 1 | UN | 1 | 5 | B | D | N | N | 85364900 | 1 | 4047621022475 | 3.358 | KG | 969 | 969 | CP02 | CP02 | Traction contactor, AC-3 150 A, 75 kW / 400 V Coil 24 V DC x (0.7-1.25) PLC input 24-110 V DC Auxiliary contacts 2 NO + 2 NC 3-pole size S6 Busbar connections Coil connection: screw terminal | - | 0 | 0
3RT1055-6XF46-0LA2 |  | 3RT1055-6XF46-0LA2 | 1 | UN | 1 | 5 | B | D | EAR99 | N | 85364900 | 1 | 4047621022512 | 3.333 | KG | 969 | 969 | CP02 | CP02 | Traction contactor, AC-3 150 A, 75 kW / 400 V Coil 110 V DC x (0.7-1.25) PLC input 24-110 V DC Auxiliary contacts 2 NO + 2 NC 3-pole size S6 Busbar connections Coil connection: screw terminal | - | 0 | 0
3RT1055-6XJ46-0LA2 |  | 3RT1055-6XJ46-0LA2 | 1 | UN | 1 | 5 | B | D | EAR99 | N | 85364900 | 1 | 4047621022499 | 3.289 | KG | 969 | 969 | CP02 | CP02 | Traction contactor, AC-3 150 A, 75 kW / 400 V Coil 72 V DC x (0.7-1.25) PLC input 24-110 V DC Auxiliary contacts 2 NO + 2 NC 3-pole size S6 Busbar connections Coil connection: screw terminal | - | 0 | 0
3RT1055-7AB36 |  | 3RT1055-7AB36 | 1 | UN | 1 | 0 | A | D | N | N | 85364900 | 1 | 4011209944909 | 3.69 | KG | 647.9 | 647.9 | CP02 | CP02 | Power contactor, AC-3 150 A, 75 kW / 400 V AC (50-60 Hz) / DC operation 23-26 V UC Auxiliary contacts 2 NO + 2 NC 3-pole, Size S6 Busbar connections Operating mechanism: conventional Screw terminal Box terminal block 3RT1955-4G mounted | - | 0 | 0
3RT1055-7AB36-0SF1 |  | 3RT1055-7AB36-0SF1 | 1 | UN | 1 | 0 | A | D | N | N | 85364900 | 1 | 4047621014715 | 3.687 | KG | 647.9 | 647.9 | CP02 | CP02 | Power contactor, AC-3 150 A, 75 kW / 400 V AC (50-60 Hz) / DC operation 23-26 V UC (spring-type terminal) Auxiliary contacts 2 NO + 2 NC 3-pole, Size S6 Busbar connections Operating mechanism: conventional Screw terminal Box terminal block 3RT1955-4G mounted | - | 0 | 0
3RT1056-1AB36 |  | 3RT1056-1AB36 | 1 | UN | 1 | 5 | B | D | N | N | 85364900 | 1 | 4011209575738 | 4.049 | KG | 849.3 | 849.3 | CP02 | CP02 | Power contactor, AC-3 185 A, 90 kW / 400 V AC (50-60 Hz) / DC operation 23-26 V UC Auxiliary contacts 2 NO + 2 NC 3-pole, Size S6E Busbar connections Drive: conventional with 2 box terminals 3RT19 56-4G up to 120 mm | - | 0 | 0
3RT1056-2AB36 |  | 3RT1056-2AB36 | 1 | UN | 1 | 5 | B | D | N | N | 85364900 | 1 | 4011209582224 | 3.38 | KG | 754.3 | 733.4 | CP02 | CP02 | Power contactor, AC-3 185 A, 90 kW / 400 V AC (50-60 Hz) / DC operation 23-26 V UC Auxiliary contacts 2 NO + 2 NC 3-pole, Size S6 Busbar connections Drive: conventional Spring-type terminal | Lista Papel 2020 SI | 0 | 0
3RT1056-2AD36 |  | 3RT1056-2AD36 | 1 | UN | 1 | 5 | B | D | N | N | 85364900 | 1 | 4011209582231 | 3.349 | KG | 754.3 | 754.3 | CP02 | CP02 | Power contactor, AC-3 185 A, 90 kW / 400 V AC (50-60 Hz) / DC operation 42-48 V UC Auxiliary contacts 2 NO + 2 NC 3-pole, Size S6 Busbar connections Drive: conventional Spring-type terminal | - | 0 | 0
3RT1056-2AF36 |  | 3RT1056-2AF36 | 1 | UN | 1 | 5 | B | D | N | N | 85364900 | 1 | 4011209582248 | 3.418 | KG | 754.3 | 733.4 | CP02 | CP02 | Power contactor, AC-3 185 A, 90 kW / 400 V AC (50-60 Hz) / DC operation 110-127 V UC Auxiliary contacts 2 NO + 2 NC 3-pole, Size S6 Busbar connections Drive: conventional Spring-type terminal | Lista Papel 2020 SI | 0 | 0
3RT1056-2AM36 |  | 3RT1056-2AM36 | 1 | UN | 1 | 5 | B | D | N | N | 85364900 | 1 | 4011209582255 | 3.315 | KG | 754.3 | 754.3 | CP02 | CP02 | Power contactor, AC-3 185 A, 90 kW / 400 V AC (50-60 Hz) / DC operation 200-220 V UC Auxiliary contacts 2 NO + 2 NC 3-pole, Size S6 Busbar connections Drive: conventional Spring-type terminal | - | 0 | 0
3RT1056-2AP36 |  | 3RT1056-2AP36 | 1 | UN | 1 | 5 | B | D | N | N | 85364900 | 1 | 4011209582262 | 3.34 | KG | 754.3 | 733.4 | CP02 | CP02 | Power contactor, AC-3 185 A, 90 kW / 400 V AC (50-60 Hz) / DC operation 220-240 V UC Auxiliary contacts 2 NO + 2 NC 3-pole, Size S6 Busbar connections Drive: conventional Spring-type terminal | Lista Papel 2020 SI | 0 | 0
3RT1056-2AR36 |  | 3RT1056-2AR36 | 1 | UN | 1 | 5 | B | D | N | N | 85364900 | 1 | 4011209582279 | 3.384 | KG | 754.3 | 754.3 | CP02 | CP02 | Power contactor, AC-3 185 A, 90 kW / 400 V AC (50-60 Hz) / DC operation 440-480 V UC Auxiliary contacts 2 NO + 2 NC 3-pole, Size S6 Busbar connections Drive: conventional Spring-type terminal | - | 0 | 0
3RT1056-2AS36 |  | 3RT1056-2AS36 | 1 | UN | 1 | 5 | B | D | N | N | 85364900 | 1 | 4011209582286 | 3.35 | KG | 754.3 | 754.3 | CP02 | CP02 | Power contactor, AC-3 185 A, 90 kW / 400 V AC (50-60 Hz) / DC operation 500-550 V UC Auxiliary contacts 2 NO + 2 NC 3-pole, Size S6 Busbar connections Drive: conventional Spring-type terminal | - | 0 | 0
3RT1056-2AT36 |  | 3RT1056-2AT36 | 1 | UN | 1 | 5 | B | D | N | N | 85364900 | 1 | 4011209582293 | 3.395 | KG | 754.3 | 754.3 | CP02 | CP02 | Power contactor, AC-3 185 A, 90 kW / 400 V AC (50-60 Hz) / DC operation 575-600 V UC Auxiliary contacts 2 NO + 2 NC 3-pole, Size S6 Busbar connections Drive: conventional Spring-type terminal | - | 0 | 0
3RT1056-2AU36 |  | 3RT1056-2AU36 | 1 | UN | 1 | 5 | B | D | N | N | 85364900 | 1 | 4011209582309 | 3.345 | KG | 754.3 | 754.3 | CP02 | CP02 | Power contactor, AC-3 185 A, 90 kW / 400 V AC (50-60 Hz) / DC operation 240-277 V UC Auxiliary contacts 2 NO + 2 NC 3-pole, Size S6 Busbar connections Drive: conventional Spring-type terminal | - | 0 | 0
3RT1056-2AV36 |  | 3RT1056-2AV36 | 1 | UN | 1 | 5 | B | D | N | N | 85364900 | 1 | 4011209582316 | 3.356 | KG | 754.3 | 733.4 | CP02 | CP02 | Power contactor, AC-3 185 A, 90 kW / 400 V AC (50-60 Hz) / DC operation 380-420 V UC Auxiliary contacts 2 NO + 2 NC 3-pole, Size S6 Busbar connections Drive: conventional Spring-type terminal | Lista Papel 2020 SI | 0 | 0
3RT1056-2NB36 |  | 3RT1056-2NB36 | 1 | UN | 1 | 5 | B | D | N | N | 85364900 | 1 | 4011209582323 | 3.433 | KG | 836 | 812.25 | CP02 | CP02 | Power contactor, AC-3 185 A, 90 kW / 400 V AC (50-60 Hz) / DC operation 21-27 UC, 3 V Auxiliary contacts 2 NO + 2 NC 3-pole, Size S6 Busbar connections Drive: electronic with PLC interface 24 V DC Spring-type terminal | Lista Papel 2020 SI | 0 | 0
3RT1056-2NF36 |  | 3RT1056-2NF36 | 1 | UN | 1 | 5 | B | D | N | N | 85364900 | 1 | 4011209582330 | 3.353 | KG | 836 | 812.25 | CP02 | CP02 | Power contactor, AC-3 185 A, 90 kW / 400 V AC (50-60 Hz) / DC operation 96-127 V UC Auxiliary contacts 2 NO + 2 NC 3-pole, Size S6 Busbar connections Drive: electronic with PLC interface 24 V DC Spring-type terminal | Lista Papel 2020 SI | 0 | 0
3RT1056-2NP36 |  | 3RT1056-2NP36 | 1 | UN | 1 | 5 | B | D | EAR99 | N | 85364900 | 1 | 4011209582347 | 3.35 | KG | 836 | 812.25 | CP02 | CP02 | Power contactor, AC-3 185 A, 90 kW / 400 V AC (50-60 Hz) / DC operation 200-277 V UC Auxiliary contacts 2 NO + 2 NC 3-pole, Size S6 Busbar connections Drive: electronic with PLC interface 24 V DC Spring-type terminal | Lista Papel 2020 SI | 0 | 0
3RT1056-2XB46-0LA2 |  | 3RT1056-2XB46-0LA2 | 1 | UN | 1 | 5 | B | D | EAR99 | N | 85364900 | 1 | 4047621022529 | 3.42 | KG | 1187.5 | 1187.5 | CP02 | CP02 | Traction contactor, AC-3 185 A, 90 kW / 400 V Coil 24 V DC x (0.7-1.25) PLC input 24-110 V DC Auxiliary contacts 2 NO + 2 NC 3-pole size S6 Busbar connections Coil connection: Spring-type terminal | - | 0 | 0
3RT1056-2XF46-0LA2 |  | 3RT1056-2XF46-0LA2 | 1 | UN | 1 | 5 | B | D | EAR99 | N | 85364900 | 1 | 4047621022550 | 3.403 | KG | 1187.5 | 1187.5 | CP02 | CP02 | Traction contactor, AC-3 185 A, 90 kW / 400 V Coil 110 V DC x (0.7-1.25) PLC input 24-110 V DC Auxiliary contacts 2 NO + 2 NC 3-pole size S6 Busbar connections Coil connection: Spring-type terminal | - | 0 | 0
3RT1056-2XJ46-0LA2 |  | 3RT1056-2XJ46-0LA2 | 1 | UN | 1 | 5 | B | D | EAR99 | N | 85364900 | 1 | 4047621023298 | 3.259 | KG | 1187.5 | 1187.5 | CP02 | CP02 | Traction contactor, AC-3 185 A, 90 kW / 400 V Coil 72 V DC x (0.7-1.25) PLC input 24-110 V DC Auxiliary contacts 2 NO + 2 NC 3-pole size S6 Busbar connections Coil connection: Spring-type terminal | - | 0 | 0
3RT1056-6AB36 |  | 3RT1056-6AB36 | 1 | UN | 1 | 1 | A | D | N | N | 85364900 | 1 | 4011209507494 | 3.39 | KG | 754.3 | 733.4 | CP02 | CP02 | Power contactor, AC-3 185 A, 90 kW / 400 V AC (50-60 Hz) / DC operation 23-26 V UC Auxiliary contacts 2 NO + 2 NC 3-pole, Size S6 Busbar connections Drive: conventional screw terminal | Lista Papel 2020 SI | 0 | 0
3RT1056-6AB36-3PA0 |  | 3RT1056-6AB36-3PA0 | 1 | UN | 1 | 5 | B | D | N | N | 85364900 | 1 | 4011209782587 | 3.372 | KG | 782.8 | 782.8 | CP02 | CP02 | Power contactor, AC-3 185 A, 90 kW / 400 V AC (50-60 Hz) / DC operation 23-26 V UC Auxiliary contacts 2 NO + 2 NC lateral, captive 3-pole, Size S6 Busbar connections Drive: conventional for SUVA applications | - | 0 | 0
3RT1056-6AB36-Z | X95 | 3RT1056-6AB36-ZX95 | 1 | UN | 1 | 15 | C | D | N | N | 85364900 | 9 | 4011209557307 | 3.1 | KG | 754.3 | 754.3 | CP02 | CP02 | power contactor, AC-3 185 A, 90 kW / 400 V AC (50-60 Hz) / DC operation 23-26 V UC Auxiliary contacts 2 NO + 2 NC 3-pole, Size S6 Busbar connections Drive: conventional Reusable packaging = 9 units | - | 0 | 0
3RT1056-6AD36 |  | 3RT1056-6AD36 | 1 | UN | 1 | 5 | B | D | N | N | 85364900 | 1 | 4011209507500 | 3.29 | KG | 754.3 | 754.3 | CP02 | CP02 | Power contactor, AC-3 185 A, 90 kW / 400 V AC (50-60 Hz) / DC operation 42-48 V UC Auxiliary contacts 2 NO + 2 NC 3-pole, Size S6 Busbar connections Drive: conventional screw terminal | - | 0 | 0
3RT1056-6AF36 |  | 3RT1056-6AF36 | 1 | UN | 1 | 1 | A | D | N | N | 85364900 | 1 | 4011209507517 | 3.371 | KG | 754.3 | 733.4 | CP02 | CP02 | Power contactor, AC-3 185 A, 90 kW / 400 V AC (50-60 Hz) / DC operation 110-127 V UC Auxiliary contacts 2 NO + 2 NC 3-pole, Size S6 Busbar connections Drive: conventional screw terminal | Lista Papel 2020 SI | 0 | 0
3RT1056-6AF36-3PA0 |  | 3RT1056-6AF36-3PA0 | 1 | UN | 1 | 10 | C | D | N | N | 85364900 | 1 | 4011209782594 | 3.371 | KG | 782.8 | 782.8 | CP02 | CP02 | Power contactor, AC-3 185 A, 90 kW / 400 V AC (50-60 Hz) / DC operation 110-127 V UC Auxiliary contacts 2 NO + 2 NC lateral, captive 3-pole, Size S6 Busbar connections Drive: conventional for SUVA applications | - | 0 | 0
3RT1056-6AF36-Z | X95 | 3RT1056-6AF36-ZX95 | 1 | UN | 1 | 15 | C | D | N | N | 85364900 | 9 | 4011209557314 | 3.1 | KG | 754.3 | 754.3 | CP02 | CP02 | power contactor, AC-3 185 A, 90 kW / 400 V AC (50-60 Hz) / DC operation 110-127 V UC Auxiliary contacts 2 NO + 2 NC 3-pole, Size S6 Busbar connections Drive: conventional Reusable packaging = 9 units | - | 0 | 0
3RT1056-6AM36 |  | 3RT1056-6AM36 | 1 | UN | 1 | 5 | B | D | N | N | 85364900 | 1 | 4011209507524 | 3.309 | KG | 754.3 | 754.3 | CP02 | CP02 | Power contactor, AC-3 185 A, 90 kW / 400 V AC (50-60 Hz) / DC operation 200-220 V UC Auxiliary contacts 2 NO + 2 NC 3-pole, Size S6 Busbar connections Drive: conventional screw terminal | - | 0 | 0
3RT1056-6AP30 |  | 3RT1056-6AP30 | 1 | UN | 1 | 5 | B | D | N | N | 85364900 | 1 | 4011209566491 | 3.25 | KG | 754.3 | 754.3 | CP02 | CP02 | Power contactor, AC-3 185 A, 90 kW / 400 V AC (50-60 Hz) / DC operation 220-240 V UC without auxiliary contacts 3-pole, Size S6 Busbar connections Drive: conventional | - | 0 | 9
3RT1056-6AP36 |  | 3RT1056-6AP36 | 1 | UN | 1 | 1 | A | D | N | N | 85364900 | 1 | 4011209507531 | 3.34 | KG | 754.3 | 733.4 | CP02 | CP02 | Power contactor, AC-3 185 A, 90 kW / 400 V AC (50-60 Hz) / DC operation 220-240 V UC Auxiliary contacts 2 NO + 2 NC 3-pole, Size S6 Busbar connections Drive: conventional screw terminal | Lista Papel 2020 SI | 0 | 0
3RT1056-6AP36-3PA0 |  | 3RT1056-6AP36-3PA0 | 1 | UN | 1 | 10 | C | D | N | N | 85364900 | 1 | 4047621047362 | 3.322 | KG | 782.8 | 782.8 | CP02 | CP02 | Power contactor, AC-3 185 A, 90 kW / 400 V AC (50-60 Hz) / DC operation 220-240 V UC Auxiliary contacts 2 NO + 2 NC 3-pole, Size S6 Busbar connections Drive: conventional screw terminal Captive auxiliary switch, DIN 50012 | - | 0 | 0
3RT1056-6AP36-Z | X95 | 3RT1056-6AP36-ZX95 | 1 | UN | 1 | 15 | C | D | N | N | 85364900 | 9 | 4011209557321 | 3.227 | KG | 754.3 | 754.3 | CP02 | CP02 | power contactor, AC-3 185 A, 90 kW / 400 V AC (50-60 Hz) / DC operation 220-240 V UC Auxiliary contacts 2 NO + 2 NC 3-pole, Size S6 Busbar connections Drive: conventional Reusable packaging = 9 units | - | 0 | 0
3RT1056-6AP38-0PA5 |  | 3RT1056-6AP38-0PA5 | 1 | UN | 1 | 5 | B | D | N | N | 85364900 | 1 | 4011209575004 | 3.35 | KG | 780.9 | 780.9 | CP02 | CP02 | Power contactor, AC-3 185 A, 90 kW / 400 V AC (50-60 Hz) / DC operation 220-240 V UC Auxiliary contacts 2 NO + 2 NC solid-state-compatible, 3-pole, Size S6, Busbar connections Drive: conventional | - | 0 | 9
3RT1056-6AR36 |  | 3RT1056-6AR36 | 1 | UN | 1 | 5 | B | D | N | N | 85364900 | 1 | 4011209507548 | 3.36 | KG | 754.3 | 754.3 | CP02 | CP02 | Power contactor, AC-3 185 A, 90 kW / 400 V AC (50-60 Hz) / DC operation 440-480 V UC Auxiliary contacts 2 NO + 2 NC 3-pole, Size S6 Busbar connections Drive: conventional screw terminal | - | 0 | 0
3RT1056-6AS36 |  | 3RT1056-6AS36 | 1 | UN | 1 | 5 | B | D | N | N | 85364900 | 1 | 4011209507555 | 3.338 | KG | 754.3 | 754.3 | CP02 | CP02 | Power contactor, AC-3 185 A, 90 kW / 400 V AC (50-60 Hz) / DC operation 500-550 V UC Auxiliary contacts 2 NO + 2 NC 3-pole, Size S6 Busbar connections Drive: conventional screw terminal | - | 0 | 0
3RT1056-6AT36 |  | 3RT1056-6AT36 | 1 | UN | 1 | 5 | B | D | N | N | 85364900 | 1 | 4011209507562 | 3.467 | KG | 754.3 | 754.3 | CP02 | CP02 | Power contactor, AC-3 185 A, 90 kW / 400 V AC (50-60 Hz) / DC operation 575-600 V UC Auxiliary contacts 2 NO + 2 NC 3-pole, Size S6 Busbar connections Drive: conventional screw terminal | - | 0 | 0
3RT1056-6AU36 |  | 3RT1056-6AU36 | 1 | UN | 1 | 5 | B | D | N | N | 85364900 | 1 | 4011209507579 | 3.44 | KG | 754.3 | 754.3 | CP02 | CP02 | Power contactor, AC-3 185 A, 90 kW / 400 V AC (50-60 Hz) / DC operation 240-277 V UC Auxiliary contacts 2 NO + 2 NC 3-pole, Size S6 Busbar connections Drive: conventional screw terminal | - | 0 | 0
3RT1056-6AV36 |  | 3RT1056-6AV36 | 1 | UN | 1 | 5 | B | D | N | N | 85364900 | 1 | 4011209507586 | 3.35 | KG | 754.3 | 733.4 | CP02 | CP02 | Power contactor, AC-3 185 A, 90 kW / 400 V AC (50-60 Hz) / DC operation 380-420 V UC Auxiliary contacts 2 NO + 2 NC 3-pole, Size S6 Busbar connections Drive: conventional screw terminal | Lista Papel 2020 SI | 0 | 0
3RT1056-6LA06 |  | 3RT1056-6LA06 | 1 | UN | 1 | 5 | B | D | N | N | 85364900 | 1 | 4011209507593 | 3.336 | KG | 663.1 | 663.1 | CP02 | CP02 | Power contactor, AC-3 185 A, 90 kW / 400 V without coil Auxiliary contacts 2 NO + 2 NC 3-pole, Size S6 Busbar connections Drive: conventional Auxiliary conductor: Screw terminals | - | 0 | 0
3RT1056-6NB36 |  | 3RT1056-6NB36 | 1 | UN | 1 | 10 | C | D | N | N | 85364900 | 1 | 4011209507609 | 3.4 | KG | 836 | 812.25 | CP02 | CP02 | Power contactor, AC-3 185 A, 90 kW / 400 V AC (50-60 Hz) / DC operation 21-27 UC, 3 V Auxiliary contacts 2 NO + 2 NC 3-pole, Size S6 Busbar connections Drive: electronic with PLC interface 24 V DC screw terminal | Lista Papel 2020 SI | 0 | 0
3RT1056-6NB36-3PA0 |  | 3RT1056-6NB36-3PA0 | 1 | UN | 1 | 0 | A | D | N | N | 85364900 | 1 | 4047621054506 | 3.389 | KG | 859.75 | 859.75 | CP02 | CP02 | Power contactor, AC-3 185 A, 90 kW / 400 V AC (50-60 Hz) / DC operation 21-27 UC, 3 V Auxiliary contacts 2 NO + 2 NC 3-pole, Size S6 Busbar connections Drive: electronic with PLC interface 24 V DC screw terminal Captive lateral aux. cont. SUVA application | - | 0 | 0
3RT1056-6NF36 |  | 3RT1056-6NF36 | 1 | UN | 1 | 5 | B | D | N | N | 85364900 | 1 | 4011209507616 | 3.335 | KG | 836 | 812.25 | CP02 | CP02 | Power contactor, AC-3 185 A, 90 kW / 400 V AC (50-60 Hz) / DC operation 96-127 V UC Auxiliary contacts 2 NO + 2 NC 3-pole, Size S6 Busbar connections Drive: electronic with PLC interface 24 V DC screw terminal | Lista Papel 2020 SI | 0 | 0
3RT1056-6NP36 |  | 3RT1056-6NP36 | 1 | UN | 1 | 1 | A | D | EAR99 | N | 85364900 | 1 | 4011209507623 | 3.334 | KG | 836 | 812.25 | CP02 | CP02 | Power contactor, AC-3 185 A, 90 kW / 400 V AC (50-60 Hz) / DC operation 200-277 V UC Auxiliary contacts 2 NO + 2 NC 3-pole, Size S6 Busbar connections Drive: electronic with PLC interface 24 V DC screw terminal | Lista Papel 2020 SI | 0 | 0
3RT1056-6NP36-3PA0 |  | 3RT1056-6NP36-3PA0 | 1 | UN | 1 | 10 | C | D | EAR99 | N | 85364900 | 1 | 4047621030159 | 3.293 | KG | 859.75 | 859.75 | CP02 | CP02 | Power contactor, AC-3 185 A, 90 kW / 400 V AC (50-60 Hz) / DC operation 200-277 V UC Auxiliary contacts 2 NO + 2 NC 3-pole, Size S6 Busbar connections Drive: electronic with PLC interface 24 V DC screw terminal Captive auxiliary switch, DIN 50012 | - | 0 | 0
3RT1056-6NP38-0PA5 |  | 3RT1056-6NP38-0PA5 | 1 | UN | 1 | 5 | B | D | EAR99 | N | 85364900 | 1 | 4011209575011 | 3.33 | KG | 883.5 | 883.5 | CP02 | CP02 | Power contactor, AC-3 185 A, 90 kW / 400 V AC (50-60 Hz) / DC operation 200-277 V UC Auxiliary contacts 2 NO + 2 NC solid-state-compatible, 3-pole, Size S6, Busbar connections Drive: electronic with PLC interface 24 V DC | - | 0 | 9
3RT1056-6PF35 |  | 3RT1056-6PF35 | 1 | UN | 1 | 5 | B | D | N | N | 85364900 | 1 | 4011209510722 | 3.96 | KG | 1064 | 1064 | CP02 | CP02 | Power contactor, AC-3 185 A, 90 kW / 400 V AC (50-60 Hz) / DC operation 96-127 V UC Auxiliary contacts 1 NO + 1 NC 3-pole, Size S6 Busbar connections Drive: electronic with PLC / SIMOCODE interface and RLT signal | - | 0 | 0
3RT1056-6PP35 |  | 3RT1056-6PP35 | 1 | UN | 1 | 5 | B | D | N | N | 85364900 | 1 | 4011209510739 | 3.882 | KG | 1064 | 1064 | CP02 | CP02 | Power contactor, AC-3 185 A, 90 kW / 400 V AC (50-60 Hz) / DC operation 200-277 V UC Auxiliary contacts 1 NO + 1 NC 3-pole, Size S6 Busbar connections Drive: electronic with PLC / SIMOCODE interface and RLT signal | - | 0 | 0
3RT1056-6PP35-0SW0 |  | 3RT1056-6PP35-0SW0 | 1 | UN | 1 | 5 | B | D | EAR99 | N | 85364900 | 1 | 4011209565128 | 3.913 | KG | 1320.5 | 1320.5 | CP02 | CP02 | Power contactor, AC-3 185 A, 90 kW / 400 V AC (50-60 Hz) / DC operation 200-277 V UC Auxiliary contacts 1 NO + 1 NC 3-pole, Size S6 Busbar connections with RLT signal | - | 0 | 7
3RT1056-6QF35 |  | 3RT1056-6QF35 | 1 | UN | 1 | 5 | B | D | N | N | 85364900 | 1 | 4011209510753 | 3.1 | KG | 1577 | 1577 | CP02 | CP02 | Power contactor, AC-3 185 A, 90 kW / 400 V AC (50-60 Hz) / DC operation 96-127 V UC Auxiliary contacts 1 NO + 1 NC 3-pole, Size S6 Busbar connections Drive: electronic with AS-Interface and RLT signal | - | 0 | 7
3RT1056-6QP35 |  | 3RT1056-6QP35 | 1 | UN | 1 | 5 | B | D | N | N | 85364900 | 1 | 4011209510760 | 3.911 | KG | 1577 | 1577 | CP02 | CP02 | Power contactor, AC-3 185 A, 90 kW / 400 V AC (50-60 Hz) / DC operation 200-277 V UC Auxiliary contacts 1 NO + 1 NC 3-pole, Size S6 Busbar connections Drive: electronic with AS-Interface and RLT signal | - | 0 | 7
3RT1056-6SF36 |  | 3RT1056-6SF36 | 1 | UN | 1 | 5 | B | D | N | N | 85364900 | 1 | 4047621043098 | 3.348 | KG | 883.5 | 883.5 | CP02 | CP02 | Power contactor, AC-3 185 A, 90 kW / 400 V Coil AC 50/60 Hz and DC 96-127 V x (0.8-1.1) F-PLC input 24 V DC 3-pole size S6 Auxiliary contacts 2 NO + 2 NC Main circuit: Busbar Control and auxiliary circuit: screw terminal | - | 0 | 0
3RT1056-6SF36-3PA0 |  | 3RT1056-6SF36-3PA0 | 1 | UN | 1 | 5 | B | D | N | N | 85364900 | 1 | 4047621043081 | 3.333 | KG | 907.25 | 907.25 | CP02 | CP02 | Power contactor, AC-3 185 A, 90 kW / 400 V Coil AC 50/60 Hz and DC 96-127 V x (0.8-1.1) F-PLC input 24 V DC 3-pole size S6 Auxiliary contacts 2 NO + 2 NC cannot be dissolved (SUVA) Main circuit: Busbar Control and auxiliary circuit: screw terminal | - | 0 | 0
3RT1056-6SP36 |  | 3RT1056-6SP36 | 1 | UN | 1 | 5 | B | D | N | N | 85364900 | 1 | 4047621043111 | 3.372 | KG | 883.5 | 883.5 | CP02 | CP02 | Power contactor, AC-3 185 A, 90 kW / 400 V Coil AC 50/60 Hz and DC 200-277 V x (0.8-1.1) F-PLC input 24 V DC 3-pole size S6 Auxiliary contacts 2 NO + 2 NC Main circuit: Busbar Control and auxiliary circuit: screw terminal | - | 0 | 0
3RT1056-6SP36-3PA0 |  | 3RT1056-6SP36-3PA0 | 1 | UN | 1 | 5 | B | D | N | N | 85364900 | 1 | 4047621043104 | 3.284 | KG | 907.25 | 907.25 | CP02 | CP02 | Power contactor, AC-3 185 A, 90 kW / 400 V Coil AC 50/60 Hz and DC 200-277 V x (0.8-1.1) F-PLC input 24 V DC 3-pole size S6 Auxiliary contacts 2 NO + 2 NC cannot be dissolved (SUVA) Main circuit: Busbar Control and auxiliary circuit: screw terminal | - | 0 | 0
3RT1056-6XB46-0LA2 |  | 3RT1056-6XB46-0LA2 | 1 | UN | 1 | 5 | B | D | N | N | 85364900 | 1 | 4047621022536 | 3.408 | KG | 1187.5 | 1187.5 | CP02 | CP02 | Traction contactor, AC-3 185 A, 90 kW / 400 V Coil 24 V DC x (0.7-1.25) PLC input 24-110 V DC Auxiliary contacts 2 NO + 2 NC 3-pole size S6 Busbar connections Coil connection: screw terminal | - | 0 | 0
3RT1056-6XF46-0LA2 |  | 3RT1056-6XF46-0LA2 | 1 | UN | 1 | 5 | B | D | EAR99 | N | 85364900 | 1 | 4047621022567 | 3.323 | KG | 1187.5 | 1187.5 | CP02 | CP02 | Traction contactor, AC-3 185 A, 90 kW / 400 V Coil 110 V DC x (0.7-1.25) PLC input 24-110 V DC Auxiliary contacts 2 NO + 2 NC 3-pole size S6 Busbar connections Coil connection: screw terminal | - | 0 | 0
3RT1056-6XJ46-0LA2 |  | 3RT1056-6XJ46-0LA2 | 1 | UN | 1 | 5 | B | D | EAR99 | N | 85364900 | 1 | 4047621022543 | 3.35 | KG | 1187.5 | 1187.5 | CP02 | CP02 | Traction contactor, AC-3 185 A, 90 kW / 400 V Coil 72 V DC x (0.7-1.25) PLC input 24-110 V DC Auxiliary contacts 2 NO + 2 NC 3-pole size S6 Busbar connections Coil connection: screw terminal | - | 0 | 0
3RT1056-7AB36 |  | 3RT1056-7AB36 | 1 | UN | 1 | 0 | A | D | N | N | 85364900 | 1 | 4011209944893 | 3.72 | KG | 799.9 | 799.9 | CP02 | CP02 | Power contactor, AC-3 185 A, 90 kW / 400 V AC (50-60 Hz) / DC operation 23-26 V UC Auxiliary contacts 2 NO + 2 NC 3-pole, Size S6E Busbar connections Drive: conventional with 2 box terminals 3RT19 55-4G up to 70 mm | - | 0 | 0
3RT1056-7AB36-0SF1 |  | 3RT1056-7AB36-0SF1 | 1 | UN | 1 | 0 | A | D | N | N | 85364900 | 1 | 4047621014722 | 3.72 | KG | 799.9 | 799.9 | CP02 | CP02 | Power contactor, AC-3 185 A, 90 kW / 400 V AC (50-60 Hz) / DC operation 23-26 V UC (spring-type terminal) Auxiliary contacts 2 NO + 2 NC 3-pole, Size S6E Busbar connections Drive: conventional with 2 box terminals 3RT19 55-4G up to 70 mm | - | 0 | 0
3RT1064-2AB36 |  | 3RT1064-2AB36 | 1 | UN | 1 | 5 | B | D | N | N | 85364900 | 1 | 4011209582354 | 6.56 | KG | 853.1 | 829.35 | CP02 | CP02 | Power contactor, AC-3 225 A, 110 kW / 400 V AC (50-60 Hz) / DC operation 23-26 V UC Auxiliary contacts 2 NO + 2 NC 3-pole, Size S10 Busbar connections Drive: conventional Spring-type terminal | Lista Papel 2020 SI | 0 | 0
3RT1064-2AD36 |  | 3RT1064-2AD36 | 1 | UN | 1 | 5 | B | D | N | N | 85364900 | 1 | 4011209582361 | 6.47 | KG | 853.1 | 853.1 | CP02 | CP02 | Power contactor, AC-3 225 A, 110 kW / 400 V AC (50-60 Hz) / DC operation 42-48 V UC Auxiliary contacts 2 NO + 2 NC 3-pole, Size S10 Busbar connections Drive: conventional Spring-type terminal | - | 0 | 0
3RT1064-2AF36 |  | 3RT1064-2AF36 | 1 | UN | 1 | 5 | B | D | N | N | 85364900 | 1 | 4011209582378 | 6.508 | KG | 853.1 | 829.35 | CP02 | CP02 | Power contactor, AC-3 225 A, 110 kW / 400 V AC (50-60 Hz) / DC operation 110-127 V UC Auxiliary contacts 2 NO + 2 NC 3-pole, Size S10 Busbar connections Drive: conventional Spring-type terminal | Lista Papel 2020 SI | 0 | 0
3RT1064-2AM36 |  | 3RT1064-2AM36 | 1 | UN | 1 | 5 | B | D | N | N | 85364900 | 1 | 4011209582385 | 6.491 | KG | 853.1 | 853.1 | CP02 | CP02 | Power contactor, AC-3 225 A, 110 kW / 400 V AC (50-60 Hz) / DC operation 200-220 V UC Auxiliary contacts 2 NO + 2 NC 3-pole, Size S10 Busbar connections Drive: conventional Spring-type terminal | - | 0 | 0
3RT1064-2AP36 |  | 3RT1064-2AP36 | 1 | UN | 1 | 5 | B | D | N | N | 85364900 | 1 | 4011209582392 | 6.428 | KG | 853.1 | 829.35 | CP02 | CP02 | Power contactor, AC-3 225 A, 110 kW / 400 V AC (50-60 Hz) / DC operation 220-240 V UC Auxiliary contacts 2 NO + 2 NC 3-pole, Size S10 Busbar connections Drive: conventional Spring-type terminal | Lista Papel 2020 SI | 0 | 0
3RT1064-2AR36 |  | 3RT1064-2AR36 | 1 | UN | 1 | 5 | B | D | N | N | 85364900 | 1 | 4011209582408 | 6.527 | KG | 853.1 | 853.1 | CP02 | CP02 | Power contactor, AC-3 225 A, 110 kW / 400 V AC (50-60 Hz) / DC operation 440-480 V UC Auxiliary contacts 2 NO + 2 NC 3-pole, Size S10 Busbar connections Drive: conventional Spring-type terminal | - | 0 | 0
3RT1064-2AS36 |  | 3RT1064-2AS36 | 1 | UN | 1 | 5 | B | D | N | N | 85364900 | 1 | 4011209582415 | 6.517 | KG | 853.1 | 853.1 | CP02 | CP02 | Power contactor, AC-3 225 A, 110 kW / 400 V AC (50-60 Hz) / DC operation 500-550 V UC Auxiliary contacts 2 NO + 2 NC 3-pole, Size S10 Busbar connections Drive: conventional Spring-type terminal | - | 0 | 0
3RT1064-2AT36 |  | 3RT1064-2AT36 | 1 | UN | 1 | 5 | B | D | N | N | 85364900 | 1 | 4011209582422 | 6.571 | KG | 853.1 | 853.1 | CP02 | CP02 | Power contactor, AC-3 225 A, 110 kW / 400 V AC (50-60 Hz) / DC operation 575-600 V UC Auxiliary contacts 2 NO + 2 NC 3-pole, Size S10 Busbar connections Drive: conventional Spring-type terminal | - | 0 | 0
3RT1064-2AU36 |  | 3RT1064-2AU36 | 1 | UN | 1 | 5 | B | D | N | N | 85364900 | 1 | 4011209582439 | 6.56 | KG | 853.1 | 853.1 | CP02 | CP02 | Power contactor, AC-3 225 A, 110 kW / 400 V AC (50-60 Hz) / DC operation 240-277 V UC Auxiliary contacts 2 NO + 2 NC 3-pole, Size S10 Busbar connections Drive: conventional Spring-type terminal | - | 0 | 0
3RT1064-2AV36 |  | 3RT1064-2AV36 | 1 | UN | 1 | 5 | B | D | N | N | 85364900 | 1 | 4011209582446 | 6.529 | KG | 853.1 | 829.35 | CP02 | CP02 | Power contactor, AC-3 225 A, 110 kW / 400 V AC (50-60 Hz) / DC operation 380-420 V UC Auxiliary contacts 2 NO + 2 NC 3-pole, Size S10 Busbar connections Drive: conventional Spring-type terminal | Lista Papel 2020 SI | 0 | 0
3RT1064-2NB36 |  | 3RT1064-2NB36 | 1 | UN | 1 | 5 | B | D | N | N | 85364900 | 1 | 4011209582453 | 6.47 | KG | 959.5 | 934.8 | CP02 | CP02 | Power contactor, AC-3 225 A, 110 kW / 400 V AC (50-60 Hz) / DC operation 21-27 UC, 3 V Auxiliary contacts 2 NO + 2 NC 3-pole, Size S10 Busbar connections Drive: electronic with PLC interface 24 V DC Spring-type terminal | Lista Papel 2020 SI | 0 | 0
3RT1064-2NF36 |  | 3RT1064-2NF36 | 1 | UN | 1 | 5 | B | D | N | N | 85364900 | 1 | 4011209582460 | 6.61 | KG | 959.5 | 934.8 | CP02 | CP02 | Power contactor, AC-3 225 A, 110 kW / 400 V AC (50-60 Hz) / DC operation 96-127 V UC Auxiliary contacts 2 NO + 2 NC 3-pole, Size S10 Busbar connections Drive: electronic with PLC interface 24 V DC Spring-type terminal | Lista Papel 2020 SI | 0 | 0
3RT1064-2NP36 |  | 3RT1064-2NP36 | 1 | UN | 1 | 5 | B | D | N | N | 85364900 | 1 | 4011209582477 | 6.462 | KG | 959.5 | 934.8 | CP02 | CP02 | Power contactor, AC-3 225 A, 110 kW / 400 V AC (50-60 Hz) / DC operation 200-277 V UC Auxiliary contacts 2 NO + 2 NC 3-pole, Size S10 Busbar connections Drive: electronic with PLC interface 24 V DC Spring-type terminal | Lista Papel 2020 SI | 0 | 0
3RT1064-2XB46-0LA2 |  | 3RT1064-2XB46-0LA2 | 1 | UN | 1 | 5 | B | D | N | N | 85364900 | 1 | 4047621022635 | 6.461 | KG | 1387 | 1387 | CP02 | CP02 | Traction contactor, AC-3 225 A, 110 kW / 400 V Coil 24 V DC x (0.7-1.25) PLC input 24-110 V DC Auxiliary contacts 2 NO + 2 NC 3-pole size S10 Busbar connections Coil connection: Spring-type terminal | - | 0 | 0
3RT1064-2XF46-0LA2 |  | 3RT1064-2XF46-0LA2 | 1 | UN | 1 | 5 | B | D | N | N | 85364900 | 1 | 4047621022666 | 6.53 | KG | 1387 | 1387 | CP02 | CP02 | Traction contactor, AC-3 225 A, 110 kW / 400 V Coil 110 V DC x (0.7-1.25) PLC input 24-110 V DC Auxiliary contacts 2 NO + 2 NC 3-pole size S10 Busbar connections Coil connection: Spring-type terminal | - | 0 | 0
3RT1064-2XJ46-0LA2 |  | 3RT1064-2XJ46-0LA2 | 1 | UN | 1 | 5 | B | D | N | N | 85364900 | 1 | 4047621023182 | 6.462 | KG | 1387 | 1387 | CP02 | CP02 | Traction contactor, AC-3 225 A, 110 kW / 400 V Coil 72 V DC x (0.7-1.25) PLC input 24-110 V DC Auxiliary contacts 2 NO + 2 NC 3-pole size S10 Busbar connections Coil connection: Spring-type terminal | - | 0 | 0
3RT1064-6AB36 |  | 3RT1064-6AB36 | 1 | UN | 1 | 5 | B | D | N | N | 85364900 | 1 | 4011209507692 | 6.54 | KG | 851.2 | 827.45 | CP02 | CP02 | Power contactor, AC-3 225 A, 110 kW / 400 V AC (50-60 Hz) / DC operation 23-26 V UC Auxiliary contacts 2 NO + 2 NC 3-pole, Size S10 Busbar connections Drive: conventional screw terminal | Lista Papel 2020 SI | 0 | 0
3RT1064-6AB36-3PA0 |  | 3RT1064-6AB36-3PA0 | 1 | UN | 1 | 0 | A | D | N | N | 85364900 | 1 | 4011209936737 | 6.467 | KG | 874.95 | 874.95 | CP02 | CP02 | Power contactor, AC-3 225 A, 110 kW / 400 V AC (50-60 Hz) / DC operation 23-26 V UC Auxiliary contacts 2 NO + 2 NC 3-pole, Size S10 Busbar connections Drive: conventional screw terminal Auxiliary switch block 2 NO + 2 NC lateral, left + right Captive auxiliary switch, DIN 50012 | - | 0 | 0
3RT1064-6AD36 |  | 3RT1064-6AD36 | 1 | UN | 1 | 5 | B | D | N | N | 85364900 | 1 | 4011209507708 | 6.548 | KG | 851.2 | 851.2 | CP02 | CP02 | Power contactor, AC-3 225 A, 110 kW / 400 V AC (50-60 Hz) / DC operation 42-48 V UC Auxiliary contacts 2 NO + 2 NC 3-pole, Size S10 Busbar connections Drive: conventional screw terminal | - | 0 | 0
3RT1064-6AF36 |  | 3RT1064-6AF36 | 1 | UN | 1 | 1 | A | D | N | N | 85364900 | 1 | 4011209507715 | 6.48 | KG | 851.2 | 827.45 | CP02 | CP02 | Power contactor, AC-3 225 A, 110 kW / 400 V AC (50-60 Hz) / DC operation 110-127 V UC Auxiliary contacts 2 NO + 2 NC 3-pole, Size S10 Busbar connections Drive: conventional screw terminal | Lista Papel 2020 SI | 0 | 0
3RT1064-6AF36-3PA0 |  | 3RT1064-6AF36-3PA0 | 1 | UN | 1 | 0 | A | D | N | N | 85364900 | 1 | 4011209936768 | 6.528 | KG | 874.95 | 874.95 | CP02 | CP02 | Power contactor, AC-3 225 A, 110 kW / 400 V AC (50-60 Hz) / DC operation 110-127 V UC Auxiliary contacts 2 NO + 2 NC 3-pole, Size S10 Busbar connections Drive: conventional screw terminal Auxiliary switch block 2 NO + 2 NC lateral, left + right Captive auxiliary switch, DIN 50012 | - | 0 | 0
3RT1064-6AF36-Z | X95 | 3RT1064-6AF36-ZX95 | 1 | UN | 1 | 15 | C | D | N | N | 85364900 | 2 | 4011209557369 | 6.56 | KG | 988 | 988 | CP02 | CP02 | power contactor, AC-3 225 A, 110 kW / 400 V AC (50-60 Hz) / DC operation 110-127 V UC Auxiliary contacts 2 NO + 2 NC 3-pole, Size S10 Busbar connections Drive: conventional Reusable packaging Pack = 2 units | - | 0 | 0
3RT1064-6AM36 |  | 3RT1064-6AM36 | 1 | UN | 1 | 5 | B | D | N | N | 85364900 | 1 | 4011209507722 | 6.47 | KG | 851.2 | 851.2 | CP02 | CP02 | Power contactor, AC-3 225 A, 110 kW / 400 V AC (50-60 Hz) / DC operation 200-220 V UC Auxiliary contacts 2 NO + 2 NC 3-pole, Size S10 Busbar connections Drive: conventional screw terminal | - | 0 | 0
3RT1064-6AP36 |  | 3RT1064-6AP36 | 1 | UN | 1 | 1 | A | D | N | N | 85364900 | 1 | 4011209507739 | 6.42 | KG | 851.2 | 827.45 | CP02 | CP02 | Power contactor, AC-3 225 A, 110 kW / 400 V AC (50-60 Hz) / DC operation 220-240 V UC Auxiliary contacts 2 NO + 2 NC 3-pole, Size S10 Busbar connections Drive: conventional screw terminal | Lista Papel 2020 SI | 0 | 0
3RT1064-6AP36-1AA0 |  | 3RT1064-6AP36-1AA0 | 1 | UN | 1 | 0 | A | D | N | N | 85364900 | 1 |  | 6.428 | KG | 1111.5 | 1111.5 | CP02 | CP02 | Power contactor, AC-3 225 A, 110 kW / 400 V AC (50-60 Hz) / DC operation 220-240 V UC Auxiliary contacts 2 NO + 2 NC 3-pole, Size S10 Busbar connections Drive: conventional screw terminal upright mounting position | - | 0 | 7
3RT1064-6AP36-3PA0 |  | 3RT1064-6AP36-3PA0 | 1 | UN | 1 | 10 | C | D | N | N | 85364900 | 1 | 4047621047379 | 6.439 | KG | 874.95 | 874.95 | CP02 | CP02 | Power contactor, AC-3 225 A, 110 kW / 400 V AC (50-60 Hz) / DC operation 220-240 V UC Auxiliary contacts 2 NO + 2 NC 3-pole, Size S10 Busbar connections Drive: conventional screw terminal Captive auxiliary switch, DIN 50012 | - | 0 | 0
3RT1064-6AP36-Z | X95 | 3RT1064-6AP36-ZX95 | 1 | UN | 1 | 15 | C | D | N | N | 85364900 | 2 | 4011209557376 | 6.56 | KG | 851.2 | 851.2 | CP02 | CP02 | power contactor, AC-3 225 A, 110 kW / 400 V AC (50-60 Hz) / DC operation 220-240 V UC Auxiliary contacts 2 NO + 2 NC 3-pole, Size S10 Busbar connections Drive: conventional Reusable packaging = 2 units | - | 0 | 0
3RT1064-6AR36 |  | 3RT1064-6AR36 | 1 | UN | 1 | 5 | B | D | N | N | 85364900 | 1 | 4011209507746 | 6.54 | KG | 851.2 | 851.2 | CP02 | CP02 | Power contactor, AC-3 225 A, 110 kW / 400 V AC (50-60 Hz) / DC operation 440-480 V UC Auxiliary contacts 2 NO + 2 NC 3-pole, Size S10 Busbar connections Drive: conventional screw terminal | - | 0 | 0
3RT1064-6AS36 |  | 3RT1064-6AS36 | 1 | UN | 1 | 5 | B | D | N | N | 85364900 | 1 | 4011209507753 | 6.52 | KG | 851.2 | 851.2 | CP02 | CP02 | Power contactor, AC-3 225 A, 110 kW / 400 V AC (50-60 Hz) / DC operation 500-550 V UC Auxiliary contacts 2 NO + 2 NC 3-pole, Size S10 Busbar connections Drive: conventional screw terminal | - | 0 | 0
3RT1064-6AT36 |  | 3RT1064-6AT36 | 1 | UN | 1 | 5 | B | D | N | N | 85364900 | 1 | 4011209507760 | 6.504 | KG | 851.2 | 851.2 | CP02 | CP02 | Power contactor, AC-3 225 A, 110 kW / 400 V AC (50-60 Hz) / DC operation 575-600 V UC Auxiliary contacts 2 NO + 2 NC 3-pole, Size S10 Busbar connections Drive: conventional screw terminal | - | 0 | 0
3RT1064-6AU36 |  | 3RT1064-6AU36 | 1 | UN | 1 | 5 | B | D | N | N | 85364900 | 1 | 4011209507777 | 6.63 | KG | 851.2 | 851.2 | CP02 | CP02 | Power contactor, AC-3 225 A, 110 kW / 400 V AC (50-60 Hz) / DC operation 240-277 V UC Auxiliary contacts 2 NO + 2 NC 3-pole, Size S10 Busbar connections Drive: conventional screw terminal | - | 0 | 0
3RT1064-6AV36 |  | 3RT1064-6AV36 | 1 | UN | 1 | 5 | B | D | N | N | 85364900 | 1 | 4011209507784 | 6.431 | KG | 851.2 | 827.45 | CP02 | CP02 | Power contactor, AC-3 225 A, 110 kW / 400 V AC (50-60 Hz) / DC operation 380-420 V UC Auxiliary contacts 2 NO + 2 NC 3-pole, Size S10 Busbar connections Drive: conventional screw terminal | Lista Papel 2020 SI | 0 | 0
3RT1064-6LA06 |  | 3RT1064-6LA06 | 1 | UN | 1 | 5 | B | D | N | N | 85364900 | 1 | 4011209507791 | 5.51 | KG | 744.8 | 744.8 | CP02 | CP02 | Power contactor, AC-3 225 A, 110 kW / 400 V without coil Auxiliary contacts 2 NO + 2 NC 3-pole, Size S10 Busbar connections Drive: conventional Auxiliary conductor: Screw terminals | - | 0 | 0
3RT1064-6NB36 |  | 3RT1064-6NB36 | 1 | UN | 1 | 5 | B | D | N | N | 85364900 | 1 | 4011209507807 | 6.439 | KG | 959.5 | 934.8 | CP02 | CP02 | Power contactor, AC-3 225 A, 110 kW / 400 V AC (50-60 Hz) / DC operation 21-27.3 V UC Auxiliary contacts 2 NO + 2 NC 3-pole, Size S10 Busbar connections Drive: electronic with PLC interface 24 V DC screw terminal | Lista Papel 2020 SI | 0 | 0
3RT1064-6NF36 |  | 3RT1064-6NF36 | 1 | UN | 1 | 2 | A | D | N | N | 85364900 | 1 | 4011209507814 | 6.664 | KG | 959.5 | 934.8 | CP02 | CP02 | Power contactor, AC-3 225 A, 110 kW / 400 V AC (50-60 Hz) / DC operation 96-127 V UC Auxiliary contacts 2 NO + 2 NC 3-pole, Size S10 Busbar connections Drive: electronic with PLC interface 24 V DC screw terminal | Lista Papel 2020 SI | 0 | 0
3RT1064-6NP36 |  | 3RT1064-6NP36 | 1 | UN | 1 | 5 | B | D | N | N | 85364900 | 1 | 4011209507821 | 6.475 | KG | 959.5 | 934.8 | CP02 | CP02 | Power contactor, AC-3 225 A, 110 kW / 400 V AC (50-60 Hz) / DC operation 200-277 V UC Auxiliary contacts 2 NO + 2 NC 3-pole, Size S10 Busbar connections Drive: electronic with PLC interface 24 V DC screw terminal | Lista Papel 2020 SI | 0 | 0
3RT1064-6PF35 |  | 3RT1064-6PF35 | 1 | UN | 1 | 5 | B | D | N | N | 85364900 | 1 | 4011209510784 | 7.18 | KG | 1187.5 | 1187.5 | CP02 | CP02 | Power contactor, AC-3 225 A, 110 kW / 400 V AC (50-60 Hz) / DC operation 96-127 V UC Auxiliary contacts 1 NO + 1 NC 3-pole, Size S10 Busbar connections Drive: electronic with PLC / SIMOCODE interface and RLT signal | - | 0 | 0
3RT1064-6PP35 |  | 3RT1064-6PP35 | 1 | UN | 1 | 5 | B | D | N | N | 85364900 | 1 | 4011209510791 | 6.96 | KG | 1187.5 | 1187.5 | CP02 | CP02 | Power contactor, AC-3 225 A, 110 kW / 400 V AC (50-60 Hz) / DC operation 200-277 V UC Auxiliary contacts 1 NO + 1 NC 3-pole, Size S10 Busbar connections Drive: electronic with PLC / SIMOCODE interface and RLT signal | - | 0 | 0
3RT1064-6QF35 |  | 3RT1064-6QF35 | 1 | UN | 1 | 5 | B | D | N | N | 85364900 | 1 | 4011209510814 | 7.06 | KG | 1738.5 | 1738.5 | CP02 | CP02 | Power contactor, AC-3 225 A, 110 kW / 400 V AC (50-60 Hz) / DC operation 96-127 V UC Auxiliary contacts 1 NO + 1 NC 3-pole, Size S10 Busbar connections Drive: electronic with AS-Interface and RLT signal | - | 0 | 7
3RT1064-6QP35 |  | 3RT1064-6QP35 | 1 | UN | 1 | 5 | B | D | N | N | 85364900 | 1 | 4011209510821 | 6.97 | KG | 1738.5 | 1738.5 | CP02 | CP02 | Power contactor, AC-3 225 A, 110 kW / 400 V AC (50-60 Hz) / DC operation 200-277 V UC Auxiliary contacts 1 NO + 1 NC 3-pole, Size S10 Busbar connections Drive: electronic with AS-Interface and RLT signal | - | 0 | 7
3RT1064-6SF36 |  | 3RT1064-6SF36 | 1 | UN | 1 | 5 | B | D | N | N | 85364900 | 1 | 4047621043135 | 6.42 | KG | 1007 | 1007 | CP02 | CP02 | Power contactor, AC-3 225 A, 110 kW / 400 V Coil AC 50/60 Hz and DC 96-127 V x (0.8-1.1) F-PLC input 24 V DC 3-pole size S10 Auxiliary contacts 2 NO + 2 NC Main circuit: Busbar Control and auxiliary circuit: screw terminal | - | 0 | 0
3RT1064-6SF36-3PA0 |  | 3RT1064-6SF36-3PA0 | 1 | UN | 1 | 5 | B | D | N | N | 85364900 | 1 | 4047621043128 | 6.54 | KG | 1035.5 | 1035.5 | CP02 | CP02 | Power contactor, AC-3 225 A, 110 kW / 400 V Coil AC 50/60 Hz and DC 96-127 V x (0.8-1.1) F-PLC input 24 V DC 3-pole size S10 Auxiliary contacts 2 NO + 2 NC cannot be dissolved (SUVA) Main circuit: Busbar Control and auxiliary circuit: screw terminal | - | 0 | 0
3RT1064-6SP36 |  | 3RT1064-6SP36 | 1 | UN | 1 | 5 | B | D | N | N | 85364900 | 1 | 4047621043142 | 6.346 | KG | 1007 | 1007 | CP02 | CP02 | Power contactor, AC-3 225 A, 110 kW / 400 V Coil AC 50/60 Hz and DC 200-277 V x (0.8-1.1) F-PLC input 24 V DC 3-pole size S10 Auxiliary contacts 2 NO + 2 NC Main circuit: Busbar Control and auxiliary circuit: screw terminal | - | 0 | 0
3RT1064-6SP36-3PA0 |  | 3RT1064-6SP36-3PA0 | 1 | UN | 1 | 5 | B | D | N | N | 85364900 | 1 | 4047621043159 | 6.34 | KG | 1035.5 | 1035.5 | CP02 | CP02 | Power contactor, AC-3 225 A, 110 kW / 400 V Coil AC 50/60 Hz and DC 200-277 V x (0.8-1.1) F-PLC input 24 V DC 3-pole size S10 Auxiliary contacts 2 NO + 2 NC cannot be dissolved (SUVA) Main circuit: Busbar Control and auxiliary circuit: screw terminal | - | 0 | 0
3RT1064-6XB46-0LA2 |  | 3RT1064-6XB46-0LA2 | 1 | UN | 1 | 5 | B | D | N | N | 85364900 | 1 | 4047621022642 | 6.437 | KG | 1387 | 1387 | CP02 | CP02 | Traction contactor, AC-3 225 A, 110 kW / 400 V Coil 24 V DC x (0.7-1.25) PLC input 24-110 V DC Auxiliary contacts 2 NO + 2 NC 3-pole size S10 Busbar connections Coil connection: screw terminal | - | 0 | 0
3RT1064-6XF46-0LA2 |  | 3RT1064-6XF46-0LA2 | 1 | UN | 1 | 5 | B | D | N | N | 85364900 | 1 | 4047621022673 | 6.61 | KG | 1387 | 1387 | CP02 | CP02 | Traction contactor, AC-3 225 A, 110 kW / 400 V Coil 110 V DC x (0.7-1.25) PLC input 24-110 V DC Auxiliary contacts 2 NO + 2 NC 3-pole size S10 Busbar connections Coil connection: screw terminal | - | 0 | 0
3RT1064-6XJ46-0LA2 |  | 3RT1064-6XJ46-0LA2 | 1 | UN | 1 | 5 | B | D | N | N | 85364900 | 1 | 4047621022659 | 6.462 | KG | 1387 | 1387 | CP02 | CP02 | Traction contactor, AC-3 225 A, 110 kW / 400 V Coil 72 V DC x (0.7-1.25) PLC input 24-110 V DC Auxiliary contacts 2 NO + 2 NC 3-pole size S10 Busbar connections Coil connection: screw terminal | - | 0 | 0
3RT1065-2AB36 |  | 3RT1065-2AB36 | 1 | UN | 1 | 5 | B | D | N | N | 85364900 | 1 | 4011209582484 | 6.586 | KG | 1206.5 | 1168.5 | CP02 | CP02 | Power contactor, AC-3 265 A, 132 kW / 400 V AC (50-60 Hz) / DC operation 23-26 V UC Auxiliary contacts 2 NO + 2 NC 3-pole, Size S10 Busbar connections Drive: conventional Spring-type terminal | Lista Papel 2020 SI | 0 | 0
3RT1065-2AD36 |  | 3RT1065-2AD36 | 1 | UN | 1 | 5 | B | D | N | N | 85364900 | 1 | 4011209582491 | 6.594 | KG | 1206.5 | 1206.5 | CP02 | CP02 | Power contactor, AC-3 265 A, 132 kW / 400 V AC (50-60 Hz) / DC operation 42- 48 V UC Auxiliary contacts 2 NO + 2 NC 3-pole, Size S10 Busbar connections Drive: conventional Spring-type terminal | - | 0 | 0
3RT1065-2AF36 |  | 3RT1065-2AF36 | 1 | UN | 1 | 5 | B | D | N | N | 85364900 | 1 | 4011209582507 | 6.554 | KG | 1206.5 | 1168.5 | CP02 | CP02 | Power contactor, AC-3 265 A, 132 kW / 400 V AC (50-60 Hz) / DC operation 110-127 V UC Auxiliary contacts 2 NO + 2 NC 3-pole, Size S10 Busbar connections Drive: conventional Spring-type terminal | Lista Papel 2020 SI | 0 | 0
3RT1065-2AM36 |  | 3RT1065-2AM36 | 1 | UN | 1 | 5 | B | D | N | N | 85364900 | 1 | 4011209582514 | 6.53 | KG | 1206.5 | 1206.5 | CP02 | CP02 | Power contactor, AC-3 265 A, 132 kW / 400 V AC (50-60 Hz) / DC operation 200-220 V UC Auxiliary contacts 2 NO + 2 NC 3-pole, Size S10 Busbar connections Drive: conventional Spring-type terminal | - | 0 | 0
3RT1065-2AP36 |  | 3RT1065-2AP36 | 1 | UN | 1 | 5 | B | D | N | N | 85364900 | 1 | 4011209582521 | 6.5 | KG | 1206.5 | 1168.5 | CP02 | CP02 | Power contactor, AC-3 265 A, 132 kW / 400 V AC (50-60 Hz) / DC operation 220-240 V UC Auxiliary contacts 2 NO + 2 NC 3-pole, Size S10 Busbar connections Drive: conventional Spring-type terminal | Lista Papel 2020 SI | 0 | 0
3RT1065-2AP36-Z | I45 | 3RT1065-2AP36-ZI45 | 1 | UN | 1 | 5 | B | D | N | N | 85364900 | 1 | 4047621020549 | 6.5 | KG | 1501 | 1501 | CP02 | CP02 | Power contactor, AC-3 265 A, 132 kW / 400 V AC (50-60 Hz) / DC 220-240 V UC Auxiliary contacts 2 NO + 2 NC 3-pole, Size S10 Busbar connections Operating mechanism: conventional Spring-type terminals | - | 0 | 7
3RT1065-2AR36 |  | 3RT1065-2AR36 | 1 | UN | 1 | 5 | B | D | N | N | 85364900 | 1 | 4011209582538 | 6.592 | KG | 1206.5 | 1206.5 | CP02 | CP02 | Power contactor, AC-3 265 A, 132 kW / 400 V AC (50-60 Hz) / DC operation 440-480 V UC Auxiliary contacts 2 NO + 2 NC 3-pole, Size S10 Busbar connections Drive: conventional Spring-type terminal | - | 0 | 0
3RT1065-2AS36 |  | 3RT1065-2AS36 | 1 | UN | 1 | 5 | B | D | N | N | 85364900 | 1 | 4011209582545 | 6.571 | KG | 1206.5 | 1206.5 | CP02 | CP02 | Power contactor, AC-3 265 A, 132 kW / 400 V AC (50-60 Hz) / DC operation 500-550 V UC Auxiliary contacts 2 NO + 2 NC 3-pole, Size S10 Busbar connections Drive: conventional Spring-type terminal | - | 0 | 0
3RT1065-2AT36 |  | 3RT1065-2AT36 | 1 | UN | 1 | 5 | B | D | N | N | 85364900 | 1 | 4011209582552 | 6.52 | KG | 1206.5 | 1206.5 | CP02 | CP02 | Power contactor, AC-3 265 A, 132 kW / 400 V AC (50-60 Hz) / DC operation 575-600 V UC Auxiliary contacts 2 NO + 2 NC 3-pole, Size S10 Busbar connections Drive: conventional Spring-type terminal | - | 0 | 0
3RT1065-2AU36 |  | 3RT1065-2AU36 | 1 | UN | 1 | 5 | B | D | N | N | 85364900 | 1 | 4011209582569 | 6.57 | KG | 1206.5 | 1206.5 | CP02 | CP02 | Power contactor, AC-3 265 A, 132 kW / 400 V AC (50-60 Hz) / DC operation 240-277 V UC Auxiliary contacts 2 NO + 2 NC 3-pole, Size S10 Busbar connections Drive: conventional Spring-type terminal | - | 0 | 0
3RT1065-2AV36 |  | 3RT1065-2AV36 | 1 | UN | 1 | 5 | B | D | N | N | 85364900 | 1 | 4011209582576 | 6.585 | KG | 1206.5 | 1168.5 | CP02 | CP02 | Power contactor, AC-3 265 A, 132 kW / 400 V AC (50-60 Hz) / DC operation 380-420 V UC Auxiliary contacts 2 NO + 2 NC 3-pole, Size S10 Busbar connections Drive: conventional Spring-type terminal | Lista Papel 2020 SI | 0 | 0
3RT1065-2NB36 |  | 3RT1065-2NB36 | 1 | UN | 1 | 5 | B | D | N | N | 85364900 | 1 | 4011209582583 | 6.22 | KG | 1292 | 1254 | CP02 | CP02 | Power contactor, AC-3 265 A, 132 kW / 400 V AC (50-60 Hz) / DC operation 21-27 UC, 3 V Auxiliary contacts 2 NO + 2 NC 3-pole, Size S10 Busbar connections Drive: electronic with PLC interface 24 V DC Spring-type terminal | Lista Papel 2020 SI | 0 | 0
3RT1065-2NF36 |  | 3RT1065-2NF36 | 1 | UN | 1 | 5 | B | D | N | N | 85364900 | 1 | 4011209582590 | 6.656 | KG | 1292 | 1254 | CP02 | CP02 | Power contactor, AC-3 265 A, 132 kW / 400 V AC (50-60 Hz) / DC operation 96-127 V UC Auxiliary contacts 2 NO + 2 NC 3-pole, Size S10 Busbar connections Drive: electronic with PLC interface 24 V DC Spring-type terminal | Lista Papel 2020 SI | 0 | 0
3RT1065-2NP36 |  | 3RT1065-2NP36 | 1 | UN | 1 | 5 | B | D | N | N | 85364900 | 1 | 4011209582606 | 6.549 | KG | 1292 | 1254 | CP02 | CP02 | Power contactor, AC-3 265 A, 132 kW / 400 V AC (50-60 Hz) / DC operation 200-277 V UC Auxiliary contacts 2 NO + 2 NC 3-pole, Size S10 Busbar connections Drive: electronic with PLC interface 24 V DC Spring-type terminal | Lista Papel 2020 SI | 0 | 0
3RT1065-2XB46-0LA2 |  | 3RT1065-2XB46-0LA2 | 1 | UN | 1 | 5 | B | D | N | N | 85364900 | 1 | 4047621023199 | 6.482 | KG | 1824 | 1824 | CP02 | CP02 | Traction contactor, AC-3 265 A, 132 kW / 400 V Coil 24 V DC x (0.7-1.25) PLC input 24-110 V DC Auxiliary contacts 2 NO + 2 NC 3-pole size S10 Busbar connections Coil connection: Spring-type terminal | - | 0 | 0
3RT1065-2XF46-0LA2 |  | 3RT1065-2XF46-0LA2 | 1 | UN | 1 | 5 | B | D | N | N | 85364900 | 1 | 4047621022727 | 6.61 | KG | 1824 | 1824 | CP02 | CP02 | Traction contactor, AC-3 265 A, 132 kW / 400 V Coil 110 V DC x (0.7-1.25) PLC input 24-110 V DC Auxiliary contacts 2 NO + 2 NC 3-pole size S10 Busbar connections Coil connection: Spring-type terminal | - | 0 | 0
3RT1065-2XJ46-0LA2 |  | 3RT1065-2XJ46-0LA2 | 1 | UN | 1 | 5 | B | D | N | N | 85364900 | 1 | 4047621022703 | 6.7 | KG | 1824 | 1824 | CP02 | CP02 | Traction contactor, AC-3 265 A, 132 kW / 400 V Coil 72 V DC x (0.7-1.25) PLC input 24-110 V DC Auxiliary contacts 2 NO + 2 NC 3-pole size S10 Busbar connections Coil connection: Spring-type terminal | - | 0 | 0
3RT1065-6AB36 |  | 3RT1065-6AB36 | 1 | UN | 1 | 2 | A | D | N | N | 85364900 | 1 | 4011209507890 | 6.62 | KG | 1206.5 | 1168.5 | CP02 | CP02 | Power contactor, AC-3 265 A, 132 kW / 400 V AC (50-60 Hz) / DC operation 23-26 V UC Auxiliary contacts 2 NO + 2 NC 3-pole, Size S10 Busbar connections Drive: conventional screw terminal | Lista Papel 2020 SI | 0 | 0
3RT1065-6AB36-3PA0 |  | 3RT1065-6AB36-3PA0 | 1 | UN | 1 | 0 | A | D | N | N | 85364900 | 1 | 4011209936744 | 6.6 | KG | 1225.5 | 1225.5 | CP02 | CP02 | Power contactor, AC-3 265 A, 132 kW / 400 V AC (50-60 Hz) / DC operation 23-26 V UC Auxiliary contacts 2 NO + 2 NC 3-pole, Size S10 Busbar connections Drive: conventional screw terminal Auxiliary switch block 2 NO + 2 NC lateral, left + right Captive auxiliary switch DIN 50012 | - | 0 | 0
3RT1065-6AD36 |  | 3RT1065-6AD36 | 1 | UN | 1 | 5 | B | D | N | N | 85364900 | 1 | 4011209507906 | 6.566 | KG | 1206.5 | 1206.5 | CP02 | CP02 | Power contactor, AC-3 265 A, 132 kW / 400 V AC (50-60 Hz) / DC operation 42-48 V UC Auxiliary contacts 2 NO + 2 NC 3-pole, Size S10 Busbar connections Drive: conventional screw terminal | - | 0 | 0
3RT1065-6AF36 |  | 3RT1065-6AF36 | 1 | UN | 1 | 1 | A | D | N | N | 85364900 | 1 | 4011209507913 | 6.57 | KG | 1206.5 | 1168.5 | CP02 | CP02 | Power contactor, AC-3 265 A, 132 kW / 400 V AC (50-60 Hz) / DC operation 110-127 V UC Auxiliary contacts 2 NO + 2 NC 3-pole, Size S10 Busbar connections Drive: conventional screw terminal | Lista Papel 2020 SI | 0 | 0
3RT1065-6AF36-3PA0 |  | 3RT1065-6AF36-3PA0 | 1 | UN | 1 | 0 | A | D | N | N | 85364900 | 1 | 4011209936775 | 6.539 | KG | 1225.5 | 1225.5 | CP02 | CP02 | Power contactor, AC-3 265 A, 132 kW / 400 V AC (50-60 Hz) / DC operation 110-127 V UC Auxiliary contacts 2 NO + 2 NC 3-pole, Size S10 Busbar connections Drive: conventional screw terminal Auxiliary switch block 2 NO + 2 NC lateral, left + right Captive auxiliary switch DIN 50012 | - | 0 | 0
3RT1065-6AF36-Z | X95 | 3RT1065-6AF36-ZX95 | 1 | UN | 1 | 15 | C | D | N | N | 85364900 | 2 | 4011209557383 | 6.715 | KG | 1387 | 1387 | CP02 | CP02 | power contactor, AC-3 265 A, 132 kW / 400 V AC (50-60 Hz) / DC operation 110-127 V UC Auxiliary contacts 2 NO + 2 NC 3-pole, Size S10 Busbar connections Drive: conventional Reusable packaging Pack = 2 units | - | 0 | 0
3RT1065-6AM36 |  | 3RT1065-6AM36 | 1 | UN | 1 | 5 | B | D | N | N | 85364900 | 1 | 4011209507920 | 6.53 | KG | 1206.5 | 1206.5 | CP02 | CP02 | Power contactor, AC-3 265 A, 132 kW / 400 V AC (50-60 Hz) / DC operation 200-220 V UC Auxiliary contacts 2 NO + 2 NC 3-pole, Size S10 Busbar connections Drive: conventional screw terminal | - | 0 | 0
3RT1065-6AP36 |  | 3RT1065-6AP36 | 1 | UN | 1 | 1 | A | D | N | N | 85364900 | 1 | 4011209507937 | 6.54 | KG | 1206.5 | 1168.5 | CP02 | CP02 | Power contactor, AC-3 265 A, 132 kW / 400 V AC (50-60 Hz) / DC operation 220-240 V UC Auxiliary contacts 2 NO + 2 NC 3-pole, Size S10 Busbar connections Drive: conventional screw terminal | Lista Papel 2020 SI | 0 | 0
3RT1065-6AP36-3PA0 |  | 3RT1065-6AP36-3PA0 | 1 | UN | 1 | 0 | A | D | N | N | 85364900 | 1 | 4047621050461 | 6.486 | KG | 1225.5 | 1225.5 | CP02 | CP02 | Power contactor, AC-3 265 A, 132 kW / 400 V AC (50-60 Hz) / DC operation 220-240 V UC Auxiliary contacts 2 NO + 2 NC 3-pole, Size S10 Busbar connections Drive: conventional screw terminal Captive auxiliary switch DIN 50012 | - | 0 | 0
3RT1065-6AP36-Z | X95 | 3RT1065-6AP36-ZX95 | 1 | UN | 1 | 15 | C | D | N | N | 85364900 | 2 | 4011209557390 | 6.33 | KG | 1206.5 | 1206.5 | CP02 | CP02 | power contactor, AC-3 265 A, 132 kW / 400 V AC (50-60 Hz) / DC operation 220-240 V UC Auxiliary contacts 2 NO + 2 NC 3-pole, Size S10 Busbar connections Drive: conventional Reusable packaging | - | 0 | 0
3RT1065-6AR36 |  | 3RT1065-6AR36 | 1 | UN | 1 | 5 | B | D | N | N | 85364900 | 1 | 4011209507944 | 6.627 | KG | 1206.5 | 1206.5 | CP02 | CP02 | Power contactor, AC-3 265 A, 132 kW / 400 V AC (50-60 Hz) / DC operation 440-480 V UC Auxiliary contacts 2 NO + 2 NC 3-pole, Size S10 Busbar connections Drive: conventional screw terminal | - | 0 | 0
3RT1065-6AS36 |  | 3RT1065-6AS36 | 1 | UN | 1 | 5 | B | D | N | N | 85364900 | 1 | 4011209507951 | 6.61 | KG | 1206.5 | 1206.5 | CP02 | CP02 | Power contactor, AC-3 265 A, 132 kW / 400 V AC (50-60 Hz) / DC operation 500-550 V UC Auxiliary contacts 2 NO + 2 NC 3-pole, Size S10 Busbar connections Drive: conventional screw terminal | - | 0 | 0
3RT1065-6AT36 |  | 3RT1065-6AT36 | 1 | UN | 1 | 5 | B | D | N | N | 85364900 | 1 | 4011209507968 | 6.579 | KG | 1206.5 | 1206.5 | CP02 | CP02 | Power contactor, AC-3 265 A, 132 kW / 400 V AC (50-60 Hz) / DC operation 575-600 V UC Auxiliary contacts 2 NO + 2 NC 3-pole, Size S10 Busbar connections Drive: conventional screw terminal | - | 0 | 0
3RT1065-6AU36 |  | 3RT1065-6AU36 | 1 | UN | 1 | 5 | B | D | N | N | 85364900 | 1 | 4011209507975 | 6.638 | KG | 1206.5 | 1206.5 | CP02 | CP02 | Power contactor, AC-3 265 A, 132 kW / 400 V AC (50-60 Hz) / DC operation 240-277 V UC Auxiliary contacts 2 NO + 2 NC 3-pole, Size S10 Busbar connections Drive: conventional screw terminal | - | 0 | 0
3RT1065-6AV36 |  | 3RT1065-6AV36 | 1 | UN | 1 | 5 | B | D | N | N | 85364900 | 1 | 4011209507982 | 6.557 | KG | 1206.5 | 1168.5 | CP02 | CP02 | Power contactor, AC-3 265 A, 132 kW / 400 V AC (50-60 Hz) / DC operation 380-420 V UC Auxiliary contacts 2 NO + 2 NC 3-pole, Size S10 Busbar connections Drive: conventional screw terminal | Lista Papel 2020 SI | 0 | 0
3RT1065-6LA06 |  | 3RT1065-6LA06 | 1 | UN | 1 | 5 | B | D | N | N | 85364900 | 1 | 4011209507999 | 5.87 | KG | 1092.5 | 1092.5 | CP02 | CP02 | Power contactor, AC-3 265 A, 132 kW / 400 V without coil Auxiliary contacts 2 NO + 2 NC 3-pole, Size S10 Main conductor: Busbar connections Drive: conventional Auxiliary conductor: Screw terminals | - | 0 | 0
3RT1065-6NB36 |  | 3RT1065-6NB36 | 1 | UN | 1 | 5 | B | D | N | N | 85364900 | 1 | 4011209508002 | 6.484 | KG | 1292 | 1254 | CP02 | CP02 | Power contactor, AC-3 265 A, 132 kW / 400 V AC (50-60 Hz) / DC operation 21-27.3 V UC Auxiliary contacts 2 NO + 2 NC 3-pole, Size S10 Busbar connections Drive: electronic with PLC interface 24 V DC screw terminal | Lista Papel 2020 SI | 0 | 0
3RT1065-6NF36 |  | 3RT1065-6NF36 | 1 | UN | 1 | 2 | A | D | N | N | 85364900 | 1 | 4011209508019 | 6.711 | KG | 1292 | 1254 | CP02 | CP02 | Power contactor, AC-3 265 A, 132 kW / 400 V AC (50-60 Hz) / DC operation 96-127 V UC Auxiliary contacts 2 NO + 2 NC 3-pole, Size S10 Busbar connections Drive: electronic with PLC interface 24 V DC screw terminal | Lista Papel 2020 SI | 0 | 0
3RT1065-6NP36 |  | 3RT1065-6NP36 | 1 | UN | 1 | 2 | A | D | N | N | 85364900 | 1 | 4011209508026 | 6.6 | KG | 1292 | 1254 | CP02 | CP02 | Power contactor, AC-3 265 A, 132 kW / 400 V AC (50-60 Hz) / DC operation 200-277 V UC Auxiliary contacts 2 NO + 2 NC 3-pole, Size S10 Busbar connections Drive: electronic with PLC interface 24 V DC screw terminal | Lista Papel 2020 SI | 0 | 0
3RT1065-6NP36-3PA0 |  | 3RT1065-6NP36-3PA0 | 1 | UN | 1 | 10 | C | D | N | N | 85364900 | 1 | 4047621044019 | 6.54 | KG | 1311 | 1311 | CP02 | CP02 | Power contactor, AC-3 265 A, 132 kW / 400 V AC (50-60 Hz) / DC operation 200-277 V UC Auxiliary contacts 2 NO + 2 NC 3-pole, Size S10 Busbar connections Drive: electronic with PLC interface 24 V DC screw terminal Captive auxiliary switch DIN 50012 | - | 0 | 0
3RT1065-6PF35 |  | 3RT1065-6PF35 | 1 | UN | 1 | 5 | B | D | N | N | 85364900 | 1 | 4011209510845 | 7.135 | KG | 1510.5 | 1510.5 | CP02 | CP02 | Power contactor, AC-3 265 A, 132 kW / 400 V AC (50-60 Hz) / DC operation 96-127 V UC Auxiliary contacts 1 NO + 1 NC 3-pole, Size S10 Busbar connections Drive: electronic with PLC / SIMOCODE interface and RLT signal | - | 0 | 0
3RT1065-6PP35 |  | 3RT1065-6PP35 | 1 | UN | 1 | 5 | B | D | N | N | 85364900 | 1 | 4011209510852 | 7.004 | KG | 1510.5 | 1510.5 | CP02 | CP02 | Power contactor, AC-3 265 A, 132 kW / 400 V AC (50-60 Hz) / DC operation 200-277 V UC Auxiliary contacts 1 NO + 1 NC 3-pole, Size S10 Busbar connections Drive: electronic with PLC / SIMOCODE interface and RLT signal | - | 0 | 0
3RT1065-6QF35 |  | 3RT1065-6QF35 | 1 | UN | 1 | 5 | B | D | N | N | 85364900 | 1 | 4011209510876 | 5.7 | KG | 2156.5 | 2156.5 | CP02 | CP02 | Power contactor, AC-3 265 A, 132 kW / 400 V AC (50-60 Hz) / DC operation 96-127 V UC Auxiliary contacts 1 NO + 1 NC 3-pole, Size S10 Busbar connections Drive: electronic with AS-Interface and RLT signal | - | 0 | 7
3RT1065-6QP35 |  | 3RT1065-6QP35 | 1 | UN | 1 | 5 | B | D | N | N | 85364900 | 1 | 4011209510883 | 6.959 | KG | 2156.5 | 2156.5 | CP02 | CP02 | Power contactor, AC-3 265 A, 132 kW / 400 V AC (50-60 Hz) / DC operation 200-277 V UC Auxiliary contacts 1 NO + 1 NC 3-pole, Size S10 Busbar connections Drive: electronic with AS-Interface and RLT signal | - | 0 | 7
3RT1065-6SF36 |  | 3RT1065-6SF36 | 1 | UN | 1 | 5 | B | D | N | N | 85364900 | 1 | 4047621043166 | 6.58 | KG | 1339.5 | 1339.5 | CP02 | CP02 | Power contactor, AC-3 265 A, 132 kW / 400 V Coil AC 50/60 Hz and DC 96-127 V x (0.8-1.1) F-PLC input 24 V DC 3-pole size S10 Auxiliary contacts 2 NO + 2 NC Main circuit: Busbar Control and auxiliary circuit: screw terminal | - | 0 | 0
3RT1065-6SF36-3PA0 |  | 3RT1065-6SF36-3PA0 | 1 | UN | 1 | 5 | B | D | N | N | 85364900 | 1 | 4047621043173 | 6.592 | KG | 1358.5 | 1358.5 | CP02 | CP02 | Power contactor, AC-3 265 A, 132 kW / 400 V Coil AC 50/60 Hz and DC 96-127 V x (0.8-1.1) F-PLC input 24 V DC 3-pole size S10 Auxiliary contacts 2 NO + 2 NC cannot be dissolved (SUVA) Main circuit: Busbar Control and auxiliary circuit: screw terminal | - | 0 | 0
3RT1065-6SP36 |  | 3RT1065-6SP36 | 1 | UN | 1 | 5 | B | D | N | N | 85364900 | 1 | 4047621043180 | 6.4 | KG | 1339.5 | 1339.5 | CP02 | CP02 | Power contactor, AC-3 265 A, 132 kW / 400 V Coil AC 50/60 Hz and DC 200-277 V x (0.8-1.1) F-PLC input 24 V DC 3-pole size S10 Auxiliary contacts 2 NO + 2 NC Main circuit: Busbar Control and auxiliary circuit: screw terminal | - | 0 | 0
3RT1065-6SP36-3PA0 |  | 3RT1065-6SP36-3PA0 | 1 | UN | 1 | 5 | B | D | N | N | 85364900 | 1 | 4047621043197 | 6.422 | KG | 1358.5 | 1358.5 | CP02 | CP02 | Power contactor, AC-3 265 A, 132 kW / 400 V Coil AC 50/60 Hz and DC 200-277 V x (0.8-1.1) F-PLC input 24 V DC 3-pole size S10 Auxiliary contacts 2 NO + 2 NC cannot be dissolved (SUVA) Main circuit: Busbar Control and auxiliary circuit: screw terminal | - | 0 | 0
3RT1065-6XB46-0LA2 |  | 3RT1065-6XB46-0LA2 | 1 | UN | 1 | 5 | B | D | N | N | 85364900 | 1 | 4047621022697 | 6.517 | KG | 1824 | 1824 | CP02 | CP02 | Traction contactor, AC-3 265 A, 132 kW / 400 V Coil 24 V DC x (0.7-1.25) PLC input 24-110 V DC Auxiliary contacts 2 NO + 2 NC 3-pole size S10 Busbar connections Coil connection: screw terminal | - | 0 | 0
3RT1065-6XF46-0LA2 |  | 3RT1065-6XF46-0LA2 | 1 | UN | 1 | 5 | B | D | N | N | 85364900 | 1 | 4047621022734 | 6.656 | KG | 1824 | 1824 | CP02 | CP02 | Traction contactor, AC-3 265 A, 132 kW / 400 V Coil 110 V DC x (0.7-1.25) PLC input 24-110 V DC Auxiliary contacts 2 NO + 2 NC 3-pole size S10 Busbar connections Coil connection: screw terminal | - | 0 | 0
3RT1065-6XJ46-0LA2 |  | 3RT1065-6XJ46-0LA2 | 1 | UN | 1 | 5 | B | D | N | N | 85364900 | 1 | 4047621022710 | 6.688 | KG | 1824 | 1824 | CP02 | CP02 | Traction contactor, AC-3 265 A, 132 kW / 400 V Coil 72 V DC x (0.7-1.25) PLC input 24-110 V DC Auxiliary contacts 2 NO + 2 NC 3-pole size S10 Busbar connections Coil connection: screw terminal | - | 0 | 0
3RT1066-2AB36 |  | 3RT1066-2AB36 | 1 | UN | 1 | 5 | B | D | N | N | 85364900 | 1 | 4011209582613 | 6.63 | KG | 1453.5 | 1415.5 | CP02 | CP02 | Power contactor, AC-3 300 A, 160 kW / 400 V AC (50-60 Hz) / DC operation 23-26 V UC Auxiliary contacts 2 NO + 2 NC 3-pole, Size S10 Busbar connections Drive: conventional Spring-type terminal | Lista Papel 2020 SI | 0 | 0
3RT1066-2AD36 |  | 3RT1066-2AD36 | 1 | UN | 1 | 5 | B | D | N | N | 85364900 | 1 | 4011209582620 | 6.63 | KG | 1453.5 | 1453.5 | CP02 | CP02 | Power contactor, AC-3 300 A, 160 kW / 400 V AC (50-60 Hz) / DC operation 42-48 V UC Auxiliary contacts 2 NO + 2 NC 3-pole, Size S10 Busbar connections Drive: conventional Spring-type terminal | - | 0 | 0
3RT1066-2AF36 |  | 3RT1066-2AF36 | 1 | UN | 1 | 5 | B | D | N | N | 85364900 | 1 | 4011209582637 | 6.628 | KG | 1453.5 | 1415.5 | CP02 | CP02 | Power contactor, AC-3 300 A, 160 kW / 400 V AC (50-60 Hz) / DC operation 110-127 V UC Auxiliary contacts 2 NO + 2 NC 3-pole, Size S10 Busbar connections Drive: conventional Spring-type terminal | Lista Papel 2020 SI | 0 | 0
3RT1066-2AM36 |  | 3RT1066-2AM36 | 1 | UN | 1 | 5 | B | D | N | N | 85364900 | 1 | 4011209582644 | 6.578 | KG | 1453.5 | 1453.5 | CP02 | CP02 | Power contactor, AC-3 300 A, 160 kW / 400 V AC (50-60 Hz) / DC operation 200-220 V UC Auxiliary contacts 2 NO + 2 NC 3-pole, Size S10 Busbar connections Drive: conventional Spring-type terminal | - | 0 | 0
3RT1066-2AP36 |  | 3RT1066-2AP36 | 1 | UN | 1 | 5 | B | D | N | N | 85364900 | 1 | 4011209582651 | 6.52 | KG | 1453.5 | 1415.5 | CP02 | CP02 | Power contactor, AC-3 300 A, 160 kW / 400 V AC (50-60 Hz) / DC operation 220-240 V UC Auxiliary contacts 2 NO + 2 NC 3-pole, Size S10 Busbar connections Drive: conventional Spring-type terminal | Lista Papel 2020 SI | 0 | 0
3RT1066-2AR36 |  | 3RT1066-2AR36 | 1 | UN | 1 | 5 | B | D | N | N | 85364900 | 1 | 4011209582668 | 6.61 | KG | 1453.5 | 1453.5 | CP02 | CP02 | Power contactor, AC-3 300 A, 160 kW / 400 V AC (50-60 Hz) / DC operation 440-480 V UC Auxiliary contacts 2 NO + 2 NC 3-pole, Size S10 Busbar connections Drive: conventional Spring-type terminal | - | 0 | 0
3RT1066-2AS36 |  | 3RT1066-2AS36 | 1 | UN | 1 | 5 | B | D | N | N | 85364900 | 1 | 4011209582675 | 6.636 | KG | 1453.5 | 1453.5 | CP02 | CP02 | Power contactor, AC-3 300 A, 160 kW / 400 V AC (50-60 Hz) / DC operation 500-550 V UC Auxiliary contacts 2 NO + 2 NC 3-pole, Size S10 Busbar connections Drive: conventional Spring-type terminal | - | 0 | 0
3RT1066-2AT36 |  | 3RT1066-2AT36 | 1 | UN | 1 | 5 | B | D | N | N | 85364900 | 1 | 4011209582682 | 6.58 | KG | 1453.5 | 1453.5 | CP02 | CP02 | Power contactor, AC-3 300 A, 160 kW / 400 V AC (50-60 Hz) / DC operation 575-600 V UC Auxiliary contacts 2 NO + 2 NC 3-pole, Size S10 Busbar connections Drive: conventional Spring-type terminal | - | 0 | 0
3RT1066-2AU36 |  | 3RT1066-2AU36 | 1 | UN | 1 | 5 | B | D | N | N | 85364900 | 1 | 4011209582699 | 6.591 | KG | 1453.5 | 1453.5 | CP02 | CP02 | Power contactor, AC-3 300 A, 160 kW / 400 V AC (50-60 Hz) / DC operation 240-277 V UC Auxiliary contacts 2 NO + 2 NC 3-pole, Size S10 Busbar connections Drive: conventional Spring-type terminal | - | 0 | 0
3RT1066-2AV36 |  | 3RT1066-2AV36 | 1 | UN | 1 | 5 | B | D | N | N | 85364900 | 1 | 4011209582705 | 6.621 | KG | 1453.5 | 1415.5 | CP02 | CP02 | Power contactor, AC-3 300 A, 160 kW / 400 V AC (50-60 Hz) / DC operation 380-420 V UC Auxiliary contacts 2 NO + 2 NC 3-pole, Size S10 Busbar connections Drive: conventional Spring-type terminal | Lista Papel 2020 SI | 0 | 0
3RT1066-2NB36 |  | 3RT1066-2NB36 | 1 | UN | 1 | 5 | B | D | N | N | 85364900 | 1 | 4011209582712 | 6.607 | KG | 1567.5 | 1520 | CP02 | CP02 | Power contactor, AC-3 300 A, 160 kW / 400 V AC (50-60 Hz) / DC operation 21-27 UC, 3 V Auxiliary contacts 2 NO + 2 NC 3-pole, Size S10 Busbar connections Drive: electronic with PLC interface 24 V DC Spring-type terminal | Lista Papel 2020 SI | 0 | 0
3RT1066-2NF36 |  | 3RT1066-2NF36 | 1 | UN | 1 | 5 | B | D | N | N | 85364900 | 1 | 4011209582729 | 6.72 | KG | 1567.5 | 1520 | CP02 | CP02 | Power contactor, AC-3 300 A, 160 kW / 400 V AC (50-60 Hz) / DC operation 96-127 V UC Auxiliary contacts 2 NO + 2 NC 3-pole, Size S10 Busbar connections Drive: electronic with PLC interface 24 V DC Spring-type terminal | Lista Papel 2020 SI | 0 | 0
3RT1066-2NP36 |  | 3RT1066-2NP36 | 1 | UN | 1 | 5 | B | D | N | N | 85364900 | 1 | 4011209582736 | 6.599 | KG | 1567.5 | 1520 | CP02 | CP02 | Power contactor, AC-3 300 A, 160 kW / 400 V AC (50-60 Hz) / DC operation 200-277 V UC Auxiliary contacts 2 NO + 2 NC 3-pole, Size S10 Busbar connections Drive: electronic with PLC interface 24 V DC Spring-type terminal | Lista Papel 2020 SI | 0 | 0
3RT1066-2XB46-0LA2 |  | 3RT1066-2XB46-0LA2 | 1 | UN | 1 | 5 | B | D | N | N | 85364900 | 1 | 4047621022741 | 6.607 | KG | 2223 | 2223 | CP02 | CP02 | Traction contactor, AC-3 300 A, 160 kW / 400 V Coil 24 V DC x (0.7-1.25) PLC input 24-110 V DC Auxiliary contacts 2 NO + 2 NC 3-pole size S10 Busbar connections Coil connection: Spring-type terminal | - | 0 | 0
3RT1066-2XF46-0LA2 |  | 3RT1066-2XF46-0LA2 | 1 | UN | 1 | 5 | B | D | N | N | 85364900 | 1 | 4047621022789 | 6.618 | KG | 2223 | 2223 | CP02 | CP02 | Traction contactor, AC-3 300 A, 160 kW / 400 V Coil 110 V DC x (0.7-1.25) PLC input 24-110 V DC Auxiliary contacts 2 NO + 2 NC 3-pole size S10 Busbar connections Coil connection: Spring-type terminal | - | 0 | 0
3RT1066-2XJ46-0LA2 |  | 3RT1066-2XJ46-0LA2 | 1 | UN | 1 | 5 | B | D | N | N | 85364900 | 1 | 4047621022765 | 6.599 | KG | 2223 | 2223 | CP02 | CP02 | Traction contactor, AC-3 300 A, 160 kW / 400 V Coil 72 V DC x (0.7-1.25) PLC input 24-110 V DC Auxiliary contacts 2 NO + 2 NC 3-pole size S10 Busbar connections Coil connection: Spring-type terminal | - | 0 | 0
3RT1066-6AB36 |  | 3RT1066-6AB36 | 1 | UN | 1 | 5 | B | D | N | N | 85364900 | 1 | 4011209508095 | 6.6 | KG | 1453.5 | 1415.5 | CP02 | CP02 | Power contactor, AC-3 300 A, 160 kW / 400 V AC (50-60 Hz) / DC operation 23-26 V UC Auxiliary contacts 2 NO + 2 NC 3-pole, Size S10 Busbar connections Drive: conventional screw terminal | Lista Papel 2020 SI | 0 | 0
3RT1066-6AB36-3PA0 |  | 3RT1066-6AB36-3PA0 | 1 | UN | 1 | 0 | A | D | N | N | 85364900 | 1 | 4011209936751 | 6.599 | KG | 1482 | 1482 | CP02 | CP02 | Power contactor, AC-3 300 A, 160 kW / 400 V AC (50-60 Hz) / DC operation 23-26 V UC Auxiliary contacts 2 NO + 2 NC 3-pole, Size S10 Busbar connections Drive: conventional screw terminal Auxiliary switch block 2 NO + 2 NC lateral, left + right Captive auxiliary switch DIN 50012 | - | 0 | 0
3RT1066-6AD36 |  | 3RT1066-6AD36 | 1 | UN | 1 | 5 | B | D | N | N | 85364900 | 1 | 4011209508101 | 6.615 | KG | 1453.5 | 1453.5 | CP02 | CP02 | Power contactor, AC-3 300 A, 160 kW / 400 V AC (50-60 Hz) / DC operation 42-48 V UC Auxiliary contacts 2 NO + 2 NC 3-pole, Size S10 Busbar connections Drive: conventional screw terminal | - | 0 | 0
3RT1066-6AF36 |  | 3RT1066-6AF36 | 1 | UN | 1 | 1 | A | D | N | N | 85364900 | 1 | 4011209508118 | 6.62 | KG | 1453.5 | 1415.5 | CP02 | CP02 | Power contactor, AC-3 300 A, 160 kW / 400 V AC (50-60 Hz) / DC operation 110-127 V UC Auxiliary contacts 2 NO + 2 NC 3-pole, Size S10 Busbar connections Drive: conventional screw terminal | Lista Papel 2020 SI | 0 | 0
3RT1066-6AF36-3PA0 |  | 3RT1066-6AF36-3PA0 | 1 | UN | 1 | 0 | A | D | N | N | 85364900 | 1 | 4011209936782 | 6.57 | KG | 1482 | 1482 | CP02 | CP02 | Power contactor, AC-3 300 A, 160 kW / 400 V AC (50-60 Hz) / DC operation 110-127 V UC Auxiliary contacts 2 NO + 2 NC 3-pole, Size S10 Busbar connections Drive: conventional screw terminal Auxiliary switch block 2 NO + 2 NC lateral, left + right Captive auxiliary switch DIN 50012 | - | 0 | 0
3RT1066-6AF36-Z | X95 | 3RT1066-6AF36-ZX95 | 1 | UN | 1 | 15 | C | D | N | N | 85364900 | 2 | 4011209557406 | 6.36 | KG | 1453.5 | 1453.5 | CP02 | CP02 | power contactor, AC-3 300 A, 160 kW / 400 V AC (50-60 Hz) / DC operation 110-127 V UC Auxiliary contacts 2 NO + 2 NC 3-pole, Size S10 Busbar connections Drive: conventional Reusable packaging = 2 units | - | 0 | 0
3RT1066-6AM36 |  | 3RT1066-6AM36 | 1 | UN | 1 | 5 | B | D | N | N | 85364900 | 1 | 4011209508125 | 6.593 | KG | 1453.5 | 1453.5 | CP02 | CP02 | Power contactor, AC-3 300 A, 160 kW / 400 V AC (50-60 Hz) / DC operation 200-220 V UC Auxiliary contacts 2 NO + 2 NC 3-pole, Size S10 Busbar connections Drive: conventional screw terminal | - | 0 | 0
3RT1066-6AP36 |  | 3RT1066-6AP36 | 1 | UN | 1 | 1 | A | D | N | N | 85364900 | 1 | 4011209508132 | 6.565 | KG | 1453.5 | 1415.5 | CP02 | CP02 | Power contactor, AC-3 300 A, 160 kW / 400 V AC (50-60 Hz) / DC operation 220-240 V UC Auxiliary contacts 2 NO + 2 NC 3-pole, Size S10 Busbar connections Drive: conventional screw terminal | Lista Papel 2020 SI | 0 | 0
3RT1066-6AP36-3PA0 |  | 3RT1066-6AP36-3PA0 | 1 | UN | 1 | 10 | C | D | N | N | 85364900 | 1 | 4047621048246 | 6.538 | KG | 1482 | 1482 | CP02 | CP02 | Power contactor, AC-3 300 A, 160 kW / 400 V AC (50-60 Hz) / DC operation 220-240 V UC Auxiliary contacts 2 NO + 2 NC 3-pole, Size S10 Busbar connections Drive: conventional screw terminal Captive auxiliary switch | - | 0 | 0
3RT1066-6AP36-Z | X95 | 3RT1066-6AP36-ZX95 | 1 | UN | 1 | 15 | C | D | N | N | 85364900 | 2 | 4011209557413 | 6.355 | KG | 1453.5 | 1453.5 | CP02 | CP02 | power contactor, AC-3 300 A, 160 kW / 400 V AC (50-60 Hz) / DC operation 220-240 V UC Auxiliary contacts 2 NO + 2 NC 3-pole, Size S10 Busbar connections Drive: conventional Reusable packaging = 2 units | - | 0 | 0
3RT1066-6AR36 |  | 3RT1066-6AR36 | 1 | UN | 1 | 5 | B | D | N | N | 85364900 | 1 | 4011209508149 | 6.61 | KG | 1453.5 | 1453.5 | CP02 | CP02 | Power contactor, AC-3 300 A, 160 kW / 400 V AC (50-60 Hz) / DC operation 440-480 V UC Auxiliary contacts 2 NO + 2 NC 3-pole, Size S10 Busbar connections Drive: conventional screw terminal | - | 0 | 0
3RT1066-6AS36 |  | 3RT1066-6AS36 | 1 | UN | 1 | 5 | B | D | N | N | 85364900 | 1 | 4011209508156 | 6.6 | KG | 1453.5 | 1453.5 | CP02 | CP02 | Power contactor, AC-3 300 A, 160 kW / 400 V AC (50-60 Hz) / DC operation 500-550 V UC Auxiliary contacts 2 NO + 2 NC 3-pole, Size S10 Busbar connections Drive: conventional screw terminal | - | 0 | 0
3RT1066-6AT36 |  | 3RT1066-6AT36 | 1 | UN | 1 | 5 | B | D | N | N | 85364900 | 1 | 4011209508163 | 6.517 | KG | 1453.5 | 1453.5 | CP02 | CP02 | Power contactor, AC-3 300 A, 160 kW / 400 V AC (50-60 Hz) / DC operation 575-600 V UC Auxiliary contacts 2 NO + 2 NC 3-pole, Size S10 Busbar connections Drive: conventional screw terminal | - | 0 | 0
3RT1066-6AU36 |  | 3RT1066-6AU36 | 1 | UN | 1 | 5 | B | D | N | N | 85364900 | 1 | 4011209508170 | 6.654 | KG | 1453.5 | 1453.5 | CP02 | CP02 | Power contactor, AC-3 300 A, 160 kW / 400 V AC (50-60 Hz) / DC operation 240-277 V UC Auxiliary contacts 2 NO + 2 NC 3-pole, Size S10 Busbar connections Drive: conventional screw terminal | - | 0 | 0
3RT1066-6AV36 |  | 3RT1066-6AV36 | 1 | UN | 1 | 5 | B | D | N | N | 85364900 | 1 | 4011209508187 | 6.6 | KG | 1453.5 | 1415.5 | CP02 | CP02 | Power contactor, AC-3 300 A, 160 kW / 400 V AC (50-60 Hz) / DC operation 380-420 V UC Auxiliary contacts 2 NO + 2 NC 3-pole, Size S10 Busbar connections Drive: conventional screw terminal | Lista Papel 2020 SI | 0 | 0
3RT1066-6LA06 |  | 3RT1066-6LA06 | 1 | UN | 1 | 5 | B | D | N | N | 85364900 | 1 | 4011209508194 | 5.917 | KG | 1349 | 1349 | CP02 | CP02 | Power contactor, AC-3 300 A, 160 kW / 400 V without coil Auxiliary contacts 2 NO + 2 NC 3-pole, Size S10 Main conductor: Busbar connections Drive: conventional Auxiliary conductor: Screw terminals | - | 0 | 0
3RT1066-6NB36 |  | 3RT1066-6NB36 | 1 | UN | 1 | 5 | B | D | N | N | 85364900 | 1 | 4011209508200 | 6.544 | KG | 1567.5 | 1520 | CP02 | CP02 | Power contactor, AC-3 300 A, 160 kW / 400 V AC (50-60 Hz) / DC operation 21-27 UC, 3 V Auxiliary contacts 2 NO + 2 NC 3-pole, Size S10 Busbar connections Drive: electronic with PLC interface 24 V DC screw terminal | Lista Papel 2020 SI | 0 | 0
3RT1066-6NF36 |  | 3RT1066-6NF36 | 1 | UN | 1 | 5 | B | D | N | N | 85364900 | 1 | 4011209508217 | 6.72 | KG | 1567.5 | 1520 | CP02 | CP02 | Power contactor, AC-3 300 A, 160 kW / 400 V AC (50-60 Hz) / DC operation 96-127 V UC Auxiliary contacts 2 NO + 2 NC 3-pole, Size S10 Busbar connections Drive: electronic with PLC interface 24 V DC screw terminal | Lista Papel 2020 SI | 0 | 0
3RT1066-6NP36 |  | 3RT1066-6NP36 | 1 | UN | 1 | 2 | A | D | N | N | 85364900 | 1 | 4011209508224 | 6.61 | KG | 1567.5 | 1520 | CP02 | CP02 | Power contactor, AC-3 300 A, 160 kW / 400 V AC (50-60 Hz) / DC operation 200-277 V UC Auxiliary contacts 2 NO + 2 NC 3-pole, Size S10 Busbar connections Drive: electronic with PLC interface 24 V DC screw terminal | Lista Papel 2020 SI | 0 | 0
3RT1066-6PF35 |  | 3RT1066-6PF35 | 1 | UN | 1 | 5 | B | D | N | N | 85364900 | 1 | 4011209510906 | 7.317 | KG | 1795.5 | 1795.5 | CP02 | CP02 | Power contactor, AC-3 300 A, 160 kW / 400 V AC (50-60 Hz) / DC operation 96-127 V UC Auxiliary contacts 1 NO + 1 NC 3-pole, Size S10 Busbar connections Drive: electronic with PLC / SIMOCODE interface and RLT signal | - | 0 | 0
3RT1066-6PP35 |  | 3RT1066-6PP35 | 1 | UN | 1 | 5 | B | D | N | N | 85364900 | 1 | 4011209510913 | 7.022 | KG | 1795.5 | 1795.5 | CP02 | CP02 | Power contactor, AC-3 300 A, 160 kW / 400 V AC (50-60 Hz) / DC operation 200-277 V UC Auxiliary contacts 1 NO + 1 NC 3-pole, Size S10 Busbar connections Drive: electronic with PLC / SIMOCODE interface and RLT signal | - | 0 | 0
3RT1066-6PP35-0SW0 |  | 3RT1066-6PP35-0SW0 | 1 | UN | 1 | 5 | B | D | EAR99 | N | 85364900 | 1 | 4011209565104 | 7.304 | KG | 2242 | 2242 | CP02 | CP02 | Power contactor, AC-3 300 A, 160 kW / 400 V AC (50-60 Hz) / DC operation 200-277 V UC Auxiliary contacts 1 NO + 1 NC and RLT signal | - | 0 | 7
3RT1066-6QF35 |  | 3RT1066-6QF35 | 1 | UN | 1 | 5 | B | D | N | N | 85364900 | 1 | 4011209510937 | 7.23 | KG | 2489 | 2489 | CP02 | CP02 | Power contactor, AC-3 300 A, 160 kW / 400 V AC (50-60 Hz) / DC operation 96-127 V UC Auxiliary contacts 1 NO + 1 NC 3-pole, Size S10 Busbar connections Drive: electronic with AS-Interface and RLT signal | - | 0 | 7
3RT1066-6QP35 |  | 3RT1066-6QP35 | 1 | UN | 1 | 5 | B | D | N | N | 85364900 | 1 | 4011209510944 | 7.059 | KG | 2489 | 2489 | CP02 | CP02 | Power contactor, AC-3 300 A, 160 kW / 400 V AC (50-60 Hz) / DC operation 200-277 V UC Auxiliary contacts 1 NO + 1 NC 3-pole, Size S10 Busbar connections Drive: electronic with AS-Interface and RLT signal | - | 0 | 7
3RT1066-6SF36 |  | 3RT1066-6SF36 | 1 | UN | 1 | 5 | B | D | N | N | 85364900 | 1 | 4047621043234 | 6.697 | KG | 1615 | 1615 | CP02 | CP02 | Power contactor, AC-3 300 A, 160 kW / 400 V Coil AC 50/60 Hz and DC 96-127 V x (0.8-1.1) F-PLC input 24 V DC 3-pole size S10 Auxiliary contacts 2 NO + 2 NC Main circuit: Busbar Control and auxiliary circuit: screw terminal | - | 0 | 0
3RT1066-6SF36-3PA0 |  | 3RT1066-6SF36-3PA0 | 1 | UN | 1 | 5 | B | D | N | N | 85364900 | 1 | 4047621043241 | 6.645 | KG | 1634 | 1634 | CP02 | CP02 | Power contactor, AC-3 300 A, 160 kW / 400 V Coil AC 50/60 Hz and DC 96-127 V x (0.8-1.1) F-PLC input 24 V DC 3-pole size S10 Auxiliary contacts 2 NO + 2 NC cannot be dissolved (SUVA) Main circuit: Busbar Control and auxiliary circuit: screw terminal | - | 0 | 0
3RT1066-6SP36 |  | 3RT1066-6SP36 | 1 | UN | 1 | 5 | B | D | N | N | 85364900 | 1 | 4047621043258 | 6.51 | KG | 1615 | 1615 | CP02 | CP02 | Power contactor, AC-3 300 A, 160 kW / 400 V Coil AC 50/60 Hz and DC 200-277 V x (0.8-1.1) F-PLC input 24 V DC 3-pole size S10 Auxiliary contacts 2 NO + 2 NC Main circuit: Busbar Control and auxiliary circuit: screw terminal | - | 0 | 0
3RT1066-6SP36-3PA0 |  | 3RT1066-6SP36-3PA0 | 1 | UN | 1 | 5 | B | D | N | N | 85364900 | 1 | 4047621043265 | 6.419 | KG | 1634 | 1634 | CP02 | CP02 | Power contactor, AC-3 300 A, 160 kW / 400 V Coil AC 50/60 Hz and DC 200-277 V x (0.8-1.1) F-PLC input 24 V DC 3-pole size S10 Auxiliary contacts 2 NO + 2 NC cannot be dissolved (SUVA) Main circuit: Busbar Control and auxiliary circuit: screw terminal | - | 0 | 0
3RT1066-6XB46-0LA2 |  | 3RT1066-6XB46-0LA2 | 1 | UN | 1 | 5 | B | D | N | N | 85364900 | 1 | 4047621022758 | 6.607 | KG | 2223 | 2223 | CP02 | CP02 | Traction contactor, AC-3 300 A, 160 kW / 400 V Coil 24 V DC x (0.7-1.25) PLC input 24-110 V DC Auxiliary contacts 2 NO + 2 NC 3-pole size S10 Busbar connections Coil connection: screw terminal | - | 0 | 0
3RT1066-6XF46-0LA2 |  | 3RT1066-6XF46-0LA2 | 1 | UN | 1 | 5 | B | D | N | N | 85364900 | 1 | 4047621022796 | 6.645 | KG | 2223 | 2223 | CP02 | CP02 | Traction contactor, AC-3 300 A, 160 kW / 400 V Coil 110 V DC x (0.7-1.25) PLC input 24-110 V DC Auxiliary contacts 2 NO + 2 NC 3-pole size S10 Busbar connections Coil connection: screw terminal | - | 0 | 0
3RT1066-6XJ46-0LA2 |  | 3RT1066-6XJ46-0LA2 | 1 | UN | 1 | 5 | B | D | N | N | 85364900 | 1 | 4047621022772 | 6.599 | KG | 2223 | 2223 | CP02 | CP02 | Traction contactor, AC-3 300 A, 160 kW / 400 V Coil 72 V DC x (0.7-1.25) PLC input 24-110 V DC Auxiliary contacts 2 NO + 2 NC 3-pole size S10 Busbar connections Coil connection: screw terminal | - | 0 | 0
3RT1075-2AB36 |  | 3RT1075-2AB36 | 1 | UN | 1 | 5 | B | D | N | N | 85364900 | 1 | 4011209582743 | 10.56 | KG | 1814.5 | 1767 | CP02 | CP02 | Power contactor, AC-3 400 A, 200 kW / 400 V AC (50-60 Hz) / DC operation 23-26 V UC Auxiliary contacts 2 NO + 2 NC 3-pole, Size S12 Busbar connections Drive: conventional Spring-type terminal | Lista Papel 2020 SI | 0 | 0
3RT1075-2AD36 |  | 3RT1075-2AD36 | 1 | UN | 1 | 5 | B | D | N | N | 85364900 | 1 | 4011209582750 | 10.22 | KG | 1814.5 | 1814.5 | CP02 | CP02 | Power contactor, AC-3 400 A, 200 kW / 400 V AC (50-60 Hz) / DC operation 42-48 V UC Auxiliary contacts 2 NO + 2 NC 3-pole, Size S12 Busbar connections Drive: conventional Spring-type terminal | - | 0 | 0
3RT1075-2AF36 |  | 3RT1075-2AF36 | 1 | UN | 1 | 5 | B | D | N | N | 85364900 | 1 | 4011209582767 | 10.744 | KG | 1814.5 | 1767 | CP02 | CP02 | Power contactor, AC-3 400 A, 200 kW / 400 V AC (50-60 Hz) / DC operation 110-127 V UC Auxiliary contacts 2 NO + 2 NC 3-pole, Size S12 Busbar connections Drive: conventional Spring-type terminal | Lista Papel 2020 SI | 0 | 0
3RT1075-2AM36 |  | 3RT1075-2AM36 | 1 | UN | 1 | 5 | B | D | N | N | 85364900 | 1 | 4011209582774 | 10.295 | KG | 1814.5 | 1814.5 | CP02 | CP02 | Power contactor, AC-3 400 A, 200 kW / 400 V AC (50-60 Hz) / DC operation 200-220 V UC Auxiliary contacts 2 NO + 2 NC 3-pole, Size S12 Busbar connections Drive: conventional Spring-type terminal | - | 0 | 0
3RT1075-2AP36 |  | 3RT1075-2AP36 | 1 | UN | 1 | 5 | B | D | N | N | 85364900 | 1 | 4011209582781 | 10.297 | KG | 1814.5 | 1767 | CP02 | CP02 | Power contactor, AC-3 400 A, 200 kW / 400 V AC (50-60 Hz) / DC operation 220-240 V UC Auxiliary contacts 2 NO + 2 NC 3-pole, Size S12 Busbar connections Drive: conventional Spring-type terminal | Lista Papel 2020 SI | 0 | 0
3RT1075-2AR36 |  | 3RT1075-2AR36 | 1 | UN | 1 | 5 | B | D | N | N | 85364900 | 1 | 4011209582798 | 10.32 | KG | 1814.5 | 1814.5 | CP02 | CP02 | Power contactor, AC-3 400 A, 200 kW / 400 V AC (50-60 Hz) / DC operation 440-480 V UC Auxiliary contacts 2 NO + 2 NC 3-pole, Size S12 Busbar connections Drive: conventional Spring-type terminal | - | 0 | 0
3RT1075-2AS36 |  | 3RT1075-2AS36 | 1 | UN | 1 | 5 | B | D | N | N | 85364900 | 1 | 4011209582804 | 10.245 | KG | 1814.5 | 1814.5 | CP02 | CP02 | Power contactor, AC-3 400 A, 200 kW / 400 V AC (50-60 Hz) / DC operation 500-550 V UC Auxiliary contacts 2 NO + 2 NC 3-pole, Size S12 Busbar connections Drive: conventional Spring-type terminal | - | 0 | 0
3RT1075-2AT36 |  | 3RT1075-2AT36 | 1 | UN | 1 | 5 | B | D | N | N | 85364900 | 1 | 4011209582811 | 10.21 | KG | 1814.5 | 1814.5 | CP02 | CP02 | Power contactor, AC-3 400 A, 200 kW / 400 V AC (50-60 Hz) / DC operation 575-600 V UC Auxiliary contacts 2 NO + 2 NC 3-pole, Size S12 Busbar connections Drive: conventional Spring-type terminal | - | 0 | 0
3RT1075-2AU36 |  | 3RT1075-2AU36 | 1 | UN | 1 | 5 | B | D | N | N | 85364900 | 1 | 4011209582828 | 10.546 | KG | 1814.5 | 1814.5 | CP02 | CP02 | Power contactor, AC-3 400 A, 200 kW / 400 V AC (50-60 Hz) / DC operation 240-277 V UC Auxiliary contacts 2 NO + 2 NC 3-pole, Size S12 Busbar connections Drive: conventional Spring-type terminal | - | 0 | 0
3RT1075-2AV36 |  | 3RT1075-2AV36 | 1 | UN | 1 | 5 | B | D | N | N | 85364900 | 1 | 4011209582835 | 10.247 | KG | 1814.5 | 1767 | CP02 | CP02 | Power contactor, AC-3 400 A, 200 kW / 400 V AC (50-60 Hz) / DC operation 380-420 V UC Auxiliary contacts 2 NO + 2 NC 3-pole, Size S12 Busbar connections Drive: conventional Spring-type terminal | Lista Papel 2020 SI | 0 | 0
3RT1075-2NB36 |  | 3RT1075-2NB36 | 1 | UN | 1 | 5 | B | D | N | N | 85364900 | 1 | 4011209582842 | 9.159 | KG | 2071 | 2014 | CP02 | CP02 | Power contactor, AC-3 400 A, 200 kW / 400 V AC (50-60 Hz) / DC operation 21-27 UC, 3 V Auxiliary contacts 2 NO + 2 NC 3-pole, Size S12 Busbar connections Drive: electronic with PLC interface 24 V DC Spring-type terminal | Lista Papel 2020 SI | 0 | 0
3RT1075-2NF36 |  | 3RT1075-2NF36 | 1 | UN | 1 | 5 | B | D | N | N | 85364900 | 1 | 4011209582859 | 10.352 | KG | 2071 | 2014 | CP02 | CP02 | Power contactor, AC-3 400 A, 200 kW / 400 V AC (50-60 Hz) / DC operation 96-127 V UC Auxiliary contacts 2 NO + 2 NC 3-pole, Size S12 Busbar connections Drive: electronic with PLC interface 24 V DC Spring-type terminal | Lista Papel 2020 SI | 0 | 0
3RT1075-2NP36 |  | 3RT1075-2NP36 | 1 | UN | 1 | 5 | B | D | N | N | 85364900 | 1 | 4011209582866 | 10.095 | KG | 2071 | 2014 | CP02 | CP02 | Power contactor, AC-3 400 A, 200 kW / 400 V AC (50-60 Hz) / DC operation 200-277 V UC Auxiliary contacts 2 NO + 2 NC 3-pole, Size S12 Busbar connections Drive: electronic with PLC interface 24 V DC Spring-type terminal | Lista Papel 2020 SI | 0 | 0
3RT1075-2NP36-Z | I45 | 3RT1075-2NP36-ZI45 | 1 | UN | 1 | 5 | B | D | N | N | 85364900 | 1 | 4047621020556 | 10.095 | KG | 2574.5 | 2574.5 | CP02 | CP02 | Power contactor, AC-3 400 A, 200 kW / 400 V AC (50-60 Hz) / DC 200-277 V UC Auxiliary contacts 2 NO + 2 NC 3-pole, size S12 Busbar connections Operating mechanism: solid-state with PLC interface 24 V DC Spring-type terminals | - | 0 | 7
3RT1075-2XB46-0LA2 |  | 3RT1075-2XB46-0LA2 | 1 | UN | 1 | 5 | B | D | N | N | 85364900 | 1 | 4047621022864 | 10.34 | KG | 2973.5 | 2973.5 | CP02 | CP02 | Traction contactor, AC-3 400 A, 200 kW / 400 V Coil 24 V DC x (0.7-1.25) PLC input 24-110 V DC Auxiliary contacts 2 NO + 2 NC 3-pole size S12 Busbar connections Coil connection: Spring-type terminal | - | 0 | 0
3RT1075-2XF46-0LA2 |  | 3RT1075-2XF46-0LA2 | 1 | UN | 1 | 5 | B | D | N | N | 85364900 | 1 | 4047621022901 | 10.283 | KG | 2973.5 | 2973.5 | CP02 | CP02 | Traction contactor, AC-3 400 A, 200 kW / 400 V Coil 110 V DC x (0.7-1.25) PLC input 24-110 V DC Auxiliary contacts 2 NO + 2 NC 3-pole size S12 Busbar connections Coil connection: Spring-type terminal | - | 0 | 0
3RT1075-2XJ46-0LA2 |  | 3RT1075-2XJ46-0LA2 | 1 | UN | 1 | 5 | B | D | N | N | 85364900 | 1 | 4047621022888 | 10.497 | KG | 2973.5 | 2973.5 | CP02 | CP02 | Traction contactor, AC-3 400 A, 200 kW / 400 V Coil 72 V DC x (0.7-1.25) PLC input 24-110 V DC Auxiliary contacts 2 NO + 2 NC 3-pole size S12 Busbar connections Coil connection: Spring-type terminal | - | 0 | 0
3RT1075-6AB36 |  | 3RT1075-6AB36 | 1 | UN | 1 | 5 | B | D | N | N | 85364900 | 1 | 4011209508293 | 10.445 | KG | 1814.5 | 1767 | CP02 | CP02 | Power contactor, AC-3 400 A, 200 kW / 400 V AC (50-60 Hz) / DC operation 23-26 V UC Auxiliary contacts 2 NO + 2 NC 3-pole, Size S12 Busbar connections Drive: conventional screw terminal | Lista Papel 2020 SI | 0 | 0
3RT1075-6AD36 |  | 3RT1075-6AD36 | 1 | UN | 1 | 5 | B | D | N | N | 85364900 | 1 | 4011209508309 | 10.306 | KG | 1814.5 | 1814.5 | CP02 | CP02 | Power contactor, AC-3 400 A, 200 kW / 400 V AC (50-60 Hz) / DC operation 42-48 V UC Auxiliary contacts 2 NO + 2 NC 3-pole, Size S12 Busbar connections Drive: conventional screw terminal | - | 0 | 0
3RT1075-6AF36 |  | 3RT1075-6AF36 | 1 | UN | 1 | 1 | A | D | N | N | 85364900 | 1 | 4011209508316 | 10.346 | KG | 1814.5 | 1767 | CP02 | CP02 | Power contactor, AC-3 400 A, 200 kW / 400 V AC (50-60 Hz) / DC operation 110-127 V UC Auxiliary contacts 2 NO + 2 NC 3-pole, Size S12 Busbar connections Drive: conventional screw terminal | Lista Papel 2020 SI | 0 | 0
3RT1075-6AM36 |  | 3RT1075-6AM36 | 1 | UN | 1 | 5 | B | D | N | N | 85364900 | 1 | 4011209508323 | 10.292 | KG | 1814.5 | 1814.5 | CP02 | CP02 | Power contactor, AC-3 400 A, 200 kW / 400 V AC (50-60 Hz) / DC operation 200-220 V UC Auxiliary contacts 2 NO + 2 NC 3-pole, Size S12 Busbar connections Drive: conventional screw terminal | - | 0 | 0
3RT1075-6AP36 |  | 3RT1075-6AP36 | 1 | UN | 1 | 1 | A | D | N | N | 85364900 | 1 | 4011209508330 | 10.23 | KG | 1814.5 | 1767 | CP02 | CP02 | Power contactor, AC-3 400 A, 200 kW / 400 V AC (50-60 Hz) / DC operation 220-240 V UC Auxiliary contacts 2 NO + 2 NC 3-pole, Size S12 Busbar connections Drive: conventional screw terminal | Lista Papel 2020 SI | 0 | 0
3RT1075-6AP36-3PA0 |  | 3RT1075-6AP36-3PA0 | 1 | UN | 1 | 0 | A | D | N | N | 85364900 | 1 | 4047621017563 | 10.185 | KG | 1843 | 1843 | CP02 | CP02 | Power contactor, AC-3 400 A, 200 kW / 400 V AC (50-60 Hz) / DC operation 220-240 V UC Auxiliary contacts 2 NO + 2 NC 3-pole, Size S12 Busbar connections Drive: conventional screw terminal Aux. switch captive, DIN 50012 | - | 0 | 0
3RT1075-6AR36 |  | 3RT1075-6AR36 | 1 | UN | 1 | 5 | B | D | N | N | 85364900 | 1 | 4011209508347 | 10.33 | KG | 1814.5 | 1814.5 | CP02 | CP02 | Power contactor, AC-3 400 A, 200 kW / 400 V AC (50-60 Hz) / DC operation 440-480 V UC Auxiliary contacts 2 NO + 2 NC 3-pole, Size S12 Busbar connections Drive: conventional screw terminal | - | 0 | 0
3RT1075-6AS36 |  | 3RT1075-6AS36 | 1 | UN | 1 | 5 | B | D | N | N | 85364900 | 1 | 4011209508354 | 10.245 | KG | 1814.5 | 1814.5 | CP02 | CP02 | Power contactor, AC-3 400 A, 200 kW / 400 V AC (50-60 Hz) / DC operation 500-550 V UC Auxiliary contacts 2 NO + 2 NC 3-pole, Size S12 Busbar connections Drive: conventional screw terminal | - | 0 | 0
3RT1075-6AT36 |  | 3RT1075-6AT36 | 1 | UN | 1 | 5 | B | D | N | N | 85364900 | 1 | 4011209508361 | 10.183 | KG | 1814.5 | 1814.5 | CP02 | CP02 | Power contactor, AC-3 400 A, 200 kW / 400 V AC (50-60 Hz) / DC operation 575-600 V UC Auxiliary contacts 2 NO + 2 NC 3-pole, Size S12 Busbar connections Drive: conventional screw terminal | - | 0 | 0
3RT1075-6AU36 |  | 3RT1075-6AU36 | 1 | UN | 1 | 5 | B | D | N | N | 85364900 | 1 | 4011209508378 | 10.32 | KG | 1814.5 | 1814.5 | CP02 | CP02 | Power contactor, AC-3 400 A, 200 kW / 400 V AC (50-60 Hz) / DC operation 240-277 V UC Auxiliary contacts 2 NO + 2 NC 3-pole, Size S12 Busbar connections Drive: conventional screw terminal | - | 0 | 0
3RT1075-6AV36 |  | 3RT1075-6AV36 | 1 | UN | 1 | 5 | B | D | N | N | 85364900 | 1 | 4011209508385 | 10.25 | KG | 1814.5 | 1767 | CP02 | CP02 | Power contactor, AC-3 400 A, 200 kW / 400 V AC (50-60 Hz) / DC operation 380-420 V UC Auxiliary contacts 2 NO + 2 NC 3-pole, Size S12 Busbar connections Drive: conventional screw terminal | Lista Papel 2020 SI | 0 | 0
3RT1075-6LA06 |  | 3RT1075-6LA06 | 1 | UN | 1 | 5 | B | D | N | N | 85364900 | 1 | 4011209508392 | 9.114 | KG | 1681.5 | 1681.5 | CP02 | CP02 | Power contactor, AC-3 400 A, 200 kW / 400 V without coil Auxiliary contacts 2 NO + 2 NC 3-pole, Size S12 Main conductor: Busbar connections Drive: conventional Auxiliary conductor: Screw terminals | - | 0 | 0
3RT1075-6NB36 |  | 3RT1075-6NB36 | 1 | UN | 1 | 5 | B | D | N | N | 85364900 | 1 | 4011209508408 | 10.273 | KG | 2071 | 2014 | CP02 | CP02 | Power contactor, AC-3 400 A, 200 kW / 400 V AC (50-60 Hz) / DC operation 21-27 UC, 3 V Auxiliary contacts 2 NO + 2 NC 3-pole, Size S12 Busbar connections Drive: electronic with PLC interface 24 V DC screw terminal | Lista Papel 2020 SI | 0 | 0
3RT1075-6NF36 |  | 3RT1075-6NF36 | 1 | UN | 1 | 2 | A | D | N | N | 85364900 | 1 | 4011209508415 | 10.38 | KG | 2071 | 2014 | CP02 | CP02 | Power contactor, AC-3 400 A, 200 kW / 400 V AC (50-60 Hz) / DC operation 96-127 V UC Auxiliary contacts 2 NO + 2 NC 3-pole, Size S12 Busbar connections Drive: electronic with PLC interface 24 V DC screw terminal | Lista Papel 2020 SI | 0 | 0
3RT1075-6NP36 |  | 3RT1075-6NP36 | 1 | UN | 1 | 5 | B | D | N | N | 85364900 | 1 | 4011209508422 | 10.192 | KG | 2071 | 2014 | CP02 | CP02 | Power contactor, AC-3 400 A, 200 kW / 400 V AC (50-60 Hz) / DC operation 200-277 V UC Auxiliary contacts 2 NO + 2 NC 3-pole, Size S12 Busbar connections Drive: electronic with PLC interface 24 V DC screw terminal | Lista Papel 2020 SI | 0 | 0
3RT1075-6PF35 |  | 3RT1075-6PF35 | 1 | UN | 1 | 5 | B | D | N | N | 85364900 | 1 | 4011209510982 | 11.078 | KG | 2318 | 2318 | CP02 | CP02 | Power contactor, AC-3 400 A, 200 kW / 400 V AC (50-60 Hz) / DC operation 96-127 V UC Auxiliary contacts 1 NO + 1 NC 3-pole, Size S12 Busbar connections Drive: electronic with PLC / SIMOCODE interface and RLT signal | - | 0 | 0
3RT1075-6PP35 |  | 3RT1075-6PP35 | 1 | UN | 1 | 5 | B | D | N | N | 85364900 | 1 | 4011209510999 | 10.576 | KG | 2318 | 2318 | CP02 | CP02 | Power contactor, AC-3 400 A, 200 kW / 400 V AC (50-60 Hz) / DC operation 200-277 V UC Auxiliary contacts 1 NO + 1 NC 3-pole, Size S12 Busbar connections Drive: electronic with PLC / SIMOCODE interface and RLT signal | - | 0 | 0
3RT1075-6QF35 |  | 3RT1075-6QF35 | 1 | UN | 1 | 5 | B | D | N | N | 85364900 | 1 | 4011209511019 | 10.935 | KG | 3116 | 3116 | CP02 | CP02 | Power contactor, AC-3 400 A, 200 kW / 400 V AC (50-60 Hz) / DC operation 96-127 V UC Auxiliary contacts 1 NO + 1 NC 3-pole, Size S12 Busbar connections Drive: electronic with PLC / SIMOCODE interface and RLT signal | - | 0 | 7
3RT1075-6QP35 |  | 3RT1075-6QP35 | 1 | UN | 1 | 5 | B | D | N | N | 85364900 | 1 | 4011209511026 | 10.535 | KG | 3116 | 3116 | CP02 | CP02 | Power contactor, AC-3 400 A, 200 kW / 400 V AC (50-60 Hz) / DC operation 200-277 V UC Auxiliary contacts 1 NO + 1 NC 3-pole, Size S12 Busbar connections Drive: electronic with PLC / SIMOCODE interface and RLT signal | - | 0 | 7
3RT1075-6SF36 |  | 3RT1075-6SF36 | 1 | UN | 1 | 5 | B | D | N | N | 85364900 | 1 | 4047621043272 | 10.17 | KG | 2118.5 | 2118.5 | CP02 | CP02 | Power contactor, AC-3 400 A, 200 kW / 400 V Coil AC 50/60 Hz and DC 96-127 V x (0.8-1.1) F-PLC input 24 V DC 3-pole size S12 Auxiliary contacts 2 NO + 2 NC Main circuit: Busbar Control and auxiliary circuit: screw terminal | - | 0 | 0
3RT1075-6SF36-3PA0 |  | 3RT1075-6SF36-3PA0 | 1 | UN | 1 | 5 | B | D | N | N | 85364900 | 1 | 4047621043289 | 10.266 | KG | 2147 | 2147 | CP02 | CP02 | Power contactor, AC-3 400 A, 200 kW / 400 V Coil AC 50/60 Hz and DC 96-127 V x (0.8-1.1) F-PLC input 24 V DC 3-pole size S12 Auxiliary contacts 2 NO + 2 NC cannot be dissolved (SUVA) Main circuit: Busbar Control and auxiliary circuit: screw terminal | - | 0 | 0
3RT1075-6SP36 |  | 3RT1075-6SP36 | 1 | UN | 1 | 5 | B | D | N | N | 85364900 | 1 | 4047621043296 | 10 | KG | 2118.5 | 2118.5 | CP02 | CP02 | Power contactor, AC-3 400 A, 200 kW / 400 V Coil AC 50/60 Hz and DC 200-277 V x (0.8-1.1) F-PLC input 24 V DC 3-pole size S12 Auxiliary contacts 2 NO + 2 NC Main circuit: Busbar Control and auxiliary circuit: screw terminal | - | 0 | 0
3RT1075-6SP36-3PA0 |  | 3RT1075-6SP36-3PA0 | 1 | UN | 1 | 5 | B | D | N | N | 85364900 | 1 | 4047621043302 | 10.009 | KG | 2147 | 2147 | CP02 | CP02 | Power contactor, AC-3 400 A, 200 kW / 400 V Coil AC 50/60 Hz and DC 200-277 V x (0.8-1.1) F-PLC input 24 V DC 3-pole size S12 Auxiliary contacts 2 NO + 2 NC cannot be dissolved (SUVA) Main circuit: Busbar Control and auxiliary circuit: screw terminal | - | 0 | 0
3RT1075-6XB46-0LA2 |  | 3RT1075-6XB46-0LA2 | 1 | UN | 1 | 5 | B | D | N | N | 85364900 | 1 | 4047621022871 | 10.36 | KG | 2973.5 | 2973.5 | CP02 | CP02 | Traction contactor, AC-3 400 A, 200 kW / 400 V Coil 24 V DC x (0.7-1.25) PLC input 24-110 V DC Auxiliary contacts 2 NO + 2 NC 3-pole size S12 Busbar connections Coil connection: screw terminal | - | 0 | 0
3RT1075-6XF46-0LA2 |  | 3RT1075-6XF46-0LA2 | 1 | UN | 1 | 5 | B | D | N | N | 85364900 | 1 | 4047621022918 | 10.352 | KG | 2973.5 | 2973.5 | CP02 | CP02 | Traction contactor, AC-3 400 A, 200 kW / 400 V Coil 110 V DC x (0.7-1.25) PLC input 24-110 V DC Auxiliary contacts 2 NO + 2 NC 3-pole size S12 Busbar connections Coil connection: screw terminal | - | 0 | 0
3RT1075-6XJ46-0LA2 |  | 3RT1075-6XJ46-0LA2 | 1 | UN | 1 | 5 | B | D | N | N | 85364900 | 1 | 4047621022895 | 10.486 | KG | 2973.5 | 2973.5 | CP02 | CP02 | Traction contactor, AC-3 400 A, 200 kW / 400 V Coil 72 V DC x (0.7-1.25) PLC input 24-110 V DC Auxiliary contacts 2 NO + 2 NC 3-pole size S12 Busbar connections Coil connection: screw terminal | - | 0 | 0
3RT1076-2AB36 |  | 3RT1076-2AB36 | 1 | UN | 1 | 5 | B | D | N | N | 85364900 | 1 | 4011209582873 | 10.58 | KG | 2622 | 2546 | CP02 | CP02 | Power contactor, AC-3 500 A, 250 kW / 400 V AC (50-60 Hz) / DC 23-26 V UC Auxiliary contacts 2 NO + 2 NC 3-pole, size S12 Busbar connections Operating mechanism: conventional Spring-type terminals | Lista Papel 2020 SI | 0 | 0
3RT1076-2AD36 |  | 3RT1076-2AD36 | 1 | UN | 1 | 5 | B | D | N | N | 85364900 | 1 | 4011209582880 | 10.391 | KG | 2622 | 2622 | CP02 | CP02 | Power contactor, AC-3 500 A, 250 kW / 400 V AC (50-60 Hz) / DC 42-48 V UC Auxiliary contacts 2 NO + 2 NC 3-pole, size S12 Busbar connections Operating mechanism: conventional Spring-type terminals | - | 0 | 0
3RT1076-2AF36 |  | 3RT1076-2AF36 | 1 | UN | 1 | 5 | B | D | N | N | 85364900 | 1 | 4011209582897 | 10.58 | KG | 2622 | 2546 | CP02 | CP02 | Power contactor, AC-3 500 A, 250 kW / 400 V AC (50-60 Hz) / DC 110-127 V UC Auxiliary contacts 2 NO + 2 NC 3-pole, size S12 Busbar connections Operating mechanism: conventional Spring-type terminals | Lista Papel 2020 SI | 0 | 0
3RT1076-2AM36 |  | 3RT1076-2AM36 | 1 | UN | 1 | 5 | B | D | N | N | 85364900 | 1 | 4011209582903 | 10.275 | KG | 2622 | 2622 | CP02 | CP02 | Power contactor, AC-3 500 A, 250 kW / 400 V AC (50-60 Hz) / DC 200-220 V UC Auxiliary contacts 2 NO + 2 NC 3-pole, size S12 Busbar connections Operating mechanism: conventional Spring-type terminals | - | 0 | 0
3RT1076-2AP36 |  | 3RT1076-2AP36 | 1 | UN | 1 | 5 | B | D | N | N | 85364900 | 1 | 4011209582910 | 10.45 | KG | 2622 | 2546 | CP02 | CP02 | Power contactor, AC-3 500 A, 250 kW / 400 V AC (50-60 Hz) / DC 220-240 V UC Auxiliary contacts 2 NO + 2 NC 3-pole, size S12 Busbar connections Operating mechanism: conventional Spring-type terminals | Lista Papel 2020 SI | 0 | 0
3RT1076-2AR36 |  | 3RT1076-2AR36 | 1 | UN | 1 | 5 | B | D | N | N | 85364900 | 1 | 4011209582927 | 10.423 | KG | 2622 | 2622 | CP02 | CP02 | Power contactor, AC-3 500 A, 250 kW / 400 V AC (50-60 Hz) / DC 440-480 V UC Auxiliary contacts 2 NO + 2 NC 3-pole, size S12 Busbar connections Operating mechanism: conventional Spring-type terminals | - | 0 | 0
3RT1076-2AR36-Z | I45 | 3RT1076-2AR36-ZI45 | 1 | UN | 1 | 5 | B | D | N | N | 85364900 | 1 | 4047621020563 | 10.423 | KG | 3258.5 | 3258.5 | CP02 | CP02 | Power contactor, AC-3 500 A, 250 kW / 400 V AC (50-60 Hz) / DC 440-480 V UC Auxiliary contacts 2 NO + 2 NC 3-pole, size S12 Busbar connections Operating mechanism: conventional Spring-type terminals | - | 0 | 7
3RT1076-2AS36 |  | 3RT1076-2AS36 | 1 | UN | 1 | 5 | B | D | N | N | 85364900 | 1 | 4011209582934 | 10.623 | KG | 2622 | 2622 | CP02 | CP02 | Power contactor, AC-3 500 A, 250 kW / 400 V AC (50-60 Hz) / DC 500-550 V UC Auxiliary contacts 2 NO + 2 NC 3-pole, size S12 Busbar connections Operating mechanism: conventional Spring-type terminals | - | 0 | 0
3RT1076-2AT36 |  | 3RT1076-2AT36 | 1 | UN | 1 | 5 | B | D | N | N | 85364900 | 1 | 4011209582941 | 10.315 | KG | 2622 | 2622 | CP02 | CP02 | Power contactor, AC-3 500 A, 250 kW / 400 V AC (50-60 Hz) / DC 575-600 V UC Auxiliary contacts 2 NO + 2 NC 3-pole, size S12 Busbar connections Operating mechanism: conventional Spring-type terminals | - | 0 | 0
3RT1076-2AU36 |  | 3RT1076-2AU36 | 1 | UN | 1 | 5 | B | D | N | N | 85364900 | 1 | 4011209582958 | 10.356 | KG | 2622 | 2622 | CP02 | CP02 | Power contactor, AC-3 500 A, 250 kW / 400 V AC (50-60 Hz) / DC 240-277 V UC Auxiliary contacts 2 NO + 2 NC 3-pole, size S12 Busbar connections Operating mechanism: conventional Spring-type terminals | - | 0 | 0
3RT1076-2AV36 |  | 3RT1076-2AV36 | 1 | UN | 1 | 5 | B | D | N | N | 85364900 | 1 | 4011209582965 | 10.53 | KG | 2622 | 2546 | CP02 | CP02 | Power contactor, AC-3 500 A, 250 kW / 400 V AC (50-60 Hz) / DC 380-420 V UC Auxiliary contacts 2 NO + 2 NC 3-pole, size S12 Busbar connections Operating mechanism: conventional Spring-type terminals | Lista Papel 2020 SI | 0 | 0
3RT1076-2NB36 |  | 3RT1076-2NB36 | 1 | UN | 1 | 5 | B | D | N | N | 85364900 | 1 | 4011209582972 | 10.54 | KG | 2888 | 2802.5 | CP02 | CP02 | Power contactor, AC-3 500 A, 250 kW / 400 V AC (50-60 Hz) / DC 21-27.3 V UC Auxiliary contacts 2 NO + 2 NC 3-pole, size S12 Busbar connections Operating mechanism: solid-state with PLC interface 24 V DC Spring-type terminals | Lista Papel 2020 SI | 0 | 0
3RT1076-2NF36 |  | 3RT1076-2NF36 | 1 | UN | 1 | 5 | B | D | N | N | 85364900 | 1 | 4011209582989 | 10.501 | KG | 2888 | 2802.5 | CP02 | CP02 | Power contactor, AC-3 500 A, 250 kW / 400 V AC (50-60 Hz) / DC 96-127 V UC Auxiliary contacts 2 NO + 2 NC 3-pole, size S12 Busbar connections Operating mechanism: solid-state with PLC interface 24 V DC Spring-type terminals | Lista Papel 2020 SI | 0 | 0
3RT1076-2NP36 |  | 3RT1076-2NP36 | 1 | UN | 1 | 5 | B | D | N | N | 85364900 | 1 | 4011209582996 | 10.34 | KG | 2888 | 2802.5 | CP02 | CP02 | Power contactor, AC-3 500 A, 250 kW / 400 V AC (50-60 Hz) / DC 200-277 V UC Auxiliary contacts 2 NO + 2 NC 3-pole, size S12 Busbar connections Operating mechanism: solid-state with PLC interface 24 V DC Spring-type terminals | Lista Papel 2020 SI | 0 | 0
3RT1076-2XB46-0LA2 |  | 3RT1076-2XB46-0LA2 | 1 | UN | 1 | 5 | B | D | N | N | 85364900 | 1 | 4047621022925 | 10.496 | KG | 4047 | 4047 | CP02 | CP02 | Traction contactor, AC-3 500 A, 250 kW / 400 V Coil 24 V DC x (0.7-1.25) SPS input 24-110 V DC auxiliary contacts 2 NO + 2 NC 3-pole size S12 Busbar connections coil connection: spring-type | - | 0 | 0
3RT1076-2XF46-0LA2 |  | 3RT1076-2XF46-0LA2 | 1 | UN | 1 | 5 | B | D | N | N | 85364900 | 1 | 4047621022963 | 10.411 | KG | 4047 | 4047 | CP02 | CP02 | Traction contactor, AC-3 500 A, 250 kW / 400 V Coil 110 V DC x (0.7-1.25) SPS input 24-110 V DC auxiliary contacts 2 NO + 2 NC 3-pole size S12 Busbar connections coil connection: spring-type | - | 0 | 0
3RT1076-2XJ46-0LA2 |  | 3RT1076-2XJ46-0LA2 | 1 | UN | 1 | 5 | B | D | N | N | 85364900 | 1 | 4047621022949 | 1.034 | KG | 4047 | 4047 | CP02 | CP02 | Traction contactor, AC-3 500 A, 250 kW / 400 V Coil 72 V DC x (0.7-1.25) SPS input 24-110 V DC auxiliary contacts 2 NO + 2 NC 3-pole size S12 Busbar connections coil connection: spring-type | - | 0 | 0
3RT1076-6AB36 |  | 3RT1076-6AB36 | 1 | UN | 1 | 5 | B | D | N | N | 85364900 | 1 | 4011209508491 | 10.533 | KG | 2622 | 2546 | CP02 | CP02 | Power contactor, AC-3 500 A, 250 kW / 400 V AC (50-60 Hz) / DC 23-26 V UC Auxiliary contacts 2 NO + 2 NC 3-pole, size S12 Busbar connections Operating mechanism: conventional screw terminals | Lista Papel 2020 SI | 0 | 0
3RT1076-6AD36 |  | 3RT1076-6AD36 | 1 | UN | 1 | 5 | B | D | N | N | 85364900 | 1 | 4011209508507 | 10.36 | KG | 2622 | 2622 | CP02 | CP02 | Power contactor, AC-3 500 A, 250 kW / 400 V AC (50-60 Hz) / DC 42-48 V UC Auxiliary contacts 2 NO + 2 NC 3-pole, size S12 Busbar connections Operating mechanism: conventional screw terminals | - | 0 | 0
3RT1076-6AF36 |  | 3RT1076-6AF36 | 1 | UN | 1 | 1 | A | D | N | N | 85364900 | 1 | 4011209508514 | 10.49 | KG | 2622 | 2546 | CP02 | CP02 | Power contactor, AC-3 500 A, 250 kW / 400 V AC (50-60 Hz) / DC 110-127 V UC Auxiliary contacts 2 NO + 2 NC 3-pole, size S12 Busbar connections Operating mechanism: conventional screw terminals | Lista Papel 2020 SI | 0 | 0
3RT1076-6AM36 |  | 3RT1076-6AM36 | 1 | UN | 1 | 5 | B | D | N | N | 85364900 | 1 | 4011209508521 | 10.275 | KG | 2622 | 2622 | CP02 | CP02 | Power contactor, AC-3 500 A, 250 kW / 400 V AC (50-60 Hz) / DC 200-220 V UC Auxiliary contacts 2 NO + 2 NC 3-pole, size S12 Busbar connections Operating mechanism: conventional screw terminals | - | 0 | 0
3RT1076-6AP36 |  | 3RT1076-6AP36 | 1 | UN | 1 | 1 | A | D | N | N | 85364900 | 1 | 4011209508538 | 10.4 | KG | 2622 | 2546 | CP02 | CP02 | Power contactor, AC-3 500 A, 250 kW / 400 V AC (50-60 Hz) / DC 220-240 V UC Auxiliary contacts 2 NO + 2 NC 3-pole, size S12 Busbar connections Operating mechanism: conventional screw terminals | Lista Papel 2020 SI | 0 | 0
3RT1076-6AP36-3PA0 |  | 3RT1076-6AP36-3PA0 | 1 | UN | 1 | 0 | A | D | N | N | 85364900 | 1 | 4047621017655 | 10.328 | KG | 2641 | 2641 | CP02 | CP02 | Power contactor, AC-3 500 A, 250 kW / 400 V AC (50-60 Hz) / DC 220-240 V UC Auxiliary contacts 2 NO + 2 NC 3-pole, size S12 Busbar connections Operating mechanism: conventional screw terminals Perm. mount. auxiliary switch block DIN 50012 | - | 0 | 0
3RT1076-6AR36 |  | 3RT1076-6AR36 | 1 | UN | 1 | 5 | B | D | N | N | 85364900 | 1 | 4011209508545 | 10.854 | KG | 2622 | 2622 | CP02 | CP02 | Power contactor, AC-3 500 A, 250 kW / 400 V AC (50-60 Hz) / DC 440-480 V UC Auxiliary contacts 2 NO + 2 NC 3-pole, size S12 Busbar connections Operating mechanism: conventional screw terminals | - | 0 | 0
3RT1076-6AS36 |  | 3RT1076-6AS36 | 1 | UN | 1 | 5 | B | D | N | N | 85364900 | 1 | 4011209508552 | 10.42 | KG | 2622 | 2622 | CP02 | CP02 | Power contactor, AC-3 500 A, 250 kW / 400 V AC (50-60 Hz) / DC 500-550 V UC Auxiliary contacts 2 NO + 2 NC 3-pole, size S12 Busbar connections Operating mechanism: conventional screw terminals | - | 0 | 0
3RT1076-6AT36 |  | 3RT1076-6AT36 | 1 | UN | 1 | 5 | B | D | N | N | 85364900 | 1 | 4011209508569 | 10.27 | KG | 2622 | 2622 | CP02 | CP02 | Power contactor, AC-3 500 A, 250 kW / 400 V AC (50-60 Hz) / DC 575-600 V UC Auxiliary contacts 2 NO + 2 NC 3-pole, size S12 Busbar connections Operating mechanism: conventional screw terminals | - | 0 | 0
3RT1076-6AU36 |  | 3RT1076-6AU36 | 1 | UN | 1 | 5 | B | D | N | N | 85364900 | 1 | 4011209508576 | 10.44 | KG | 2622 | 2622 | CP02 | CP02 | Power contactor, AC-3 500 A, 250 kW / 400 V AC (50-60 Hz) / DC 240-277 V UC Auxiliary contacts 2 NO + 2 NC 3-pole, size S12 Busbar connections Operating mechanism: conventional screw terminals | - | 0 | 0
3RT1076-6AV36 |  | 3RT1076-6AV36 | 1 | UN | 1 | 5 | B | D | N | N | 85364900 | 1 | 4011209508583 | 10.394 | KG | 2622 | 2546 | CP02 | CP02 | Power contactor, AC-3 500 A, 250 kW / 400 V AC (50-60 Hz) / DC 380-420 V UC Auxiliary contacts 2 NO + 2 NC 3-pole, size S12 Busbar connections Operating mechanism: conventional screw terminals | Lista Papel 2020 SI | 0 | 0
3RT1076-6LA06 |  | 3RT1076-6LA06 | 1 | UN | 1 | 5 | B | D | N | N | 85364900 | 1 | 4011209508590 | 9.463 | KG | 2460.5 | 2460.5 | CP02 | CP02 | Power contactor, AC-3 500 A, 250 kW / 400 V without coil Auxiliary contacts 2 NO + 2 NC 3-pole, size S12 main conductor: Busbar connections auxiliary conductor: Screw terminals | - | 0 | 0
3RT1076-6NB36 |  | 3RT1076-6NB36 | 1 | UN | 1 | 5 | B | D | N | N | 85364900 | 1 | 4011209508606 | 10.484 | KG | 2888 | 2802.5 | CP02 | CP02 | Power contactor, AC-3 500 A, 250 kW / 400 V AC (50-60 Hz) / DC 21-27.3 V UC Auxiliary contacts 2 NO + 2 NC 3-pole, size S12 Busbar connections Operating mechanism: solid-state with PLC interface 24 V DC screw terminals | Lista Papel 2020 SI | 0 | 0
3RT1076-6NF36 |  | 3RT1076-6NF36 | 1 | UN | 1 | 2 | A | D | N | N | 85364900 | 1 | 4011209508613 | 10.51 | KG | 2888 | 2802.5 | CP02 | CP02 | Power contactor, AC-3 500 A, 250 kW / 400 V AC (50-60 Hz) / DC 96-127 V UC Auxiliary contacts 2 NO + 2 NC 3-pole, size S12 Busbar connections Operating mechanism: solid-state with PLC interface 24 V DC screw terminals | Lista Papel 2020 SI | 0 | 0
3RT1076-6NP36 |  | 3RT1076-6NP36 | 1 | UN | 1 | 5 | B | D | N | N | 85364900 | 1 | 4011209508620 | 10.26 | KG | 2888 | 2802.5 | CP02 | CP02 | Power contactor, AC-3 500 A, 250 kW / 400 V AC (50-60 Hz) / DC 200-277 V UC Auxiliary contacts 2 NO + 2 NC 3-pole, size S12 Busbar connections Operating mechanism: solid-state with PLC interface 24 V DC screw terminals | Lista Papel 2020 SI | 0 | 0
3RT1076-6PF35 |  | 3RT1076-6PF35 | 1 | UN | 1 | 5 | B | D | N | N | 85364900 | 1 | 4011209511040 | 11.054 | KG | 3116 | 3116 | CP02 | CP02 | Power contactor, AC-3 500 A, 250 kW / 400 V AC (50-60 Hz) / DC 96-127 V UC Auxiliary contacts 1 NO + 1 NC 3-pole, size S12 Busbar connections Operating mechanism: solid-state with PLC / SIMOCODE interface and RLT signal | - | 0 | 0
3RT1076-6PP35 |  | 3RT1076-6PP35 | 1 | UN | 1 | 5 | B | D | N | N | 85364900 | 1 | 4011209511057 | 10.65 | KG | 3116 | 3116 | CP02 | CP02 | Power contactor, AC-3 500 A, 250 kW / 400 V AC (50-60 Hz) / DC 200-277 V UC Auxiliary contacts 1 NO + 1 NC 3-pole, size S12 Busbar connections Operating mechanism: solid-state with PLC / SIMOCODE interface and RLT signal | - | 0 | 0
3RT1076-6PP35-0SW0 |  | 3RT1076-6PP35-0SW0 | 1 | UN | 1 | 5 | B | D | EAR99 | N | 85364900 | 1 | 4011209565135 | 10.665 | KG | 3866.5 | 3866.5 | CP02 | CP02 | Power contactor, AC-3 500 A, 250 kW / 400 V AC (50-60 Hz) / DC 200-277 V UC Auxiliary contacts 1 NO + 1 NC with indication of remaining lifetime | - | 0 | 7
3RT1076-6QF35 |  | 3RT1076-6QF35 | 1 | UN | 1 | 5 | B | D | N | N | 85364900 | 1 | 4011209511071 | 11.73 | KG | 4132.5 | 4132.5 | CP02 | CP02 | Power contactor, AC-3 500 A, 250 kW / 400 V AC (50-60 Hz) / DC 96-127 V UC Auxiliary contacts 1 NO + 1 NC 3-pole, size S12 Busbar connections Operating mechanism: solid-state with AS-Interface and RLT signal | - | 0 | 7
3RT1076-6QP35 |  | 3RT1076-6QP35 | 1 | UN | 1 | 5 | B | D | N | N | 85364900 | 1 | 4011209511088 | 10.79 | KG | 4132.5 | 4132.5 | CP02 | CP02 | Power contactor, AC-3 500 A, 250 kW / 400 V AC (50-60 Hz) / DC 200-277 V UC Auxiliary contacts 1 NO + 1 NC 3-pole, size S12 Busbar connections Operating mechanism: solid-state with AS-Interface and RLT signal | - | 0 | 7
3RT1076-6SF36 |  | 3RT1076-6SF36 | 1 | UN | 1 | 5 | B | D | N | N | 85364900 | 1 | 4047621043319 | 10.43 | KG | 2935.5 | 2935.5 | CP02 | CP02 | Power contactor, AC-3 500 A, 250 kW / 400 V coil AC 50/60 Hz and DC 96-127 V x (0.8-1.1) F-PLC input 24 V DC 3-pole size S12 auxiliary contacts 2 NO + 2 NC main circuit: busbar Control and auxiliary circuit: screw terminals | - | 0 | 0
3RT1076-6SF36-3PA0 |  | 3RT1076-6SF36-3PA0 | 1 | UN | 1 | 5 | B | D | N | N | 85364900 | 1 | 4047621043326 | 10.393 | KG | 2954.5 | 2954.5 | CP02 | CP02 | Power contactor, AC-3 500 A, 250 kW / 400 V coil AC 50/60 Hz and DC 96-127 V x (0.8-1.1) F-PLC input 24 V DC 3-pole size S12 auxiliary contacts 2 NO + 2 NC permanently mounted (SUVA) main circuit: busbar Control and auxiliary circuit: screw terminals | - | 0 | 0
3RT1076-6SP36 |  | 3RT1076-6SP36 | 1 | UN | 1 | 5 | B | D | N | N | 85364900 | 1 | 4047621043333 | 10.103 | KG | 2935.5 | 2935.5 | CP02 | CP02 | Power contactor, AC-3 500 A, 250 kW / 400 V coil AC 50/60 Hz and DC 200-277 V x (0.8-1.1) F-PLC input 24 V DC 3-pole size S12 auxiliary contacts 2 NO + 2 NC main circuit: busbar Control and auxiliary circuit: screw terminals | - | 0 | 0
3RT1076-6SP36-3PA0 |  | 3RT1076-6SP36-3PA0 | 1 | UN | 1 | 5 | B | D | N | N | 85364900 | 1 | 4047621043340 | 10.066 | KG | 2954.5 | 2954.5 | CP02 | CP02 | Power contactor, AC-3 500 A, 250 kW / 400 V coil AC 50/60 Hz and DC 200-277 V x (0.8-1.1) F-PLC input 24 V DC 3-pole size S12 auxiliary contacts 2 NO + 2 NC permanently mounted (SUVA) main circuit: busbar Control and auxiliary circuit: screw terminals | - | 0 | 0
3RT1076-6XB46-0LA2 |  | 3RT1076-6XB46-0LA2 | 1 | UN | 1 | 5 | B | D | N | N | 85364900 | 1 | 4047621022932 | 10.055 | KG | 4047 | 4047 | CP02 | CP02 | Traction contactor, AC-3 500 A, 250 kW / 400 V Coil 24 V DC x (0.7-1.25) SPS input 24-110 V DC auxiliary contacts 2 NO + 2 NC 3-pole size S12 Busbar connections Coil connection: screw terminals | - | 0 | 0
3RT1076-6XF46-0LA2 |  | 3RT1076-6XF46-0LA2 | 1 | UN | 1 | 5 | B | D | N | N | 85364900 | 1 | 4047621022970 | 10.467 | KG | 4047 | 4047 | CP02 | CP02 | Traction contactor, AC-3 500 A, 250 kW / 400 V Coil 110 V DC x (0.7-1.25) SPS input 24-110 V DC auxiliary contacts 2 NO + 2 NC 3-pole size S12 Busbar connections Coil connection: screw terminals | - | 0 | 0
3RT1076-6XJ46-0LA2 |  | 3RT1076-6XJ46-0LA2 | 1 | UN | 1 | 5 | B | D | N | N | 85364900 | 1 | 4047621022956 | 1.034 | KG | 4047 | 4047 | CP02 | CP02 | Traction contactor, AC-3 500 A, 250 kW / 400 V Coil 72 V DC x (0.7-1.25) SPS input 24-110 V DC auxiliary contacts 2 NO + 2 NC 3-pole size S12 Busbar connections Coil connection: screw terminals | - | 0 | 0
3RT1264-6AB36 |  | 3RT1264-6AB36 | 1 | UN | 1 | 10 | C | D | N | N | 85364900 | 1 | 4011209508699 | 7.427 | KG | 1577 | 1529.5 | CP02 | CP02 | Vacuum contactor, AC-3 225 A, 110 kW / 400 V AC (50-60 Hz) / DC operation 23-26 V UC, Auxiliary contacts 2 NO + 2 NC, 3-pole, Size S10, busbar connections Drive: conventional | Lista Papel 2020 SI | 0 | 0
3RT1264-6AD36 |  | 3RT1264-6AD36 | 1 | UN | 1 | 10 | C | D | N | N | 85364900 | 1 | 4011209508705 | 7.329 | KG | 1577 | 1577 | CP02 | CP02 | Vacuum contactor, AC-3 225 A, 110 kW / 400 V 42-48 V UC Auxiliary contacts 2 NO + 2 NC 3-pole, Size S10 Busbar connections Drive: conventional | - | 0 | 0
3RT1264-6AF36 |  | 3RT1264-6AF36 | 1 | UN | 1 | 7 | C | D | N | N | 85364900 | 1 | 4011209508712 | 7.3 | KG | 1577 | 1529.5 | CP02 | CP02 | Vacuum contactor, AC-3 225 A, 110 kW / 400 V 110-127 V UC Auxiliary contacts 2 NO + 2 NC 3-pole, Size S10 Busbar connections Drive: conventional | Lista Papel 2020 SI | 0 | 0
3RT1264-6AF36-Z | I45 | 3RT1264-6AF36-ZI45 | 1 | UN | 1 | 0 | A | D | N | N | 85364900 | 1 | 4047621020587 | 7.397 | KG | 1957 | 1957 | CP02 | CP02 | Vacuum contactor, AC-3 225 A, 110 kW / 400 V 110 - 127 V UC Auxiliary contacts 2 NO + 2 NC 3-pole, Size S10 Busbar connections Operating mechanism: conventional | - | 0 | 7
3RT1264-6AM36 |  | 3RT1264-6AM36 | 1 | UN | 1 | 10 | C | D | N | N | 85364900 | 1 | 4011209508729 | 7.31 | KG | 1577 | 1577 | CP02 | CP02 | Vacuum contactor, AC-3 225 A, 110 kW / 400 V AC (50-60 Hz) / DC operation 200-220 V UC, Auxiliary contacts 2 NO + 2 NC, 3-pole, Size S10, busbar connections Drive: conventional | - | 0 | 0
3RT1264-6AP36 |  | 3RT1264-6AP36 | 1 | UN | 1 | 7 | C | D | N | N | 85364900 | 1 | 4011209508736 | 7.257 | KG | 1577 | 1529.5 | CP02 | CP02 | Vacuum contactor, AC-3 225 A, 110 kW / 400 V AC (50-60 Hz) / DC operation 220-240 V UC, Auxiliary contacts 2 NO + 2 NC, 3-pole, Size S10, busbar connections Drive: conventional | Lista Papel 2020 SI | 0 | 0
3RT1264-6AP36-0KA1 |  | 3RT1264-6AP36-0KA1 | 1 | UN | 1 | 25 | D | D | N | N | 85359000 | 1 | 4011209829046 | 7.247 | KG | 1957 | 1957 | CP02 | CP02 | Vacuum contactor, AC-3 225 A, 110 kW / 400 V AC (50-60 Hz) / DC operation 220-240 V UC, Auxiliary contacts 2 NO + 2 NC, 3-pole, Size S10, busbar connections Drive: conventional Customer-specific device | - | 0 | 9
3RT1264-6AP36-Z | I45 | 3RT1264-6AP36-ZI45 | 1 | UN | 1 | 0 | A | D | N | N | 85364900 | 1 | 4047621020594 | 7.341 | KG | 1957 | 1957 | CP02 | CP02 | Vacuum contactor, AC-3 225 A, 110 kW / 400 V AC (50-60 Hz) / DC 220-240 V UC, auxiliary contacts 2 NO + 2 NC, 3-pole Size S10 Busbar connections Operating mechanism: conventional | - | 0 | 7
3RT1264-6AR36 |  | 3RT1264-6AR36 | 1 | UN | 1 | 10 | C | D | N | N | 85364900 | 1 | 4011209508743 | 7.31 | KG | 1577 | 1577 | CP02 | CP02 | Vacuum contactor, AC-3 225 A, 110 kW / 400 V AC (50-60 Hz) / DC operation 440-480 V UC, Auxiliary contacts 2 NO + 2 NC, 3-pole, Size S10, busbar connections Drive: conventional | - | 0 | 0
3RT1264-6AS36 |  | 3RT1264-6AS36 | 1 | UN | 1 | 10 | C | D | N | N | 85364900 | 1 | 4011209508750 | 7.368 | KG | 1577 | 1577 | CP02 | CP02 | Vacuum contactor, AC-3 225 A, 110 kW / 400 V AC (50-60 Hz) / DC operation 500-550 V UC, Auxiliary contacts 2 NO + 2 NC, 3-pole, Size S10, busbar connections Drive: conventional | - | 0 | 0
3RT1264-6AT36 |  | 3RT1264-6AT36 | 1 | UN | 1 | 10 | C | D | N | N | 85364900 | 1 | 4011209508767 | 7.26 | KG | 1577 | 1577 | CP02 | CP02 | Vacuum contactor, AC-3 225 A, 110 kW / 400 V AC (50-60 Hz) / DC operation 575-600 V UC, Auxiliary contacts 2 NO + 2 NC, 3-pole, Size S10, busbar connections Drive: conventional | - | 0 | 0
3RT1264-6AU36 |  | 3RT1264-6AU36 | 1 | UN | 1 | 10 | C | D | N | N | 85364900 | 1 | 4011209508774 | 7.364 | KG | 1577 | 1577 | CP02 | CP02 | Vacuum contactor, AC-3 225 A, 110 kW / 400 V AC (50-60 Hz) / DC operation 240-277 V UC, Auxiliary contacts 2 NO + 2 NC, 3-pole, Size S10, busbar connections Drive: conventional | - | 0 | 0
3RT1264-6AV36 |  | 3RT1264-6AV36 | 1 | UN | 1 | 10 | C | D | N | N | 85364900 | 1 | 4011209508781 | 7.35 | KG | 1577 | 1529.5 | CP02 | CP02 | Vacuum contactor, AC-3 225 A, 110 kW / 400 V AC (50-60 Hz) / DC operation 380-420 V UC, Auxiliary contacts 2 NO + 2 NC, 3-pole, Size S10, busbar connections Drive: conventional | Lista Papel 2020 SI | 0 | 0
3RT1264-6LA06 |  | 3RT1264-6LA06 | 1 | UN | 1 | 10 | C | D | N | N | 85364900 | 1 | 4011209508798 | 6.495 | KG | 1444 | 1444 | CP02 | CP02 | Vacuum contactor, AC-3 without coil Auxiliary contacts 2 NO + 2 NC 3-pole, Size S10 Main conductor: Busbar connections Auxiliary conductor: Screw terminals | - | 0 | 0
3RT1264-6NB36 |  | 3RT1264-6NB36 | 1 | UN | 1 | 10 | C | D | N | N | 85364900 | 1 | 4011209508804 | 7.355 | KG | 1691 | 1643.5 | CP02 | CP02 | Vacuum contactor, AC-3 225 A, 110 kW / 400 V AC (50-60 Hz) / DC operation 21-27.3 V UC Auxiliary contacts 2 NO + 2 NC 3-pole, Size S10 Busbar connections Drive: electronic with PLC interface 24 V DC | Lista Papel 2020 SI | 0 | 0
3RT1264-6NF36 |  | 3RT1264-6NF36 | 1 | UN | 1 | 10 | C | D | N | N | 85364900 | 1 | 4011209508811 | 7.4 | KG | 1691 | 1643.5 | CP02 | CP02 | Vacuum contactor, AC-3 225 A, 110 kW / 400 V AC (50-60 Hz) / DC operation 96-127 V UC Auxiliary contacts 2 NO + 2 NC 3-pole, Size S10 Busbar connections Drive: electronic with PLC interface 24 V DC | Lista Papel 2020 SI | 0 | 0
3RT1264-6NP36 |  | 3RT1264-6NP36 | 1 | UN | 1 | 10 | C | D | N | N | 85364900 | 1 | 4011209508828 | 7.409 | KG | 1691 | 1643.5 | CP02 | CP02 | Vacuum contactor, AC-3 225 A, 110 kW / 400 V AC (50-60 Hz) / DC operation 200-277 V UC Auxiliary contacts 2 NO + 2 NC 3-pole, Size S10 Busbar connections Drive: electronic with PLC interface 24 V DC | Lista Papel 2020 SI | 0 | 0
3RT1265-6AB36 |  | 3RT1265-6AB36 | 1 | UN | 1 | 10 | C | D | N | N | 85364900 | 1 | 4011209508897 | 7.358 | KG | 1862 | 1805 | CP02 | CP02 | Vacuum contactor, AC-3 265 A, 132 kW / 400 V AC (50-60 Hz) / DC operation 23-26 V UC Auxiliary contacts 2 NO + 2 NC 3-pole, Size S10 Busbar connections Drive: conventional | Lista Papel 2020 SI | 0 | 0
3RT1265-6AD36 |  | 3RT1265-6AD36 | 1 | UN | 1 | 10 | C | D | N | N | 85364900 | 1 | 4011209508903 | 7.387 | KG | 1862 | 1862 | CP02 | CP02 | Vacuum contactor, AC-3 265 A, 132 kW / 400 V AC (50-60 Hz) / DC operation 42-48 V UC Auxiliary contacts 2 NO + 2 NC 3-pole, Size S10 Busbar connections Drive: conventional | - | 0 | 0
3RT1265-6AF36 |  | 3RT1265-6AF36 | 1 | UN | 1 | 7 | C | D | N | N | 85364900 | 1 | 4011209508910 | 7.386 | KG | 1862 | 1805 | CP02 | CP02 | Vacuum contactor, AC-3 265 A, 132 kW / 400 V AC (50-60 Hz) / DC operation 110-127 V UC Auxiliary contacts 2 NO + 2 NC 3-pole, Size S10 Busbar connections Drive: conventional | Lista Papel 2020 SI | 0 | 0
3RT1265-6AF36-Z | I45 | 3RT1265-6AF36-ZI45 | 1 | UN | 1 | 0 | A | D | N | N | 85364900 | 1 | 4047621020600 | 7.386 | KG | 2318 | 2318 | CP02 | CP02 | Vacuum contactor, AC-3 265 A, 132 kW / 400 V AC (50-60 Hz) / DC 110-127 V UC Auxiliary contacts 2 NO + 2 NC 3-pole, Size S10 Busbar connections Operating mechanism: conventional | - | 0 | 7
3RT1265-6AM36 |  | 3RT1265-6AM36 | 1 | UN | 1 | 10 | C | D | N | N | 85364900 | 1 | 4011209508927 | 7.329 | KG | 1862 | 1862 | CP02 | CP02 | Vacuum contactor, AC-3 265 A, 132 kW / 400 V AC (50-60 Hz) / DC operation 200-220 V UC Auxiliary contacts 2 NO + 2 NC 3-pole, Size S10 Busbar connections Drive: conventional | - | 0 | 0
3RT1265-6AP36 |  | 3RT1265-6AP36 | 1 | UN | 1 | 7 | C | D | N | N | 85364900 | 1 | 4011209508934 | 7.3 | KG | 1862 | 1805 | CP02 | CP02 | Vacuum contactor, AC-3 265 A, 132 kW / 400 V AC (50-60 Hz) / DC operation 220-240 V UC Auxiliary contacts 2 NO + 2 NC 3-pole, Size S10 Busbar connections Drive: conventional | Lista Papel 2020 SI | 0 | 0
3RT1265-6AP36-Z | I45 | 3RT1265-6AP36-ZI45 | 1 | UN | 1 | 0 | A | D | N | N | 85364900 | 1 | 4047621020617 | 7.336 | KG | 2318 | 2318 | CP02 | CP02 | Vacuum contactor, AC-3 265 A, 132 kW / 400 V AC (50-60 Hz) / DC 220-240 V UC Auxiliary contacts 2 NO + 2 NC 3-pole, Size S10 Busbar connections Operating mechanism: conventional | - | 0 | 7
3RT1265-6AR36 |  | 3RT1265-6AR36 | 1 | UN | 1 | 10 | C | D | N | N | 85364900 | 1 | 4011209508941 | 7.296 | KG | 1862 | 1862 | CP02 | CP02 | Vacuum contactor, AC-3 265 A, 132 kW / 400 V AC (50-60 Hz) / DC operation 440-480 V UC Auxiliary contacts 2 NO + 2 NC 3-pole, Size S10 Busbar connections Drive: conventional | - | 0 | 0
3RT1265-6AS36 |  | 3RT1265-6AS36 | 1 | UN | 1 | 10 | C | D | N | N | 85364900 | 1 | 4011209508958 | 7.311 | KG | 1862 | 1862 | CP02 | CP02 | Vacuum contactor, AC-3 265 A, 132 kW / 400 V AC (50-60 Hz) / DC operation 500-550 V UC Auxiliary contacts 2 NO + 2 NC 3-pole, Size S10 Busbar connections Drive: conventional | - | 0 | 0
3RT1265-6AT36 |  | 3RT1265-6AT36 | 1 | UN | 1 | 10 | C | D | N | N | 85364900 | 1 | 4011209508965 | 7.275 | KG | 1862 | 1862 | CP02 | CP02 | Vacuum contactor, AC-3 265 A, 132 kW / 400 V AC (50-60 Hz) / DC operation 575-600 V UC Auxiliary contacts 2 NO + 2 NC 3-pole, Size S10 Busbar connections Drive: conventional | - | 0 | 0
3RT1265-6AU36 |  | 3RT1265-6AU36 | 1 | UN | 1 | 10 | C | D | N | N | 85364900 | 1 | 4011209508972 | 7.33 | KG | 1862 | 1862 | CP02 | CP02 | Vacuum contactor, AC-3 265 A, 132 kW / 400 V AC (50-60 Hz) / DC operation 240-277 V UC Auxiliary contacts 2 NO + 2 NC 3-pole, Size S10 Busbar connections Drive: conventional | - | 0 | 0
3RT1265-6AV36 |  | 3RT1265-6AV36 | 1 | UN | 1 | 10 | C | D | N | N | 85364900 | 1 | 4011209508989 | 7.289 | KG | 1862 | 1805 | CP02 | CP02 | Vacuum contactor, AC-3 265 A, 132 kW / 400 V AC (50-60 Hz) / DC operation 380-420 V UC Auxiliary contacts 2 NO + 2 NC 3-pole, Size S10 Busbar connections Drive: conventional | Lista Papel 2020 SI | 0 | 0
3RT1265-6AV36-Z | I45 | 3RT1265-6AV36-ZI45 | 1 | UN | 1 | 0 | A | D | N | N | 85364900 | 1 | 4047621020624 | 7.289 | KG | 2318 | 2318 | CP02 | CP02 | Vacuum contactor, AC-3 265 A, 132 kW / 400 V AC (50-60 Hz) / DC 380-420 V UC Auxiliary contacts 2 NO + 2 NC 3-pole, Size S10 Busbar connections Operating mechanism: conventional | - | 0 | 7
3RT1265-6LA06 |  | 3RT1265-6LA06 | 1 | UN | 1 | 10 | C | D | N | N | 85364900 | 1 | 4011209508996 | 6.527 | KG | 1729 | 1729 | CP02 | CP02 | Vacuum contactor, AC-3 265 A, 132 kW / 400 V without coil Auxiliary contacts 2 NO + 2 NC 3-pole, Size S10 Main conductor: Busbar connections Auxiliary conductor:screw terminals | - | 0 | 0
3RT1265-6NB36 |  | 3RT1265-6NB36 | 1 | UN | 1 | 10 | C | D | N | N | 85364900 | 1 | 4011209509009 | 7.363 | KG | 1976 | 1919 | CP02 | CP02 | Vacuum contactor, AC-3 265 A, 132 kW / 400 V AC (50-60 Hz) / DC operation 21-27.3 V UC Auxiliary contacts 2 NO + 2 NC 3-pole, Size S10 Busbar connections Drive: electronic with PLC interface 24 V DC | Lista Papel 2020 SI | 0 | 0
3RT1265-6NF36 |  | 3RT1265-6NF36 | 1 | UN | 1 | 10 | C | D | N | N | 85364900 | 1 | 4011209509016 | 7.3 | KG | 1976 | 1919 | CP02 | CP02 | Vacuum contactor, AC-3 265 A, 132 kW / 400 V AC (50-60 Hz) / DC operation 96-127 V UC Auxiliary contacts 2 NO + 2 NC 3-pole, Size S10 Busbar connections Drive: electronic with PLC interface 24 V DC | Lista Papel 2020 SI | 0 | 0
3RT1265-6NP36 |  | 3RT1265-6NP36 | 1 | UN | 1 | 10 | C | D | N | N | 85364900 | 1 | 4011209509023 | 7.323 | KG | 1976 | 1919 | CP02 | CP02 | Vacuum contactor, AC-3 265 A, 132 kW / 400 V AC (50-60 Hz) / DC operation 200-277 V UC Auxiliary contacts 2 NO + 2 NC 3-pole, Size S10 Busbar connections Drive: electronic with PLC interface 24 V DC | Lista Papel 2020 SI | 0 | 0
3RT1266-6AB36 |  | 3RT1266-6AB36 | 1 | UN | 1 | 10 | C | D | N | N | 85364900 | 1 | 4011209509092 | 7.392 | KG | 2251.5 | 2185 | CP02 | CP02 | Vacuum contactor, AC-3 300 A, 160 kW / 400 V AC (50-60 Hz) / DC operation 23-26 V UC Auxiliary contacts 2 NO + 2 NC 3-pole, Size S10 Busbar connections Drive: conventional | Lista Papel 2020 SI | 0 | 0
3RT1266-6AD36 |  | 3RT1266-6AD36 | 1 | UN | 1 | 10 | C | D | N | N | 85364900 | 1 | 4011209509108 | 7.35 | KG | 2251.5 | 2251.5 | CP02 | CP02 | Vacuum contactor, AC-3 300 A, 160 kW / 400 V AC (50-60 Hz) / DC operation 42-48 V UC Auxiliary contacts 2 NO + 2 NC 3-pole, Size S10 Busbar connections Drive: conventional | - | 0 | 0
3RT1266-6AF36 |  | 3RT1266-6AF36 | 1 | UN | 1 | 7 | C | D | N | N | 85364900 | 1 | 4011209509115 | 7.3 | KG | 2251.5 | 2185 | CP02 | CP02 | Vacuum contactor, AC-3 300 A, 160 kW / 400 V AC (50-60 Hz) / DC operation 110-127 V UC Auxiliary contacts 2 NO + 2 NC 3-pole, Size S10 Busbar connections Drive: conventional | Lista Papel 2020 SI | 0 | 0
3RT1266-6AF36-Z | I45 | 3RT1266-6AF36-ZI45 | 1 | UN | 1 | 0 | A | D | N | N | 85364900 | 1 | 4047621020631 | 7.3 | KG | 2783.5 | 2783.5 | CP02 | CP02 | Vacuum contactor, AC-3 300 A, 160 kW / 400 V AC (50-60 Hz) / DC 110-127 V UC Auxiliary contacts 2 NO + 2 NC 3-pole, Size S10 Busbar connections Operating mechanism: conventional | - | 0 | 7
3RT1266-6AM36 |  | 3RT1266-6AM36 | 1 | UN | 1 | 10 | C | D | N | N | 85364900 | 1 | 4011209509122 | 7.323 | KG | 2251.5 | 2251.5 | CP02 | CP02 | Vacuum contactor, AC-3 300 A, 160 kW / 400 V AC (50-60 Hz) / DC operation 200-220 V UC Auxiliary contacts 2 NO + 2 NC 3-pole, Size S10 Busbar connections Drive: conventional | - | 0 | 0
3RT1266-6AP36 |  | 3RT1266-6AP36 | 1 | UN | 1 | 7 | C | D | N | N | 85364900 | 1 | 4011209509139 | 7.318 | KG | 2251.5 | 2185 | CP02 | CP02 | Vacuum contactor, AC-3 300 A, 160 kW / 400 V AC (50-60 Hz) / DC operation 220-240 V UC Auxiliary contacts 2 NO + 2 NC 3-pole, Size S10 Busbar connections Drive: conventional | Lista Papel 2020 SI | 0 | 0
3RT1266-6AP36-0KA1 |  | 3RT1266-6AP36-0KA1 | 1 | UN | 1 | 25 | D | D | N | N | 85359000 | 1 | 4011209829053 | 7.295 | KG | 2783.5 | 2783.5 | CP02 | CP02 | Vacuum contactor, AC-3 300 A, 160 kW / 400 V AC (50-60 Hz) / DC operation 220-240 V UC Auxiliary contacts 2 NO + 2 NC 3-pole, Size S10 Busbar connections Drive: conventional Customer-specific device | - | 0 | 9
3RT1266-6AP36-Z | I45 | 3RT1266-6AP36-ZI45 | 1 | UN | 1 | 0 | A | D | N | N | 85364900 | 1 | 4047621020648 | 7.333 | KG | 2783.5 | 2783.5 | CP02 | CP02 | Vacuum contactor, AC-3 300 A, 160 kW / 400 V AC (50-60 Hz) / DC 220-240 V UC Auxiliary contacts 2 NO + 2 NC 3-pole, Size S10 Busbar connections Operating mechanism: conventional | - | 0 | 7
3RT1266-6AR36 |  | 3RT1266-6AR36 | 1 | UN | 1 | 10 | C | D | N | N | 85364900 | 1 | 4011209509146 | 7.3 | KG | 2251.5 | 2251.5 | CP02 | CP02 | Vacuum contactor, AC-3 300 A, 160 kW / 400 V AC (50-60 Hz) / DC operation 440-480 V UC Auxiliary contacts 2 NO + 2 NC 3-pole, Size S10 Busbar connections Drive: conventional | - | 0 | 0
3RT1266-6AS36 |  | 3RT1266-6AS36 | 1 | UN | 1 | 10 | C | D | N | N | 85364900 | 1 | 4011209509153 | 7.36 | KG | 2251.5 | 2251.5 | CP02 | CP02 | Vacuum contactor, AC-3 300 A, 160 kW / 400 V AC (50-60 Hz) / DC operation 500-550 V UC Auxiliary contacts 2 NO + 2 NC 3-pole, Size S10 Busbar connections Drive: conventional | - | 0 | 0
3RT1266-6AT36 |  | 3RT1266-6AT36 | 1 | UN | 1 | 10 | C | D | N | N | 85364900 | 1 | 4011209509160 | 7.24 | KG | 2251.5 | 2251.5 | CP02 | CP02 | Vacuum contactor, AC-3 300 A, 160 kW / 400 V AC (50-60 Hz) / DC operation 575-600 V UC Auxiliary contacts 2 NO + 2 NC 3-pole, Size S10 Busbar connections Drive: conventional | - | 0 | 0
3RT1266-6AU36 |  | 3RT1266-6AU36 | 1 | UN | 1 | 10 | C | D | N | N | 85364900 | 1 | 4011209509177 | 6.4 | KG | 2251.5 | 2251.5 | CP02 | CP02 | Vacuum contactor, AC-3 300 A, 160 kW / 400 V AC (50-60 Hz) / DC operation 240-277 V UC Auxiliary contacts 2 NO + 2 NC 3-pole, Size S10 Busbar connections Drive: conventional | - | 0 | 0
3RT1266-6AV36 |  | 3RT1266-6AV36 | 1 | UN | 1 | 10 | C | D | N | N | 85364900 | 1 | 4011209509184 | 7.18 | KG | 2251.5 | 2185 | CP02 | CP02 | Vacuum contactor, AC-3 300 A, 160 kW / 400 V AC (50-60 Hz) / DC operation 380-420 V UC Auxiliary contacts 2 NO + 2 NC 3-pole, Size S10 Busbar connections Drive: conventional | Lista Papel 2020 SI | 0 | 0
3RT1266-6LA06 |  | 3RT1266-6LA06 | 1 | UN | 1 | 10 | C | D | N | N | 85364900 | 1 | 4011209509191 | 6.52 | KG | 2128 | 2128 | CP02 | CP02 | Vacuum contactor, AC-3 300 A, 160 kW / 400 V without coil Auxiliary contacts 2 NO + 2 NC 3-pole, Size S10 Main conductor: Busbar connections Auxiliary conductor:screw terminals | - | 0 | 0
3RT1266-6NB36 |  | 3RT1266-6NB36 | 1 | UN | 1 | 10 | C | D | N | N | 85364900 | 1 | 4011209509207 | 7.354 | KG | 2375 | 2308.5 | CP02 | CP02 | Vacuum contactor, AC-3 300 A, 160 kW / 400 V AC (50-60 Hz) / DC operation 21-27.3 V UC Auxiliary contacts 2 NO + 2 NC 3-pole, Size S10 Busbar connections Drive: electronic with PLC interface 24 V DC | Lista Papel 2020 SI | 0 | 0
3RT1266-6NF36 |  | 3RT1266-6NF36 | 1 | UN | 1 | 10 | C | D | N | N | 85364900 | 1 | 4011209509214 | 7.36 | KG | 2375 | 2308.5 | CP02 | CP02 | Vacuum contactor, AC-3 300 A, 160 kW / 400 V AC (50-60 Hz) / DC operation 96-127 V UC Auxiliary contacts 2 NO + 2 NC 3-pole, Size S10 Busbar connections Drive: electronic with PLC interface 24 V DC | Lista Papel 2020 SI | 0 | 0
3RT1266-6NP36 |  | 3RT1266-6NP36 | 1 | UN | 1 | 10 | C | D | N | N | 85364900 | 1 | 4011209509221 | 7.12 | KG | 2375 | 2308.5 | CP02 | CP02 | Vacuum contactor, AC-3 300 A, 160 kW / 400 V AC (50-60 Hz) / DC operation 200-277 V UC Auxiliary contacts 2 NO + 2 NC 3-pole, Size S10 Busbar connections Drive: electronic with PLC interface 24 V DC | Lista Papel 2020 SI | 0 | 0
3RT1275-6AB36 |  | 3RT1275-6AB36 | 1 | UN | 1 | 10 | C | D | N | N | 85364900 | 1 | 4011209509290 | 10.648 | KG | 2755 | 2679 | CP02 | CP02 | Vacuum contactor, AC-3 400 A, 200 kW / 400 V AC (50-60 Hz) / DC operation 23-26 V UC Auxiliary contacts 2 NO + 2 NC 3-pole, Size S12 Busbar connections Drive: conventional | Lista Papel 2020 SI | 0 | 0
3RT1275-6AD36 |  | 3RT1275-6AD36 | 1 | UN | 1 | 10 | C | D | N | N | 85364900 | 1 | 4011209509306 | 10.37 | KG | 2755 | 2755 | CP02 | CP02 | Vacuum contactor, AC-3 400 A, 200 kW / 400 V AC (50-60 Hz) / DC operation 42-48 V UC Auxiliary contacts 2 NO + 2 NC 3-pole, Size S12 Busbar connections Drive: conventional | - | 0 | 0
3RT1275-6AF36 |  | 3RT1275-6AF36 | 1 | UN | 1 | 7 | C | D | N | N | 85364900 | 1 | 4011209509313 | 10.566 | KG | 2755 | 2679 | CP02 | CP02 | Vacuum contactor, AC-3 400 A, 200 kW / 400 V AC (50-60 Hz) / DC operation 110-127 V UC Auxiliary contacts 2 NO + 2 NC 3-pole, Size S12 Busbar connections Drive: conventional | Lista Papel 2020 SI | 0 | 0
3RT1275-6AF36-Z | I45 | 3RT1275-6AF36-ZI45 | 1 | UN | 1 | 0 | A | D | N | N | 85364900 | 1 | 4047621020655 | 10.639 | KG | 3420 | 3420 | CP02 | CP02 | Vacuum contactor, AC-3 400 A, 200 kW / 400 V AC (50-60 Hz) / DC 110-127 V UC Auxiliary contacts 2 NO + 2 NC 3-pole, size S12 Busbar connections Operating mechanism: conventional | - | 0 | 7
3RT1275-6AM36 |  | 3RT1275-6AM36 | 1 | UN | 1 | 10 | C | D | N | N | 85364900 | 1 | 4011209509320 | 10.44 | KG | 2755 | 2755 | CP02 | CP02 | Vacuum contactor, AC-3 400 A, 200 kW / 400 V AC (50-60 Hz) / DC operation 200-220 V UC Auxiliary contacts 2 NO + 2 NC 3-pole, Size S12 Busbar connections Drive: conventional | - | 0 | 0
3RT1275-6AP36 |  | 3RT1275-6AP36 | 1 | UN | 1 | 7 | C | D | N | N | 85364900 | 1 | 4011209509337 | 10.5 | KG | 2755 | 2679 | CP02 | CP02 | Vacuum contactor, AC-3 400 A, 200 kW / 400 V AC (50-60 Hz) / DC operation 220-240 V UC Auxiliary contacts 2 NO + 2 NC 3-pole, Size S12 Busbar connections Drive: conventional | Lista Papel 2020 SI | 0 | 0
3RT1275-6AP36-Z | I45 | 3RT1275-6AP36-ZI45 | 1 | UN | 1 | 0 | A | D | N | N | 85364900 | 1 | 4047621020662 | 10.517 | KG | 3420 | 3420 | CP02 | CP02 | Vacuum contactor, AC-3 400 A, 200 kW / 400 V AC (50-60 Hz) / DC 220-240 V UC Auxiliary contacts 2 NO + 2 NC 3-pole, size S12 Busbar connections Operating mechanism: conventional | - | 0 | 7
3RT1275-6AR36 |  | 3RT1275-6AR36 | 1 | UN | 1 | 10 | C | D | N | N | 85364900 | 1 | 4011209509344 | 10.526 | KG | 2755 | 2755 | CP02 | CP02 | Vacuum contactor, AC-3 400 A, 200 kW / 400 V AC (50-60 Hz) / DC operation 440-480 V UC Auxiliary contacts 2 NO + 2 NC 3-pole, Size S12 Busbar connections Drive: conventional | - | 0 | 0
3RT1275-6AS36 |  | 3RT1275-6AS36 | 1 | UN | 1 | 10 | C | D | N | N | 85364900 | 1 | 4011209509351 | 10.457 | KG | 2755 | 2755 | CP02 | CP02 | Vacuum contactor, AC-3 400 A, 200 kW / 400 V AC (50-60 Hz) / DC operation 500-550 V UC Auxiliary contacts 2 NO + 2 NC 3-pole, Size S12 Busbar connections Drive: conventional | - | 0 | 0
3RT1275-6AT36 |  | 3RT1275-6AT36 | 1 | UN | 1 | 10 | C | D | N | N | 85364900 | 1 | 4011209509368 | 9.6 | KG | 2755 | 2755 | CP02 | CP02 | Vacuum contactor, AC-3 400 A, 200 kW / 400 V AC (50-60 Hz) / DC operation 575-600 V UC Auxiliary contacts 2 NO + 2 NC 3-pole, Size S12 Busbar connections Drive: conventional | - | 0 | 0
3RT1275-6AU36 |  | 3RT1275-6AU36 | 1 | UN | 1 | 10 | C | D | N | N | 85364900 | 1 | 4011209509375 | 10.525 | KG | 2755 | 2755 | CP02 | CP02 | Vacuum contactor, AC-3 400 A, 200 kW / 400 V AC (50-60 Hz) / DC operation 240-277 V UC Auxiliary contacts 2 NO + 2 NC 3-pole, Size S12 Busbar connections Drive: conventional | - | 0 | 0
3RT1275-6AV36 |  | 3RT1275-6AV36 | 1 | UN | 1 | 10 | C | D | N | N | 85364900 | 1 | 4011209509382 | 10.678 | KG | 2755 | 2679 | CP02 | CP02 | Vacuum contactor, AC-3 400 A, 200 kW / 400 V AC (50-60 Hz) / DC operation 380-420 V UC Auxiliary contacts 2 NO + 2 NC 3-pole, Size S12 Busbar connections Drive: conventional | Lista Papel 2020 SI | 0 | 0
3RT1275-6LA06 |  | 3RT1275-6LA06 | 1 | UN | 1 | 10 | C | D | N | N | 85364900 | 1 | 4011209509399 | 9.345 | KG | 2641 | 2641 | CP02 | CP02 | Vacuum contactor, AC-3 400 A, 200 kW / 400 V without coil Auxiliary contacts 2 NO + 2 NC 3-pole, Size S12 Main conductor: Busbar connections Auxiliary conductor:screw terminals | - | 0 | 0
3RT1275-6NB36 |  | 3RT1275-6NB36 | 1 | UN | 1 | 10 | C | D | N | N | 85364900 | 1 | 4011209509405 | 10.8 | KG | 3021 | 2935.5 | CP02 | CP02 | Vacuum contactor, AC-3 400 A, 200 kW / 400 V AC (50-60 Hz) / DC operation 21-27.3 V UC Auxiliary contacts 2 NO + 2 NC 3-pole, Size S12 Busbar connections Drive: electronic with PLC interface 24 V DC | Lista Papel 2020 SI | 0 | 0
3RT1275-6NF36 |  | 3RT1275-6NF36 | 1 | UN | 1 | 10 | C | D | N | N | 85364900 | 1 | 4011209509412 | 10.57 | KG | 3021 | 2935.5 | CP02 | CP02 | Vacuum contactor, AC-3 400 A, 200 kW / 400 V AC (50-60 Hz) / DC operation 96-127 V UC Auxiliary contacts 2 NO + 2 NC 3-pole, Size S12 Busbar connections Drive: electronic with PLC interface 24 V DC | Lista Papel 2020 SI | 0 | 0
3RT1275-6NP36 |  | 3RT1275-6NP36 | 1 | UN | 1 | 10 | C | D | N | N | 85364900 | 1 | 4011209509429 | 10.319 | KG | 3021 | 2935.5 | CP02 | CP02 | Vacuum contactor, AC-3 400 A, 200 kW / 400 V AC (50-60 Hz) / DC operation 200-277 V UC Auxiliary contacts 2 NO + 2 NC 3-pole, Size S12 Busbar connections Drive: electronic with PLC interface 24 V DC | Lista Papel 2020 SI | 0 | 0
3RT1276-6AB36 |  | 3RT1276-6AB36 | 1 | UN | 1 | 10 | C | D | N | N | 85364900 | 1 | 4011209509498 | 10.67 | KG | 3695.5 | 3591 | CP02 | CP02 | Vacuum contactor, AC-3 500 A, 250 kW / 400 V AC (50-60 Hz) / DC operation 23-26 V UC Auxiliary contacts 2 NO + 2 NC 3-pole, Size S12 Busbar connections Drive: conventional | Lista Papel 2020 SI | 0 | 0
3RT1276-6AD36 |  | 3RT1276-6AD36 | 1 | UN | 1 | 10 | C | D | N | N | 85364900 | 1 | 4011209509504 | 10.46 | KG | 3695.5 | 3695.5 | CP02 | CP02 | Vacuum contactor, AC-3 500 A, 250 kW / 400 V AC (50-60 Hz) / DC operation 42-48 V UC Auxiliary contacts 2 NO + 2 NC 3-pole, Size S12 Busbar connections Drive: conventional | - | 0 | 0
3RT1276-6AF36 |  | 3RT1276-6AF36 | 1 | UN | 1 | 7 | C | D | N | N | 85364900 | 1 | 4011209509511 | 10.579 | KG | 3695.5 | 3591 | CP02 | CP02 | Vacuum contactor, AC-3 500 A, 250 kW / 400 V AC (50-60 Hz) / DC operation 110-127 V UC Auxiliary contacts 2 NO + 2 NC 3-pole, Size S12 Busbar connections Drive: conventional | Lista Papel 2020 SI | 0 | 0
3RT1276-6AF36-Z | I45 | 3RT1276-6AF36-ZI45 | 1 | UN | 1 | 0 | A | D | N | N | 85364900 | 1 | 4047621020679 | 10.644 | KG | 4588.5 | 4588.5 | CP02 | CP02 | Vacuum contactor, AC-3 500 A, 250 kW / 400 V AC (50-60 Hz) / DC 110-127 V UC Auxiliary contacts 2 NO + 2 NC 3-pole, size S12 Busbar connections Operating mechanism: conventional | - | 0 | 7
3RT1276-6AM36 |  | 3RT1276-6AM36 | 1 | UN | 1 | 10 | C | D | N | N | 85364900 | 1 | 4011209509528 | 10.42 | KG | 3695.5 | 3695.5 | CP02 | CP02 | Vacuum contactor, AC-3 500 A, 250 kW / 400 V AC (50-60 Hz) / DC operation 200-220 V UC Auxiliary contacts 2 NO + 2 NC 3-pole, Size S12 Busbar connections Drive: conventional | - | 0 | 0
3RT1276-6AP36 |  | 3RT1276-6AP36 | 1 | UN | 1 | 7 | C | D | N | N | 85364900 | 1 | 4011209509535 | 10.628 | KG | 3695.5 | 3591 | CP02 | CP02 | Vacuum contactor, AC-3 500 A, 250 kW / 400 V AC (50-60 Hz) / DC operation 220-240 V UC Auxiliary contacts 2 NO + 2 NC 3-pole, Size S12 Busbar connections Drive: conventional | Lista Papel 2020 SI | 0 | 0
3RT1276-6AP36-0KA1 |  | 3RT1276-6AP36-0KA1 | 1 | UN | 1 | 25 | D | D | N | N | 85359000 | 1 | 4011209829060 | 10.42 | KG | 4588.5 | 4588.5 | CP02 | CP02 | Vacuum contactor, AC-3 500 A, 250 kW / 400 V AC (50-60 Hz) / DC operation 220-240 V UC Auxiliary contacts 2 NO + 2 NC 3-pole, Size S12 Busbar connections Drive: conventional Customer-specific device | - | 0 | 9
3RT1276-6AP36-Z | I45 | 3RT1276-6AP36-ZI45 | 1 | UN | 1 | 0 | A | D | N | N | 85364900 | 1 | 4047621020686 | 10.51 | KG | 4588.5 | 4588.5 | CP02 | CP02 | Vacuum contactor, AC-3 500 A, 250 kW / 400 V AC (50-60 Hz) / DC 220-240 V UC Auxiliary contacts 2 NO + 2 NC 3-pole, size S12 Busbar connections Operating mechanism: conventional | - | 0 | 7
3RT1276-6AR36 |  | 3RT1276-6AR36 | 1 | UN | 1 | 10 | C | D | N | N | 85364900 | 1 | 4011209509542 | 10.44 | KG | 3695.5 | 3695.5 | CP02 | CP02 | Vacuum contactor, AC-3 500 A, 250 kW / 400 V AC (50-60 Hz) / DC operation 440-480 V UC Auxiliary contacts 2 NO + 2 NC 3-pole, Size S12 Busbar connections Drive: conventional | - | 0 | 0
3RT1276-6AR36-Z | I45 | 3RT1276-6AR36-ZI45 | 1 | UN | 1 | 0 | A | D | N | N | 85364900 | 1 | 4047621020693 | 10.507 | KG | 4588.5 | 4588.5 | CP02 | CP02 | Vacuum contactor, AC-3 500 A, 250 kW / 400 V AC (50-60 Hz) / DC 440-480 V UC Auxiliary contacts 2 NO + 2 NC 3-pole, size S12 Busbar connections Operating mechanism: conventional | - | 0 | 7
3RT1276-6AS36 |  | 3RT1276-6AS36 | 1 | UN | 1 | 10 | C | D | N | N | 85364900 | 1 | 4011209509559 | 10.46 | KG | 3695.5 | 3695.5 | CP02 | CP02 | Vacuum contactor, AC-3 500 A, 250 kW / 400 V AC (50-60 Hz) / DC operation 500-550 V UC Auxiliary contacts 2 NO + 2 NC 3-pole, Size S12 Busbar connections Drive: conventional | - | 0 | 0
3RT1276-6AT36 |  | 3RT1276-6AT36 | 1 | UN | 1 | 10 | C | D | N | N | 85364900 | 1 | 4011209509566 | 10.42 | KG | 3695.5 | 3695.5 | CP02 | CP02 | Vacuum contactor, AC-3 500 A, 250 kW / 400 V AC (50-60 Hz) / DC operation 575-600 V UC Auxiliary contacts 2 NO + 2 NC 3-pole, Size S12 Busbar connections Drive: conventional | - | 0 | 0
3RT1276-6AU36 |  | 3RT1276-6AU36 | 1 | UN | 1 | 10 | C | D | N | N | 85364900 | 1 | 4011209509573 | 9.6 | KG | 3695.5 | 3695.5 | CP02 | CP02 | Vacuum contactor, AC-3 500 A, 250 kW / 400 V AC (50-60 Hz) / DC operation 240-277 V UC Auxiliary contacts 2 NO + 2 NC 3-pole, Size S12 Busbar connections Drive: conventional | - | 0 | 0
3RT1276-6AV36 |  | 3RT1276-6AV36 | 1 | UN | 1 | 10 | C | D | N | N | 85364900 | 1 | 4011209509580 | 10.473 | KG | 3695.5 | 3591 | CP02 | CP02 | Vacuum contactor, AC-3 500 A, 250 kW / 400 V AC (50-60 Hz) / DC operation 380-420 V UC Auxiliary contacts 2 NO + 2 NC 3-pole, Size S12 Busbar connections Drive: conventional | Lista Papel 2020 SI | 0 | 0
3RT1276-6AV36-Z | I45 | 3RT1276-6AV36-ZI45 | 1 | UN | 1 | 0 | A | D | N | N | 85364900 | 1 | 4047621020709 | 10.473 | KG | 4588.5 | 4588.5 | CP02 | CP02 | Vacuum contactor, AC-3 500 A, 250 kW / 400 V AC (50-60 Hz) / DC 380-420 V UC Auxiliary contacts 2 NO + 2 NC 3-pole, size S12 Busbar connections Operating mechanism: conventional | - | 0 | 7
3RT1276-6LA06 |  | 3RT1276-6LA06 | 1 | UN | 1 | 10 | C | D | N | N | 85364900 | 1 | 4011209509597 | 9.409 | KG | 3534 | 3534 | CP02 | CP02 | Vacuum contactor, AC-3 500 A, 250 kW / 400 V without coil Auxiliary contacts 2 NO + 2 NC 3-pole, Size S12 Main conductor: Busbar connections Auxiliary conductor:screw terminals | - | 0 | 0
3RT1276-6NB36 |  | 3RT1276-6NB36 | 1 | UN | 1 | 10 | C | D | N | N | 85364900 | 1 | 4011209509603 | 10.591 | KG | 3971 | 3857 | CP02 | CP02 | Vacuum contactor, AC-3 500 A, 250 kW / 400 V AC (50-60 Hz) / DC operation 21-27.3 V UC Auxiliary contacts 2 NO + 2 NC 3-pole, Size S12 Busbar connections Drive: electronic with PLC interface 24 V DC | Lista Papel 2020 SI | 0 | 0
3RT1276-6NF36 |  | 3RT1276-6NF36 | 1 | UN | 1 | 10 | C | D | N | N | 85364900 | 1 | 4011209509610 | 10.58 | KG | 3971 | 3857 | CP02 | CP02 | Vacuum contactor, AC-3 500 A, 250 kW / 400 V AC (50-60 Hz) / DC operation 96-127 V UC Auxiliary contacts 2 NO + 2 NC 3-pole, Size S12 Busbar connections Drive: electronic with PLC interface 24 V DC | Lista Papel 2020 SI | 0 | 0
3RT1276-6NP36 |  | 3RT1276-6NP36 | 1 | UN | 1 | 10 | C | D | N | N | 85364900 | 1 | 4011209509627 | 10.338 | KG | 3971 | 3857 | CP02 | CP02 | Vacuum contactor, AC-3 500 A, 250 kW / 400 V AC (50-60 Hz) / DC operation 200-277 V UC Auxiliary contacts 2 NO + 2 NC 3-pole, Size S12 Busbar connections Drive: electronic with PLC interface 24 V DC | Lista Papel 2020 SI | 0 | 0
3RT1315-1AN20 |  | 3RT1315-1AN20 | 1 | UN | 1 | 15 | C | D | N | N | 85364900 | 1 | 4011209352599 | 0.201 | KG | 58.43 | 58.43 | CP02 | CP02 | Contactor, AC-3, 3 kW / 400 V AC-1, 16 A, 220 V AC, 50/60 Hz 4-pole, Size S00 4 screw terminals !!! Phased-out product !!! Successor is SIRIUS 3RT2 | - | 0 | 7
3RT1315-1AP00 |  | 3RT1315-1AP00 | 1 | UN | 1 | 15 | C | D | N | N | 85364900 | 1 | 4011209309425 | 0.2 | KG | 58.43 | 58.43 | CP02 | CP02 | Contactor, AC-3, 3 kW / 400 V AC-1, 16 A, 230 V AC, 50 / 60 Hz, 4-pole, 4 NO, Size S00, Screw terminal !!! Phased-out product !!! Successor is SIRIUS 3RT2 | - | 0 | 7
3RT1315-1BB40 |  | 3RT1315-1BB40 | 1 | UN | 1 | 15 | C | D | N | N | 85364900 | 1 | 4011209314436 | 0.258 | KG | 68.5 | 68.5 | CP02 | CP02 | Contactor, AC-3, 3 kW / 400 V AC-1, 16 A, 24 V DC 4-pole, 4 NO Size S00 Screw terminal !!! Phased-out product !!! Successor is SIRIUS 3RT2 | - | 0 | 9
3RT1316-1AB00 |  | 3RT1316-1AB00 | 1 | UN | 1 | 5 | B | D | N | N | 85364900 | 1 | 4011209309432 | 0.206 | KG | 52.25 | 52.25 | CP02 | CP02 | Contactor, AC-1, 12 kW / 400 V AC-1, 18 A, 24 V AC, 50/60 Hz 4-pole, 4 NO Size S00 Screw terminal !!! Phased-out product !!! Successor is SIRIUS 3RT2 Preferred successor type is >>3RT2316-1AB00<< | - | 0 | 7
3RT1316-1AD00 |  | 3RT1316-1AD00 | 1 | UN | 1 | 15 | C | D | N | N | 85364900 | 1 | 4011209352643 | 0.204 | KG | 65.36 | 65.36 | CP02 | CP02 | Contactor, AC-1, 12 kW / 400 V AC-1, 18 A, 42 V AC, 50 / 60 Hz, 4-pole, 4 NO, Size S00, Screw terminal !!! Phased-out product !!! Successor is SIRIUS 3RT2 | - | 0 | 7
3RT1316-1AF00 |  | 3RT1316-1AF00 | 1 | UN | 1 | 5 | B | D | N | N | 85364900 | 1 | 4011209314450 | 0.205 | KG | 52.25 | 52.25 | CP02 | CP02 | Contactor, AC-1, 12 kW / 400 V AC-1, 18 A, 110 V AC, 50/60 Hz 4-pole, Size S00, 4 NO Screw terminal !!! Phased-out product !!! Successor is SIRIUS 3RT2 Preferred successor type is >>3RT2316-1AF00<< | - | 0 | 7
3RT1316-1AG60 |  | 3RT1316-1AG60 | 1 | UN | 1 | 20 | D | D | N | N | 85364900 | 1 | 4011209495869 | 0.205 | KG | 59.66 | 59.66 | CP02 | CP02 | Contactor, AC-1, 12 kW / 400 V AC-1, 18 A 100 V AC, 50 Hz / 100...110 V 60 Hz 4-pole, Size S00, 4 NO Screw terminal !!! Phased-out product !!! Successor is SIRIUS 3RT2 | - | 0 | 7
3RT1316-1AH00 |  | 3RT1316-1AH00 | 1 | UN | 1 | 15 | C | D | N | N | 85364900 | 1 | 4011209352650 | 0.206 | KG | 59.76 | 59.76 | CP02 | CP02 | Contactor, AC-1, 12 kW / 400 V AC-1, 18 A, 48 V AC, 50/60 Hz 4-pole, 4 NO Size S00 Screw terminal !!! Phased-out product !!! Successor is SIRIUS 3RT2 | - | 0 | 7
3RT1316-1AK60 |  | 3RT1316-1AK60 | 1 | UN | 1 | 15 | C | D | N | N | 85364900 | 1 | 4011209352667 | 0.204 | KG | 52.25 | 52.25 | CP02 | CP02 | Contactor, AC-1, 12 kW / 400 V AC-1, 18 A 110 V AC, 50 Hz / 120 V, 60 Hz 4-pole, 4 NO Size S00 Screw terminal !!! Phased-out product !!! Successor is SIRIUS 3RT2 Preferred successor type is >>3RT2316-1AK60<< | - | 0 | 7
3RT1316-1AN20 |  | 3RT1316-1AN20 | 1 | UN | 1 | 15 | C | D | N | N | 85364900 | 1 | 4011209352674 | 0.202 | KG | 59.76 | 59.76 | CP02 | CP02 | Contactor, AC-1, 12 kW / 400 V AC-1, 18 A, 220 V AC, 50/60 Hz 4-pole, Size S00, 4 NO Screw terminal !!! Phased-out product !!! Successor is SIRIUS 3RT2 | - | 0 | 7
3RT1316-1AN60 |  | 3RT1316-1AN60 | 1 | UN | 1 | 15 | C | D | N | N | 85364900 | 1 | 4011209495876 | 0.203 | KG | 65.36 | 65.36 | CP02 | CP02 | Contactor, AC-1, 12 kW / 400 V AC-1, 18 A 4-pole, 4 NO, Size S00 screw terminal, 200 V AC 50 Hz / 200...220 V 60 Hz !!! Phased-out product !!! Successor is SIRIUS 3RT2 | - | 0 | 7
3RT1316-1AP00 |  | 3RT1316-1AP00 | 1 | UN | 1 | 5 | B | D | N | N | 85364900 | 1 | 4011209309685 | 0.203 | KG | 52.25 | 52.25 | CP02 | CP02 | Contactor, AC-1, 18 A, 12 kW 400 V 230 V AC, 50/60 Hz 4-pole, Size S00, 4 NO Screw terminal !!! Phased-out product !!! Successor is SIRIUS 3RT2 Preferred successor type is >>3RT2316-1AP00<< | - | 0 | 7
3RT1316-1AP00-Z | X95 | 3RT1316-1AP00-ZX95 | 1 | UN | 1 | 0 | A | D | N | N | 85364900 | 144 |  | 0.2 | KG | 59.76 | 59.76 | CP02 | CP02 | Contactor, AC-1, 14,5 kW / 400V AC-1, 22 A, 230 V AC, 50 / 60 Hz, 4-pole, 4 NO, Size S00, Screw terminal Pack = 144 units !!! Phased-out product !!! Successor is SIRIUS 3RT2 | - | 0 | 9
3RT1316-1AP60 |  | 3RT1316-1AP60 | 1 | UN | 1 | 15 | C | D | N | N | 85364900 | 1 | 4011209352681 | 0.204 | KG | 59.76 | 59.76 | CP02 | CP02 | Contactor, AC-1, 12 kW / 400 V AC-1, 18 A 220 V AC, 50 Hz / 240 V, 60 Hz 4-pole, 4 NO Size S00 Screw terminal !!! Phased-out product !!! Successor is SIRIUS 3RT2 Preferred successor type is >>3RT2316-1AP60<< | - | 0 | 7
3RT1316-1AR60 |  | 3RT1316-1AR60 | 1 | UN | 1 | 5 | B | D | N | N | 85364900 | 1 | 4011209495883 | 0.213 | KG | 65.36 | 65.36 | CP02 | CP02 | Contactor, AC-1, 12 kW / 400 V AC-1, 18 A 4-pole, 4 NO, Size S00 Screw terminal 400 V AC 50 Hz / 60 Hz, 440 V, 60 Hz !!! Phased-out product !!! Successor is SIRIUS 3RT2 | - | 0 | 9
3RT1316-1AU60 |  | 3RT1316-1AU60 | 1 | UN | 1 | 5 | B | D | N | N | 85364900 | 1 | 4011209438422 | 0.22 | KG | 65.36 | 65.36 | CP02 | CP02 | Contactor, AC-3, 4 kW / 400 V AC-1, 18 A, 277 V AC, 60 Hz 4-pole, 4 NO, Size S00 Screw terminal !!! Phased-out product !!! Successor is SIRIUS 3RT2 | - | 0 | 9
3RT1316-1AV00 |  | 3RT1316-1AV00 | 1 | UN | 1 | 20 | D | D | N | N | 85364900 | 1 | 4011209352698 | 0.213 | KG | 59.66 | 59.66 | CP02 | CP02 | Contactor, AC-1, 12 kW / 400 V AC-1, 18 A, 400 V AC, 50/60 Hz 4-pole, 4 NO Size S00 Screw terminal !!! Phased-out product !!! Successor is SIRIUS 3RT2 | - | 0 | 7
3RT1316-1AV60 |  | 3RT1316-1AV60 | 1 | UN | 1 | 15 | C | D | N | N | 85364900 | 1 | 4011209438415 | 0.205 | KG | 65.36 | 65.36 | CP02 | CP02 | Contactor, AC-1, 12 kW / 400 V AC-1, 18 A, 480 V AC, 60 Hz 4-pole, 4 NO, Size S00 Screw terminal !!! Phased-out product !!! Successor is SIRIUS 3RT2 | - | 0 | 7
3RT1316-1BA40 |  | 3RT1316-1BA40 | 1 | UN | 1 | 15 | C | D | N | N | 85364900 | 1 | 4011209372313 | 0.263 | KG | 77.81 | 77.81 | CP02 | CP02 | Contactor, AC-1, 12 kW / 400 V AC-1, 18 A, 12 V DC 4-pole, 4 NO, Size S00 Screw terminal !!! Phased-out product !!! Successor is SIRIUS 3RT2 Preferred successor type is >>3RT2316-1BA40<< | - | 0 | 7
3RT1316-1BB40 |  | 3RT1316-1BB40 | 1 | UN | 1 | 5 | B | D | N | N | 85364900 | 1 | 4011209312067 | 0.266 | KG | 60.9 | 60.9 | CP02 | CP02 | Contactor, AC-1, 12 kW / 400 V AC-1, 18 A, 24 V DC 4-pole, 4 NO Size S00 Screw terminal !!! Phased-out product !!! Successor is SIRIUS 3RT2 Preferred successor type is >>3RT2316-1BB40<< | - | 0 | 7
3RT1316-1BD40 |  | 3RT1316-1BD40 | 1 | UN | 1 | 15 | C | D | N | N | 85364900 | 1 | 4011209514874 | 0.264 | KG | 77.81 | 77.81 | CP02 | CP02 | Contactor, AC-1, 12 kW / 400 V AC-1, 18 A, 42 V DC 4-pole, 4 NO, Size S00 Screw terminal !!! Phased-out product !!! Successor is SIRIUS 3RT2 | - | 0 | 7
3RT1316-1BF40 |  | 3RT1316-1BF40 | 1 | UN | 1 | 15 | C | D | N | N | 85364900 | 1 | 4011209373938 | 0.264 | KG | 60.9 | 60.9 | CP02 | CP02 | Contactor, AC-1, 12 kW / 400 V AC-1, 18 A, 110 V DC 4-pole, 4 NO Size S00 Screw terminal !!! Phased-out product !!! Successor is SIRIUS 3RT2 Preferred successor type is >>3RT2316-1BF40<< | - | 0 | 7
3RT1316-1BG40 |  | 3RT1316-1BG40 | 1 | UN | 1 | 15 | C | D | N | N | 85364900 | 1 | 4011209514867 | 0.259 | KG | 77.81 | 77.81 | CP02 | CP02 | Contactor, AC-1, 12 kW / 400 V AC-1, 18 A, 125 V DC 4-pole, 4 NO Size S00 Screw terminal !!! Phased-out product !!! Successor is SIRIUS 3RT2 Preferred successor type is >>3RT2316-1BG40<< | - | 0 | 7
3RT1316-1BM40 |  | 3RT1316-1BM40 | 1 | UN | 1 | 20 | D | D | N | N | 85364900 | 1 | 4011209312074 | 0.26 | KG | 63.56 | 63.56 | CP02 | CP02 | Contactor, AC-1, 12 kW / 400 V AC-1, 18 A, 220 V DC 4-pole, 4 NO Size S00 Screw terminal !!! Phased-out product !!! Successor is SIRIUS 3RT2 Preferred successor type is >>3RT2316-1BM40<< | - | 0 | 7
3RT1316-1BP40 |  | 3RT1316-1BP40 | 1 | UN | 1 | 15 | C | D | N | N | 85364900 | 1 | 4011209352704 | 0.262 | KG | 77.81 | 77.81 | CP02 | CP02 | Contactor, AC-1, 12 kW / 400 V AC-1, 18 A, 230 V DC 4-pole, 4 NO, Size S00 Screw terminal !!! Phased-out product !!! Successor is SIRIUS 3RT2 | - | 0 | 7
3RT1316-1BW40 |  | 3RT1316-1BW40 | 1 | UN | 1 | 15 | C | D | N | N | 85364900 | 1 | 4011209352711 | 0.262 | KG | 69.64 | 69.64 | CP02 | CP02 | Contactor, AC-1, 12 kW / 400 V AC-1, 18 A, 48 V DC 4-pole, 4 NO Size S00 Screw terminal !!! Phased-out product !!! Successor is SIRIUS 3RT2 | - | 0 | 7
3RT1316-2AB00 |  | 3RT1316-2AB00 | 1 | UN | 1 | 15 | C | D | N | N | 85364900 | 1 | 4011209308862 | 0.205 | KG | 52.73 | 52.73 | CP02 | CP02 | Contactor, AC-3, 4 kW / 400 V AC-1, 18 A, 24 V AC, 50 Hz 4-pole, 4 NO Size S00 Spring-type terminal !!! Phased-out product !!! Successor is SIRIUS 3RT2 Preferred successor type is >>3RT2316-2AB00<< | - | 0 | 7
3RT1316-2AD00 |  | 3RT1316-2AD00 | 1 | UN | 1 | 5 | B | D | N | N | 85364900 | 1 | 4011209430419 | 0.202 | KG | 66.12 | 66.12 | CP02 | CP02 | Contactor, AC-3, 4 kW / 400 V AC-1, 18 A, 42 V AC, 50 / 60 Hz, 4-pole, 4 NO, Size S00, spring-loaded connection technology !!! Phased-out product !!! Successor is SIRIUS 3RT2 | - | 0 | 9
3RT1316-2AF00 |  | 3RT1316-2AF00 | 1 | UN | 1 | 15 | C | D | N | N | 85364900 | 1 | 4011209308879 | 0.2 | KG | 52.73 | 52.73 | CP02 | CP02 | Contactor, AC-3, 4 kW / 400 V AC-1, 18 A, 110 V AC, 50 Hz 4-pole, 4 NO Size S00 Spring-type terminal !!! Phased-out product !!! Successor is SIRIUS 3RT2 Preferred successor type is >>3RT2316-2AF00<< | - | 0 | 7
3RT1316-2AG60 |  | 3RT1316-2AG60 | 1 | UN | 1 | 5 | B | D | N | N | 85364900 | 1 | 4011209495890 | 0.19 | KG | 66.12 | 66.12 | CP02 | CP02 | Contactor, AC-3, 4 kW / 400 V AC-1, 18 A 4-pole, 4 NO, Size S00 Spring-loaded connection technology, 100 V AC, 50 Hz / 100 ... 110 V 60 Hz, !!! Phased-out product !!! Successor is SIRIUS 3RT2 | - | 0 | 9
3RT1316-2AH00 |  | 3RT1316-2AH00 | 1 | UN | 1 | 5 | B | D | N | N | 85364900 | 1 | 4011209430426 | 0.2 | KG | 60.52 | 60.52 | CP02 | CP02 | Contactor, AC-3, 4 kW / 400 V AC-1, 18 A, 48 V AC, 50 Hz, 4-pole, 4 NO, Size S00, spring-loaded connection technology !!! Phased-out product !!! Successor is SIRIUS 3RT2 | - | 0 | 9
3RT1316-2AK60 |  | 3RT1316-2AK60 | 1 | UN | 1 | 15 | C | D | N | N | 85364900 | 1 | 4011209427235 | 0.195 | KG | 60.52 | 60.52 | CP02 | CP02 | Contactor, AC-3, 4 kW / 400 V AC-1, 18 A, 110 V AC, 50 Hz / 120 V, 60 Hz, 4-pole, 4 NO, Size S00, spring-loaded connection technology !!! Phased-out product !!! Successor is SIRIUS 3RT2 Preferred successor type is >>3RT2316-2AK60<< | - | 0 | 7
3RT1316-2AN20 |  | 3RT1316-2AN20 | 1 | UN | 1 | 5 | B | D | N | N | 85364900 | 1 | 4011209352728 | 0.198 | KG | 60.52 | 60.52 | CP02 | CP02 | Contactor, AC-3, 4 kW / 400 V AC-1, 18 A, 220 V AC, 50 / 60 Hz, 4-pole, 4 NO, Size S00, spring-loaded connection technology !!! Phased-out product !!! Successor is SIRIUS 3RT2 | - | 0 | 9
3RT1316-2AN60 |  | 3RT1316-2AN60 | 1 | UN | 1 | 5 | B | D | N | N | 85364900 | 1 | 4011209495906 | 0.19 | KG | 66.12 | 66.12 | CP02 | CP02 | Contactor, AC-3, 4 kW / 400 V AC-1, 18 A, 4-pole, 4 NO, Size S00, spring-loaded connection technology 200 V AC, 50 Hz / 200 ... 220 V, 60 Hz, !!! Phased-out product !!! Successor is SIRIUS 3RT2 | - | 0 | 9
3RT1316-2AP00 |  | 3RT1316-2AP00 | 1 | UN | 1 | 15 | C | D | N | N | 85364900 | 1 | 4011209308886 | 0.201 | KG | 52.73 | 52.73 | CP02 | CP02 | Contactor, AC-3, 4 kW / 400 V AC-1, 18 A, 230 V AC, 50 Hz 4-pole, 4 NO Size S00 Spring-type terminal !!! Phased-out product !!! Successor is SIRIUS 3RT2 Preferred successor type is >>3RT2316-2AP00<< | - | 0 | 7
3RT1316-2AP60 |  | 3RT1316-2AP60 | 1 | UN | 1 | 15 | C | D | N | N | 85364900 | 1 | 4011209430402 | 0.16 | KG | 60.52 | 60.52 | CP02 | CP02 | Contactor, AC-3, 4 kW / 400 V AC-1, 18 A, 220 V AC 50 Hz / 240 V 60 Hz, 4-pole, 4 NO, Size S00, spring-loaded connection technology !!! Phased-out product !!! Successor is SIRIUS 3RT2 Preferred successor type is >>3RT2316-2AP60<< | - | 0 | 7
3RT1316-2AR60 |  | 3RT1316-2AR60 | 1 | UN | 1 | 5 | B | D | N | N | 85364900 | 1 | 4011209495913 | 0.19 | KG | 66.12 | 66.12 | CP02 | CP02 | Contactor, AC-3, 4 kW / 400 V AC-1, 18 A, 4-pole, 4 NO, Size S00, spring-loaded connection technology 400 V AC 50 Hz/60 Hz, 440 V 60 Hz !!! Phased-out product !!! Successor is SIRIUS 3RT2 | - | 0 | 9
3RT1316-2AV00 |  | 3RT1316-2AV00 | 1 | UN | 1 | 15 | C | D | N | N | 85364900 | 1 | 4011209430433 | 0.201 | KG | 66.12 | 66.12 | CP02 | CP02 | Contactor, AC-3, 4 kW / 400 V AC-1, 18 A, 400 V AC, 50 / 60 Hz, 4-pole, 4 NO, Size S00, spring-loaded connection technology !!! Phased-out product !!! Successor is SIRIUS 3RT2 | - | 0 | 7
3RT1316-2BA40 |  | 3RT1316-2BA40 | 1 | UN | 1 | 5 | B | D | N | N | 85364900 | 1 | 4011209389809 | 0.19 | KG | 78.85 | 78.85 | CP02 | CP02 | Contactor, AC-3, 4 kW / 400 V AC-1, 18 A, 12 V DC, 4-pole, 4 NO, Size S00, spring-loaded connection technology !!! Phased-out product !!! Successor is SIRIUS 3RT2 | - | 0 | 9
3RT1316-2BB40 |  | 3RT1316-2BB40 | 1 | UN | 1 | 5 | B | D | N | N | 85364900 | 1 | 4011209308893 | 0.26 | KG | 61.75 | 61.75 | CP02 | CP02 | Contactor, AC-3, 4 kW / 400 V AC-1, 18 A, 24 V DC 4-pole, 4 NO Size S00 Spring-type terminal !!! Phased-out product !!! Successor is SIRIUS 3RT2 Preferred successor type is >>3RT2316-2BB40<< | - | 0 | 7
3RT1316-2BD40 |  | 3RT1316-2BD40 | 1 | UN | 1 | 15 | C | D | N | N | 85364900 | 1 | 4011209514881 | 0.261 | KG | 78.85 | 78.85 | CP02 | CP02 | Contactor, AC-3, 4 kW / 400 V AC-1, 18 A, 42 V DC, 4-pole, 4 NO, Size S00, spring-loaded connection technology !!! Phased-out product !!! Successor is SIRIUS 3RT2 | - | 0 | 7
3RT1316-2BF40 |  | 3RT1316-2BF40 | 1 | UN | 1 | 15 | C | D | N | N | 85364900 | 1 | 4011209351103 | 0.261 | KG | 70.59 | 70.59 | CP02 | CP02 | Contactor, AC-3, 4 kW / 400 V AC-1, 18 A, 110 V DC 4-pole, 4 NO Size S00 Spring-type terminal !!! Phased-out product !!! Successor is SIRIUS 3RT2 Preferred successor type is >>3RT2316-2BF40<< | - | 0 | 7
3RT1316-2BG40 |  | 3RT1316-2BG40 | 1 | UN | 1 | 5 | B | D | N | N | 85364900 | 1 | 4011209514898 | 0.19 | KG | 78.85 | 78.85 | CP02 | CP02 | Contactor, AC-3, 4 kW / 400 V AC-1, 18 A, 125 V DC, 4-pole, 4 NO, Size S00, spring-loaded connection technology !!! Phased-out product !!! Successor is SIRIUS 3RT2 Preferred successor type is >>3RT2316-2BG40<< | - | 0 | 9
3RT1316-2BM40 |  | 3RT1316-2BM40 | 1 | UN | 1 | 15 | C | D | N | N | 85364900 | 1 | 4011209308909 | 0.258 | KG | 70.59 | 70.59 | CP02 | CP02 | Contactor, AC-3, 4 kW / 400 V AC-1, 18 A, 220 V DC, 4-pole, 4 NO, Size S00, spring-loaded connection technology !!! Phased-out product !!! Successor is SIRIUS 3RT2 Preferred successor type is >>3RT2316-2BM40<< | - | 0 | 7
3RT1316-2BP40 |  | 3RT1316-2BP40 | 1 | UN | 1 | 5 | B | D | N | N | 85364900 | 1 | 4011209351110 | 0.19 | KG | 78.85 | 78.85 | CP02 | CP02 | Contactor, AC-3, 4 kW / 400 V AC-1, 18 A, 230 V DC, 4-pole, 4 NO, Size S00, spring-loaded connection technology !!! Phased-out product !!! Successor is SIRIUS 3RT2 | - | 0 | 9
3RT1316-2BW40 |  | 3RT1316-2BW40 | 1 | UN | 1 | 15 | C | D | N | N | 85364900 | 1 | 4011209351134 | 0.25 | KG | 70.59 | 70.59 | CP02 | CP02 | Contactor, AC-3, 4 kW / 400 V AC-1, 18 A, 48 V DC, 4-pole, 4 NO, Size S00, spring-loaded connection technology !!! Phased-out product !!! Successor is SIRIUS 3RT2 Preferred successor type is >>3RT2316-2BW40<< | - | 0 | 7
3RT1317-1AB00 |  | 3RT1317-1AB00 | 1 | UN | 1 | 5 | B | D | N | N | 85364900 | 1 | 4011209312081 | 0.206 | KG | 64.6 | 64.6 | CP02 | CP02 | Contactor, AC-1, 14.5 kW / 400 V AC-1, 22 A, 24 V AC, 50/60 Hz 4-pole, 4 NO Size S00 Screw terminal !!! Phased-out product !!! Successor is SIRIUS 3RT2 Preferred successor type is >>3RT2317-1AB00<< | - | 0 | 7
3RT1317-1AD00 |  | 3RT1317-1AD00 | 1 | UN | 1 | 15 | C | D | N | N | 85364900 | 1 | 4011209393509 | 0.202 | KG | 79.42 | 79.42 | CP02 | CP02 | Contactor, AC-1, 14.5 kW / 400 V, AC-1, 22 A, 42 V AC, 50 / 60 Hz, 4-pole, 4 NO, Size S00, Screw terminal !!! Phased-out product !!! Successor is SIRIUS 3RT2 | - | 0 | 7
3RT1317-1AF00 |  | 3RT1317-1AF00 | 1 | UN | 1 | 5 | B | D | N | N | 85364900 | 1 | 4011209312098 | 0.206 | KG | 64.6 | 64.6 | CP02 | CP02 | Contactor, AC-1, 14.5 kW / 400 V AC-1, 22 A, 110 V AC, 50/60 Hz 4-pole, 4 NO Size S00 Screw terminal !!! Phased-out product !!! Successor is SIRIUS 3RT2 Preferred successor type is >>3RT2317-1AF00<< | - | 0 | 7
3RT1317-1AH00 |  | 3RT1317-1AH00 | 1 | UN | 1 | 15 | C | D | N | N | 85364900 | 1 | 4011209350397 | 0.205 | KG | 64.6 | 64.6 | CP02 | CP02 | Contactor, AC-1, 14.5 kW / 400 V AC-1, 22 A, 48 V AC, 50/60 Hz 4-pole, 4 NO Size S00 Screw terminal !!! Phased-out product !!! Successor is SIRIUS 3RT2 Preferred successor type is >>3RT2317-1AH00<< | - | 0 | 7
3RT1317-1AK60 |  | 3RT1317-1AK60 | 1 | UN | 1 | 15 | C | D | N | N | 85364900 | 1 | 4011209350403 | 0.205 | KG | 64.6 | 64.6 | CP02 | CP02 | Contactor, AC-1, 14.5 kW / 400 V AC-1, 22 A, 110 V AC, 50 Hz / 120 V, 60 Hz 4-pole, 4 NO Size S00 Screw terminal !!! Phased-out product !!! Successor is SIRIUS 3RT2 Preferred successor type is >>3RT2317-1AK60<< | - | 0 | 7
3RT1317-1AN20 |  | 3RT1317-1AN20 | 1 | UN | 1 | 15 | C | D | N | N | 85364900 | 1 | 4011209352735 | 0.203 | KG | 64.6 | 64.6 | CP02 | CP02 | Contactor, AC-1, 14.5 kW / 400 V AC-1, 22 A, 220 V AC, 50/60 Hz 4-pole, 4 NO Size S00 Screw terminal !!! Phased-out product !!! Successor is SIRIUS 3RT2 | - | 0 | 7
3RT1317-1AN60 |  | 3RT1317-1AN60 | 1 | UN | 1 | 15 | C | D | N | N | 85364900 | 1 | 4011209495937 | 0.203 | KG | 82.18 | 82.18 | CP02 | CP02 | Contactor, AC-1, 14.5 kW / 400 V, AC-1, 20 A, 4-pole, 4 NO, Size S00, Screw terminal 200 V AC, 50 Hz / 200 ... 220 V, 60 Hz, !!! Phased-out product !!! Successor is SIRIUS 3RT2 | - | 0 | 7
3RT1317-1AP00 |  | 3RT1317-1AP00 | 1 | UN | 1 | 5 | B | D | N | N | 85364900 | 1 | 4011209312104 | 0.202 | KG | 64.6 | 64.6 | CP02 | CP02 | Contactor, AC-1, 14.5 kW / 400 V AC-1, 22 A, 230 V AC, 50/60 Hz 4-pole, 4 NO Size S00 Screw terminal !!! Phased-out product !!! Successor is SIRIUS 3RT2 Preferred successor type is >>3RT2317-1AP00<< | - | 0 | 7
3RT1317-1AP00-Z | X95 | 3RT1317-1AP00-ZX95 | 1 | UN | 1 | 0 | A | D | N | N | 85364900 | 144 |  | 0.2 | KG | 74.01 | 74.01 | CP02 | CP02 | Contactor, AC-1, 14.5 kW / 400 V, AC-1, 22 A, 230 V AC, 50 / 60 Hz, 4-pole, 4 NO, Size S00, Screw terminal Pack = 144 units !!! Phased-out product !!! Successor is SIRIUS 3RT2 | - | 0 | 9
3RT1317-1AP60 |  | 3RT1317-1AP60 | 1 | UN | 1 | 15 | C | D | N | N | 85364900 | 1 | 4011209350410 | 0.203 | KG | 74.01 | 74.01 | CP02 | CP02 | Contactor, AC-1, 14.5 kW / 400 V AC-1, 22 A, 220 V AC, 50 Hz / 240 V, 60 Hz 4-pole, 4 NO Size S00 Screw terminal !!! Phased-out product !!! Successor is SIRIUS 3RT2 Preferred successor type is >>3RT2317-1AP60<< | - | 0 | 7
3RT1317-1AU00 |  | 3RT1317-1AU00 | 1 | UN | 1 | 15 | C | D | N | N | 85364900 | 1 | 4011209386549 | 0.203 | KG | 74.01 | 74.01 | CP02 | CP02 | Contactor, AC-1, 14.5 kW / 400 V AC-1, 22 A, 240 V AC, 50 Hz 4-pole, 4 NO Size S00 Screw terminal !!! Phased-out product !!! Successor is SIRIUS 3RT2 | - | 0 | 7
3RT1317-1AV00 |  | 3RT1317-1AV00 | 1 | UN | 1 | 15 | C | D | N | N | 85364900 | 1 | 4011209350427 | 0.201 | KG | 79.42 | 79.42 | CP02 | CP02 | Contactor, AC-1, 14.5 kW / 400 V AC-1, 22 A, 400 V AC, 50/60 Hz 4-pole, 4 NO Size S00 Screw terminal !!! Phased-out product !!! Successor is SIRIUS 3RT2 | - | 0 | 7
3RT1317-1AV60 |  | 3RT1317-1AV60 | 1 | UN | 1 | 15 | C | D | N | N | 85364900 | 1 | 4011209389038 | 0.204 | KG | 79.42 | 79.42 | CP02 | CP02 | Contactor, AC-1, 14.5 kW / 400 V, AC-1, 22 A, 480 V AC, 60 Hz, 4-pole, 4 NO, Size S00, Screw terminal !!! Phased-out product !!! Successor is SIRIUS 3RT2 | - | 0 | 7
3RT1317-1BA40 |  | 3RT1317-1BA40 | 1 | UN | 1 | 15 | C | D | N | N | 85364900 | 1 | 4011209535152 | 0.262 | KG | 91.58 | 91.58 | CP02 | CP02 | Contactor, AC-1, 14.5 kW / 400 V AC-1, 22 A, 12 V DC 4-pole, 4 NO Size S00 Screw terminal !!! Phased-out product !!! Successor is SIRIUS 3RT2 Preferred successor type is >>3RT2317-1BA40<< | - | 0 | 7
3RT1317-1BB40 |  | 3RT1317-1BB40 | 1 | UN | 1 | 5 | B | D | N | N | 85364900 | 1 | 4011209373945 | 0.265 | KG | 72.87 | 72.87 | CP02 | CP02 | Contactor, AC-1, 14.5 kW / 400 V AC-1, 22 A, 24 V DC 4-pole, 4 NO Size S00 Screw terminal !!! Phased-out product !!! Successor is SIRIUS 3RT2 Preferred successor type is >>3RT2317-1BB40<< | - | 0 | 7
3RT1317-1BD40 |  | 3RT1317-1BD40 | 1 | UN | 1 | 15 | C | D | N | N | 85364900 | 1 | 4011209514904 | 0.266 | KG | 91.58 | 91.58 | CP02 | CP02 | Contactor, AC-1, 14.5 kW / 400 V, AC-1, 22 A, 42 V DC, 4-pole, 4 NO, Size S00, Screw terminal !!! Phased-out product !!! Successor is SIRIUS 3RT2 | - | 0 | 7
3RT1317-1BE40 |  | 3RT1317-1BE40 | 1 | UN | 1 | 15 | C | D | N | N | 85364900 | 1 | 4011209373952 | 0.259 | KG | 91.58 | 91.58 | CP02 | CP02 | Contactor, AC-3, 5.5 kW / 400 V, AC-1, 22 A, 60 V DC, 4-pole, 4 NO, Size S00, Screw terminal !!! Phased-out product !!! Successor is SIRIUS 3RT2 | - | 0 | 7
3RT1317-1BF40 |  | 3RT1317-1BF40 | 1 | UN | 1 | 15 | C | D | N | N | 85364900 | 1 | 4011209373969 | 0.262 | KG | 83.51 | 83.51 | CP02 | CP02 | Contactor, AC-1, 14.5 kW / 400 V AC-1, 22 A, 110 V DC 4-pole, 4 NO Size S00 Screw terminal !!! Phased-out product !!! Successor is SIRIUS 3RT2 Preferred successor type is >>3RT2317-1BF40<< | - | 0 | 7
3RT1317-1BG40 |  | 3RT1317-1BG40 | 1 | UN | 1 | 15 | C | D | N | N | 85364900 | 1 | 4011209503700 | 0.259 | KG | 80.09 | 80.09 | CP02 | CP02 | Contactor, AC-1, 14.5 kW / 400 V AC-1, 22 A, 125 V DC 4-pole, 4 NO Size S00 Screw terminal !!! Phased-out product !!! Successor is SIRIUS 3RT2 Preferred successor type is >>3RT2317-1BG40<< | - | 0 | 7
3RT1317-1BM40 |  | 3RT1317-1BM40 | 1 | UN | 1 | 15 | C | D | N | N | 85364900 | 1 | 4011209373976 | 0.246 | KG | 72.87 | 72.87 | CP02 | CP02 | Contactor, AC-1, 14.5 kW / 400 V AC-1, 22 A, 220 V DC 4-pole, 4 NO Size S00 Screw terminal !!! Phased-out product !!! Successor is SIRIUS 3RT2 Preferred successor type is >>3RT2317-1BM40<< | - | 0 | 7
3RT1317-1BP40 |  | 3RT1317-1BP40 | 1 | UN | 1 | 15 | C | D | N | N | 85364900 | 1 | 4011209373983 | 0.26 | KG | 91.58 | 91.58 | CP02 | CP02 | Contactor, AC-1, 14.5 kW / 400 V, AC-1, 22 A, 230 V DC, 4-pole, 4 NO, Size S00, Screw terminal !!! Phased-out product !!! Successor is SIRIUS 3RT2 | - | 0 | 7
3RT1317-1BW40 |  | 3RT1317-1BW40 | 1 | UN | 1 | 20 | D | D | N | N | 85364900 | 1 | 4011209373990 | 0.261 | KG | 76.19 | 76.19 | CP02 | CP02 | Contactor, AC-1, 14.5 kW / 400 V AC-1, 22 A, 48 V DC 4-pole, 4 NO Size S00 Screw terminal !!! Phased-out product !!! Successor is SIRIUS 3RT2 | - | 0 | 7
3RT1317-1FB40 |  | 3RT1317-1FB40 | 1 | UN | 1 | 20 | D | D | N | N | 85364900 | 1 | 4011209557789 | 0.264 | KG | 97.85 | 97.85 | CP02 | CP02 | Contactor, 4-pole, 4 NO Size S00 AC-1, 22 A, 24 V DC 0.8...1.1 Us DC standard coil with diode (integrated) Screw terminal !!! Phased-out product !!! Successor is SIRIUS 3RT2 | - | 0 | 9
3RT1317-1FF40 |  | 3RT1317-1FF40 | 1 | UN | 1 | 20 | D | D | N | N | 85364900 | 1 | 4011209557963 | 0.264 | KG | 97.85 | 97.85 | CP02 | CP02 | Contactor, 4-pole, 4 NO Size S00 AC-1, 22 A, 110 V DC 0.8...1.1 Us DC standard coil with diode (integrated) Screw terminal !!! Phased-out product !!! Successor is SIRIUS 3RT2 | - | 0 | 9
3RT1317-1FJ80 |  | 3RT1317-1FJ80 | 1 | UN | 1 | 20 | D | D | N | N | 85364900 | 1 | 4011209557970 | 0.172 | KG | 105.45 | 105.45 | CP02 | CP02 | Contactor, AC-1, 14.5 kW / 400 V 72 V DC 0.8...1.1 Us DC standard coil with diode (integrated) Screw terminal !!! Phased-out product !!! Successor is SIRIUS 3RT2 | - | 0 | 9
3RT1317-2AB00 |  | 3RT1317-2AB00 | 1 | UN | 1 | 15 | C | D | N | N | 85364900 | 1 | 4011209308916 | 0.204 | KG | 75.72 | 75.72 | CP02 | CP02 | Contactor, AC-3, 5.5 kW / 400 V, AC-1, 22 A, 24 V AC, 50 / 60 Hz, 4-pole, 4 NO, Size S00, spring-loaded connection technology !!! Phased-out product !!! Successor is SIRIUS 3RT2 Preferred successor type is >>3RT2317-2AB00<< | - | 0 | 7
3RT1317-2AD00 |  | 3RT1317-2AD00 | 1 | UN | 1 | 15 | C | D | N | N | 85364900 | 1 | 4011209350458 | 0.2 | KG | 81.04 | 81.04 | CP02 | CP02 | Contactor, AC-3, 5.5 kW / 400 V, AC-1, 22 A, 42 V AC, 50 / 60 Hz, 4-pole, 4 NO, Size S00, spring-loaded connection technology !!! Phased-out product !!! Successor is SIRIUS 3RT2 | - | 0 | 7
3RT1317-2AF00 |  | 3RT1317-2AF00 | 1 | UN | 1 | 15 | C | D | N | N | 85364900 | 1 | 4011209308923 | 0.203 | KG | 75.72 | 75.72 | CP02 | CP02 | Contactor, AC-3, 5.5 kW / 400 V, AC-1, 22 A, 110 V AC, 50 Hz, 4-pole, 4 NO, Size S00, spring-loaded connection technology !!! Phased-out product !!! Successor is SIRIUS 3RT2 Preferred successor type is >>3RT2317-2AF00<< | - | 0 | 7
3RT1317-2AG60 |  | 3RT1317-2AG60 | 1 | UN | 1 | 5 | B | D | N | N | 85364900 | 1 | 4011209495951 | 0.19 | KG | 81.04 | 81.04 | CP02 | CP02 | Contactor, AC-3, 5.5 kW / 400 V, AC-1, 22 A, 4-pole, 4 NO, Size S00, spring-loaded connection technology 100 V AC, 50 Hz / 100 ... 110 V, 60 Hz !!! Phased-out product !!! Successor is SIRIUS 3RT2 | - | 0 | 9
3RT1317-2AH00 |  | 3RT1317-2AH00 | 1 | UN | 1 | 15 | C | D | N | N | 85364900 | 1 | 4011209350465 | 0.202 | KG | 75.72 | 75.72 | CP02 | CP02 | Contactor, AC-3, 5.5 kW / 400 V, AC-1, 22 A, 48 V AC, 50 Hz, 4-pole, 4 NO, Size S00, spring-loaded connection technology !!! Phased-out product !!! Successor is SIRIUS 3RT2 Preferred successor type is >>3RT2317-2AH00<< | - | 0 | 7
3RT1317-2AK60 |  | 3RT1317-2AK60 | 1 | UN | 1 | 15 | C | D | N | N | 85364900 | 1 | 4011209350472 | 0.204 | KG | 75.72 | 75.72 | CP02 | CP02 | Contactor, AC-3, 55 kW / 400 V, AC-1, 22 A, 110 V AC, 50 Hz / 120 V, 60 Hz, 4-pole, 4 NO, Size S00, spring-loaded connection technology !!! Phased-out product !!! Successor is SIRIUS 3RT2 Preferred successor type is >>3RT2317-2AK60<< | - | 0 | 7
3RT1317-2AM20 |  | 3RT1317-2AM20 | 1 | UN | 1 | 15 | C | D | N | N | 85364900 | 1 | 4011209389830 | 0.202 | KG | 70.68 | 70.68 | CP02 | CP02 | Contactor, AC-3, 5.5 kW / 400 V AC-1, 22 A, 208 V AC, 50/60 Hz 4-pole, 4 NO Size S00 Spring-type terminal !!! Phased-out product !!! Successor is SIRIUS 3RT2 Preferred successor type is >>3RT2317-2AM20<< | - | 0 | 7
3RT1317-2AN20 |  | 3RT1317-2AN20 | 1 | UN | 1 | 5 | B | D | N | N | 85364900 | 1 | 4011209352742 | 0.194 | KG | 75.72 | 75.72 | CP02 | CP02 | Contactor, AC-3, 5.5 kW / 400 V, AC-1, 22 A, 220 V AC, 50 / 60 Hz, 4-pole, 4 NO, Size S00, spring-loaded connection technology !!! Phased-out product !!! Successor is SIRIUS 3RT2 | - | 0 | 9
3RT1317-2AN60 |  | 3RT1317-2AN60 | 1 | UN | 1 | 5 | B | D | N | N | 85364900 | 1 | 4011209495968 | 0.19 | KG | 81.04 | 81.04 | CP02 | CP02 | Contactor, AC-3, 5.5 kW / 400 V, AC-1, 22 A, 4-pole, 4 NO, Size S00, spring-loaded connection technology 200 V AC, 50 Hz / 200 ... 220 V, 60 Hz !!! Phased-out product !!! Successor is SIRIUS 3RT2 | - | 0 | 9
3RT1317-2AP00 |  | 3RT1317-2AP00 | 1 | UN | 1 | 15 | C | D | N | N | 85364900 | 1 | 4011209308930 | 0.202 | KG | 75.72 | 75.72 | CP02 | CP02 | Contactor, AC-3, 5.5 kW / 400 V AC-1, 22 A, 230 V AC, 50 Hz 4-pole, 4 NO Size S00 Spring-type terminal !!! Phased-out product !!! Successor is SIRIUS 3RT2 Preferred successor type is >>3RT2317-2AP00<< | - | 0 | 7
3RT1317-2AP60 |  | 3RT1317-2AP60 | 1 | UN | 1 | 15 | C | D | N | N | 85364900 | 1 | 4011209350489 | 0.2 | KG | 75.72 | 75.72 | CP02 | CP02 | Contactor, AC-3, 55 kW / 400 V, AC-1, 22 A, 220 V AC, 50 Hz / 240 V, 60 Hz, 4-pole, 4 NO, Size S00, spring-loaded connection technology !!! Phased-out product !!! Successor is SIRIUS 3RT2 Preferred successor type is >>3RT2317-2AP60<< | - | 0 | 7
3RT1317-2AR60 |  | 3RT1317-2AR60 | 1 | UN | 1 | 15 | C | D | N | N | 85364900 | 1 | 4011209495975 | 0.202 | KG | 81.04 | 81.04 | CP02 | CP02 | Contactor, AC-3, 5.5 kW / 400 V, AC-1, 22 A, 4-pole, 4 NO, Size S00, spring-loaded connection technology 400 V AC, 50 Hz / 60 Hz, 440 V, 60 Hz !!! Phased-out product !!! Successor is SIRIUS 3RT2 | - | 0 | 7
3RT1317-2BA40 |  | 3RT1317-2BA40 | 1 | UN | 1 | 5 | B | D | N | N | 85364900 | 1 | 4011209535169 | 0.258 | KG | 93.29 | 93.29 | CP02 | CP02 | Contactor, AC-3, 4 kW / 400 V, AC-1, 22 A, 12 V DC, 4-pole, 4 NO, Size S00, spring-loaded connection technology !!! Phased-out product !!! Successor is SIRIUS 3RT2 | - | 0 | 9
3RT1317-2BB40 |  | 3RT1317-2BB40 | 1 | UN | 1 | 5 | B | D | N | N | 85364900 | 1 | 4011209351141 | 0.263 | KG | 74.39 | 74.39 | CP02 | CP02 | Contactor, AC-3, 5.5 kW / 400 V AC-1, 22 A, 24 V DC 4-pole, 4 NO Size S00 Spring-type terminal !!! Phased-out product !!! Successor is SIRIUS 3RT2 Preferred successor type is >>3RT2317-2BB40<< | - | 0 | 7
3RT1317-2BD40 |  | 3RT1317-2BD40 | 1 | UN | 1 | 15 | C | D | N | N | 85364900 | 1 | 4011209514911 | 0.261 | KG | 93.29 | 93.29 | CP02 | CP02 | Contactor, AC-3, 55 kW / 400 V, AC-1, 22 A, 42 V DC, 4-pole, 4 NO, Size S00, spring-loaded connection technology !!! Phased-out product !!! Successor is SIRIUS 3RT2 | - | 0 | 7
3RT1317-2BF40 |  | 3RT1317-2BF40 | 1 | UN | 1 | 5 | B | D | N | N | 85364900 | 1 | 4011209351165 | 0.258 | KG | 85.12 | 85.12 | CP02 | CP02 | Contactor, AC-3, 5.5 kW / 400 V, AC-1, 22 A, 110 V DC, 4-pole, 4 NO, Size S00, spring-loaded connection technology !!! Phased-out product !!! Successor is SIRIUS 3RT2 Preferred successor type is >>3RT2317-2BF40<< | - | 0 | 9
3RT1317-2BM40 |  | 3RT1317-2BM40 | 1 | UN | 1 | 5 | B | D | N | N | 85364900 | 1 | 4011209351172 | 0.25 | KG | 85.12 | 85.12 | CP02 | CP02 | Contactor, AC-3, 5.5 kW / 400 V, AC-1, 22 A, 220 V DC, 4-pole, 4 NO, Size S00, spring-loaded connection technology !!! Phased-out product !!! Successor is SIRIUS 3RT2 Preferred successor type is >>3RT2317-2BM40<< | - | 0 | 9
3RT1317-2KB48-3LA1 |  | 3RT1317-2KB48-3LA1 | 1 | UN | 1 | 5 | B | D | N | N | 85364900 | 1 |  | 0.34 | KG | 173.85 | 173.85 | CP02 | CP02 | Contactor, AC-3, 5.5 kW / 400 V, 24 V DC, 4-pole, Size S00, spring-loaded connection technology 0.7 ... 1.25 Us* with varistor Auxiliary switch block 1 NO + 3 NC captive !!! Phased-out product !!! Successor is SIRIUS 3RT2 | - | 0 | 9
3RT1325-1AB00 |  | 3RT1325-1AB00 | 1 | UN | 1 | 5 | B | D | N | N | 85364900 | 1 | 4011209393257 | 0.393 | KG | 92.44 | 92.44 | CP02 | CP02 | Contactor, AC-1, 35 A 24 V AC, 50 Hz 4-pole Screw terminal !!! Phased-out product !!! Successor is SIRIUS 3RT2 Preferred successor type is >>3RT2325-1AB00<< | - | 0 | 7
3RT1325-1AC20 |  | 3RT1325-1AC20 | 1 | UN | 1 | 15 | C | D | N | N | 85364900 | 1 | 4011209377677 | 0.427 | KG | 92.44 | 92.44 | CP02 | CP02 | Contactor, AC-1, 35 A 24 V AC, 50/60 Hz 4-pole, Size S0 Screw terminal !!! Phased-out product !!! Successor is SIRIUS 3RT2 Preferred successor type is >>3RT2325-1AC20<< | - | 0 | 7
3RT1325-1AF00 |  | 3RT1325-1AF00 | 1 | UN | 1 | 5 | B | D | N | N | 85364900 | 1 | 4011209393264 | 0.393 | KG | 92.44 | 92.44 | CP02 | CP02 | Contactor, AC-1, 35 A 110 V AC, 50 Hz 4-pole, Size S0 Screw terminal !!! Phased-out product !!! Successor is SIRIUS 3RT2 Preferred successor type is >>3RT2325-1AB00<< | - | 0 | 7
3RT1325-1AG20 |  | 3RT1325-1AG20 | 1 | UN | 1 | 15 | C | D | N | N | 85364900 | 1 | 4011209393271 | 0.397 | KG | 105.45 | 105.45 | CP02 | CP02 | Contactor, AC-1, 35 A 110 V AC, 50/60 Hz 4-pole, Size S0 Screw terminal !!! Phased-out product !!! Successor is SIRIUS 3RT2 Preferred successor type is >>3RT2325-1AG20<< | - | 0 | 7
3RT1325-1AG60 |  | 3RT1325-1AG60 | 1 | UN | 1 | 15 | C | D | N | N | 85364900 | 1 | 4011209495982 | 0.393 | KG | 111.15 | 111.15 | CP02 | CP02 | Contactor, AC-1, 35 A, 100 V AC, 50 Hz / 100 ... 110 V, 60 Hz, 4-pole, Size S0, Screw terminal !!! Phased-out product !!! Successor is SIRIUS 3RT2 Preferred successor type is >>3RT2325-1AG60<< | - | 0 | 7
3RT1325-1AH20 |  | 3RT1325-1AH20 | 1 | UN | 1 | 15 | C | D | N | N | 85364900 | 1 | 4011209504158 | 0.393 | KG | 111.15 | 111.15 | CP02 | CP02 | Contactor, AC-1, 35 A, 48 V AC, 50 / 60 Hz, 4-pole, Size S0, Screw terminal !!! Phased-out product !!! Successor is SIRIUS 3RT2 | - | 0 | 7
3RT1325-1AK60 |  | 3RT1325-1AK60 | 1 | UN | 1 | 15 | C | D | N | N | 85364900 | 1 | 4011209429185 | 0.393 | KG | 92.44 | 92.44 | CP02 | CP02 | Contactor, AC-1, 35 A 110 V, 50 Hz / 120 V, 60 Hz 4-pole, Size S0 Screw terminal !!! Phased-out product !!! Successor is SIRIUS 3RT2 Preferred successor type is >>3RT2325-1AK60<< | - | 0 | 7
3RT1325-1AL20 |  | 3RT1325-1AL20 | 1 | UN | 1 | 15 | C | D | N | N | 85364900 | 1 | 4011209393288 | 0.4 | KG | 92.44 | 92.44 | CP02 | CP02 | Contactor, AC-1, 35 A 230 V AC, 50/60 Hz 4-pole, Size S0 Screw terminal !!! Phased-out product !!! Successor is SIRIUS 3RT2 Preferred successor type is >>3RT2325-1AL20<< | - | 0 | 7
3RT1325-1AM20 |  | 3RT1325-1AM20 | 1 | UN | 1 | 15 | C | D | N | N | 85364900 | 1 | 4011209438606 | 0.394 | KG | 111.15 | 111.15 | CP02 | CP02 | Contactor, AC-1, 35 A 208 V AC, 50/60 Hz 4-pole, Size S0 Screw terminal !!! Phased-out product !!! Successor is SIRIUS 3RT2 Preferred successor type is >>3RT2325-1AM20<< | - | 0 | 7
3RT1325-1AN20 |  | 3RT1325-1AN20 | 1 | UN | 1 | 15 | C | D | N | N | 85364900 | 1 | 4011209516069 | 0.396 | KG | 92.44 | 92.44 | CP02 | CP02 | Contactor, AC-1, 35 A 220 V AC, 50/60 Hz 4-pole, 4 NO size S0 Screw terminal !!! Phased-out product !!! Successor is SIRIUS 3RT2 Preferred successor type is >>3RT2325-1AN20<< | - | 0 | 7
3RT1325-1AN60 |  | 3RT1325-1AN60 | 1 | UN | 1 | 15 | C | D | N | N | 85364900 | 1 | 4011209495999 | 0.395 | KG | 111.15 | 111.15 | CP02 | CP02 | Contactor, AC-1, 35 A, 200 V AC, 50 Hz / 200 ... 220 V, 60 Hz, 4-pole, Size S0, Screw terminal !!! Phased-out product !!! Successor is SIRIUS 3RT2 | - | 0 | 7
3RT1325-1AP00 |  | 3RT1325-1AP00 | 1 | UN | 1 | 5 | B | D | N | N | 85364900 | 1 | 4011209377660 | 0.395 | KG | 92.44 | 92.44 | CP02 | CP02 | Contactor, AC-1, 35 A, 22 kW 400 V 230 V AC, 50 Hz 4-pole, Size S0 Screw terminal !!! Phased-out product !!! Successor is SIRIUS 3RT2 Preferred successor type is >>3RT2325-1AP00<< | - | 0 | 7
3RT1325-1AP60 |  | 3RT1325-1AP60 | 1 | UN | 1 | 20 | D | D | N | N | 85364900 | 1 | 4011209438590 | 0.4 | KG | 96.9 | 96.9 | CP02 | CP02 | Contactor, AC-1, 35 A 220 V AC, 50 Hz, 240 V, 60 Hz 4-pole, Size S0 Screw terminal !!! Phased-out product !!! Successor is SIRIUS 3RT2 Preferred successor type is >>3RT2325-1AP60<< | - | 0 | 7
3RT1325-1AR60 |  | 3RT1325-1AR60 | 1 | UN | 1 | 15 | C | D | N | N | 85364900 | 1 | 4011209496002 | 0.395 | KG | 111.15 | 111.15 | CP02 | CP02 | Contactor, AC-1, 35 A,, 400 V AC, 50 Hz / 60 Hz, 440 V, 60 Hz, 4-pole, Size S0, Screw terminal !!! Phased-out product !!! Successor is SIRIUS 3RT2 | - | 0 | 7
3RT1325-1AU00 |  | 3RT1325-1AU00 | 1 | UN | 1 | 5 | B | D | N | N | 85364900 | 1 | 4011209393295 | 0.399 | KG | 105.45 | 105.45 | CP02 | CP02 | Contactor, AC-1, 35 A, 240 V AC, 50 Hz, 4-pole, Size S0, Screw terminal !!! Phased-out product !!! Successor is SIRIUS 3RT2 | - | 0 | 9
3RT1325-1AU60 |  | 3RT1325-1AU60 | 1 | UN | 1 | 30 | D | D | N | N | 85364900 | 1 | 4011209438576 | 0.4 | KG | 111.15 | 111.15 | CP02 | CP02 | Contactor, AC-1, 35 A, 277 V AC, 60 Hz, 4-pole, Size S0, Screw terminal !!! Phased-out product !!! Successor is SIRIUS 3RT2 | - | 0 | 7
3RT1325-1AV00 |  | 3RT1325-1AV00 | 1 | UN | 1 | 15 | C | D | N | N | 85364900 | 1 | 4011209393301 | 0.393 | KG | 111.15 | 111.15 | CP02 | CP02 | Contactor, AC-1, 35 A 400 V AC, 50 Hz 4-pole, Size S0 Screw terminal !!! Phased-out product !!! Successor is SIRIUS 3RT2 | - | 0 | 7
3RT1325-1AV60 |  | 3RT1325-1AV60 | 1 | UN | 1 | 15 | C | D | N | N | 85364900 | 1 | 4011209438569 | 0.394 | KG | 111.15 | 111.15 | CP02 | CP02 | Contactor, AC-3, 4 kW / 400 V, AC-1, 35 A, 480 V AC, 60 Hz, 4-pole, Size S0, Screw terminal !!! Phased-out product !!! Successor is SIRIUS 3RT2 | - | 0 | 7
3RT1325-1BB40 |  | 3RT1325-1BB40 | 1 | UN | 1 | 5 | B | D | N | N | 85364900 | 1 | 4011209393318 | 0.624 | KG | 168.15 | 168.15 | CP02 | CP02 | Contactor, AC-1, 35 A, 24 V DC 4-pole, Size S0 Screw terminal !!! Phased-out product !!! Successor is SIRIUS 3RT2 Preferred successor type is >>3RT2325-1BB40<< | - | 0 | 7
3RT1325-1BD40 |  | 3RT1325-1BD40 | 1 | UN | 1 | 15 | C | D | N | N | 85364900 | 1 | 4011209514935 | 0.621 | KG | 199.5 | 199.5 | CP02 | CP02 | Contactor, AC-1, 35 A, 42 V DC, 4-pole, Size S0, Screw terminal !!! Phased-out product !!! Successor is SIRIUS 3RT2 | - | 0 | 7
3RT1325-1BE40 |  | 3RT1325-1BE40 | 1 | UN | 1 | 15 | C | D | N | N | 85364900 | 1 | 4011209910638 | 0.624 | KG | 199.5 | 199.5 | CP02 | CP02 | Contactor, AC-1, 35 A, 60 V DC, 4-pole, Size S0, Screw terminal !!! Phased-out product !!! Successor is SIRIUS 3RT2 | - | 0 | 7
3RT1325-1BF40 |  | 3RT1325-1BF40 | 1 | UN | 1 | 15 | C | D | N | N | 85364900 | 1 | 4011209407848 | 0.625 | KG | 168.15 | 168.15 | CP02 | CP02 | Contactor, AC-1, 35 A, 110 V DC 4-pole, Size S0 Screw terminal !!! Phased-out product !!! Successor is SIRIUS 3RT2 Preferred successor type is >>3RT2325-1BF40<< | - | 0 | 7
3RT1325-1BG40 |  | 3RT1325-1BG40 | 1 | UN | 1 | 15 | C | D | N | N | 85364900 | 1 | 4011209514942 | 0.624 | KG | 174.8 | 174.8 | CP02 | CP02 | Contactor, AC-1, 35 A, 125 V DC 4-pole, Size S0 Screw terminal !!! Phased-out product !!! Successor is SIRIUS 3RT2 Preferred successor type is >>3RT2325-1BG40<< | - | 0 | 7
3RT1325-1BM40 |  | 3RT1325-1BM40 | 1 | UN | 1 | 15 | C | D | N | N | 85364900 | 1 | 4011209505148 | 0.63 | KG | 168.15 | 168.15 | CP02 | CP02 | Contactor, AC-1, 35 A, 220 V DC 4-pole, Size S0 Screw terminal !!! Phased-out product !!! Successor is SIRIUS 3RT2 Preferred successor type is >>3RT2325-1BM40<< | - | 0 | 7
3RT1325-1BM40-Z | W95 | 3RT1325-1BM40-ZW95 | 1 | UN | 1 | 15 | C | D | N | N | 85364900 | 56 | 4011209680951 | 0.31 | KG | 191.9 | 191.9 | CP02 | CP02 | Contactor, AC-1, 35 A, 220 V DC 4-pole, Size S0 Screw terminal Multi-unit packaging Pack = 56 units !!! Phased-out product !!! Successor is SIRIUS 3RT2 | - | 0 | 7
3RT1325-1BM40-Z | W96 | 3RT1325-1BM40-ZW96 | 1 | UN | 1 | 20 | D | D | N | N | 85364900 | 29 | 4011209769472 | 0.31 | KG | 168.15 | 168.15 | CP02 | CP02 | Contactor, AC-1, 35 A, 220 V DC 4-pole, Size S0 Screw terminal Multi-unit packaging Pack = 29 units !!! Phased-out product !!! Successor is SIRIUS 3RT2 | - | 0 | 7
3RT1325-1BM40-Z | X95 | 3RT1325-1BM40-ZX95 | 1 | UN | 1 | 20 | D | D | N | N | 85364900 | 56 | 4011209680937 | 0.602 | KG | 168.15 | 168.15 | CP02 | CP02 | Contactor, AC-1, 35 A, 220 V DC 4-pole, Size S0 Screw terminal Reusable packaging Pack = 56 units !!! Phased-out product !!! Successor is SIRIUS 3RT2 | - | 0 | 7
3RT1325-1BM45 |  | 3RT1325-1BM45 | 1 | UN | 1 | 5 | B | D | N | N | 85364900 | 1 |  | 0.63 | KG | 223.25 | 223.25 | CP02 | CP02 | Contactor, AC-1, 35 A, 220 V DC, 4-pole, Size S0, 1 NO + 1 NC, left Screw terminal !!! Phased-out product !!! Successor is SIRIUS 3RT2 | - | 0 | 9
3RT1325-1BM45-Z | W95 | 3RT1325-1BM45-ZW95 | 1 | UN | 1 | 5 | B | D | N | N | 85364900 | 50 |  | 0.63 | KG | 223.25 | 223.25 | CP02 | CP02 | Contactor, AC-1, 35 A, 220 V DC, 4-pole, Size S0, 1 NO + 1 NC, left Screw terminal Reusable packaging = 50 units !!! Phased-out product !!! Successor is SIRIUS 3RT2 | - | 0 | 9
3RT1325-1BW40 |  | 3RT1325-1BW40 | 1 | UN | 1 | 15 | C | D | N | N | 85364900 | 1 | 4011209438552 | 0.626 | KG | 191.9 | 191.9 | CP02 | CP02 | Contactor, AC-1, 35 A, 48 V DC 4-pole, Size S0 Screw terminal !!! Phased-out product !!! Successor is SIRIUS 3RT2 Preferred successor type is >>3RT2325-1BW40<< | - | 0 | 7
3RT1325-3XB40-0LA2 |  | 3RT1325-3XB40-0LA2 | 1 | UN | 1 | 5 | B | D | N | N | 85364900 | 1 |  | 0.64 | KG | 268.85 | 268.85 | CP02 | CP02 | Contactor, AC-3, 7.5 kW / 400 V 24 V DC, 0.7 ... 1.25* Us, 3-pole, Size S0, With electronic control unit Integrated varistor 4-pole !!! Phased-out product !!! Successor is SIRIUS 3RT2 Preferred successor type is >>3RT2326-2XB40-0LA2<< | - | 0 | 9
3RT1325-3XF48-0LA3 |  | 3RT1325-3XF48-0LA3 | 1 | UN | 1 | 5 | B | D | N | N | 85364900 | 1 |  | 0.629 | KG | 343.9 | 343.9 | CP02 | CP02 | Contactor, AC-1, 35 A, 110 V DC, 0.7 ... 1.25* Us, With electronic control unit Integrated varistor, 1 NO + 1 NC solid-state-compatible 1 NO + 1 NC conventional 4-pole, Size S0, spring-loaded connection technology !!! Phased-out product !!! Successor is SIRIUS 3RT2 | - | 0 | 9
3RT1326-1AB00 |  | 3RT1326-1AB00 | 1 | UN | 1 | 5 | B | D | N | N | 85364900 | 1 | 4011209385603 | 0.397 | KG | 133.95 | 133.95 | CP02 | CP02 | Contactor, AC-1, 40 A 24 V AC, 50 Hz, 4-pole Size S0 Screw terminal !!! Phased-out product !!! Successor is SIRIUS 3RT2 Preferred successor type is >>3RT2326-1AB00<< | - | 0 | 7
3RT1326-1AC20 |  | 3RT1326-1AC20 | 1 | UN | 1 | 15 | C | D | N | N | 85364900 | 1 | 4011209368293 | 0.395 | KG | 133.95 | 133.95 | CP02 | CP02 | Contactor, AC-1, 40 A 24 V AC, 50/60 Hz 4-pole, Size S0 Screw terminal !!! Phased-out product !!! Successor is SIRIUS 3RT2 Preferred successor type is >>3RT2326-1AC20<< | - | 0 | 7
3RT1326-1AD20 |  | 3RT1326-1AD20 | 1 | UN | 1 | 15 | C | D | N | N | 85364900 | 1 | 4011209443198 | 0.393 | KG | 158.65 | 158.65 | CP02 | CP02 | Contactor, AC-1, 40 A, 42 V AC, 50 / 60 Hz, 4-pole, Size S0, Screw terminal !!! Phased-out product !!! Successor is SIRIUS 3RT2 | - | 0 | 7
3RT1326-1AF00 |  | 3RT1326-1AF00 | 1 | UN | 1 | 5 | B | D | N | N | 85364900 | 1 | 4011209380974 | 0.393 | KG | 133.95 | 133.95 | CP02 | CP02 | Contactor, AC-1, 40 A 110 V AC, 50 Hz 4-pole, Size S0 Screw terminal !!! Phased-out product !!! Successor is SIRIUS 3RT2 Preferred successor type is >>3RT2326-1AF00<< | - | 0 | 7
3RT1326-1AG20 |  | 3RT1326-1AG20 | 1 | UN | 1 | 15 | C | D | N | N | 85364900 | 1 | 4011209368309 | 0.401 | KG | 133.95 | 133.95 | CP02 | CP02 | Contactor, AC-1, 40 A 110 V AC, 50/60 Hz 4-pole, Size S0 Screw terminal !!! Phased-out product !!! Successor is SIRIUS 3RT2 | - | 0 | 7
3RT1326-1AG60 |  | 3RT1326-1AG60 | 1 | UN | 1 | 5 | B | D | N | N | 85364900 | 1 | 4011209496019 | 0.34 | KG | 158.65 | 158.65 | CP02 | CP02 | Contactor, AC-1, 40 A, 100 V AC, 50 Hz / 100 ... 110 V, 60 Hz, 4-pole, Size S0, Screw terminal !!! Phased-out product !!! Successor is SIRIUS 3RT2 | - | 0 | 9
3RT1326-1AH20 |  | 3RT1326-1AH20 | 1 | UN | 1 | 15 | C | D | N | N | 85364900 | 1 | 4011209555433 | 0.406 | KG | 158.65 | 158.65 | CP02 | CP02 | Contactor, AC-1, 40 A, 48 V AC, 50 / 60 Hz, 4-pole, Size S0, Screw terminal !!! Phased-out product !!! Successor is SIRIUS 3RT2 | - | 0 | 7
3RT1326-1AK60 |  | 3RT1326-1AK60 | 1 | UN | 1 | 15 | C | D | N | N | 85364900 | 1 | 4011209394506 | 0.398 | KG | 133.95 | 133.95 | CP02 | CP02 | Contactor, AC-1, 40 A 110 V AC, 50 Hz / 120 V, 60 Hz 4-pole, Size S0 Screw terminal !!! Phased-out product !!! Successor is SIRIUS 3RT2 Preferred successor type is >>3RT2326-1AK60<< | - | 0 | 7
3RT1326-1AL20 |  | 3RT1326-1AL20 | 1 | UN | 1 | 5 | B | D | N | N | 85364900 | 1 | 4011209368316 | 0.397 | KG | 133.95 | 133.95 | CP02 | CP02 | Contactor, AC-1, 40 A 230 V AC, 50/60 Hz 4-pole, Size S0 Screw terminal !!! Phased-out product !!! Successor is SIRIUS 3RT2 Preferred successor type is >>3RT2326-1AL20<< | - | 0 | 7
3RT1326-1AM20 |  | 3RT1326-1AM20 | 1 | UN | 1 | 15 | C | D | N | N | 85364900 | 1 | 4011209394490 | 0.393 | KG | 158.65 | 158.65 | CP02 | CP02 | Contactor, AC-1, 40 A, 208 V AC, 50 / 60 Hz, 4-pole, Size S0, Screw terminal !!! Phased-out product !!! Successor is SIRIUS 3RT2 Preferred successor type is >>3RT2326-1AM20<< | - | 0 | 7
3RT1326-1AN20 |  | 3RT1326-1AN20 | 1 | UN | 1 | 20 | D | D | N | N | 85364900 | 1 | 4011209466364 | 0.397 | KG | 140.6 | 140.6 | CP02 | CP02 | Contactor, AC-1, 35 A 220 V AC, 50/60 Hz 4-pole, 4 NO size S0 Screw terminal !!! Phased-out product !!! Successor is SIRIUS 3RT2 Preferred successor type is >>3RT2326-1AN20<< | - | 0 | 7
3RT1326-1AN60 |  | 3RT1326-1AN60 | 1 | UN | 1 | 15 | C | D | N | N | 85364900 | 1 | 4011209496026 | 0.401 | KG | 158.65 | 158.65 | CP02 | CP02 | Contactor, AC-1, 40 A, 200 V AC, 50 Hz / 200 ... 220 V, 60 Hz, 4-pole, Size S0, Screw terminal !!! Phased-out product !!! Successor is SIRIUS 3RT2 | - | 0 | 7
3RT1326-1AP00 |  | 3RT1326-1AP00 | 1 | UN | 1 | 5 | B | D | N | N | 85364900 | 1 | 4011209363960 | 0.394 | KG | 133.95 | 133.95 | CP02 | CP02 | Contactor, AC-1, 40 A, 26 kW 400 V 230 V AC, 50 Hz 4-pole, Size S0 Screw terminal !!! Phased-out product !!! Successor is SIRIUS 3RT2 Preferred successor type is >>3RT2326-1AP00<< | - | 0 | 7
3RT1326-1AP60 |  | 3RT1326-1AP60 | 1 | UN | 1 | 15 | C | D | N | N | 85364900 | 1 | 4011209394513 | 0.391 | KG | 152.95 | 152.95 | CP02 | CP02 | Contactor, AC-1, 40 A, 240 V AC, 50 / 60 Hz, 4-pole, Size S0, Screw terminal !!! Phased-out product !!! Successor is SIRIUS 3RT2 Preferred successor type is >>3RT2326-1AP60<< | - | 0 | 7
3RT1326-1AR60 |  | 3RT1326-1AR60 | 1 | UN | 1 | 15 | C | D | N | N | 85364900 | 1 | 4011209496033 | 0.397 | KG | 158.65 | 158.65 | CP02 | CP02 | Contactor, AC-1, 40 A, 400 V AC, 50 Hz / 60 Hz, 440 V, 60 Hz, 4-pole, Size S0, Screw terminal !!! Phased-out product !!! Successor is SIRIUS 3RT2 | - | 0 | 7
3RT1326-1AU00 |  | 3RT1326-1AU00 | 1 | UN | 1 | 15 | C | D | N | N | 85364900 | 1 | 4011209386204 | 0.395 | KG | 152.95 | 152.95 | CP02 | CP02 | Contactor, AC-1, 40 A 240 V AC, 50 Hz 4-pole, Size S0 Screw terminal !!! Phased-out product !!! Successor is SIRIUS 3RT2 | - | 0 | 7
3RT1326-1AV00 |  | 3RT1326-1AV00 | 1 | UN | 1 | 20 | D | D | N | N | 85364900 | 1 | 4011209383852 | 0.399 | KG | 144.4 | 144.4 | CP02 | CP02 | Contactor, AC-1, 40 A 400 V AC, 50 Hz 4-pole, Size S0 Screw terminal !!! Phased-out product !!! Successor is SIRIUS 3RT2 | - | 0 | 7
3RT1326-1AV60 |  | 3RT1326-1AV60 | 1 | UN | 1 | 5 | B | D | N | N | 85364900 | 1 | 4011209394544 | 0.402 | KG | 158.65 | 158.65 | CP02 | CP02 | Contactor, AC-1, 40 A, 480 V AC, 50 / 60 Hz, 4-pole, Size S0, Screw terminal !!! Phased-out product !!! Successor is SIRIUS 3RT2 Preferred successor type is >>3RT2326-1AV60<< | - | 0 | 9
3RT1326-1BA40 |  | 3RT1326-1BA40 | 1 | UN | 1 | 15 | C | D | N | N | 85364900 | 1 | 4011209393912 | 0.62 | KG | 241.3 | 241.3 | CP02 | CP02 | Contactor, AC-1, 40 A, 12 V DC, 4-pole, Size S0, Screw terminal !!! Phased-out product !!! Successor is SIRIUS 3RT2 | - | 0 | 7
3RT1326-1BB40 |  | 3RT1326-1BB40 | 1 | UN | 1 | 5 | B | D | N | N | 85364900 | 1 | 4011209363977 | 0.625 | KG | 203.3 | 203.3 | CP02 | CP02 | Contactor, AC-1, 40 A, 24 V DC 4-pole, Size S0 Screw terminal !!! Phased-out product !!! Successor is SIRIUS 3RT2 Preferred successor type is >>3RT2326-1BB40<< | - | 0 | 7
3RT1326-1BB40-1AA0 |  | 3RT1326-1BB40-1AA0 | 1 | UN | 1 | 10 | C | D | N | N | 85364900 | 1 | 4011209861954 | 0.629 | KG | 225.15 | 225.15 | CP02 | CP02 | Contactor, AC-1, 40 A, 24 V DC 4-pole, Size S0 Screw terminal Upright mounting position !!! Phased-out product !!! Successor is SIRIUS 3RT2 | - | 0 | 7
3RT1326-1BD40 |  | 3RT1326-1BD40 | 1 | UN | 1 | 15 | C | D | N | N | 85364900 | 1 | 4011209514959 | 0.626 | KG | 241.3 | 241.3 | CP02 | CP02 | Contactor, AC-1, 40 A, 42 V DC, 4-pole, Size S0, Screw terminal !!! Phased-out product !!! Successor is SIRIUS 3RT2 | - | 0 | 7
3RT1326-1BF40 |  | 3RT1326-1BF40 | 1 | UN | 1 | 15 | C | D | N | N | 85364900 | 1 | 4011209399204 | 0.628 | KG | 203.3 | 203.3 | CP02 | CP02 | Contactor, AC-1, 40 A, 110 V DC 4-pole, Size S0 Screw terminal !!! Phased-out product !!! Successor is SIRIUS 3RT2 Preferred successor type is >>3RT2326-1BF40<< | - | 0 | 7
3RT1326-1BG40 |  | 3RT1326-1BG40 | 1 | UN | 1 | 20 | D | D | N | N | 85364900 | 1 | 4011209514966 | 0.627 | KG | 219.45 | 219.45 | CP02 | CP02 | Contactor, AC-1, 40 A, 125 V DC 4-pole, Size S0 Screw terminal !!! Phased-out product !!! Successor is SIRIUS 3RT2 Preferred successor type is >>3RT2326-1BG40<< | - | 0 | 7
3RT1326-1BM40 |  | 3RT1326-1BM40 | 1 | UN | 1 | 15 | C | D | N | N | 85364900 | 1 | 4011209519749 | 0.63 | KG | 203.3 | 203.3 | CP02 | CP02 | Contactor, AC-1, 40 A, 220 V DC 4-pole, Size S0 Screw terminal !!! Phased-out product !!! Successor is SIRIUS 3RT2 Preferred successor type is >>3RT2326-1BM40<< | - | 0 | 7
3RT1326-1BW40 |  | 3RT1326-1BW40 | 1 | UN | 1 | 15 | C | D | N | N | 85364900 | 1 | 4011209394568 | 0.625 | KG | 232.75 | 232.75 | CP02 | CP02 | Contactor, AC-1, 40 A, 48 V DC, 4-pole, Size S0, Screw terminal !!! Phased-out product !!! Successor is SIRIUS 3RT2 | - | 0 | 7
3RT1326-1EG28-0KS3 |  | 3RT1326-1EG28-0KS3 | 1 | UN | 1 | 15 | C | D | N | N | 85364900 | 1 | 4011209536975 | 0.485 | KG | 235.6 | 235.6 | CP02 | CP02 | Contactor, AC-1, 40 A, 110 V AC, 50/60 Hz 4-pole, Size S0, 2 NO / 2 NC Screw terminal Auxiliary switch block: 2 NC Solid-state-compatible and 2 NO standard Schindler !!! Phased-out product !!! Successor is SIRIUS 3RT2 | - | 0 | 9
3RT1326-1XX40-0VA1 |  | 3RT1326-1XX40-0VA1 | 1 | UN | 1 | 15 | C | D | N | N | 85364900 | 1 | 4011209864610 | 0.63 | KG | 243.2 | 243.2 | CP02 | CP02 | Contactor, AC-1, 40 A 24 V DC, 4 W, Ambient temperature max = 40 Â°C Max. 2 auxiliary contacts 4-pole, Size S0 Screw terminal Special-purpose device !!! Phased-out product !!! Successor is SIRIUS 3RT2 | - | 0 | 9
3RT1326-3XB40-0LA2 |  | 3RT1326-3XB40-0LA2 | 1 | UN | 1 | 15 | C | D | N | N | 85364900 | 1 | 4011209778962 | 0.685 | KG | 235.6 | 235.6 | CP02 | CP02 | Power contactor, AC-3 25 A, 11 kW / 400 V 24 V DC, 0.7...1.25*Us 3-pole Size S0 Spring-type terminal with electronic Control unit Integrated varistor 4-pole !!! Phased-out product !!! Successor is SIRIUS 3RT2 Preferred successor type is >>3RT2326-2XB40-0LA2<< | - | 0 | 7
3RT1326-3XF48-0LA3 |  | 3RT1326-3XF48-0LA3 | 1 | UN | 1 | 5 | B | D | N | N | 85364900 | 1 |  | 0.629 | KG | 354.35 | 354.35 | CP02 | CP02 | Contactor, AC-1, 40 A, 110 V DC, 0.7 ... 1.25* Us, With electronic control unit Integrated varistor, 1 NO + 1 NC solid-state-compatible 1 NO + 1 NC conventional Front-side auxiliary switch 4-pole, Size S0, spring-loaded connection technology !!! Phased-out product !!! Successor is SIRIUS 3RT2 | - | 0 | 9
3RT1336-1AB00 |  | 3RT1336-1AB00 | 1 | UN | 1 | 20 | D | D | N | N | 85364900 | 1 | 4011209390874 | 0.98 | KG | 215.65 | 215.65 | CP02 | CP02 | Contactor, AC-1, 60 A, 24 V AC, 50 Hz, 4-pole, Size S2, Screw terminal !!! Phased-out product !!! Successor is SIRIUS 3RT2 Preferred successor type is >>3RT2336-1AB00<< |  | 0 | 0
3RT1336-1AC20 |  | 3RT1336-1AC20 | 1 | UN | 1 | 20 | D | D | N | N | 85364900 | 1 | 4011209378858 | 0.994 | KG | 215.65 | 215.65 | CP02 | CP02 | Contactor, AC-1, 60 A, 24 V AC, 50 / 60 Hz, 4-pole, Size S2, Screw terminal !!! Phased-out product !!! Successor is SIRIUS 3RT2 Preferred successor type is >>3RT2336-1AC20<< | - | 0 | 0
3RT1336-1AD20 |  | 3RT1336-1AD20 | 1 | UN | 1 | 20 | D | D | N | N | 85364900 | 1 | 4011209555471 | 0.989 | KG | 219.45 | 219.45 | CP02 | CP02 | Contactor, AC-1, 60 A, 42 V AC, 50 / 60 Hz, 4-pole, Size S2, Screw terminal !!! Phased-out product !!! Successor is SIRIUS 3RT2 | - | 0 | 0
3RT1336-1AF00 |  | 3RT1336-1AF00 | 1 | UN | 1 | 20 | D | D | N | N | 85364900 | 1 | 4011209385610 | 0.994 | KG | 215.65 | 215.65 | CP02 | CP02 | Contactor, AC-1, 60 A, 110 V AC, 50 Hz, 4-pole, Size S2, Screw terminal !!! Phased-out product !!! Successor is SIRIUS 3RT2 Preferred successor type is >>3RT2336-1AF00<< |  | 0 | 0
3RT1336-1AG20 |  | 3RT1336-1AG20 | 1 | UN | 1 | 20 | D | D | N | N | 85364900 | 1 | 4011209379633 | 0.98 | KG | 215.65 | 215.65 | CP02 | CP02 | Contactor, AC-1, 60 A, 110 V AC, 50 / 60 Hz, 4-pole, Size S2, Screw terminal !!! Phased-out product !!! Successor is SIRIUS 3RT2 | - | 0 | 0
3RT1336-1AG60 |  | 3RT1336-1AG60 | 1 | UN | 1 | 20 | D | D | N | N | 85364900 | 1 | 4011209494305 | 0.984 | KG | 219.45 | 219.45 | CP02 | CP02 | Contactor, AC-1, 60 A, 100 V AC, 50 Hz / 100 ... 110 V, 60 Hz, 4-pole, Size S2, Screw terminal !!! Phased-out product !!! Successor is SIRIUS 3RT2 | - | 0 | 0
3RT1336-1AH20 |  | 3RT1336-1AH20 | 1 | UN | 1 | 20 | D | D | N | N | 85364900 | 1 | 4011209555488 | 0.984 | KG | 219.45 | 219.45 | CP02 | CP02 | Contactor, AC-1, 60 A, 48 V AC, 50 / 60 Hz, 4-pole, Size S2, Screw terminal !!! Phased-out product !!! Successor is SIRIUS 3RT2 Preferred successor type is >>3RT2336-1AH20<< | - | 0 | 0
3RT1336-1AK60 |  | 3RT1336-1AK60 | 1 | UN | 1 | 20 | D | D | N | N | 85364900 | 1 | 4011209394346 | 0.984 | KG | 215.65 | 215.65 | CP02 | CP02 | Contactor, AC-1, 60 A, 120 V AC, 60 Hz, 4-pole, Size S2, Screw terminal !!! Phased-out product !!! Successor is SIRIUS 3RT2 Preferred successor type is >>3RT2336-1AK60<< | - | 0 | 0
3RT1336-1AL20 |  | 3RT1336-1AL20 | 1 | UN | 1 | 20 | D | D | N | N | 85364900 | 1 | 4011209371187 | 0.996 | KG | 215.65 | 215.65 | CP02 | CP02 | Contactor, AC-1, 60 A, 230 V AC, 50 / 60 Hz, 4-pole, Size S2, Screw terminal !!! Phased-out product !!! Successor is SIRIUS 3RT2 Preferred successor type is >>3RT2336-1AL20<< | - | 0 | 0
3RT1336-1AM20 |  | 3RT1336-1AM20 | 1 | UN | 1 | 20 | D | D | N | N | 85364900 | 1 | 4011209394353 | 0.985 | KG | 219.45 | 219.45 | CP02 | CP02 | Contactor, AC-1, 60 A, 208 V AC, 60 Hz, 4-pole, Size S2, Screw terminal !!! Phased-out product !!! Successor is SIRIUS 3RT2 Preferred successor type is >>3RT2336-1AM20<< | - | 0 | 0
3RT1336-1AN20 |  | 3RT1336-1AN20 | 1 | UN | 1 | 20 | D | D | N | N | 85364900 | 1 | 4011209467286 | 0.986 | KG | 215.65 | 215.65 | CP02 | CP02 | Contactor, AC-1, 55 A, 220 V AC, 50 / 60 Hz, 4-pole, 4 NO, Size S2, Screw terminal !!! Phased-out product !!! Successor is SIRIUS 3RT2 Preferred successor type is >>3RT2336-1AN20<< | - | 0 | 0
3RT1336-1AN60 |  | 3RT1336-1AN60 | 1 | UN | 1 | 20 | D | D | N | N | 85364900 | 1 | 4011209494312 | 0.978 | KG | 219.45 | 219.45 | CP02 | CP02 | Contactor, AC-1, 60 A, 200 V AC, 50 Hz / 200 ... 220 V, 60 Hz, 4-pole, Size S2, Screw terminal !!! Phased-out product !!! Successor is SIRIUS 3RT2 | - | 0 | 0
3RT1336-1AP00 |  | 3RT1336-1AP00 | 1 | UN | 1 | 20 | D | D | N | N | 85364900 | 1 | 4011209368972 | 0.985 | KG | 215.65 | 215.65 | CP02 | CP02 | Contactor, AC-1, 60 A, 39 kW / 400 V, 230 V AC, 50 Hz, 4-pole, Size S2, Screw terminal !!! Phased-out product !!! Successor is SIRIUS 3RT2 Preferred successor type is >>3RT2336-1AP00<< |  | 0 | 0
3RT1336-1AP00-4AA0 |  | 3RT1336-1AP00-4AA0 | 1 | UN | 1 | 20 | D | D | N | N | 85364900 | 1 | 4011209638129 | 0.98 | KG | 228.95 | 228.95 | CP02 | CP02 | Power contactor, AC-3 50 A, 22 kW / 400 V 230 V AC, 50 Hz 4-pole, Size S2 Screw terminal Special-purpose device !!! Phased-out product !!! Successor is SIRIUS 3RT2 Preferred successor type is >>3RT2336-1AP00-4AA0<< | - | 0 | 9
3RT1336-1AP60 |  | 3RT1336-1AP60 | 1 | UN | 1 | 20 | D | D | N | N | 85364900 | 1 | 4011209394308 | 0.982 | KG | 215.65 | 215.65 | CP02 | CP02 | Contactor, AC-1, 60 A, 240 V AC, 60 Hz, 4-pole, Size S2, Screw terminal !!! Phased-out product !!! Successor is SIRIUS 3RT2 | - | 0 | 0
3RT1336-1AR60 |  | 3RT1336-1AR60 | 1 | UN | 1 | 20 | D | D | N | N | 85364900 | 1 | 4011209494329 | 0.985 | KG | 219.45 | 219.45 | CP02 | CP02 | Contactor, AC-1, 60 A, 400 V AC, 50 Hz / 60 Hz, 440 V, 60 Hz, 4-pole, Size S2, Screw terminal !!! Phased-out product !!! Successor is SIRIUS 3RT2 | - | 0 | 0
3RT1336-1AT60 |  | 3RT1336-1AT60 | 1 | UN | 1 | 20 | D | D | N | N | 85364900 | 1 | 4011209394315 | 1 | KG | 219.45 | 219.45 | CP02 | CP02 | Contactor, AC-1, 60 A, 600 V AC, 60 Hz, 4-pole, Size S2, Screw terminal !!! Phased-out product !!! Successor is SIRIUS 3RT2 | - | 0 | 0
3RT1336-1AU00 |  | 3RT1336-1AU00 | 1 | UN | 1 | 20 | D | D | N | N | 85364900 | 1 | 4011209386211 | 0.983 | KG | 215.65 | 215.65 | CP02 | CP02 | Contactor, AC-1, 60 A, 240 V AC, 50 Hz, 4-pole, Size S2, Screw terminal !!! Phased-out product !!! Successor is SIRIUS 3RT2 Preferred successor type is >>3RT2336-1AU00<< | - | 0 | 0
3RT1336-1AV00 |  | 3RT1336-1AV00 | 1 | UN | 1 | 20 | D | D | N | N | 85364900 | 1 | 4011209447530 | 0.988 | KG | 219.45 | 219.45 | CP02 | CP02 | Contactor, AC-1, 60 A, 400 V AC, 50 Hz, 4-pole, Size S2, Screw terminal !!! Phased-out product !!! Successor is SIRIUS 3RT2 Preferred successor type is >>3RT2336-1AV00<< |  | 0 | 0
3RT1336-1BB40 |  | 3RT1336-1BB40 | 1 | UN | 1 | 20 | D | D | N | N | 85364900 | 1 | 4011209368989 | 1.576 | KG | 329.65 | 329.65 | CP02 | CP02 | Contactor, AC-1, 60 A, 24 V DC, 4-pole, Size S2, Screw terminal !!! Phased-out product !!! Successor is SIRIUS 3RT2 Preferred successor type is >>3RT2336-1NB30<< |  | 0 | 0
3RT1336-1BD40 |  | 3RT1336-1BD40 | 1 | UN | 1 | 20 | D | D | N | N | 85364900 | 1 | 4011209514973 | 1.57 | KG | 336.3 | 336.3 | CP02 | CP02 | Contactor, AC-1, 60 A, 42 V DC, 4-pole, Size S2, Screw terminal !!! Phased-out product !!! Successor is SIRIUS 3RT2 | - | 0 | 0
3RT1336-1BF40 |  | 3RT1336-1BF40 | 1 | UN | 1 | 20 | D | D | N | N | 85364900 | 1 | 4011209394360 | 1.539 | KG | 329.65 | 329.65 | CP02 | CP02 | Contactor, AC-1, 60 A, 110 V DC, 4-pole, Size S2, Screw terminal !!! Phased-out product !!! Successor is SIRIUS 3RT2 |  | 0 | 0
3RT1336-1BG40 |  | 3RT1336-1BG40 | 1 | UN | 1 | 20 | D | D | N | N | 85364900 | 1 | 4011209514997 | 1.572 | KG | 336.3 | 336.3 | CP02 | CP02 | Contactor, AC-1, 60 A, 125 V DC, 4-pole, Size S2, Screw terminal !!! Phased-out product !!! Successor is SIRIUS 3RT2 | - | 0 | 0
3RT1336-1BM40 |  | 3RT1336-1BM40 | 1 | UN | 1 | 20 | D | D | N | N | 85364900 | 1 | 4011209535664 | 1.57 | KG | 329.65 | 329.65 | CP02 | CP02 | Contactor, AC-1, 60 A, 220 V DC, 4-pole, Size S2, Screw terminal !!! Phased-out product !!! Successor is SIRIUS 3RT2 Preferred successor type is >>3RT2336-1NP30<< |  | 0 | 0
3RT1336-1BW40 |  | 3RT1336-1BW40 | 1 | UN | 1 | 20 | D | D | N | N | 85364900 | 1 | 4011209394414 | 1.557 | KG | 329.65 | 329.65 | CP02 | CP02 | Contactor, AC-1, 60 A, 48 V DC, 4-pole, Size S2, Screw terminal !!! Phased-out product !!! Successor is SIRIUS 3RT2 | - | 0 | 0
3RT1336-3XB40-0LA2 |  | 3RT1336-3XB40-0LA2 | 1 | UN | 1 | 20 | D | D | N | N | 85364900 | 1 | 4011209822818 | 1.65 | KG | 604.2 | 604.2 | CP02 | CP02 | Contactor, AC-1, 60 A 24 V DC, 0.7 ... 1.25* Us, 4-pole, Size S2, Spring-type terminal With electronic control unit Integrated varistor !!! Phased-out product !!! Successor is SIRIUS 3RT2 | - | 0 | 9
3RT1336-3XF40-0LA2 |  | 3RT1336-3XF40-0LA2 | 1 | UN | 1 | 20 | D | D | N | N | 85364900 | 1 | 4011209570610 | 1.671 | KG | 604.2 | 604.2 | CP02 | CP02 | Contactor, AC-1, 60 A 24 V DC, 0.7 ... 1.25* Us, 4-pole, Size S2, Spring-type terminal With electronic control unit Integrated varistor !!! Phased-out product !!! Successor is SIRIUS 3RT2 | - | 0 | 9
3RT1336-3XF48-0LA3 |  | 3RT1336-3XF48-0LA3 | 1 | UN | 1 | 20 | D | D | N | N | 85364900 | 1 | 4011209774568 | 1.744 | KG | 661.2 | 661.2 | CP02 | CP02 | Contactor, AC-1, 60 A 110 V DC, 0.7 ... 1.25* Us, With electronic control unit Integrated varistor, 1 NO + 1 NC solid-state-compatible 1 NO + 1 NC conventional 4-pole, Size S2, Spring-type terminal !!! Phased-out product !!! Successor is SIRIUS 3RT2 | - | 0 | 9
3RT1344-1AB00 |  | 3RT1344-1AB00 | 1 | UN | 1 | 20 | D | D | N | N | 85364900 | 1 | 4011209390881 | 2.175 | KG | 344.85 | 344.85 | CP02 | CP02 | Contactor, AC-1, 110 A, 24 V AC, 50 Hz, 4-pole, Size S3, Screw terminal !!! Phased-out product !!! Successor is SIRIUS 3RT2 Preferred successor type is >>3RT2337-1AB00<< |  | 0 | 0
3RT1344-1AC20 |  | 3RT1344-1AC20 | 1 | UN | 1 | 20 | D | D | N | N | 85364900 | 1 | 4011209383654 | 2.199 | KG | 344.85 | 344.85 | CP02 | CP02 | Contactor, AC-1, 110 A, 24 V AC, 50 / 60 Hz, 4-pole, Size S3, Screw terminal !!! Phased-out product !!! Successor is SIRIUS 3RT2 Preferred successor type is >>3RT2344-1AC20<< | - | 0 | 0
3RT1344-1AD20 |  | 3RT1344-1AD20 | 1 | UN | 1 | 20 | D | D | N | N | 85364900 | 1 | 4011209555440 | 2.176 | KG | 358.15 | 358.15 | CP02 | CP02 | Contactor, AC-1, 110 A, 42 V AC, 50 / 60 Hz, 4-pole, Size S3, Screw terminal !!! Phased-out product !!! Successor is SIRIUS 3RT2 | - | 0 | 0
3RT1344-1AF00 |  | 3RT1344-1AF00 | 1 | UN | 1 | 20 | D | D | N | N | 85364900 | 1 | 4011209395084 | 2.194 | KG | 344.85 | 344.85 | CP02 | CP02 | Contactor, AC-1, 110 A, 110 V AC, 50 Hz, 4-pole, Size S3, Screw terminal !!! Phased-out product !!! Successor is SIRIUS 3RT2 Preferred successor type is >>3RT2337-1AF00<< |  | 0 | 0
3RT1344-1AG20 |  | 3RT1344-1AG20 | 1 | UN | 1 | 20 | D | D | N | N | 85364900 | 1 | 4011209385511 | 2.172 | KG | 344.85 | 344.85 | CP02 | CP02 | Contactor, AC-1, 110 A, 110 V AC, 50 / 60 Hz, 4-pole, Size S3, Screw terminal !!! Phased-out product !!! Successor is SIRIUS 3RT2 Preferred successor type is >>3RT2344-1AG20<< | - | 0 | 0
3RT1344-1AG60 |  | 3RT1344-1AG60 | 1 | UN | 1 | 20 | D | D | N | N | 85364900 | 1 | 4011209494336 | 2.2 | KG | 358.15 | 358.15 | CP02 | CP02 | Contactor, AC-1, 110 A, 100 V AC, 50 Hz / 100 ... 110 V, 4-pole, Size S3, Screw terminal !!! Phased-out product !!! Successor is SIRIUS 3RT2 | - | 0 | 0
3RT1344-1AH20 |  | 3RT1344-1AH20 | 1 | UN | 1 | 20 | D | D | N | N | 85364900 | 1 | 4011209555457 | 2.169 | KG | 358.15 | 358.15 | CP02 | CP02 | Contactor, AC-1, 110 A, 48 V AC, 50 / 60 Hz, 4-pole, Size S3, Screw terminal !!! Phased-out product !!! Successor is SIRIUS 3RT2 | - | 0 | 0
3RT1344-1AK60 |  | 3RT1344-1AK60 | 1 | UN | 1 | 20 | D | D | N | N | 85364900 | 1 | 4011209394209 | 2.17 | KG | 344.85 | 344.85 | CP02 | CP02 | Contactor, AC-1, 110 A, 120 V AC, 60 Hz, 4-pole, Size S3, Screw terminal !!! Phased-out product !!! Successor is SIRIUS 3RT2 Preferred successor type is >>3RT2344-1AK60<< | - | 0 | 0
3RT1344-1AL20 |  | 3RT1344-1AL20 | 1 | UN | 1 | 20 | D | D | N | N | 85364900 | 1 | 4011209370944 | 2.205 | KG | 344.85 | 344.85 | CP02 | CP02 | Contactor, AC-1, 110 A, 230 V AC, 50 / 60 Hz, 4-pole, Size S3, Screw terminal !!! Phased-out product !!! Successor is SIRIUS 3RT2 Preferred successor type is >>3RT2337-1AL20<< | - | 0 | 0
3RT1344-1AN20 |  | 3RT1344-1AN20 | 1 | UN | 1 | 20 | D | D | N | N | 85364900 | 1 | 4011209467149 | 2.308 | KG | 344.85 | 344.85 | CP02 | CP02 | Contactor, AC-1, 110 A, 220 V AC, 50 / 60 Hz, 4-pole, 4 NO, Size S3, Screw terminal !!! Phased-out product !!! Successor is SIRIUS 3RT2 Preferred successor type is >>3RT2337-1AN20<< | - | 0 | 0
3RT1344-1AN60 |  | 3RT1344-1AN60 | 1 | UN | 1 | 20 | D | D | N | N | 85364900 | 1 | 4011209494343 | 1.56 | KG | 358.15 | 358.15 | CP02 | CP02 | Contactor, AC-1, 110 A, 200 V AC, 50 Hz / 200 ... 220 V, 60 Hz, 4-pole, Size S3, Screw terminal !!! Phased-out product !!! Successor is SIRIUS 3RT2 | - | 0 | 0
3RT1344-1AP00 |  | 3RT1344-1AP00 | 1 | UN | 1 | 20 | D | D | N | N | 85364900 | 1 | 4011209368996 | 2.203 | KG | 344.85 | 344.85 | CP02 | CP02 | Contactor, AC-1, 110 A, 72 kW / 400 V, 230 V AC, 50 Hz, 4-pole, Size S3, Screw terminal !!! Phased-out product !!! Successor is SIRIUS 3RT2 Preferred successor type is >>3RT2337-1AP00<< |  | 0 | 0
3RT1344-1AP60 |  | 3RT1344-1AP60 | 1 | UN | 1 | 20 | D | D | N | N | 85364900 | 1 | 4011209394223 | 2.167 | KG | 344.85 | 344.85 | CP02 | CP02 | Contactor, AC-1, 110 A, 240 V AC, 60 Hz, 4-pole, Size S3, Screw terminal !!! Phased-out product !!! Successor is SIRIUS 3RT2 Preferred successor type is >>3RT2344-1AP60<< | - | 0 | 0
3RT1344-1AR60 |  | 3RT1344-1AR60 | 1 | UN | 1 | 20 | D | D | N | N | 85364900 | 1 | 4011209494350 | 2.17 | KG | 358.15 | 358.15 | CP02 | CP02 | Contactor, AC-1, 110 A, 400 V AC, 50 Hz / 60 Hz, 440 V, 60 Hz, 4-pole, Size S3, Screw terminal !!! Phased-out product !!! Successor is SIRIUS 3RT2 | - | 0 | 0
3RT1344-1AU00 |  | 3RT1344-1AU00 | 1 | UN | 1 | 20 | D | D | N | N | 85364900 | 1 | 4011209386556 | 2.208 | KG | 344.85 | 344.85 | CP02 | CP02 | Contactor, AC-1, 110 A, 240 V AC, 50 Hz, 4-pole, Size S3, Screw terminal !!! Phased-out product !!! Successor is SIRIUS 3RT2 | - | 0 | 0
3RT1344-1AV00 |  | 3RT1344-1AV00 | 1 | UN | 1 | 20 | D | D | N | N | 85364900 | 1 | 4011209468344 | 2.183 | KG | 358.15 | 358.15 | CP02 | CP02 | Contactor, AC-1, 110 A, 400 V AC, 50 Hz, 4-pole, Size S3, Screw terminal !!! Phased-out product !!! Successor is SIRIUS 3RT2 Preferred successor type is >>3RT2344-1AV00<< |  | 0 | 0
3RT1344-1BA40 |  | 3RT1344-1BA40 | 1 | UN | 1 | 0 | A | D | N | N | 85364900 | 1 | 4011209929470 | 3.178 | KG | 535.8 | 535.8 | CP02 | CP02 | Contactor, AC-1, 110 A, 12 V DC, 4-pole, Size S3, Screw terminal !!! Phased-out product !!! Successor is SIRIUS 3RT2 Preferred successor type is >>3RT2337-1DA40<< | - | 0 | 0
3RT1344-1BB40 |  | 3RT1344-1BB40 | 1 | UN | 1 | 20 | D | D | N | N | 85364900 | 1 | 4011209369009 | 3.183 | KG | 515.85 | 515.85 | CP02 | CP02 | Contactor, AC-1, 110 A, 24 V DC, 4-pole, Size S3, Screw terminal !!! Phased-out product !!! Successor is SIRIUS 3RT2 Preferred successor type is >>3RT2337-1NB30<< |  | 0 | 0
3RT1344-1BD40 |  | 3RT1344-1BD40 | 1 | UN | 1 | 20 | D | D | N | N | 85364900 | 1 | 4011209515000 | 3.1 | KG | 536.75 | 536.75 | CP02 | CP02 | Contactor, AC-1, 110 A, 42 V DC, 4-pole, Size S3, Screw terminal !!! Phased-out product !!! Successor is SIRIUS 3RT2 | - | 0 | 0
3RT1344-1BF40 |  | 3RT1344-1BF40 | 1 | UN | 1 | 20 | D | D | N | N | 85364900 | 1 | 4011209394261 | 3.104 | KG | 515.85 | 515.85 | CP02 | CP02 | Contactor, AC-1, 110 A, 110 V DC, 4-pole, Size S3, Screw terminal !!! Phased-out product !!! Successor is SIRIUS 3RT2 Preferred successor type is >>3RT2344-1NF30<< |  | 0 | 0
3RT1344-1BG40 |  | 3RT1344-1BG40 | 1 | UN | 1 | 20 | D | D | N | N | 85364900 | 1 | 4011209515017 | 3.106 | KG | 536.75 | 536.75 | CP02 | CP02 | Contactor, AC-1, 110 A, 125 V DC, 4-pole, Size S3, Screw terminal !!! Phased-out product !!! Successor is SIRIUS 3RT2 | - | 0 | 0
3RT1344-1BM40 |  | 3RT1344-1BM40 | 1 | UN | 1 | 20 | D | D | N | N | 85364900 | 1 | 4011209519756 | 3.115 | KG | 515.85 | 515.85 | CP02 | CP02 | Contactor, AC-1, 110 A, 220 V DC, 4-pole, Size S3, Screw terminal !!! Phased-out product !!! Successor is SIRIUS 3RT2 Preferred successor type is >>3RT2337-1NP30<< |  | 0 | 0
3RT1346-1AB00 |  | 3RT1346-1AB00 | 1 | UN | 1 | 20 | D | D | N | N | 85364900 | 1 | 4011209386563 | 2.17 | KG | 522.5 | 522.5 | CP02 | CP02 | Contactor, AC-1, 140 A, 24 V AC, 50 Hz, 4-pole, Size S3, Screw terminal !!! Phased-out product !!! Successor is SIRIUS 3RT2 Preferred successor type is >>3RT2346-1AB00<< |  | 0 | 0
3RT1346-1AC20 |  | 3RT1346-1AC20 | 1 | UN | 1 | 20 | D | D | N | N | 85364900 | 1 | 4011209394070 | 2.18 | KG | 522.5 | 522.5 | CP02 | CP02 | Contactor, AC-1, 140 A, 24 V AC, 50 / 60 Hz, 4-pole, Size S3, Screw terminal !!! Phased-out product !!! Successor is SIRIUS 3RT2 Preferred successor type is >>3RT2346-1AC20<< | - | 0 | 0
3RT1346-1AD20 |  | 3RT1346-1AD20 | 1 | UN | 1 | 20 | D | D | N | N | 85364900 | 1 | 4011209443181 | 2.11 | KG | 536.75 | 536.75 | CP02 | CP02 | Contactor, AC-1, 140 A, 42 V AC, 50 / 60 Hz, 4-pole, Size S3, Screw terminal !!! Phased-out product !!! Successor is SIRIUS 3RT2 | - | 0 | 0
3RT1346-1AF00 |  | 3RT1346-1AF00 | 1 | UN | 1 | 20 | D | D | N | N | 85364900 | 1 | 4011209385429 | 2.183 | KG | 522.5 | 522.5 | CP02 | CP02 | Contactor, AC-1, 140 A, 110 V AC, 50 Hz, 4-pole, Size S3, Screw terminal !!! Phased-out product !!! Successor is SIRIUS 3RT2 Preferred successor type is >>3RT2346-1AF00<< |  | 0 | 0
3RT1346-1AG20 |  | 3RT1346-1AG20 | 1 | UN | 1 | 20 | D | D | N | N | 85364900 | 1 | 4011209384699 | 2.166 | KG | 522.5 | 522.5 | CP02 | CP02 | Contactor, AC-1, 140 A, 110 V AC, 50 / 60 Hz, 4-pole, Size S3, Screw terminal !!! Phased-out product !!! Successor is SIRIUS 3RT2 Preferred successor type is >>3RT2346-1AG20<< | - | 0 | 0
3RT1346-1AG60 |  | 3RT1346-1AG60 | 1 | UN | 1 | 20 | D | D | N | N | 85364900 | 1 | 4011209494367 | 2.162 | KG | 536.75 | 536.75 | CP02 | CP02 | Contactor, AC-1, 140 A, 100 V AC, 50 Hz / 100 ... 110 V, 60 Hz, 4-pole, Size S3, Screw terminal !!! Phased-out product !!! Successor is SIRIUS 3RT2 | - | 0 | 0
3RT1346-1AH20 |  | 3RT1346-1AH20 | 1 | UN | 1 | 20 | D | D | N | N | 85364900 | 1 | 4011209555464 | 2.168 | KG | 536.75 | 536.75 | CP02 | CP02 | Contactor, AC-1, 140 A, 48 V AC, 50 / 60 Hz, 4-pole, Size S3, Screw terminal !!! Phased-out product !!! Successor is SIRIUS 3RT2 | - | 0 | 0
3RT1346-1AK60 |  | 3RT1346-1AK60 | 1 | UN | 1 | 20 | D | D | N | N | 85364900 | 1 | 4011209394292 | 2.174 | KG | 522.5 | 522.5 | CP02 | CP02 | Contactor, AC-1, 140 A, 120 V AC, 60 Hz, 4-pole, Size S3, Screw terminal !!! Phased-out product !!! Successor is SIRIUS 3RT2 | - | 0 | 0
3RT1346-1AL20 |  | 3RT1346-1AL20 | 1 | UN | 1 | 20 | D | D | N | N | 85364900 | 1 | 4011209370951 | 2.183 | KG | 522.5 | 522.5 | CP02 | CP02 | Contactor, AC-1, 140 A, 230 V AC, 50 / 60 Hz, 4-pole, Size S3, Screw terminal !!! Phased-out product !!! Successor is SIRIUS 3RT2 Preferred successor type is >>3RT2346-1AL20<< | - | 0 | 0
3RT1346-1AN20 |  | 3RT1346-1AN20 | 1 | UN | 1 | 20 | D | D | N | N | 85364900 | 1 | 4011209467163 | 2.168 | KG | 522.5 | 522.5 | CP02 | CP02 | Contactor, AC-1, 140 A, 220 V AC, 50 / 60 Hz, 4-pole, 4 NO, Size S3, Screw terminal !!! Phased-out product !!! Successor is SIRIUS 3RT2 Preferred successor type is >>3RT2346-1AN20<< | - | 0 | 0
3RT1346-1AN60 |  | 3RT1346-1AN60 | 1 | UN | 1 | 20 | D | D | N | N | 85364900 | 1 | 4011209494374 | 2.168 | KG | 536.75 | 536.75 | CP02 | CP02 | Contactor, AC-1, 140 A, 200 V AC, 50 Hz / 200 ... 220 V, 60 Hz, 4-pole, Size S3, Screw terminal !!! Phased-out product !!! Successor is SIRIUS 3RT2 Preferred successor type is >>3RT2346-1AN60<< | - | 0 | 0
3RT1346-1AP00 |  | 3RT1346-1AP00 | 1 | UN | 1 | 20 | D | D | N | N | 85364900 | 1 | 4011209369016 | 2.169 | KG | 522.5 | 522.5 | CP02 | CP02 | Contactor, AC-1, 140 A, 92 kW / 400 V, 230 V AC, 50 Hz, 4-pole, Size S3, Screw terminal !!! Phased-out product !!! Successor is SIRIUS 3RT2 Preferred successor type is >>3RT2346-1AP00<< |  | 0 | 0
3RT1346-1AP00-4AA0 |  | 3RT1346-1AP00-4AA0 | 1 | UN | 1 | 20 | D | D | EAR99 | N | 85364900 | 1 | 4011209638136 | 2.163 | KG | 522.5 | 522.5 | CP02 | CP02 | Power contactor, AC-3 95 A, 45 kW / 400 V 230 V AC, 50 Hz 4-pole, Size S3 Screw terminal Special-purpose device !!! Phased-out product !!! Successor is SIRIUS 3RT2 Preferred successor type is >>3RT2346-1AP00-4AA0<< | - | 0 | 9
3RT1346-1AP60 |  | 3RT1346-1AP60 | 1 | UN | 1 | 20 | D | D | N | N | 85364900 | 1 | 4011209394926 | 2.17 | KG | 522.5 | 522.5 | CP02 | CP02 | Contactor, AC-1, 140 A, 240 V AC, 60 Hz, 4-pole, Size S3, Screw terminal !!! Phased-out product !!! Successor is SIRIUS 3RT2 Preferred successor type is >>3RT2346-1AP60<< | - | 0 | 0
3RT1346-1AR60 |  | 3RT1346-1AR60 | 1 | UN | 1 | 20 | D | D | N | N | 85364900 | 1 | 4011209494381 | 2.195 | KG | 536.75 | 536.75 | CP02 | CP02 | Contactor, AC-1, 140 A, 400 V AC, 50 Hz / 60 Hz, 440 V, 60 Hz, 4-pole, Size S3, Screw terminal !!! Phased-out product !!! Successor is SIRIUS 3RT2 | - | 0 | 0
3RT1346-1AU00 |  | 3RT1346-1AU00 | 1 | UN | 1 | 20 | D | D | N | N | 85364900 | 1 | 4011209386587 | 2.195 | KG | 522.5 | 522.5 | CP02 | CP02 | Contactor, AC-1, 140 A, 240 V AC, 50 Hz, 4-pole, Size S3, Screw terminal !!! Phased-out product !!! Successor is SIRIUS 3RT2 | - | 0 | 0
3RT1346-1AV00 |  | 3RT1346-1AV00 | 1 | UN | 1 | 20 | D | D | N | N | 85364900 | 1 | 4011209468221 | 2.173 | KG | 536.75 | 536.75 | CP02 | CP02 | Contactor, AC-1, 140 A, 400 V AC, 50 Hz, 4-pole, Size S3, Screw terminal !!! Phased-out product !!! Successor is SIRIUS 3RT2 Preferred successor type is >>3RT2346-1AV00<< |  | 0 | 0
3RT1346-1BB40 |  | 3RT1346-1BB40 | 1 | UN | 1 | 20 | D | D | N | N | 85364900 | 1 | 4011209369023 | 3.163 | KG | 690.65 | 690.65 | CP02 | CP02 | Contactor, AC-1, 140 A, 24 V DC, 4-pole, Size S3, Screw terminal !!! Phased-out product !!! Successor is SIRIUS 3RT2 Preferred successor type is >>3RT2346-1NB30<< |  | 0 | 0
3RT1346-1BD40 |  | 3RT1346-1BD40 | 1 | UN | 1 | 20 | D | D | N | N | 85364900 | 1 | 4011209515024 | 3.1 | KG | 708.7 | 708.7 | CP02 | CP02 | Contactor, AC-1, 140 A, 42 V DC, 4-pole, Size S3, Screw terminal !!! Phased-out product !!! Successor is SIRIUS 3RT2 | - | 0 | 0
3RT1346-1BF40 |  | 3RT1346-1BF40 | 1 | UN | 1 | 20 | D | D | N | N | 85364900 | 1 | 4011209394964 | 3.088 | KG | 690.65 | 690.65 | CP02 | CP02 | Contactor, AC-1, 140 A, 110 V DC, 4-pole, Size S3, Screw terminal !!! Phased-out product !!! Successor is SIRIUS 3RT2 |  | 0 | 0
3RT1346-1BG40 |  | 3RT1346-1BG40 | 1 | UN | 1 | 20 | D | D | N | N | 85364900 | 1 | 4011209515031 | 3.1 | KG | 708.7 | 708.7 | CP02 | CP02 | Contactor, AC-1, 140 A, 125 V DC, 4-pole, Size S3, Screw terminal !!! Phased-out product !!! Successor is SIRIUS 3RT2 | - | 0 | 0
3RT1346-1BM40 |  | 3RT1346-1BM40 | 1 | UN | 1 | 20 | D | D | N | N | 85364900 | 1 | 4011209519626 | 3.104 | KG | 690.65 | 690.65 | CP02 | CP02 | Contactor, AC-1, 140 A, 220 V DC, 4-pole, Size S3, Screw terminal !!! Phased-out product !!! Successor is SIRIUS 3RT2 Preferred successor type is >>3RT2346-1NP30<< |  | 0 | 0
3RT1346-1BW40 |  | 3RT1346-1BW40 | 1 | UN | 1 | 20 | D | D | N | N | 85364900 | 1 | 4011209394988 | 3.154 | KG | 690.65 | 690.65 | CP02 | CP02 | Contactor, AC-1, 140 A, 48 V DC, 4-pole, Size S3, Screw terminal !!! Phased-out product !!! Successor is SIRIUS 3RT2 | - | 0 | 0
3RT1346-3KF44-4LA0 |  | 3RT1346-3KF44-4LA0 | 1 | UN | 1 | 0 | A | D | EAR99 | N | 85364900 | 1 | 4011209863217 | 3.255 | KG | 733.4 | 733.4 | CP02 | CP02 | Power contactor, AC-3, 70 A without UL - CSA - CCC Size S3 Spring-type terminal Special-purpose device with restrictions !!! Phased-out product !!! Successor is SIRIUS 3RT2 | - | 0 | 0
3RT1346-3XB40-0LA2 |  | 3RT1346-3XB40-0LA2 | 1 | UN | 1 | 20 | D | D | N | N | 85364900 | 1 | 4011209586727 | 3.232 | KG | 869.25 | 869.25 | CP02 | CP02 | Contactor, AC-1, 140 A 24 V DC, 0.7 ... 1.25* Us, 3-pole, Size S3, spring-loaded connection technology With electronic control unit Integrated varistor !!! Phased-out product !!! Successor is SIRIUS 3RT2 | - | 0 | 0
3RT1355-6AE36 |  | 3RT1355-6AE36 | 1 | UN | 1 | 20 | D | D | N | N | 85364900 | 1 | 4047621045580 | 1.895 | KG | 798 |  | CP04 |  | Contactor, AC-1, 200 A/400 V/40 Â°C, S6, 4-pole, 24-60 V AC, 20-60 V DC, 2 NO+2 NC, Connection rail/ screw terminal | - | 0 | 0
3RT1355-6AF36 |  | 3RT1355-6AF36 | 1 | UN | 1 | 20 | D | D | N | N | 85364900 | 1 | 4047621048710 | 1.93 | KG | 798 |  | CP04 |  | Contactor, AC-1, 200 A/400 V/40 Â°C, S6, 4-pole, 48-130 V AC/DC, 2 NO+2 NC, Connection rail/ screw terminal | - | 0 | 0
3RT1355-6AP36 |  | 3RT1355-6AP36 | 1 | UN | 1 | 20 | D | D | N | N | 85364900 | 1 | 4047621048727 | 1.916 | KG | 798 |  | CP04 |  | Contactor, AC-1, 200 A/400 V/40 Â°C, S6, 4-pole, 100-250 V AC/DC, 2 NO+2 NC, Connection rail/ screw terminal | - | 0 | 0
3RT1355-6AR36 |  | 3RT1355-6AR36 | 1 | UN | 1 | 20 | D | D | N | N | 85364900 | 1 | 4047621048734 | 1.928 | KG | 798 |  | CP04 |  | Contactor, AC-1, 200 A/400 V/40 Â°C, S6, 4-pole, 250-500 V AC/DC, 2 NO+2 NC, Connection rail/ screw terminal | - | 0 | 0
3RT1363-6AE36 |  | 3RT1363-6AE36 | 1 | UN | 1 | 20 | D | D | N | N | 85364900 | 1 | 4047621048741 | 4.04 | KG | 1178 | 1178 | CP04 | CP04 | Contactor, AC-1, 275 A/400 V/40 Â°C, S10, 4-pole, 24-60 V AC, 20-60 V DC, 2 NO+2 NC, Connection rail/ screw terminal | - | 0 | 0
3RT1363-6AF36 |  | 3RT1363-6AF36 | 1 | UN | 1 | 20 | D | D | N | N | 85364900 | 1 | 4047621048758 | 4.053 | KG | 1178 | 1178 | CP04 | CP04 | Contactor, AC-1, 275 A/400 V/40 Â°C, S10, 4-pole, 48-130 V AC/DC, 2 NO+2 NC, Connection rail/ screw terminal | - | 0 | 0
3RT1363-6AP36 |  | 3RT1363-6AP36 | 1 | UN | 1 | 20 | D | D | N | N | 85364900 | 1 | 4047621048765 | 4.006 | KG | 1178 | 1178 | CP04 | CP04 | Contactor, AC-1, 275 A/400 V/40 Â°C, S10, 4-pole, 100-250 V AC/DC, 2 NO+2 NC, Connection rail/ screw terminal | - | 0 | 0
3RT1363-6AR36 |  | 3RT1363-6AR36 | 1 | UN | 1 | 20 | D | D | N | N | 85364900 | 1 | 4047621048772 | 3.965 | KG | 1178 | 1178 | CP04 | CP04 | Contactor, AC-1, 275 A/400 V/40 Â°C, S10, 4-pole, 250-500 V AC/DC, 2 NO+2 NC, Connection rail/ screw terminal | - | 0 | 0
3RT1364-6AE36 |  | 3RT1364-6AE36 | 1 | UN | 1 | 20 | D | D | N | N | 85364900 | 1 | 4047621048789 | 4.05 | KG | 1757.5 | 1757.5 | CP04 | CP04 | Contactor, AC-1, 350 A/400 V/40 Â°C, S10, 4-pole, 24-60 V AC, 20-60 V DC, 2 NO+2 NC, Connection rail/ screw terminal | - | 0 | 0
3RT1364-6AF36 |  | 3RT1364-6AF36 | 1 | UN | 1 | 20 | D | D | N | N | 85364900 | 1 | 4047621048796 | 4.02 | KG | 1757.5 | 1757.5 | CP04 | CP04 | Contactor, AC-1, 350 A/400 V/40 Â°C, S10, 4-pole, 48-130 V AC/DC, 2 NO+2 NC, Connection rail/ screw terminal | - | 0 | 0
3RT1364-6AP36 |  | 3RT1364-6AP36 | 1 | UN | 1 | 20 | D | D | N | N | 85364900 | 1 | 4047621048802 | 3.985 | KG | 1757.5 | 1757.5 | CP04 | CP04 | Contactor, AC-1, 350 A/400 V/40 Â°C, S10, 4-pole, 100-250 V AC/DC, 2 NO+2 NC, Connection rail/ screw terminal | - | 0 | 0
3RT1364-6AR36 |  | 3RT1364-6AR36 | 1 | UN | 1 | 20 | D | D | N | N | 85364900 | 1 | 4047621048819 | 3.99 | KG | 1757.5 | 1757.5 | CP04 | CP04 | Contactor, AC-1, 350 A/400 V/40 Â°C, S10, 4-pole, 250-500 V AC/DC, 2 NO+2 NC, Connection rail/ screw terminal | - | 0 | 0
3RT1373-6AE36 |  | 3RT1373-6AE36 | 1 | UN | 1 | 20 | D | D | N | N | 85364900 | 1 | 4047621048826 | 6.733 | KG | 1900 |  | CP04 |  | Contactor, AC-1, 400 A/400 V/40 Â°C, S12, 4-pole, 24-60 V AC, 20-60 V DC, 2 NO+2 NC, Connection rail/ screw terminal | - | 0 | 0
3RT1373-6AF36 |  | 3RT1373-6AF36 | 1 | UN | 1 | 20 | D | D | N | N | 85364900 | 1 | 4047621048833 | 6.36 | KG | 1900 |  | CP04 |  | Contactor, AC-1, 400 A/400 V/40 Â°C, S12, 4-pole, 48-130 V AC/DC, 2 NO+2 NC, Connection rail/ screw terminal | - | 0 | 0
3RT1373-6AP36 |  | 3RT1373-6AP36 | 1 | UN | 1 | 20 | D | D | N | N | 85364900 | 1 | 4047621048840 | 6.495 | KG | 1900 |  | CP04 |  | Contactor, AC-1, 400 A/400 V/40 Â°C, S12, 4-pole, 100-250 V AC/DC, 2 NO+2 NC, Connection rail/ screw terminal | - | 0 | 0
3RT1373-6AR36 |  | 3RT1373-6AR36 | 1 | UN | 1 | 20 | D | D | N | N | 85364900 | 1 | 4047621048857 | 6.36 | KG | 1900 |  | CP04 |  | Contactor, AC-1, 400 A/400 V/40 Â°C, S12, 4-pole, 250-500 V AC/DC, 2 NO+2 NC, Connection rail/ screw terminal | - | 0 | 0
3RT1374-6AE36 |  | 3RT1374-6AE36 | 1 | UN | 1 | 20 | D | D | N | N | 85364900 | 1 | 4047621048864 | 6.36 | KG | 2280 |  | CP04 |  | Contactor, AC-1, 500 A/400 V/40 Â°C, S12, 4-pole, 24-60 V AC, 20-60 V DC, 2 NO+2 NC, Connection rail/ screw terminal | - | 0 | 0
3RT1374-6AF36 |  | 3RT1374-6AF36 | 1 | UN | 1 | 20 | D | D | N | N | 85364900 | 1 | 4047621048871 | 6.36 | KG | 2280 |  | CP04 |  | Contactor, AC-1, 500 A/400 V/40 Â°C, S12, 4-pole, 48-130 V AC/DC, 2 NO+2 NC, Connection rail/ screw terminal | - | 0 | 0
3RT1374-6AP36 |  | 3RT1374-6AP36 | 1 | UN | 1 | 20 | D | D | N | N | 85364900 | 1 | 4047621048888 | 6.604 | KG | 2280 |  | CP04 |  | Contactor, AC-1, 500 A/400 V/40 Â°C, S12, 4-pole, 100-250 V AC/DC, 2 NO+2 NC, Connection rail/ screw terminal | - | 0 | 0
3RT1374-6AR36 |  | 3RT1374-6AR36 | 1 | UN | 1 | 20 | D | D | N | N | 85364900 | 1 | 4047621048895 | 6.36 | KG | 2280 |  | CP04 |  | Contactor, AC-1, 500 A/400 V/40 Â°C, S12, 4-pole, 250-500 V AC/DC, 2 NO+2 NC, Connection rail/ screw terminal | - | 0 | 0
3RT1375-6AE36 |  | 3RT1375-6AE36 | 1 | UN | 1 | 20 | D | D | N | N | 85364900 | 1 | 4047621048901 | 6.36 | KG | 2517.5 |  | CP04 |  | Contactor, AC-1, 525 A/400 V/40 Â°C, S12, 4-pole, 24-60 V AC, 20-60 V DC, 2 NO+2 NC, Connection rail/ screw terminal | - | 0 | 0
3RT1375-6AF36 |  | 3RT1375-6AF36 | 1 | UN | 1 | 20 | D | D | N | N | 85364900 | 1 | 4047621048918 | 6.814 | KG | 2517.5 |  | CP04 |  | Contactor, AC-1, 525 A/400 V/40 Â°C, S12, 4-pole, 48-130 V AC/DC, 2 NO+2 NC, Connection rail/ screw terminal | - | 0 | 0
3RT1375-6AP36 |  | 3RT1375-6AP36 | 1 | UN | 1 | 20 | D | D | N | N | 85364900 | 1 | 4047621048925 | 6.528 | KG | 2517.5 |  | CP04 |  | Contactor, AC-1, 525 A/400 V/40 Â°C, S12, 4-pole, 100-250 V AC/DC, 2 NO+2 NC, Connection rail/ screw terminal | - | 0 | 0
3RT1375-6AR36 |  | 3RT1375-6AR36 | 1 | UN | 1 | 20 | D | D | N | N | 85364900 | 1 | 4047621048932 | 6.36 | KG | 2517.5 |  | CP04 |  | Contactor, AC-1, 525 A/400 V/40 Â°C, S12, 4-pole, 250-500 V AC/DC, 2 NO+2 NC, Connection rail/ screw terminal | - | 0 | 0
3RT1446-1AB00 |  | 3RT1446-1AB00 | 1 | UN | 1 | 20 | D | D | N | N | 85364900 | 1 | 4011209374003 | 1.85 | KG | 388.55 | 388.55 | CP02 | CP02 | Contactor, AC-1, 140 A / 400 V, 24 V AC, 50 Hz, 3-pole, Size S3, Screw terminal !!! Phased-out product !!! Successor is SIRIUS 3RT2 Preferred successor type is >>3RT2446-1AB00<< | - | 0 | 0
3RT1446-1AC20 |  | 3RT1446-1AC20 | 1 | UN | 1 | 20 | D | D | N | N | 85364900 | 1 | 4011209374010 | 1.846 | KG | 388.55 | 388.55 | CP02 | CP02 | Contactor, AC-1, 140 A / 400 V, 24 V AC, 50 / 60 Hz, 3-pole, Size S3, Screw terminal !!! Phased-out product !!! Successor is SIRIUS 3RT2 Preferred successor type is >>3RT2446-1AC20<< | - | 0 | 0
3RT1446-1AD00 |  | 3RT1446-1AD00 | 1 | UN | 1 | 20 | D | D | N | N | 85364900 | 1 | 4011209374027 | 1.845 | KG | 403.75 | 403.75 | CP02 | CP02 | Contactor, AC-1, 140 A / 400 V, 42 V AC, 50 Hz, 3-pole, Size S3, Screw terminal !!! Phased-out product !!! Successor is SIRIUS 3RT2 Preferred successor type is >>3RT2446-1AD00<< | - | 0 | 0
3RT1446-1AF00 |  | 3RT1446-1AF00 | 1 | UN | 1 | 20 | D | D | N | N | 85364900 | 1 | 4011209374034 | 1.85 | KG | 388.55 | 388.55 | CP02 | CP02 | Contactor, AC-1, 140 A / 400 V, 110 V AC, 50 Hz, 3-pole, Size S3, Screw terminal !!! Phased-out product !!! Successor is SIRIUS 3RT2 Preferred successor type is >>3RT2446-1AF00<< | - | 0 | 0
3RT1446-1AG20 |  | 3RT1446-1AG20 | 1 | UN | 1 | 20 | D | D | N | N | 85364900 | 1 | 4011209374041 | 1.84 | KG | 388.55 | 388.55 | CP02 | CP02 | Contactor, AC-1, 140 A / 400 V, 110 V AC, 50 / 60 Hz, 3-pole, Size S3, Screw terminal !!! Phased-out product !!! Successor is SIRIUS 3RT2 Preferred successor type is >>3RT2446-1AG20<< | - | 0 | 0
3RT1446-1AG60 |  | 3RT1446-1AG60 | 1 | UN | 1 | 20 | D | D | N | N | 85364900 | 1 | 4011209494398 | 1.85 | KG | 403.75 | 403.75 | CP02 | CP02 | Contactor, AC-1, 140 A / 400 V, 100 V AC, 50 Hz / 100 ... 110 V, 60 Hz, 3-pole, Size S3, Screw terminal !!! Phased-out product !!! Successor is SIRIUS 3RT2 | - | 0 | 0
3RT1446-1AH00 |  | 3RT1446-1AH00 | 1 | UN | 1 | 20 | D | D | N | N | 85364900 | 1 | 4011209374058 | 1.838 | KG | 388.55 | 388.55 | CP02 | CP02 | Contactor, AC-1, 140 A / 400 V, 48 V AC, 50 Hz, 3-pole, Size S3, Screw terminal !!! Phased-out product !!! Successor is SIRIUS 3RT2 | - | 0 | 0
3RT1446-1AK60 |  | 3RT1446-1AK60 | 1 | UN | 1 | 20 | D | D | N | N | 85364900 | 1 | 4011209374065 | 1.859 | KG | 388.55 | 388.55 | CP02 | CP02 | Contactor, AC-1, 140 A / 400 V, 110 V AC, 50 Hz / 120 V, 60 Hz, 3-pole, Size S3, Screw terminal !!! Phased-out product !!! Successor is SIRIUS 3RT2 Preferred successor type is >>3RT2446-1AK60<< | - | 0 | 0
3RT1446-1AL20 |  | 3RT1446-1AL20 | 1 | UN | 1 | 20 | D | D | N | N | 85364900 | 1 | 4011209374072 | 1.848 | KG | 388.55 | 388.55 | CP02 | CP02 | Contactor, AC-1, 140 A / 400 V, 230 V AC, 50 / 60 Hz, 3-pole, Size S3, Screw terminal !!! Phased-out product !!! Successor is SIRIUS 3RT2 Preferred successor type is >>3RT2446-1AL20<< | - | 0 | 0
3RT1446-1AL20-Z | X95 | 3RT1446-1AL20-ZX95 | 1 | UN | 1 | 20 | D | D | N | N | 85364900 | 20 | 4011209425965 | 1.805 | KG | 388.55 | 388.55 | CP02 | CP02 | Contactor, AC-1, 140 A / 400 V, 230 V AC, 50 / 60 Hz, 3-pole, Size S3, Screw terminal Reusable packaging = 20 units !!! Phased-out product !!! Successor is SIRIUS 3RT2 | - | 0 | 0
3RT1446-1AN20 |  | 3RT1446-1AN20 | 1 | UN | 1 | 20 | D | D | N | N | 85364900 | 1 | 4011209374089 | 1.839 | KG | 388.55 | 388.55 | CP02 | CP02 | Contactor, AC-1, 140 A / 400 V, 220 V AC, 50 / 60 Hz, 3-pole, Size S3, Screw terminal !!! Phased-out product !!! Successor is SIRIUS 3RT2 Preferred successor type is >>3RT2446-1AN20<< | - | 0 | 0
3RT1446-1AN60 |  | 3RT1446-1AN60 | 1 | UN | 1 | 20 | D | D | N | N | 85364900 | 1 | 4011209494404 | 1.845 | KG | 403.75 | 403.75 | CP02 | CP02 | Contactor, AC-1, 140 A / 400 V, 200 V AC, 50 Hz / 200 ... 220 V, 60 Hz, 3-pole, Size S3, Screw terminal !!! Phased-out product !!! Successor is SIRIUS 3RT2 | - | 0 | 0
3RT1446-1AP00 |  | 3RT1446-1AP00 | 1 | UN | 1 | 20 | D | D | N | N | 85364900 | 1 | 4011209301733 | 1.847 | KG | 388.55 | 388.55 | CP02 | CP02 | Contactor, AC-1, 140 A / 400 V, 230 V AC, 50 Hz, 3-pole, Size S3, Screw terminal !!! Phased-out product !!! Successor is SIRIUS 3RT2 Preferred successor type is >>3RT2446-1AP00<< | - | 0 | 0
3RT1446-1AP00-1AA0 |  | 3RT1446-1AP00-1AA0 | 1 | UN | 1 | 20 | D | D | N | N | 85364900 | 1 | 4011209549784 | 1.837 | KG | 415.15 | 415.15 | CP02 | CP02 | Contactor, AC-1, 140 A / 400 V, 230 V AC, 50 Hz, 3-pole, Size S3, Screw terminal Upright mounting position !!! Phased-out product !!! Successor is SIRIUS 3RT2 | - | 0 | 9
3RT1446-1AP60 |  | 3RT1446-1AP60 | 1 | UN | 1 | 20 | D | D | N | N | 85364900 | 1 | 4011209374096 | 1.83 | KG | 388.55 | 388.55 | CP02 | CP02 | Contactor, AC-1, 140 A / 400 V, 220 V AC, 50 Hz / 240 V, 60 Hz, 3-pole, Size S3, Screw terminal !!! Phased-out product !!! Successor is SIRIUS 3RT2 Preferred successor type is >>3RT2446-1AP60<< | - | 0 | 0
3RT1446-1AR60 |  | 3RT1446-1AR60 | 1 | UN | 1 | 20 | D | D | N | N | 85364900 | 1 | 4011209494411 | 1.842 | KG | 403.75 | 403.75 | CP02 | CP02 | Contactor, AC-1, 140 A / 400 V, 400 V AC, 50 Hz / 400 ... 440 V, 60 Hz, 3-pole, Size S3, Screw terminal !!! Phased-out product !!! Successor is SIRIUS 3RT2 | - | 0 | 0
3RT1446-1AV00 |  | 3RT1446-1AV00 | 1 | UN | 1 | 20 | D | D | N | N | 85364900 | 1 | 4011209374102 | 1.854 | KG | 403.75 | 403.75 | CP02 | CP02 | Contactor, AC-1, 140 A / 400 V, 400 V AC, 50 Hz, 3-pole, Size S3, Screw terminal !!! Phased-out product !!! Successor is SIRIUS 3RT2 Preferred successor type is >>3RT2446-1AV00<< | - | 0 | 0
3RT1446-1BB40 |  | 3RT1446-1BB40 | 1 | UN | 1 | 20 | D | D | N | N | 85364900 | 1 | 4011209363229 | 2.83 | KG | 514.9 | 514.9 | CP02 | CP02 | Contactor, AC-1, 140 A / 400 V, 24 V DC, 3-pole, Size S3, Screw terminal !!! Phased-out product !!! Successor is SIRIUS 3RT2 Preferred successor type is >>3RT2446-1NB30<< | - | 0 | 0
3RT1446-1BD40 |  | 3RT1446-1BD40 | 1 | UN | 1 | 20 | D | D | N | N | 85364900 | 1 | 4011209515048 | 2.831 | KG | 533.9 | 533.9 | CP02 | CP02 | Contactor, AC-1, 140 A / 400 V, 42 V DC, 3-pole, Size S3, Screw terminal !!! Phased-out product !!! Successor is SIRIUS 3RT2 | - | 0 | 0
3RT1446-1BE40 |  | 3RT1446-1BE40 | 1 | UN | 1 | 20 | D | D | N | N | 85364900 | 1 | 4011209352759 | 2.808 | KG | 533.9 | 533.9 | CP02 | CP02 | Contactor, AC-1, 140 A / 400 V, 60 V DC, 3-pole, Size S3, Screw terminal !!! Phased-out product !!! Successor is SIRIUS 3RT2 | - | 0 | 0
3RT1446-1BF40 |  | 3RT1446-1BF40 | 1 | UN | 1 | 20 | D | D | N | N | 85364900 | 1 | 4011209352766 | 2.77 | KG | 514.9 | 514.9 | CP02 | CP02 | Contactor, AC-1, 140 A / 400 V, 110 V DC, 3-pole, Size S3, Screw terminal !!! Phased-out product !!! Successor is SIRIUS 3RT2 Preferred successor type is >>3RT2446-1NF30<< | - | 0 | 0
3RT1446-1BG40 |  | 3RT1446-1BG40 | 1 | UN | 1 | 20 | D | D | N | N | 85364900 | 1 | 4011209515055 | 2.76 | KG | 533.9 | 533.9 | CP02 | CP02 | Contactor, AC-1, 140 A / 400 V, 125 V DC, 3-pole, Size S3, Screw terminal !!! Phased-out product !!! Successor is SIRIUS 3RT2 | - | 0 | 0
3RT1446-1BM40 |  | 3RT1446-1BM40 | 1 | UN | 1 | 20 | D | D | N | N | 85364900 | 1 | 4011209301740 | 2.773 | KG | 514.9 | 514.9 | CP02 | CP02 | Contactor, AC-1, 140 A / 400 V, 220 V DC, 3-pole, Size S3, Screw terminal !!! Phased-out product !!! Successor is SIRIUS 3RT2 | - | 0 | 0
3RT1446-1BP40 |  | 3RT1446-1BP40 | 1 | UN | 1 | 20 | D | D | N | N | 85364900 | 1 | 4011209352773 | 2.769 | KG | 533.9 | 533.9 | CP02 | CP02 | Contactor, AC-1, 140 A / 400 V, 230 V DC, 3-pole, Size S3, Screw terminal !!! Phased-out product !!! Successor is SIRIUS 3RT2 | - | 0 | 0
3RT1446-1BW40 |  | 3RT1446-1BW40 | 1 | UN | 1 | 20 | D | D | N | N | 85364900 | 1 | 4011209352780 | 2.789 | KG | 514.9 | 514.9 | CP02 | CP02 | Contactor, AC-1, 140 A / 400 V, 48 V DC, 3-pole, Size S3, Screw terminal !!! Phased-out product !!! Successor is SIRIUS 3RT2 Preferred successor type is >>3RT2446-1NE30<< | - | 0 | 0
3RT1446-3XX40-0LA2 |  | 3RT1446-3XX40-0LA2 | 1 | UN | 1 | 20 | D | D | N | N | 85364900 | 1 |  | 2.913 | KG | 855 | 855 | CP02 | CP02 | Contactor, AC-1, 140 A / 400 V, 33 V DC, 0.7 ... 1.25* Us, 3-pole, Size S3, spring-loaded connection technology With electronic control unit Integrated varistor !!! Phased-out product !!! Successor is SIRIUS 3RT2 | - | 0 | 0
3RT1446-6AV66 |  | 3RT1446-6AV66 | 1 | UN | 1 | 20 | D | D | N | N | 85364900 | 1 | 4011209585874 | 1.86 | KG | 403.75 | 403.75 | CP02 | CP02 | Contactor, AC-1, 140 A / 400 V, 480 V AC, 60 Hz Auxiliary contacts 2 NO + 2 NC Lateral, 3-pole, size S3 Busbar connections !!! Phased-out product !!! | - | 0 | 0
3RT1446-6AV66-Z | M95 | 3RT1446-6AV66-ZM95 | 1 | UN | 1 | 20 | D | D | N | N | 85364900 | 6 |  | 2.755 | KG | 403.75 | 403.75 | CP02 | CP02 | Contactor, AC-1, 140 A / 400 V, 480 V AC, 60 Hz Auxiliary contacts 2 NO + 2 NC lateral 3-pole, Size S3 Busbar connections Reusable packaging = 6 units !!! Phased-out product !!! Successor is SIRIUS 3RT2 | - | 0 | 9
3RT1446-6AV66-Z | X95 | 3RT1446-6AV66-ZX95 | 1 | UN | 1 | 20 | D | D | N | N | 85364900 | 12 | 4011209632981 | 1.76 | KG | 403.75 | 403.75 | CP02 | CP02 | Contactor, AC-1, 140 A / 400 V, 480 V AC, 60 Hz Auxiliary contacts 2 NO + 2 NC lateral 3-pole, Size S3 Busbar connections Reusable packaging = 12 units !!! Phased-out product !!! Successor is SIRIUS 3RT2 | - | 0 | 9
3RT1446-6BB46 |  | 3RT1446-6BB46 | 1 | UN | 1 | 20 | D | D | N | N | 85364900 | 1 | 4011209548404 | 2.835 | KG | 514.9 | 514.9 | CP02 | CP02 | Contactor, AC-1, 140 A / 400 V, 24 V DC, 3-pole, size S3, screw terminal, without box terminals lateral auxiliary switch block Left + right, 2 NO + 2 NC ! Phased-out product! Successor is SIRIUS 3RT2 Preferred successor type is >>3RT2446-1NB30<< | - | 0 | 9
3RT1446-6BB46-Z | M96 | 3RT1446-6BB46-ZM96 | 1 | UN | 1 | 20 | D | D | N | N | 85364900 | 6 |  | 2.755 | KG | 514.9 | 514.9 | CP02 | CP02 | Contactor, AC-1, 140 A / 400 V, 24 V DC, 3-pole, Size S3, screw terminal, without box terminals Lateral auxiliary switch block left + right, 2 NO + 2 NC Reusable packaging = 6 units !!! Phased-out product !!! Successor is SIRIUS 3RT2 | - | 0 | 9
3RT1446-6BB46-Z | X95 | 3RT1446-6BB46-ZX95 | 1 | UN | 1 | 20 | D | D | N | N | 85364900 | 12 | 4011209550513 | 2.755 | KG | 514.9 | 514.9 | CP02 | CP02 | Contactor, AC-1, 140 A / 400 V, 24 V DC, 3-pole, Size S3, screw terminal, without box terminals Lateral auxiliary switch block left + right, 2 NO + 2 NC Reusable packaging = 12 units !!! Phased-out product !!! Successor is SIRIUS 3RT2 | - | 0 | 9
3RT1456-2AP36 |  | 3RT1456-2AP36 | 1 | UN | 1 | 5 | B | D | N | N | 85364900 | 1 | 4011209650572 | 3.34 | KG | 554.8 | 554.8 | CP02 | CP02 | Contactor, AC-1, 275 A/690 V/40 Â°C, S6, 3-pole, 220-240 V AC/DC, with varistor, 2 NO+2 NC, Connection rail/ Spring-type terminal | - | 0 | 0
3RT1456-2XB46-0LA2 |  | 3RT1456-2XB46-0LA2 | 1 | UN | 1 | 5 | B | D | EAR99 | N | 85364900 | 1 | 4047621022574 | 3.4 | KG | 892.05 | 892.05 | CP02 | CP02 | Traction contactor, AC-1 275 A, 690 V Coil 24 V DC x (0.7-1.25) PLC input 24-110 V DC Auxiliary contacts 2 NO + 2 NC 3-pole size S6 Busbar connections Coil connection: Spring-type terminal | - | 0 | 0
3RT1456-2XF46-0LA2 |  | 3RT1456-2XF46-0LA2 | 1 | UN | 1 | 5 | B | D | EAR99 | N | 85364900 | 1 | 4047621022611 | 3.342 | KG | 892.05 | 892.05 | CP02 | CP02 | Traction contactor, AC-1 275 A, 690 V Coil 110 V DC x (0.7-1.25) PLC input 24-110 V DC Auxiliary contacts 2 NO + 2 NC 3-pole size S6 Busbar connections Coil connection: Spring-type terminal | - | 0 | 0
3RT1456-2XJ46-0LA2 |  | 3RT1456-2XJ46-0LA2 | 1 | UN | 1 | 5 | B | D | EAR99 | N | 85364900 | 1 | 4047621022598 | 3.4 | KG | 892.05 | 892.05 | CP02 | CP02 | Traction contactor, AC-1 275 A, 690 V Coil 72 V DC x (0.7-1.25) PLC input 24-110 V DC Auxiliary contacts 2 NO + 2 NC 3-pole size S6 Busbar connections Coil connection: Spring-type terminal | - | 0 | 0
3RT1456-6AB36 |  | 3RT1456-6AB36 | 1 | UN | 1 | 5 | B | D | N | N | 85364900 | 1 | 4011209506923 | 3.43 | KG | 554.8 | 554.8 | CP02 | CP02 | Contactor, AC-1, 275 A/690 V/40 Â°C, S6, 3-pole, 23-26 V AC/DC, with varistor, 2 NO+2 NC, Connection rail/ screw terminal | - | 0 | 0
3RT1456-6AB36-Z | X95 | 3RT1456-6AB36-ZX95 | 1 | UN | 1 | 15 | C | D | N | N | 85364900 | 9 | 4011209557338 | 3.1 | KG | 554.8 | 554.8 | CP02 | CP02 | Contactor, AC-1, 275 A/690 V/40 Â°C, S6, 3-pole, 23-26 V AC/DC, with varistor, 2 NO+2 NC, Connection rail/ screw terminal, 9 units | - | 0 | 0
3RT1456-6AB38-0PA5 |  | 3RT1456-6AB38-0PA5 | 1 | UN | 1 | 5 | B | D | N | N | 85364900 | 1 | 4011209900462 | 3.378 | KG | 602.3 | 602.3 | CP02 | CP02 | Contactor, AC-1, 275 A/690 V/40 Â°C, S6, 3-pole, 23-26 V AC/DC, with varistor, 2 NO+2 NC, encapsulated, Connection rail/ screw terminal | - | 0 | 0
3RT1456-6AD36 |  | 3RT1456-6AD36 | 1 | UN | 1 | 5 | B | D | N | N | 85364900 | 1 | 4011209509696 | 3.334 | KG | 554.8 | 554.8 | CP02 | CP02 | Contactor, AC-1, 275 A/690 V/40 Â°C, S6, 3-pole, 42-48 V AC/DC, with varistor, 2 NO+2 NC, Connection rail/ screw terminal | - | 0 | 0
3RT1456-6AF36 |  | 3RT1456-6AF36 | 1 | UN | 1 | 1 | A | D | N | N | 85364900 | 1 | 4011209509702 | 3.372 | KG | 554.8 | 554.8 | CP02 | CP02 | Contactor, AC-1, 275 A/690 V/40 Â°C, S6, 3-pole, 110-127 V AC/DC, with varistor, 2 NO+2 NC, Connection rail/ screw terminal | - | 0 | 0
3RT1456-6AF36-Z | X95 | 3RT1456-6AF36-ZX95 | 1 | UN | 1 | 15 | C | D | N | N | 85364900 | 9 | 4011209557345 | 3.236 | KG | 613.7 | 613.7 | CP02 | CP02 | Contactor, AC-1, 275 A/690 V/40 Â°C, S6, 3-pole, 110-127 V AC/DC, with varistor, 2 NO+2 NC, Connection rail/ screw terminal, 9 units | - | 0 | 0
3RT1456-6AM36 |  | 3RT1456-6AM36 | 1 | UN | 1 | 5 | B | D | N | N | 85364900 | 1 | 4011209509719 | 3.3 | KG | 554.8 | 554.8 | CP02 | CP02 | Contactor, AC-1, 275 A/690 V/40 Â°C, S6, 3-pole, 200-220 V AC/DC, with varistor, 2 NO+2 NC, Connection rail/ screw terminal | - | 0 | 0
3RT1456-6AM36-Z | X95 | 3RT1456-6AM36-ZX95 | 1 | UN | 1 | 15 | C | D | N | N | 85364900 | 9 |  | 3.1 | KG | 554.8 | 554.8 | CP02 | CP02 | Contactor, AC-1, 275 A/690 V/40 Â°C, S6, 3-pole, 200-220 V AC/DC, with varistor, 2 NO+2 NC, Connection rail/ screw terminal, 9 units | - | 0 | 0
3RT1456-6AP36 |  | 3RT1456-6AP36 | 1 | UN | 1 | 1 | A | D | N | N | 85364900 | 1 | 4011209509726 | 3.33 | KG | 554.8 | 554.8 | CP02 | CP02 | Contactor, AC-1, 275 A/690 V/40 Â°C, S6, 3-pole, 220-240 V AC/DC, with varistor, 2 NO+2 NC, Connection rail/ screw terminal | - | 0 | 0
3RT1456-6AP36-Z | X95 | 3RT1456-6AP36-ZX95 | 1 | UN | 1 | 5 | B | D | N | N | 85364900 | 9 | 4011209557352 | 3.1 | KG | 554.8 | 554.8 | CP02 | CP02 | Contactor, AC-1, 275 A/690 V/40 Â°C, S6, 3-pole, 220-240 V AC/DC, with varistor, 2 NO+2 NC, Connection rail/ screw terminal, 9 units | - | 0 | 0
3RT1456-6AP38-0PA5 |  | 3RT1456-6AP38-0PA5 | 1 | UN | 1 | 5 | B | D | N | N | 85364900 | 1 | 4011209632554 | 3.34 | KG | 602.3 | 602.3 | CP02 | CP02 | Contactor, AC-1, 275 A/690 V/40 Â°C, S6, 3-pole, 220-240 V AC/DC, with varistor, 2 NO+2 NC, encapsulated, Connection rail/ screw terminal | - | 0 | 0
3RT1456-6AR36 |  | 3RT1456-6AR36 | 1 | UN | 1 | 5 | B | D | N | N | 85364900 | 1 | 4011209509733 | 3.386 | KG | 554.8 | 554.8 | CP02 | CP02 | Contactor, AC-1, 275 A/690 V/40 Â°C, S6, 3-pole, 440-480 V AC/DC, with varistor, 2 NO+2 NC, Connection rail/ screw terminal | - | 0 | 0
3RT1456-6AS36 |  | 3RT1456-6AS36 | 1 | UN | 1 | 5 | B | D | N | N | 85364900 | 1 | 4011209509740 | 3.328 | KG | 554.8 | 554.8 | CP02 | CP02 | Contactor, AC-1, 275 A/690 V/40 Â°C, S6, 3-pole, 500-550 V AC/DC, with varistor, 2 NO+2 NC, Connection rail/ screw terminal | - | 0 | 0
3RT1456-6AT36 |  | 3RT1456-6AT36 | 1 | UN | 1 | 5 | B | D | N | N | 85364900 | 1 | 4011209509757 | 3.383 | KG | 554.8 | 554.8 | CP02 | CP02 | Contactor, AC-1, 275 A/690 V/40 Â°C, S6, 3-pole, 575-600 V AC/DC, with varistor, 2 NO+2 NC, Connection rail/ screw terminal | - | 0 | 0
3RT1456-6AU36 |  | 3RT1456-6AU36 | 1 | UN | 1 | 5 | B | D | N | N | 85364900 | 1 | 4011209509764 | 3.362 | KG | 554.8 | 554.8 | CP02 | CP02 | Contactor, AC-1, 275 A/690 V/40 Â°C, S6, 3-pole, 240-277 V AC/DC, with varistor, 2 NO+2 NC, Connection rail/ screw terminal | - | 0 | 0
3RT1456-6AV36 |  | 3RT1456-6AV36 | 1 | UN | 1 | 5 | B | D | N | N | 85364900 | 1 | 4011209509771 | 3.349 | KG | 554.8 | 554.8 | CP02 | CP02 | Contactor, AC-1, 275 A/690 V/40 Â°C, S6, 3-pole, 380-420 V AC/DC, with varistor, 2 NO+2 NC, Connection rail/ screw terminal | - | 0 | 0
3RT1456-6LA06 |  | 3RT1456-6LA06 | 1 | UN | 1 | 5 | B | D | N | N | 85364900 | 1 | 4011209509788 | 2.843 | KG | 467.4 | 467.4 | CP02 | CP02 | Contactor, AC-1, 275 A/690 V/40 Â°C, S6, 3-pole, without operating mechanism, 2 NO+2 NC, Connection rail/ screw terminal | - | 0 | 0
3RT1456-6NB36 |  | 3RT1456-6NB36 | 1 | UN | 1 | 5 | B | D | N | N | 85364900 | 1 | 4011209509795 | 3.402 | KG | 641.25 | 641.25 | CP02 | CP02 | Contactor, AC-1, 275 A/690 V/40 Â°C, S6, 3-pole, 21-27.3 V AC/DC, PLC-IN optional, with varistor, 2 NO+2 NC, Connection rail/ screw terminal | - | 0 | 0
3RT1456-6NF36 |  | 3RT1456-6NF36 | 1 | UN | 1 | 5 | B | D | N | N | 85364900 | 1 | 4011209509801 | 3.327 | KG | 641.25 | 641.25 | CP02 | CP02 | Contactor, AC-1, 275 A/690 V/40 Â°C, S6, 3-pole, 96-127 V AC/DC, PLC-IN optional, with varistor, 2 NO+2 NC, Connection rail/ screw terminal | - | 0 | 0
3RT1456-6NP36 |  | 3RT1456-6NP36 | 1 | UN | 1 | 5 | B | D | EAR99 | N | 85364900 | 1 | 4011209509818 | 3.4 | KG | 641.25 | 641.25 | CP02 | CP02 | Contactor, AC-1, 275 A/690 V/40 Â°C, S6, 3-pole, 200-277 V AC/DC, PLC-IN optional, with varistor, 2 NO+2 NC, Connection rail/ screw terminal | - | 0 | 0
3RT1456-6PF35 |  | 3RT1456-6PF35 | 1 | UN | 1 | 5 | B | D | N | N | 85364900 | 1 | 4011209511408 | 3.895 | KG | 855 | 855 | CP02 | CP02 | Contactor, AC-1, 275 A/690 V/40 Â°C, S6, 3-pole, 96-127 V AC/DC, PLC-IN optional, with varistor, 1 NO+1 NC, connection bar/ screw terminal, remaining life time | - | 0 | 0
3RT1456-6PP35 |  | 3RT1456-6PP35 | 1 | UN | 1 | 5 | B | D | N | N | 85364900 | 1 | 4011209511415 | 3.9 | KG | 855 | 855 | CP02 | CP02 | Contactor, AC-1, 275 A/690 V/40 Â°C, S6, 3-pole, 200-277 V AC/DC, PLC-IN optional, with varistor, 1 NO+1 NC, connection bar/ screw terminal, remaining life time | - | 0 | 0
3RT1456-6QF35 |  | 3RT1456-6QF35 | 1 | UN | 1 | 5 | B | D | N | N | 85364900 | 1 | 4011209511439 | 3.1 | KG | 1330 | 1330 | CP02 | CP02 | Contactor, AC-1, 275 A/690 V/40 Â°C, S6, 3-pole, 96-127 V AC/DC, PLC-IN optional, with varistor, 1 NO+1 NC, Connection rail/ screw terminal, AS-Interface | - | 0 | 7
3RT1456-6QP35 |  | 3RT1456-6QP35 | 1 | UN | 1 | 5 | B | D | N | N | 85364900 | 1 | 4011209511446 | 3.895 | KG | 1330 | 1330 | CP02 | CP02 | Contactor, AC-1, 275 A/690 V/40 Â°C, S6, 3-pole, 200-277 V AC/DC, PLC-IN optional, with varistor, 1 NO+1 NC, Connection rail/ screw terminal, AS-Interface | - | 0 | 7
3RT1456-6SF36 |  | 3RT1456-6SF36 | 1 | UN | 1 | 5 | B | D | N | N | 85364900 | 1 | 4047621043357 | 3.34 | KG | 688.75 | 688.75 | CP02 | CP02 | Contactor, AC-1, 275 A/690 V/40 Â°C, S6, 3-pole, 96-127 V AC/DC, F-PLC-IN with varistor, 2 NO+2 NC, Connection rail/ screw terminal | - | 0 | 0
3RT1456-6SF36-3PA0 |  | 3RT1456-6SF36-3PA0 | 1 | UN | 1 | 5 | B | D | N | N | 85364900 | 1 | 4047621043364 | 3.3 | KG | 712.5 | 712.5 | CP02 | CP02 | Contactor, AC-1, 275 A/690 V/40 Â°C, S6, 3-pole, 96-127 V AC/DC, F-PLC-IN with varistor, 2 NO+2 NC, permanently mounted, Connection rail/ screw terminal | - | 0 | 0
3RT1456-6SP36 |  | 3RT1456-6SP36 | 1 | UN | 1 | 5 | B | D | N | N | 85364900 | 1 | 4047621043371 | 3.288 | KG | 688.75 | 688.75 | CP02 | CP02 | Contactor, AC-1, 275 A/690 V/40 Â°C, S6, 3-pole, 200-277 V AC/DC, F-PLC-IN with varistor, 2 NO+2 NC, Connection rail/ screw terminal | - | 0 | 0
3RT1456-6SP36-3PA0 |  | 3RT1456-6SP36-3PA0 | 1 | UN | 1 | 5 | B | D | N | N | 85364900 | 1 | 4047621043388 | 3.325 | KG | 712.5 | 712.5 | CP02 | CP02 | Contactor, AC-1, 275 A/690 V/40 Â°C, S6, 3-pole, 200-277 V AC/DC, F-PLC-IN with varistor, 2 NO+2 NC, permanently mounted, Connection rail/ screw terminal | - | 0 | 0
3RT1456-6XB46-0LA2 |  | 3RT1456-6XB46-0LA2 | 1 | UN | 1 | 5 | B | D | N | N | 85364900 | 1 | 4047621022581 | 3.385 | KG | 892.05 | 892.05 | CP02 | CP02 | Traction contactor, AC-1 275 A, 690 V Coil 24 V DC x (0.7-1.25) PLC input 24-110 V DC Auxiliary contacts 2 NO + 2 NC 3-pole size S6 Busbar connections Coil connection: screw terminal | - | 0 | 0
3RT1456-6XF46-0LA2 |  | 3RT1456-6XF46-0LA2 | 1 | UN | 1 | 5 | B | D | EAR99 | N | 85364900 | 1 | 4047621022628 | 3.327 | KG | 892.05 | 892.05 | CP02 | CP02 | Traction contactor, AC-1 275 A, 690 V Coil 110 V DC x (0.7-1.25) PLC input 24-110 V DC Auxiliary contacts 2 NO + 2 NC 3-pole size S6 Busbar connections Coil connection: screw terminal | - | 0 | 0
3RT1456-6XJ46-0LA2 |  | 3RT1456-6XJ46-0LA2 | 1 | UN | 1 | 5 | B | D | EAR99 | N | 85364900 | 1 | 4047621022604 | 3.275 | KG | 892.05 | 892.05 | CP02 | CP02 | Traction contactor, AC-1 275 A, 690 V Coil 72 V DC x (0.7-1.25) PLC input 24-110 V DC Auxiliary contacts 2 NO + 2 NC 3-pole size S6 Busbar connections Coil connection: screw terminal | - | 0 | 0
3RT1466-2AP36 |  | 3RT1466-2AP36 | 1 | UN | 1 | 5 | B | D | N | N | 85364900 | 1 | 4011209725010 | 6.551 | KG | 1225.5 | 1225.5 | CP02 | CP02 | Contactor, AC-1, 400 A/690 V/40 Â°C, S10, 3-pole, 220-240 V AC/DC, with varistor, 2 NO+2 NC, Connection rail/ Spring-type terminal | - | 0 | 0
3RT1466-2XB46-0LA2 |  | 3RT1466-2XB46-0LA2 | 1 | UN | 1 | 5 | B | D | N | N | 85364900 | 1 | 4047621022802 | 6.561 | KG | 1862 | 1862 | CP02 | CP02 | Traction contactor AC-1,400 A/690V Coil 24 V DC x (0.7...1.25) PLC input 24...110 V DC Auxiliary contacts 2 NO + 2 NC 3-pole size S10 Busbar connections Coil connection: spring-type | - | 0 | 0
3RT1466-2XF46-0LA2 |  | 3RT1466-2XF46-0LA2 | 1 | UN | 1 | 5 | B | D | N | N | 85364900 | 1 | 4047621022840 | 6.707 | KG | 1862 | 1862 | CP02 | CP02 | Traction contactor AC-1,400 A/690V Coil 110 V DC x (0.7...1.25) PLC input 24...110 V DC Auxiliary contacts 2 NO + 2 NC 3-pole size S10 Busbar connections Coil connection: spring-type | - | 0 | 0
3RT1466-2XJ46-0LA2 |  | 3RT1466-2XJ46-0LA2 | 1 | UN | 1 | 5 | B | D | N | N | 85364900 | 1 | 4047621022826 | 6.58 | KG | 1862 | 1862 | CP02 | CP02 | Traction contactor AC-1,400 A/690V Coil 72 V DC x (0.7...1.25) PLC input 24...110 V DC Auxiliary contacts 2 NO + 2 NC 3-pole size S10 Busbar connections Coil connection: spring-type | - | 0 | 0
3RT1466-6AB36 |  | 3RT1466-6AB36 | 1 | UN | 1 | 5 | B | D | N | N | 85364900 | 1 | 4011209509887 | 6.58 | KG | 1225.5 | 1225.5 | CP02 | CP02 | Contactor, AC-1, 400 A/690 V/40 Â°C, S10, 3-pole, 23-26 V AC/DC, with varistor, 2 NO+2 NC, Connection rail/ screw terminal | - | 0 | 0
3RT1466-6AD36 |  | 3RT1466-6AD36 | 1 | UN | 1 | 5 | B | D | N | N | 85364900 | 1 | 4011209509894 | 6.56 | KG | 1225.5 | 1225.5 | CP02 | CP02 | Contactor, AC-1, 400 A/690 V/40 Â°C, S10, 3-pole, 42-48 V AC/DC, with varistor, 2 NO+2 NC, Connection rail/ screw terminal | - | 0 | 0
3RT1466-6AF36 |  | 3RT1466-6AF36 | 1 | UN | 1 | 5 | B | D | N | N | 85364900 | 1 | 4011209509900 | 6.586 | KG | 1225.5 | 1225.5 | CP02 | CP02 | Contactor, AC-1, 400 A/690 V/40 Â°C, S10, 3-pole, 110-127 V AC/DC, with varistor, 2 NO+2 NC, Connection rail/ screw terminal | - | 0 | 0
3RT1466-6AF36-Z | X95 | 3RT1466-6AF36-ZX95 | 1 | UN | 1 | 5 | B | D | N | N | 85364900 | 2 | 4011209557420 | 6.4 | KG | 1225.5 | 1225.5 | CP02 | CP02 | Contactor, AC-1, 400 A/690 V/40 Â°C, S10, 3-pole, 110-127 V AC/DC, with varistor, 2 NO+2 NC, Connection rail/ screw terminal, 2 units | - | 0 | 0
3RT1466-6AM36 |  | 3RT1466-6AM36 | 1 | UN | 1 | 5 | B | D | N | N | 85364900 | 1 | 4011209509917 | 6.585 | KG | 1225.5 | 1225.5 | CP02 | CP02 | Contactor, AC-1, 400 A/690 V/40 Â°C, S10, 3-pole, 200-220 V AC/DC, with varistor, 2 NO+2 NC, Connection rail/ screw terminal | - | 0 | 0
3RT1466-6AM36-Z | I45 | 3RT1466-6AM36-ZI45 | 1 | UN | 1 | 5 | B | D | N | N | 85364900 | 1 | 4047621020570 | 6.585 | KG | 1520 | 1520 | CP02 | CP02 | Contactor, AC-1, 400 A AC (50...60 Hz) / DC operation 200 ... 220 V UC Auxiliary contacts 2 NO + 2 NC 3-pole, Size S10 Busbar connections Drive: conventional | - | 0 | 7
3RT1466-6AP36 |  | 3RT1466-6AP36 | 1 | UN | 1 | 1 | A | D | N | N | 85364900 | 1 | 4011209509924 | 6.535 | KG | 1225.5 | 1225.5 | CP02 | CP02 | Contactor, AC-1, 400 A/690 V/40 Â°C, S10, 3-pole, 220-240 V AC/DC, with varistor, 2 NO+2 NC, Connection rail/ screw terminal | - | 0 | 0
3RT1466-6AP36-Z | X95 | 3RT1466-6AP36-ZX95 | 1 | UN | 1 | 15 | C | D | N | N | 85364900 | 2 | 4011209557437 | 6.37 | KG | 1225.5 | 1225.5 | CP02 | CP02 | Contactor, AC-1, 400 A/690 V/40 Â°C, S10, 3-pole, 220-240 V AC/DC, with varistor, 2 NO+2 NC, Connection rail/ screw terminal, 2 units | - | 0 | 0
3RT1466-6AR36 |  | 3RT1466-6AR36 | 1 | UN | 1 | 5 | B | D | N | N | 85364900 | 1 | 4011209509931 | 6.567 | KG | 1225.5 | 1225.5 | CP02 | CP02 | Contactor, AC-1, 400 A/690 V/40 Â°C, S10, 3-pole, 440-480 V AC/DC, with varistor, 2 NO+2 NC, Connection rail/ screw terminal | - | 0 | 0
3RT1466-6AS36 |  | 3RT1466-6AS36 | 1 | UN | 1 | 5 | B | D | N | N | 85364900 | 1 | 4011209509948 | 6.605 | KG | 1225.5 | 1225.5 | CP02 | CP02 | Contactor, AC-1, 400 A/690 V/40 Â°C, S10, 3-pole, 500-550 V AC/DC, with varistor, 2 NO+2 NC, Connection rail/ screw terminal | - | 0 | 0
3RT1466-6AT36 |  | 3RT1466-6AT36 | 1 | UN | 1 | 5 | B | D | N | N | 85364900 | 1 | 4011209509955 | 6.55 | KG | 1225.5 | 1225.5 | CP02 | CP02 | Contactor, AC-1, 400 A/690 V/40 Â°C, S10, 3-pole, 575-600 V AC/DC, with varistor, 2 NO+2 NC, Connection rail/ screw terminal | - | 0 | 0
3RT1466-6AU36 |  | 3RT1466-6AU36 | 1 | UN | 1 | 5 | B | D | N | N | 85364900 | 1 | 4011209509962 | 6.62 | KG | 1225.5 | 1225.5 | CP02 | CP02 | Contactor, AC-1, 400 A/690 V/40 Â°C, S10, 3-pole, 240-277 V AC/DC, with varistor, 2 NO+2 NC, Connection rail/ screw terminal | - | 0 | 0
3RT1466-6AV36 |  | 3RT1466-6AV36 | 1 | UN | 1 | 5 | B | D | N | N | 85364900 | 1 | 4011209509979 | 6.61 | KG | 1225.5 | 1225.5 | CP02 | CP02 | Contactor, AC-1, 400 A/690 V/40 Â°C, S10, 3-pole, 380-420 V AC/DC, with varistor, 2 NO+2 NC, Connection rail/ screw terminal | - | 0 | 0
3RT1466-6LA06 |  | 3RT1466-6LA06 | 1 | UN | 1 | 5 | B | D | N | N | 85364900 | 1 | 4011209509986 | 5.957 | KG | 1121 | 1121 | CP02 | CP02 | Contactor, AC-1, 400 A/690 V/40 Â°C, S10, 3-pole, without operating mechanism, 2NO+2NC, connection bar/ screw terminal | - | 0 | 0
3RT1466-6NB36 |  | 3RT1466-6NB36 | 1 | UN | 1 | 5 | B | D | N | N | 85364900 | 1 | 4011209509993 | 6.545 | KG | 1349 | 1349 | CP02 | CP02 | Contactor, AC-1, 400 A/690 V/40 Â°C, S10, 3-pole, 21-27.3 V AC/DC, PLC-IN optional, with varistor, 2 NO+2 NC, Connection rail/ screw terminal | - | 0 | 0
3RT1466-6NF36 |  | 3RT1466-6NF36 | 1 | UN | 1 | 5 | B | D | N | N | 85364900 | 1 | 4011209510005 | 6.707 | KG | 1349 | 1349 | CP02 | CP02 | Contactor, AC-1, 400 A/690 V/40 Â°C, S10, 3-pole, 96-127 V AC/DC, PLC-IN optional, with varistor, 2 NO+2 NC, Connection rail/ screw terminal | - | 0 | 0
3RT1466-6NP36 |  | 3RT1466-6NP36 | 1 | UN | 1 | 5 | B | D | N | N | 85364900 | 1 | 4011209510012 | 6.58 | KG | 1349 | 1349 | CP02 | CP02 | Contactor, AC-1, 400 A/690 V/40 Â°C, S10, 3-pole, 200-277 V AC/DC, PLC-IN optional, with varistor, 2 NO+2 NC, Connection rail/ screw terminal | - | 0 | 0
3RT1466-6PF35 |  | 3RT1466-6PF35 | 1 | UN | 1 | 5 | B | D | N | N | 85364900 | 1 | 4011209511460 | 5.7 | KG | 1558 | 1558 | CP02 | CP02 | Contactor, AC-1, 400 A/690 V/40 Â°C, S10, 3-pole, 96-127 V AC/DC, PLC-IN optional, with varistor, 1 NO+1 NC, connection bar/ screw terminal, remaining life time | - | 0 | 0
3RT1466-6PP35 |  | 3RT1466-6PP35 | 1 | UN | 1 | 5 | B | D | N | N | 85364900 | 1 | 4011209511477 | 7 | KG | 1558 | 1558 | CP02 | CP02 | Contactor, AC-1, 400 A/690 V/40 Â°C, S10, 3-pole, 200-277 V AC/DC, PLC-IN optional, with varistor, 1 NO+1 NC, connection bar/ screw terminal, remaining life time | - | 0 | 0
3RT1466-6QF35 |  | 3RT1466-6QF35 | 1 | UN | 1 | 5 | B | D | N | N | 85364900 | 1 | 4011209511491 | 5.7 | KG | 2232.5 | 2232.5 | CP02 | CP02 | Contactor, AC-1, 400 A/690 V/40 Â°C, S10, 3-pole, 96-127 V AC/DC, PLC-IN optional, with varistor, 1 NO+1 NC, Connection rail/ screw terminal, AS-Interface | - | 0 | 7
3RT1466-6QP35 |  | 3RT1466-6QP35 | 1 | UN | 1 | 5 | B | D | N | N | 85364900 | 1 | 4011209511507 | 10.2 | KG | 2232.5 | 2232.5 | CP02 | CP02 | Contactor, AC-1, 400 A/690 V/40 Â°C, S10, 3-pole, 200-277 V AC/DC, PLC-IN optional, with varistor, 1 NO+1 NC, Connection rail/ screw terminal, AS-Interface | - | 0 | 7
3RT1466-6SF36 |  | 3RT1466-6SF36 | 1 | UN | 1 | 5 | B | D | N | N | 85364900 | 1 | 4047621043395 | 6.7 | KG | 1396.5 | 1396.5 | CP02 | CP02 | Contactor, AC-1, 400 A/690 V/40 Â°C, S10, 3-pole, 96-127 V AC/DC, F-PLC-IN with varistor, 2 NO+2 NC, Connection rail/ screw terminal | - | 0 | 0
3RT1466-6SF36-3PA0 |  | 3RT1466-6SF36-3PA0 | 1 | UN | 1 | 5 | B | D | N | N | 85364900 | 1 | 4047621043401 | 6.7 | KG | 1425 | 1425 | CP02 | CP02 | Contactor, AC-1, 400 A/690 V/40 Â°C, S10, 3-pole, 96-127 V AC/DC, F-PLC-IN with varistor, 2 NO+2 NC, permanently mounted, Connection rail/ screw terminal | - | 0 | 0
3RT1466-6SP36 |  | 3RT1466-6SP36 | 1 | UN | 1 | 5 | B | D | N | N | 85364900 | 1 | 4047621043418 | 6.466 | KG | 1396.5 | 1396.5 | CP02 | CP02 | Contactor, AC-1, 400 A/690 V/40 Â°C, S10, 3-pole, 200-277 V AC/DC, F-PLC-IN with varistor, 2 NO+2 NC, Connection rail/ screw terminal | - | 0 | 0
3RT1466-6SP36-3PA0 |  | 3RT1466-6SP36-3PA0 | 1 | UN | 1 | 5 | B | D | N | N | 85364900 | 1 | 4047621043425 | 6.485 | KG | 1425 | 1425 | CP02 | CP02 | Contactor, AC-1, 400 A/690 V/40 Â°C, S10, 3-pole, 200-277 V AC/DC, F-PLC-IN with varistor, 2 NO+2 NC, permanently mounted, Connection rail/ screw terminal | - | 0 | 0
3RT1466-6XB46-0LA2 |  | 3RT1466-6XB46-0LA2 | 1 | UN | 1 | 5 | B | D | N | N | 85364900 | 1 | 4047621022819 | 6.535 | KG | 1862 | 1862 | CP02 | CP02 | Traction contactor AC-1,400 A/690V Coil 24 V DC x (0.7...1.25) PLC input 24...110 V DC Auxiliary contacts 2 NO + 2 NC 3-pole size S10 Busbar connections Coil connection: screw terminal | - | 0 | 0
3RT1466-6XF46-0LA2 |  | 3RT1466-6XF46-0LA2 | 1 | UN | 1 | 5 | B | D | N | N | 85364900 | 1 | 4047621022857 | 6.707 | KG | 1862 | 1862 | CP02 | CP02 | Traction contactor AC-1,400 A/690V Coil 110 V DC x (0.7...1.25) PLC input 24...110 V DC Auxiliary contacts 2 NO + 2 NC 3-pole size S10 Busbar connections Coil connection: screw terminal | - | 0 | 0
3RT1466-6XJ46-0LA2 |  | 3RT1466-6XJ46-0LA2 | 1 | UN | 1 | 5 | B | D | N | N | 85364900 | 1 | 4047621022833 | 6.654 | KG | 1862 | 1862 | CP02 | CP02 | Traction contactor AC-1,400 A/690V Coil 72 V DC x (0.7...1.25) PLC input 24...110 V DC Auxiliary contacts 2 NO + 2 NC 3-pole size S10 Busbar connections Coil connection: screw terminal | - | 0 | 0
3RT1467-2XB46-0LA2 |  | 3RT1467-2XB46-0LA2 | 1 | UN | 1 | 5 | B | D | N | N | 85364900 | 1 | 4047621056142 | 6.535 | KG | 2289.5 | 2289.5 | CP02 | CP02 | Traction contactor AC-1, 500 A DC operation 3-pole Electronic operating mechanism with PLC-IN 24-110 V DC Us 24 V x (0.7-1.25) Auxiliary contacts 2 NO + 2 NC Busbar connections Auxiliary switch and coil connections in spring-type connection system |  | 0 | 0
3RT1467-2XF46-0LA2 |  | 3RT1467-2XF46-0LA2 | 1 | UN | 1 | 5 | B | D | N | N | 85364900 | 1 | 4047621056166 | 6.707 | KG | 2289.5 | 2289.5 | CP02 | CP02 | Traction contactor AC-1, 500 A DC operation 3-pole Electronic operating mechanism with PLC-IN 24-110 V DC Us 110 V x (0.7-1.25) Auxiliary contacts 2 NO + 2 NC Busbar connections Auxiliary switch and coil connections in spring-type connection system |  | 0 | 0
3RT1467-2XJ46-0LA2 |  | 3RT1467-2XJ46-0LA2 | 1 | UN | 1 | 5 | B | D | N | N | 85364900 | 1 | 4047621056173 | 6.58 | KG | 2289.5 | 2289.5 | CP02 | CP02 | Traction contactor AC-1, 500 A DC operation 3-pole Electronic operating mechanism with PLC-IN 24-110 V DC Us 72 V x (0.7-1.25) Auxiliary contacts 2 NO + 2 NC Busbar connections Auxiliary switch and coil connections in spring-type connection system |  | 0 | 0
3RT1467-6AF36 |  | 3RT1467-6AF36 | 1 | UN | 1 | 5 | B | D | N | N | 85364900 | 1 | 4047621056203 | 6.585 | KG | 1567.5 | 1567.5 | CP02 | CP02 | Contactor, AC-1, 500 A/690 V/40 Â°C, S10, 3-pole, 110-127 V AC/DC, with varistor, 2 NO+2 NC, Connection rail/ screw terminal |  | 0 | 0
3RT1467-6AP36 |  | 3RT1467-6AP36 | 1 | UN | 1 | 5 | B | D | N | N | 85364900 | 1 | 4047621056227 | 6.551 | KG | 1567.5 | 1567.5 | CP02 | CP02 | Contactor, AC-1, 500 A/690 V/40 Â°C, S10, 3-pole, 220-240 V AC/DC, with varistor, 2 NO+2 NC, Connection rail/ screw terminal |  | 0 | 0
3RT1467-6NF36 |  | 3RT1467-6NF36 | 1 | UN | 1 | 5 | B | D | N | N | 85364900 | 1 | 4047621056319 | 6.707 | KG | 1767 | 1767 | CP02 | CP02 | Contactor, AC-1, 500 A/690 V/40 Â°C, S10, 3-pole, 96-127 V AC/DC, PLC-IN optional, with varistor, 2 NO+2 NC, Connection rail/ screw terminal |  | 0 | 0
3RT1467-6NP36 |  | 3RT1467-6NP36 | 1 | UN | 1 | 5 | B | D | N | N | 85364900 | 1 | 4047621056326 | 6.58 | KG | 1767 | 1767 | CP02 | CP02 | Contactor, AC-1, 500 A/690 V/40 Â°C, S10, 3-pole, 200-277 V AC/DC, PLC-IN optional, with varistor, 2 NO+2 NC, Connection rail/ screw terminal |  | 0 | 0
3RT1467-6PF35 |  | 3RT1467-6PF35 | 1 | UN | 1 | 5 | B | D | N | N | 85364900 | 1 | 4047621066059 | 5.7 | KG | 1985.5 | 1985.5 | CP02 | CP02 | Contactor, AC-1, 500 A/690 V/40 Â°C, S10, 3-pole, 96-127 V AC/DC, PLC-IN optional, with varistor, 1 NO+1 NC, Connection rail/ screw terminal |  | 0 | 0
3RT1467-6PP35 |  | 3RT1467-6PP35 | 1 | UN | 1 | 5 | B | D | N | N | 85364900 | 1 | 4047621056333 | 7 | KG | 1985.5 | 1985.5 | CP02 | CP02 | Contactor, AC-1, 500 A/690 V/40 Â°C, S10, 3-pole, 200-277 V AC/DC, PLC-IN optional, with varistor, 1 NO+1 NC, Connection rail/ screw terminal |  | 0 | 0
3RT1467-6SF36 |  | 3RT1467-6SF36 | 1 | UN | 1 | 5 | B | D | N | N | 85364900 | 1 | 4047621056340 | 6.7 | KG | 1814.5 | 1814.5 | CP02 | CP02 | Contactor, AC-1, 500 A/690 V/40 Â°C, S10, 3-pole, 96-127 V AC/DC, F-PLC-IN with varistor, 2 NO+2 NC, Connection rail/ screw terminal |  | 0 | 0
3RT1467-6SF36-3PA0 |  | 3RT1467-6SF36-3PA0 | 1 | UN | 1 | 5 | B | D | N | N | 85364900 | 1 | 4047621056357 | 6.7 | KG | 1843 | 1843 | CP02 | CP02 | Contactor, AC-1, 500 A/690 V/40 Â°C, S10, 3-pole, 96-127 V AC/DC, F-PLC-IN with varistor, 2 NO+2 NC, permanently mounted, Connection rail/ screw terminal |  | 0 | 0
3RT1467-6SP36 |  | 3RT1467-6SP36 | 1 | UN | 1 | 5 | B | D | N | N | 85364900 | 1 | 4047621056364 | 6.565 | KG | 1814.5 | 1814.5 | CP02 | CP02 | Contactor, AC-1, 500 A/690 V/40 Â°C, S10, 3-pole, 200-277 V AC/DC, F-PLC-IN with varistor, 2 NO+2 NC, Connection rail/ screw terminal |  | 0 | 0
3RT1467-6SP36-3PA0 |  | 3RT1467-6SP36-3PA0 | 1 | UN | 1 | 5 | B | D | N | N | 85364900 | 1 | 4047621056371 | 6.485 | KG | 1843 | 1843 | CP02 | CP02 | Contactor, AC-1, 500 A/690 V/40 Â°C, S10, 3-pole, 200-277 V AC/DC, F-PLC-IN with varistor, 2 NO+2 NC, permanently mounted, Connection rail/ screw terminal |  | 0 | 0
3RT1476-2AP36 |  | 3RT1476-2AP36 | 1 | UN | 1 | 5 | B | D | N | N | 85364900 | 1 | 4011209776104 | 10.346 | KG | 2052 | 2052 | CP02 | CP02 | Contactor, AC-1, 690 A/690 V/40 Â°C, S12, 3-pole, 220-240 V AC/DC, with varistor, 2 NO+2 NC, Connection rail/ Spring-type terminal | - | 0 | 0
3RT1476-2XB46-0LA2 |  | 3RT1476-2XB46-0LA2 | 1 | UN | 1 | 5 | B | D | N | N | 85364900 | 1 | 4047621022987 | 10.415 | KG | 3268 | 3268 | CP02 | CP02 | Traction contactor, AC-1 690 A / 690 V Coil 24 V DC x (0.7-1.25) PLC input 24-110 V DC Auxiliary contacts 2 NO + 2 NC 3-pole size S12 Busbar connections Coil connection: Spring-type terminal | - | 0 | 0
3RT1476-2XF46-0LA2 |  | 3RT1476-2XF46-0LA2 | 1 | UN | 1 | 5 | B | D | N | N | 85364900 | 1 | 4047621023021 | 10.085 | KG | 3268 | 3268 | CP02 | CP02 | Traction contactor, AC-1 690 A / 690 V Coil 110 V DC x (0.7-1.25) PLC input 24-110 V DC Auxiliary contacts 2 NO + 2 NC 3-pole size S12 Busbar connections Coil connection: Spring-type terminal | - | 0 | 0
3RT1476-2XJ46-0LA2 |  | 3RT1476-2XJ46-0LA2 | 1 | UN | 1 | 5 | B | D | N | N | 85364900 | 1 | 4047621023007 | 10.199 | KG | 3268 | 3268 | CP02 | CP02 | Traction contactor, AC-1 690 A / 690 V Coil 72 V DC x (0.7-1.25) PLC input 24-110 V DC Auxiliary contacts 2 NO + 2 NC 3-pole size S12 Busbar connections Coil connection: Spring-type terminal | - | 0 | 0
3RT1476-6AB36 |  | 3RT1476-6AB36 | 1 | UN | 1 | 5 | B | D | N | N | 85364900 | 1 | 4011209510081 | 10.601 | KG | 2052 | 2052 | CP02 | CP02 | Contactor, AC-1, 690 A/690 V/40 Â°C, S12, 3-pole, 23-26 V AC/DC, with varistor, 2 NO+2 NC, Connection rail/ screw terminal | - | 0 | 0
3RT1476-6AD36 |  | 3RT1476-6AD36 | 1 | UN | 1 | 5 | B | D | N | N | 85364900 | 1 | 4011209510098 | 10.345 | KG | 2052 | 2052 | CP02 | CP02 | Contactor, AC-1, 690 A/690 V/40 Â°C, S12, 3-pole, 42-48 V AC/DC, with varistor, 2 NO+2 NC, Connection rail/ screw terminal | - | 0 | 0
3RT1476-6AF36 |  | 3RT1476-6AF36 | 1 | UN | 1 | 2 | A | D | N | N | 85364900 | 1 | 4011209510104 | 10.49 | KG | 2052 | 2052 | CP02 | CP02 | Contactor, AC-1, 690 A/690 V/40 Â°C, S12, 3-pole, 110-127 V AC/DC, with varistor, 2 NO+2 NC, Connection rail/ screw terminal | - | 0 | 0
3RT1476-6AF36-0KU0 |  | 3RT1476-6AF36-0KU0 | 1 | UN | 1 | 5 | B | D | N | N | 85364900 | 1 | 4011209589612 | 9.1 | KG | 2698 | 2698 | CP02 | CP02 | Contactor, AC-1, 690 A/690 V/40 Â°C, S12, 3-pole, 110-127 V AC/DC, with varistor, 2 NO+2 NC, Connection rail/ screw terminal | - | 0 | 7
3RT1476-6AM36 |  | 3RT1476-6AM36 | 1 | UN | 1 | 5 | B | D | N | N | 85364900 | 1 | 4011209510111 | 10.35 | KG | 2052 | 2052 | CP02 | CP02 | Contactor, AC-1, 690 A/690 V/40 Â°C, S12, 3-pole, 200-220 V AC/DC, with varistor, 2 NO+2 NC, Connection rail/ screw terminal | - | 0 | 0
3RT1476-6AP36 |  | 3RT1476-6AP36 | 1 | UN | 1 | 1 | A | D | N | N | 85364900 | 1 | 4011209510128 | 10.366 | KG | 2052 | 2052 | CP02 | CP02 | Contactor, AC-1, 690 A/690 V/40 Â°C, S12, 3-pole, 220-240 V AC/DC, with varistor, 2 NO+2 NC, Connection rail/ screw terminal | - | 0 | 0
3RT1476-6AP36-0AE0 |  | 3RT1476-6AP36-0AE0 | 1 | UN | 1 | 10 | C | D | N | N | 85364900 | 1 | 4011209645516 | 10.26 | KG | 2128 | 2128 | CP02 | CP02 | Contactor, AC-1, 690 A/690 V/40 Â°C, S12, 3-pole, 220-240 V AC/DC, with varistor, 2NO+2NC, connection bar/ screw terminal, customized | - | 0 | 9
3RT1476-6AP36-0AE0-Z | X90 | 3RT1476-6AP36-0AE0-ZX90 | 1 | UN | 1 | 10 | C | D | N | N | 85364900 | 24 | 4011209775114 | 9.82 | KG | 2128 | 2128 | CP02 | CP02 | Contactor, AC-1, 690 A/690 V/40 Â°C, S12, 3-pole, 220-240 V AC/DC, with varistor, 2NO+2NC, connection bar/ screw terminal, customized, 24 units | - | 0 | 9
3RT1476-6AR36 |  | 3RT1476-6AR36 | 1 | UN | 1 | 5 | B | D | N | N | 85364900 | 1 | 4011209510135 | 10.45 | KG | 2052 | 2052 | CP02 | CP02 | Contactor, AC-1, 690 A/690 V/40 Â°C, S12, 3-pole, 440-480 V AC/DC, with varistor, 2 NO+2 NC, Connection rail/ screw terminal | - | 0 | 0
3RT1476-6AS36 |  | 3RT1476-6AS36 | 1 | UN | 1 | 5 | B | D | N | N | 85364900 | 1 | 4011209510142 | 9.1 | KG | 2052 | 2052 | CP02 | CP02 | Contactor, AC-1, 690 A/690 V/40 Â°C, S12, 3-pole, 500-550 V AC/DC, with varistor, 2 NO+2 NC, Connection rail/ screw terminal | - | 0 | 0
3RT1476-6AT36 |  | 3RT1476-6AT36 | 1 | UN | 1 | 5 | B | D | N | N | 85364900 | 1 | 4011209510159 | 10.26 | KG | 2052 | 2052 | CP02 | CP02 | Contactor, AC-1, 690 A/690 V/40 Â°C, S12, 3-pole, 575-600 V AC/DC, with varistor, 2 NO+2 NC, Connection rail/ screw terminal | - | 0 | 0
3RT1476-6AU36 |  | 3RT1476-6AU36 | 1 | UN | 1 | 5 | B | D | N | N | 85364900 | 1 | 4011209510166 | 10.46 | KG | 2052 | 2052 | CP02 | CP02 | Contactor, AC-1, 690 A/690 V/40 Â°C, S12, 3-pole, 240-277 V AC/DC, with varistor, 2 NO+2 NC, Connection rail/ screw terminal | - | 0 | 0
3RT1476-6AU36-0JR1 |  | 3RT1476-6AU36-0JR1 | 1 | UN | 1 | 5 | B | D | N | N | 85364900 | 1 | 4047621009605 | 10.345 | KG | 2080.5 | 2080.5 | CP02 | CP02 | Contactor, AC-1, 690 A/690 V/40 Â°C, S12, 3-pole, 240-277 V AC/DC, with varistor, 2NO+2NC, connection bar/ screw terminal, customized | - | 0 | 9
3RT1476-6AV36 |  | 3RT1476-6AV36 | 1 | UN | 1 | 5 | B | D | N | N | 85364900 | 1 | 4011209510173 | 10.452 | KG | 2052 | 2052 | CP02 | CP02 | Contactor, AC-1, 690 A/690 V/40 Â°C, S12, 3-pole, 380-420 V AC/DC, with varistor, 2 NO+2 NC, Connection rail/ screw terminal | - | 0 | 0
3RT1476-6LA06 |  | 3RT1476-6LA06 | 1 | UN | 1 | 5 | B | D | N | N | 85364900 | 1 | 4011209510180 | 9.27 | KG | 1957 | 1957 | CP02 | CP02 | Contactor, AC-1, 690 A/690 V/40 Â°C, S12, 3-pole, without operating mechanism, 2 NO+2 NC, Connection rail/ screw terminal | - | 0 | 0
3RT1476-6NB36 |  | 3RT1476-6NB36 | 1 | UN | 1 | 5 | B | D | N | N | 85364900 | 1 | 4011209510197 | 10.55 | KG | 2346.5 | 2346.5 | CP02 | CP02 | Contactor, AC-1, 690 A/690 V/40 Â°C, S12, 3-pole, 21-27.3 V AC/DC, PLC-IN optional, with varistor, 2 NO+2 NC, Connection rail/ screw terminal | - | 0 | 0
3RT1476-6NF36 |  | 3RT1476-6NF36 | 1 | UN | 1 | 5 | B | D | N | N | 85364900 | 1 | 4011209510203 | 10.438 | KG | 2346.5 | 2346.5 | CP02 | CP02 | Contactor, AC-1, 690 A/690 V/40 Â°C, S12, 3-pole, 96-127 V AC/DC, PLC-IN optional, with varistor, 2 NO+2 NC, Connection rail/ screw terminal | - | 0 | 0
3RT1476-6NP36 |  | 3RT1476-6NP36 | 1 | UN | 1 | 2 | A | D | N | N | 85364900 | 1 | 4011209510210 | 10.199 | KG | 2346.5 | 2346.5 | CP02 | CP02 | Contactor, AC-1, 690 A/690 V/40 Â°C, S12, 3-pole, 200-277 V AC/DC, PLC-IN optional, with varistor, 2 NO+2 NC, Connection rail/ screw terminal | - | 0 | 0
3RT1476-6PF35 |  | 3RT1476-6PF35 | 1 | UN | 1 | 5 | B | D | N | N | 85364900 | 1 | 4011209511521 | 11.138 | KG | 2555.5 | 2555.5 | CP02 | CP02 | Contactor, AC-1, 690 A/690 V/40 Â°C, S12, 3-pole, 96-127 V AC/DC, PLC-IN optional, with varistor, 1 NO+1 NC, connection bar/ screw terminal, remaining life time | - | 0 | 0
3RT1476-6PP35 |  | 3RT1476-6PP35 | 1 | UN | 1 | 5 | B | D | N | N | 85364900 | 1 | 4011209511538 | 10.71 | KG | 2555.5 | 2555.5 | CP02 | CP02 | Contactor, AC-1, 690 A/690 V/40 Â°C, S12, 3-pole, 200-277 V AC/DC, PLC-IN optional, with varistor, 1 NO+1 NC, connection bar/ screw terminal, remaining life time | - | 0 | 0
3RT1476-6QF35 |  | 3RT1476-6QF35 | 1 | UN | 1 | 5 | B | D | N | N | 85364900 | 1 | 4011209511552 | 9.1 | KG | 3439 | 3439 | CP02 | CP02 | Contactor, AC-1, 690 A/690 V/40 Â°C, S12, 3-pole, 96-127 V AC/DC, PLC-IN optional, with varistor, 1 NO+1 NC, Connection rail/ screw terminal, AS-Interface | - | 0 | 7
3RT1476-6QP35 |  | 3RT1476-6QP35 | 1 | UN | 1 | 5 | B | D | N | N | 85364900 | 1 | 4011209511569 | 9.1 | KG | 3439 | 3439 | CP02 | CP02 | Contactor, AC-1, 690 A/690 V/40 Â°C, S12, 3-pole, 200-277 V AC/DC, PLC-IN optional, with varistor, 1 NO+1 NC, Connection rail/ screw terminal, AS-Interface | - | 0 | 7
3RT1476-6SF36 |  | 3RT1476-6SF36 | 1 | UN | 1 | 5 | B | D | N | N | 85364900 | 1 | 4047621043432 | 10.407 | KG | 2394 | 2394 | CP02 | CP02 | Contactor, AC-1, 690 A/690 V/40 Â°C, S12, 3-pole, 96-127 V AC/DC, F-PLC-IN with varistor, 2 NO+2 NC, Connection rail/ screw terminal | - | 0 | 0
3RT1476-6SF36-3PA0 |  | 3RT1476-6SF36-3PA0 | 1 | UN | 1 | 5 | B | D | N | N | 85364900 | 1 | 4047621043449 | 10.9 | KG | 2422.5 | 2422.5 | CP02 | CP02 | Contactor, AC-1, 690 A/690 V/40 Â°C, S12, 3-pole, 96-127 V AC/DC, F-PLC-IN with varistor, 2 NO+2 NC, permanently mounted, Connection rail/ screw terminal | - | 0 | 0
3RT1476-6SP36 |  | 3RT1476-6SP36 | 1 | UN | 1 | 5 | B | D | N | N | 85364900 | 1 | 4047621043456 | 10.145 | KG | 2394 | 2394 | CP02 | CP02 | Contactor, AC-1, 690 A/690 V/40 Â°C, S12, 3-pole, 200-277 V AC/DC, F-PLC-IN with varistor, 2 NO+2 NC, Connection rail/ screw terminal | - | 0 | 0
3RT1476-6SP36-3PA0 |  | 3RT1476-6SP36-3PA0 | 1 | UN | 1 | 5 | B | D | N | N | 85364900 | 1 | 4047621043463 | 10.2 | KG | 2422.5 | 2422.5 | CP02 | CP02 | Contactor, AC-1, 690 A/690 V/40 Â°C, S12, 3-pole, 200-277 V AC/DC, F-PLC-IN with varistor, 2 NO+2 NC, permanently mounted, Connection rail/ screw terminal | - | 0 | 0
3RT1476-6XB46-0LA2 |  | 3RT1476-6XB46-0LA2 | 1 | UN | 1 | 5 | B | D | N | N | 85364900 | 1 | 4047621022994 | 10.055 | KG | 3268 | 3268 | CP02 | CP02 | Traction contactor, AC-1 690 A / 690 V Coil 24 V DC x (0.7-1.25) PLC input 24-110 V DC Auxiliary contacts 2 NO + 2 NC 3-pole size S12 Busbar connections Coil connection: screw terminal | - | 0 | 0
3RT1476-6XF46-0LA2 |  | 3RT1476-6XF46-0LA2 | 1 | UN | 1 | 5 | B | D | N | N | 85364900 | 1 | 4047621023038 | 10.085 | KG | 3268 | 3268 | CP02 | CP02 | Traction contactor, AC-1 690 A / 690 V Coil 110 V DC x (0.7-1.25) PLC input 24-110 V DC Auxiliary contacts 2 NO + 2 NC 3-pole size S12 Busbar connections Coil connection: screw terminal | - | 0 | 0
3RT1476-6XJ46-0LA2 |  | 3RT1476-6XJ46-0LA2 | 1 | UN | 1 | 5 | B | D | N | N | 85364900 | 1 | 4047621023014 | 10.615 | KG | 3268 | 3268 | CP02 | CP02 | Traction contactor, AC-1 690 A / 690 V Coil 72 V DC x (0.7-1.25) PLC input 24-110 V DC Auxiliary contacts 2 NO + 2 NC 3-pole size S12 Busbar connections Coil connection: screw terminal | - | 0 | 0
3RT1515-1AB00 |  | 3RT1515-1AB00 | 1 | UN | 1 | 15 | C | D | N | N | 85364900 | 1 | 4011209309449 | 0.207 | KG | 60.61 | 60.61 | CP02 | CP02 | Contactor, AC-2/AC-3 3 kW / 400 V,AC-1, 16 A, 24 V AC, 50 Hz, 4-pole, 2 NO + 2 NC, Size S00, Screw terminal !!! Phased-out product !!! Successor is SIRIUS 3RT2 | - | 0 | 7
3RT1515-1AD00 |  | 3RT1515-1AD00 | 1 | UN | 1 | 15 | C | D | N | N | 85364900 | 1 | 4011209443204 | 0.202 | KG | 66.12 | 66.12 | CP02 | CP02 | Power contactor, AC-3 7 A, 3 kW / 400 V 42 V AC, 50/60 Hz 4-pole, 2 NO + 2 NC Size S00, Screw terminal !!! Phased-out product !!! Successor is SIRIUS 3RT2 | - | 0 | 7
3RT1515-1AP00 |  | 3RT1515-1AP00 | 1 | UN | 1 | 20 | D | D | N | N | 85364900 | 1 | 4011209309463 | 0.197 | KG | 55.29 | 55.29 | CP02 | CP02 | Power contactor, AC-3 7 A, 3 kW / 400 V 230 V AC, 50 Hz 4-pole, 2 NO + 2 NC Size S00 Screw terminal !!! Phased-out product !!! Successor is SIRIUS 3RT2 | - | 0 | 9
3RT1515-1BB40 |  | 3RT1515-1BB40 | 1 | UN | 1 | 15 | C | D | N | N | 85364900 | 1 | 4011209314467 | 0.263 | KG | 69.35 | 69.35 | CP02 | CP02 | Contactor, AC-2/AC-3 3 kW / 400 V, AC-1, 16 A, 24 V AC, 4-pole, 2 NO + 2 NC, Size S00, Screw terminal !!! Phased-out product !!! Successor is SIRIUS 3RT2 | - | 0 | 7
3RT1516-1AB00 |  | 3RT1516-1AB00 | 1 | UN | 1 | 15 | C | D | N | N | 85364900 | 1 | 4011209314481 | 0.205 | KG | 54.44 | 54.44 | CP02 | CP02 | Contactor, AC-3, 4 kW / 400 V AC-1, 18 A, 24 V AC, 50/60 Hz 4-pole, 2 NO + 2 NC, Size S00 Screw terminal !!! Phased-out product !!! Successor is SIRIUS 3RT2 Preferred successor type is >>3RT2516-1AB00<< | - | 0 | 7
3RT1516-1AD00 |  | 3RT1516-1AD00 | 1 | UN | 1 | 15 | C | D | N | N | 85364900 | 1 | 4011209352797 | 0.202 | KG | 59 | 59 | CP02 | CP02 | Contactor, AC-3, 4 kW / 400 V AC-1, 18 A, 42 V AC, 50/60 Hz 4-pole, 2 NO + 2 NC, Size S00 Screw terminal !!! Phased-out product !!! Successor is SIRIUS 3RT2 Preferred successor type is >>3RT2516-1AD00<< | - | 0 | 7
3RT1516-1AD00-Z | X95 | 3RT1516-1AD00-ZX95 | 1 | UN | 1 | 15 | C | D | N | N | 85364900 | 144 | 4011209779112 | 0.189 | KG | 67.64 | 67.64 | CP02 | CP02 | Power contactor, AC-3 7 A, 3 kW / 400 V 2 NO + 2 NC 42 V AC, 50/60 Hz 4-pole, Size S00 Screw terminal Reusable packaging Pack = 144 units !!! Phased-out product !!! Successor is SIRIUS 3RT2 Preferred successor type is >>3RT2516-1AD00-ZX95<< | - | 0 | 7
3RT1516-1AF00 |  | 3RT1516-1AF00 | 1 | UN | 1 | 15 | C | D | N | N | 85364900 | 1 | 4011209314498 | 0.205 | KG | 54.44 | 54.44 | CP02 | CP02 | Contactor, AC-3, 4 kW / 400 V AC-1, 18 A, 110 V AC, 50/60 Hz 4-pole, 2 NO + 2 NC Size S00 Screw terminal !!! Phased-out product !!! Successor is SIRIUS 3RT2 Preferred successor type is >>3RT2516-1AF00<< | - | 0 | 7
3RT1516-1AG60 |  | 3RT1516-1AG60 | 1 | UN | 1 | 5 | B | D | N | N | 85364900 | 1 | 4011209494428 | 0.19 | KG | 67.64 | 67.64 | CP02 | CP02 | Contactor, AC-3, 4 kW / 400 V, AC-1, 18 A, 4-pole, 2 NO + 2 NC, Size S00, Screw terminal 100 V AC, 50 Hz / 100 ... 110 V, 60 Hz, !!! Phased-out product !!! Successor is SIRIUS 3RT2 | - | 0 | 9
3RT1516-1AH00 |  | 3RT1516-1AH00 | 1 | UN | 1 | 15 | C | D | N | N | 85364900 | 1 | 4011209352803 | 0.204 | KG | 54.44 | 54.44 | CP02 | CP02 | Contactor, AC-3, 4 kW / 400 V AC-1, 18 A, 48 V AC, 50/60 Hz 4-pole, 2 NO + 2 NC, Size S00 Screw terminal !!! Phased-out product !!! Successor is SIRIUS 3RT2 Preferred successor type is >>3RT2516-1AH00<< | - | 0 | 7
3RT1516-1AK60 |  | 3RT1516-1AK60 | 1 | UN | 1 | 15 | C | D | N | N | 85364900 | 1 | 4011209352810 | 0.206 | KG | 54.44 | 54.44 | CP02 | CP02 | Contactor, AC-3, 4 kW / 400 V AC-1, 18 A 110 V AC, 50 Hz / 120 V, 60 Hz 4-pole, 2 NO + 2 NC Size S00 Screw terminal !!! Phased-out product !!! Successor is SIRIUS 3RT2 Preferred successor type is >>3RT2516-1AK60<< | - | 0 | 7
3RT1516-1AM20 |  | 3RT1516-1AM20 | 1 | UN | 1 | 5 | B | D | N | N | 85364900 | 1 | 4011209438477 | 0.202 | KG | 67.64 | 67.64 | CP02 | CP02 | Contactor, AC-3, 4 kW / 400 V, AC-1, 18 A, 208 V AC, 50 / 60 Hz, 4-pole, 2 NO + 2 NC, Size S00, Screw terminal !!! Phased-out product !!! Successor is SIRIUS 3RT2 Preferred successor type is >>3RT2516-1AM20<< | - | 0 | 9
3RT1516-1AN20 |  | 3RT1516-1AN20 | 1 | UN | 1 | 15 | C | D | N | N | 85364900 | 1 | 4011209352827 | 0.201 | KG | 62.32 | 62.32 | CP02 | CP02 | Contactor, AC-3, 4 kW / 400 V AC-1, 18 A, 220 V AC, 50/60 Hz 4-pole, 2 NO + 2 NC Size S00 Screw terminal !!! Phased-out product !!! Successor is SIRIUS 3RT2 | - | 0 | 7
3RT1516-1AP00 |  | 3RT1516-1AP00 | 1 | UN | 1 | 5 | B | D | N | N | 85364900 | 1 | 4011209314504 | 0.204 | KG | 54.44 | 54.44 | CP02 | CP02 | Contactor, AC-3, 4 kW / 400 V AC-1, 18 A, 230 V AC, 50/60 Hz 4-pole, 2 NO + 2 NC Size S00 Screw terminal !!! Phased-out product !!! Successor is SIRIUS 3RT2 Preferred successor type is >>3RT2516-1AP00<< | - | 0 | 7
3RT1516-1AP60 |  | 3RT1516-1AP60 | 1 | UN | 1 | 15 | C | D | N | N | 85364900 | 1 | 4011209533912 | 0.205 | KG | 54.44 | 54.44 | CP02 | CP02 | Contactor, AC-3, 4 kW / 400 V AC-1, 18 A, 230 V AC, 50/60 Hz 220 V AC, 50 Hz / 240 V, 60 Hz 4-pole, 2 NO + 2 NC Size S00 Screw terminal !!! Phased-out product !!! Successor is SIRIUS 3RT2 Preferred successor type is >>3RT2516-1AP60<< | - | 0 | 7
3RT1516-1AR60 |  | 3RT1516-1AR60 | 1 | UN | 1 | 15 | C | D | N | N | 85364900 | 1 | 4011209494435 | 0.2 | KG | 67.64 | 67.64 | CP02 | CP02 | Contactor, AC-3, 4 kW / 400 V AC-1, 18 A, 400 V AC, 50 Hz 440 V AC, 60 Hz 4-pole, 2 NO + 2 NC Size S00 Screw terminal !!! Phased-out product !!! Successor is SIRIUS 3RT2 | - | 0 | 7
3RT1516-1AT60 |  | 3RT1516-1AT60 | 1 | UN | 1 | 15 | C | D | N | N | 85364900 | 1 | 4011209511613 | 0.202 | KG | 67.64 | 67.64 | CP02 | CP02 | Contactor, AC-3, 4 kW / 400 V, AC-1, 18 A, 230 V AC, 50 / 60 Hz, 4-pole, 2 NO + 2 NC, Size S00, screw terminal 600 V, 60 Hz !!! Phased-out product !!! Successor is SIRIUS 3RT2 | - | 0 | 7
3RT1516-1AU60 |  | 3RT1516-1AU60 | 1 | UN | 1 | 5 | B | D | N | N | 85364900 | 1 | 4011209438460 | 0.208 | KG | 67.64 | 67.64 | CP02 | CP02 | Contactor, AC-3, 4 kW / 400 V, AC-1, 18 A, 277 V AC, 60 Hz, 4-pole, 2 NO + 2 NC, Size S00, Screw terminal !!! Phased-out product !!! Successor is SIRIUS 3RT2 | - | 0 | 9
3RT1516-1AV00 |  | 3RT1516-1AV00 | 1 | UN | 1 | 15 | C | D | N | N | 85364900 | 1 | 4011209352834 | 0.202 | KG | 67.64 | 67.64 | CP02 | CP02 | Contactor, AC-3, 4 kW / 400 V AC-1, 18 A, 400 V AC, 50/60 Hz 4-pole, 2 NO + 2 NC Size S00 Screw terminal !!! Phased-out product !!! Successor is SIRIUS 3RT2 | - | 0 | 7
3RT1516-1AV60 |  | 3RT1516-1AV60 | 1 | UN | 1 | 15 | C | D | N | N | 85364900 | 1 | 4011209446045 | 0.204 | KG | 67.64 | 67.64 | CP02 | CP02 | Contactor, AC-3, 4 kW / 400 V AC-1, 18 A, 480 V AC, 60 Hz 4-pole, 2 NO + 2 NC, Size S00 Screw terminal !!! Phased-out product !!! Successor is SIRIUS 3RT2 | - | 0 | 7
3RT1516-1BA40 |  | 3RT1516-1BA40 | 1 | UN | 1 | 15 | C | D | N | N | 85364900 | 1 | 4011209389267 | 0.267 | KG | 70.02 | 70.02 | CP02 | CP02 | Contactor, AC-3, 4 kW / 400 V AC-1, 18 A, 12 V DC 4-pole, 2 NO + 2 NC, Size S00 Screw terminal !!! Phased-out product !!! Successor is SIRIUS 3RT2 | - | 0 | 7
3RT1516-1BB40 |  | 3RT1516-1BB40 | 1 | UN | 1 | 5 | B | D | N | N | 85364900 | 1 | 4011209283343 | 0.266 | KG | 62.89 | 62.89 | CP02 | CP02 | Contactor, AC-3, 4 kW / 400 V AC-1, 18 A, 24 V DC 4-pole, 2 NO + 2 NC, Size S00 Screw terminal !!! Phased-out product !!! Successor is SIRIUS 3RT2 Preferred successor type is >>3RT2516-1BB40<< | - | 0 | 7
3RT1516-1BD40 |  | 3RT1516-1BD40 | 1 | UN | 1 | 15 | C | D | N | N | 85364900 | 1 | 4011209515062 | 0.265 | KG | 80.09 | 80.09 | CP02 | CP02 | Contactor, AC-3, 4 kW / 400 V, AC-1, 18 A, 42 V DC, 4-pole, 2 NO + 2 NC, Size S00, Screw terminal !!! Phased-out product !!! Successor is SIRIUS 3RT2 | - | 0 | 7
3RT1516-1BF40 |  | 3RT1516-1BF40 | 1 | UN | 1 | 15 | C | D | N | N | 85364900 | 1 | 4011209352841 | 0.25 | KG | 72.01 | 72.01 | CP02 | CP02 | Contactor, AC-3, 4 kW / 400 V AC-1, 18 A, 110 V DC 4-pole, 2 NO + 2 NC, Size S00 Screw terminal !!! Phased-out product !!! Successor is SIRIUS 3RT2 Preferred successor type is >>3RT2516-1BF40<< | - | 0 | 7
3RT1516-1BG40 |  | 3RT1516-1BG40 | 1 | UN | 1 | 15 | C | D | N | N | 85364900 | 1 | 4011209515079 | 0.26 | KG | 70.02 | 70.02 | CP02 | CP02 | Contactor, AC-3, 4 kW / 400 V AC-1, 18 A, 125 V DC 4-pole, 2 NO + 2 NC, Size S00 Screw terminal !!! Phased-out product !!! Successor is SIRIUS 3RT2 Preferred successor type is >>3RT2516-1BG40<< | - | 0 | 7
3RT1516-1BM40 |  | 3RT1516-1BM40 | 1 | UN | 1 | 15 | C | D | N | N | 85364900 | 1 | 4011209312111 | 0.262 | KG | 72.01 | 72.01 | CP02 | CP02 | Contactor, AC-3, 4 kW / 400 V AC-1, 18 A, 220 V DC 4-pole, 2 NO + 2 NC, Size S00 Screw terminal !!! Phased-out product !!! Successor is SIRIUS 3RT2 Preferred successor type is >>3RT2516-1BM40<< | - | 0 | 7
3RT1516-1BP40 |  | 3RT1516-1BP40 | 1 | UN | 1 | 15 | C | D | N | N | 85364900 | 1 | 4011209352858 | 0.264 | KG | 80.09 | 80.09 | CP02 | CP02 | Contactor, AC-3, 4 kW / 400 V, AC-1, 18 A, 230 V DC, 4-pole, 2 NO + 2 NC, Size S00, Screw terminal !!! Phased-out product !!! Successor is SIRIUS 3RT2 | - | 0 | 7
3RT1516-1BW40 |  | 3RT1516-1BW40 | 1 | UN | 1 | 20 | D | D | N | N | 85364900 | 1 | 4011209352865 | 0.261 | KG | 65.65 | 65.65 | CP02 | CP02 | Contactor, AC-3, 4 kW / 400 V AC-1, 18 A, 48 V DC 4-pole, 2 NO + 2 NC, Size S00 Screw terminal !!! Phased-out product !!! Successor is SIRIUS 3RT2 Preferred successor type is >>3RT2516-1BW40<< | - | 0 | 7
3RT1516-1FU40 |  | 3RT1516-1FU40 | 1 | UN | 1 | 15 | C | D | N | N | 85364900 | 1 | 4011209775121 | 0.265 | KG | 92.25 | 92.25 | CP02 | CP02 | Power contactor, AC-3 9 A, 4 kW / 400 V 21.5 V DC, Integrated diode 4-pole, 2 NO + 2 NC Size S00, Screw terminal !!! Phased-out product !!! Successor is SIRIUS 3RT2 | - | 0 | 7
3RT1516-1GX20-0AA2 |  | 3RT1516-1GX20-0AA2 | 1 | UN | 1 | 15 | C | D | N | N | 85364900 | 1 | 4011209469761 | 0.266 | KG | 98.8 | 98.8 | CP02 | CP02 | Contactor, AC-3, 4 kW / 400 V AC-1, 18 A, 27 V AC, 50/60 Hz 4-pole, 2 NO + 2 NC, Size S00 Screw terminal with integrated rectifier bridge operating range 21.6...31.9 V, AC Ambient temperature max. = 50 Â°C !!! Phased-out product !!! Successor is SIRIUS 3RT2 | - | 0 | 9
3RT1516-1GX20-0AA2-Z | X95 | 3RT1516-1GX20-0AA2-ZX95 | 1 | UN | 1 | 5 | B | D | N | N | 85364900 | 144 |  | 0.266 | KG | 114 | 114 | CP02 | CP02 | Contactor, AC-3 4 kW/400 V, AC-1, 18 A, 27 V AC, 50/60 Hz 4-pole, 2 NO + 2 NC, Size S00, Screw terminal With integrated bridge rectifier Operating range 21.6...31.9 V AC Ambient temperature max. = 50 Â°C Reusable packaging = 144 units !!! Phased-out product !!! Successor is SIRIUS 3RT2 | - | 0 | 9
3RT1516-2AB00 |  | 3RT1516-2AB00 | 1 | UN | 1 | 15 | C | D | N | N | 85364900 | 1 | 4011209308992 | 0.207 | KG | 63.56 | 63.56 | CP02 | CP02 | Contactor, AC-3, 4 kW / 400 V AC-1, 18 A, 24 V AC, 50 Hz 4-pole, 2 NO + 2 NC, Size S00 Spring-type terminal !!! Phased-out product !!! Successor is SIRIUS 3RT2 Preferred successor type is >>3RT2516-2AB00<< | - | 0 | 7
3RT1516-2AD00 |  | 3RT1516-2AD00 | 1 | UN | 1 | 15 | C | D | N | N | 85364900 | 1 | 4011209429321 | 0.2 | KG | 69.07 | 69.07 | CP02 | CP02 | Contactor, AC-3, 4 kW / 400 V, AC-1, 18 A, 42 V AC, 50 / 60 Hz, 4-pole, 2 NO + 2 NC, Size S00, spring-loaded connection technology !!! Phased-out product !!! Successor is SIRIUS 3RT2 | - | 0 | 7
3RT1516-2AF00 |  | 3RT1516-2AF00 | 1 | UN | 1 | 15 | C | D | N | N | 85364900 | 1 | 4011209309005 | 0.208 | KG | 63.56 | 63.56 | CP02 | CP02 | Contactor, AC-3, 4 kW / 400 V, AC-1, 18 A, 110 V AC, 50 Hz, 4-pole, 2 NO + 2 NC, Size S00, spring-loaded connection technology !!! Phased-out product !!! Successor is SIRIUS 3RT2 Preferred successor type is >>3RT2516-2AF00<< | - | 0 | 7
3RT1516-2AG60 |  | 3RT1516-2AG60 | 1 | UN | 1 | 5 | B | D | N | N | 85364900 | 1 | 4011209494442 | 0.19 | KG | 69.07 | 69.07 | CP02 | CP02 | Contactor, AC-3, 4 kW / 400 V, AC-1, 18 A, 4-pole, 2 NO + 2 NC, Size S00, 100 V AC, 50 Hz / 100 ... 110 V, 60 Hz !!! Phased-out product !!! Successor is SIRIUS 3RT2 | - | 0 | 9
3RT1516-2AH00 |  | 3RT1516-2AH00 | 1 | UN | 1 | 15 | C | D | N | N | 85364900 | 1 | 4011209429338 | 0.2 | KG | 63.56 | 63.56 | CP02 | CP02 | Contactor, AC-3, 4 kW / 400 V AC-1, 18 A, 48 V AC, 50/60 Hz 4-pole, 2 NO + 2 NC, Size S00 Spring-type terminal !!! Phased-out product !!! Successor is SIRIUS 3RT2 | - | 0 | 7
3RT1516-2AK60 |  | 3RT1516-2AK60 | 1 | UN | 1 | 15 | C | D | N | N | 85364900 | 1 | 4011209427242 | 0.201 | KG | 63.56 | 63.56 | CP02 | CP02 | Contactor, AC-3, 4 kW / 400 V, AC-1, 18 A, 400 V AC, 50 / 60 Hz, 110 V AC, 50 Hz / 120 V, 60 Hz, 4-pole, 2 NO + 2 NC, Size S00, spring-loaded connection technology !!! Phased-out product !!! Successor is SIRIUS 3RT2 Preferred successor type is >>3RT2516-2AK60<< | - | 0 | 7
3RT1516-2AN20 |  | 3RT1516-2AN20 | 1 | UN | 1 | 15 | C | D | N | N | 85364900 | 1 | 4011209352872 | 0.199 | KG | 55.48 | 55.48 | CP02 | CP02 | Contactor, AC-3, 4 kW / 400 V AC-1, 18 A, 220 V AC, 50/60 Hz 4-pole, 2 NO + 2 NC Size S00 Spring-type terminal !!! Phased-out product !!! Successor is SIRIUS 3RT2 | - | 0 | 7
3RT1516-2AN60 |  | 3RT1516-2AN60 | 1 | UN | 1 | 5 | B | D | N | N | 85364900 | 1 | 4011209494459 | 0.19 | KG | 69.07 | 69.07 | CP02 | CP02 | Power contactor, AC-3 9 A, 4 kW / 400 V 200 V AC, 50 Hz/200-220 V, 60 Hz 4-pole, 2 NO + 2 NC Size S00 Spring-type terminal !!! Phased-out product !!! Successor is SIRIUS 3RT2 | - | 0 | 9
3RT1516-2AP00 |  | 3RT1516-2AP00 | 1 | UN | 1 | 15 | C | D | N | N | 85364900 | 1 | 4011209309012 | 0.2 | KG | 55.48 | 55.48 | CP02 | CP02 | Contactor, AC-3, 4 kW / 400 V AC-1, 18 A, 230 V AC, 50 Hz 4-pole, 2 NO + 2 NC, Size S00 Spring-type terminal !!! Phased-out product !!! Successor is SIRIUS 3RT2 Preferred successor type is >>3RT2516-2AP00<< | - | 0 | 7
3RT1516-2AP60 |  | 3RT1516-2AP60 | 1 | UN | 1 | 5 | B | D | N | N | 85364900 | 1 | 4011209393493 | 0.198 | KG | 63.56 | 63.56 | CP02 | CP02 | Contactor, AC-3, 4 kW / 400 V, AC-1, 18 A, 220 V AC, 50 Hz / 240 V, 60 Hz, 4-pole, 2 NO + 2 NC, Size S00, spring-loaded connection technology !!! Phased-out product !!! Successor is SIRIUS 3RT2 Preferred successor type is >>3RT2516-2AP60<< | - | 0 | 9
3RT1516-2AR60 |  | 3RT1516-2AR60 | 1 | UN | 1 | 15 | C | D | N | N | 85364900 | 1 | 4011209494466 | 0.19 | KG | 69.07 | 69.07 | CP02 | CP02 | Contactor, AC-3, 4 kW / 400 V, AC-1, 18 A, 4-pole, 2 NO + 2 NC, Size S00, spring-loaded connection technology 400 V AC, 50 Hz / 60 Hz, 440 V, 60 Hz, !!! Phased-out product !!! Successor is SIRIUS 3RT2 | - | 0 | 7
3RT1516-2AV00 |  | 3RT1516-2AV00 | 1 | UN | 1 | 15 | C | D | N | N | 85364900 | 1 | 4011209429345 | 0.203 | KG | 69.07 | 69.07 | CP02 | CP02 | Contactor, AC-3, 4 kW / 400 V AC-1, 18 A, 400 V AC, 50/60 Hz 4-pole, 2 NO + 2 NC Size S00 Spring-type terminal !!! Phased-out product !!! Successor is SIRIUS 3RT2 | - | 0 | 7
3RT1516-2BA40 |  | 3RT1516-2BA40 | 1 | UN | 1 | 15 | C | D | N | N | 85364900 | 1 | 4011209389748 | 0.26 | KG | 81.7 | 81.7 | CP02 | CP02 | Contactor, AC-3, 4 kW / 400 V, AC-1, 18 A, 12 V DC, 4-pole, 2 NO + 2 NC, Size S00, spring-loaded connection technology !!! Phased-out product !!! Successor is SIRIUS 3RT2 Preferred successor type is >>3RT2516-2BA40<< | - | 0 | 7
3RT1516-2BB40 |  | 3RT1516-2BB40 | 1 | UN | 1 | 5 | B | D | N | N | 85364900 | 1 | 4011209309210 | 0.263 | KG | 64.03 | 64.03 | CP02 | CP02 | Contactor, AC-3, 4 kW / 400 V AC-1, 18 A, 24 V DC 4-pole, 2 NO + 2 NC, Size S00 Spring-type terminal !!! Phased-out product !!! Successor is SIRIUS 3RT2 Preferred successor type is >>3RT2516-2BB40<< | - | 0 | 7
3RT1516-2BF40 |  | 3RT1516-2BF40 | 1 | UN | 1 | 5 | B | D | N | N | 85364900 | 1 | 4011209351202 | 0.262 | KG | 73.44 | 73.44 | CP02 | CP02 | Contactor, AC-3, 4 kW / 400 V, AC-1, 18 A, 110 V DC, 4-pole, 2 NO + 2 NC, Size S00, spring-loaded connection technology !!! Phased-out product !!! Successor is SIRIUS 3RT2 Preferred successor type is >>3RT2516-2BF40<< | - | 0 | 9
3RT1516-2BM40 |  | 3RT1516-2BM40 | 1 | UN | 1 | 5 | B | D | N | N | 85364900 | 1 | 4011209309227 | 0.256 | KG | 73.44 | 73.44 | CP02 | CP02 | Contactor, AC-3, 4 kW / 400 V, AC-1, 18 A, 220 V DC, 4-pole, 2 NO + 2 NC, Size S00, spring-loaded connection technology !!! Phased-out product !!! Successor is SIRIUS 3RT2 Preferred successor type is >>3RT2516-2BM40<< | - | 0 | 9
3RT1516-2BP40 |  | 3RT1516-2BP40 | 1 | UN | 1 | 5 | B | D | N | N | 85364900 | 1 | 4011209351219 | 0.25 | KG | 81.7 | 81.7 | CP02 | CP02 | Contactor, AC-3, 4 kW / 400 V, AC-1, 18 A, 230 V DC, 4-pole, 2 NO + 2 NC, Size S00, spring-loaded connection technology !!! Phased-out product !!! Successor is SIRIUS 3RT2 | - | 0 | 9
3RT1516-2GX20-0AA2 |  | 3RT1516-2GX20-0AA2 | 1 | UN | 1 | 5 | B | D | N | N | 85364900 | 1 | 4011209605442 | 0.261 | KG | 114.95 | 114.95 | CP02 | CP02 | Contactor, AC-3, 4 kW/ 400 V, AC-1, 18 A, 27 V AC, 50/60 Hz 4-pole, 2 NO + 2 NC, Size S00 Cage Clamp terminal With integrated bridge rectifier Operating range 21.6 ... 31.9 V Ambient temperature, max. = 50 Â°C !!! Phased-out product !!! Successor is SIRIUS 3RT2 | - | 0 | 9
3RT1517-1AB00 |  | 3RT1517-1AB00 | 1 | UN | 1 | 5 | B | D | N | N | 85364900 | 1 | 4011209312128 | 0.206 | KG | 66.79 | 66.79 | CP02 | CP02 | Contactor, AC-3, 5.5 kW / 400 V AC-1, 22 A, 24 V AC, 50/60 Hz 4-pole, 2 NO + 2 NC, Size S00 Screw terminal !!! Phased-out product !!! Successor is SIRIUS 3RT2 Preferred successor type is >>3RT2517-1AB00<< | - | 0 | 7
3RT1517-1AC60 |  | 3RT1517-1AC60 | 1 | UN | 1 | 15 | C | D | N | N | 85364900 | 1 | 4011209589629 | 0.203 | KG | 83.89 | 83.89 | CP02 | CP02 | Power contactor, AC-3 12 A, 5.5 kW / 400 V 32 V AC, 50 Hz 38 V AC, 60 Hz, 4-pole 2 NO + 2 NC, Size S00 Screw terminal !!! Phased-out product !!! Successor is SIRIUS 3RT2 | - | 0 | 7
3RT1517-1AD00 |  | 3RT1517-1AD00 | 1 | UN | 1 | 5 | B | D | N | N | 85364900 | 1 | 4011209349940 | 0.205 | KG | 71.44 | 71.44 | CP02 | CP02 | Contactor, AC-3, 5.5 kW / 400 V AC-1, 22 A, 42 V AC, 50/60 Hz 4-pole, 2 NO + 2 NC, Size S00 Screw terminal !!! Phased-out product !!! Successor is SIRIUS 3RT2 | - | 0 | 7
3RT1517-1AF00 |  | 3RT1517-1AF00 | 1 | UN | 1 | 5 | B | D | N | N | 85364900 | 1 | 4011209312135 | 0.205 | KG | 66.79 | 66.79 | CP02 | CP02 | Contactor, AC-3, 5.5 kW / 400 V AC-1, 22 A, 110 V AC, 50/60 Hz 4-pole, 2 NO + 2 NC Size S00 Screw terminal !!! Phased-out product !!! Successor is SIRIUS 3RT2 Preferred successor type is >>3RT2517-1AF00<< | - | 0 | 7
3RT1517-1AG60 |  | 3RT1517-1AG60 | 1 | UN | 1 | 15 | C | D | N | N | 85364900 | 1 | 4011209494480 | 0.206 | KG | 81.8 | 81.8 | CP02 | CP02 | Contactor AC-3, 5.5 kW / 400 V, AC-1, 22 A, 4-pole, 2 NO + 2 NC, Size S00, Screw terminal 100 V AC, 50 Hz / 100 ... 110 V, 60 Hz !!! Phased-out product !!! Successor is SIRIUS 3RT2 | - | 0 | 7
3RT1517-1AH00 |  | 3RT1517-1AH00 | 1 | UN | 1 | 15 | C | D | N | N | 85364900 | 1 | 4011209349957 | 0.202 | KG | 66.79 | 66.79 | CP02 | CP02 | Contactor, AC-3, 5.5 kW / 400 V AC-1, 22 A, 48 V AC, 50/60 Hz 4-pole, 2 NO + 2 NC, Size S00 Screw terminal !!! Phased-out product !!! Successor is SIRIUS 3RT2 Preferred successor type is >>3RT2517-1AH00<< | - | 0 | 7
3RT1517-1AK60 |  | 3RT1517-1AK60 | 1 | UN | 1 | 15 | C | D | N | N | 85364900 | 1 | 4011209349964 | 0.206 | KG | 66.79 | 66.79 | CP02 | CP02 | Contactor, AC-3, 5.5 kW / 400 V AC-1, 22 A, 110 V AC, 50 Hz / 120 V, 60 Hz 4-pole, 2 NO + 2 NC Size S00 Screw terminal !!! Phased-out product !!! Successor is SIRIUS 3RT2 Preferred successor type is >>3RT2517-1AK60<< | - | 0 | 7
3RT1517-1AM20 |  | 3RT1517-1AM20 | 1 | UN | 1 | 5 | B | D | N | N | 85364900 | 1 | 4011209393486 | 0.204 | KG | 81.8 | 81.8 | CP02 | CP02 | Contactor AC-3, 5.5 kW / 400 V, AC-1, 22 A, 208 V AC, 50 / 60 Hz, 4-pole, 2 NO + 2 NC, Size S00, Screw terminal !!! Phased-out product !!! Successor is SIRIUS 3RT2 | - | 0 | 9
3RT1517-1AN20 |  | 3RT1517-1AN20 | 1 | UN | 1 | 20 | D | D | N | N | 85364900 | 1 | 4011209352889 | 0.201 | KG | 69.73 | 69.73 | CP02 | CP02 | Contactor, AC-3, 5.5 kW / 400 V AC-1, 22 A, 220 V AC, 50/60 Hz 4-pole, 2 NO + 2 NC Size S00 Screw terminal !!! Phased-out product !!! Successor is SIRIUS 3RT2 | - | 0 | 7
3RT1517-1AN60 |  | 3RT1517-1AN60 | 1 | UN | 1 | 5 | B | D | N | N | 85364900 | 1 | 4011209494497 | 0.203 | KG | 81.8 | 81.8 | CP02 | CP02 | Contactor AC-3, 5.5 kW / 400 V, AC-1, 22 A, 4-pole, 2 NO + 2 NC, Size S00, Screw terminal 200 V AC, 50 Hz / 200 ... 220 V, 60 Hz, !!! Phased-out product !!! Successor is SIRIUS 3RT2 | - | 0 | 9
3RT1517-1AP00 |  | 3RT1517-1AP00 | 1 | UN | 1 | 5 | B | D | N | N | 85364900 | 1 | 4011209283138 | 0.203 | KG | 66.79 | 66.79 | CP02 | CP02 | Contactor, AC-3, 5.5 kW / 400 V AC-1, 22 A, 230 V AC, 50/60 Hz 4-pole, 2 NO + 2 NC Size S00 Screw terminal !!! Phased-out product !!! Successor is SIRIUS 3RT2 Preferred successor type is >>3RT2517-1AP00<< | - | 0 | 7
3RT1517-1AP60 |  | 3RT1517-1AP60 | 1 | UN | 1 | 20 | D | D | N | N | 85364900 | 1 | 4011209349971 | 0.207 | KG | 69.73 | 69.73 | CP02 | CP02 | Contactor, AC-3, 5.5 kW / 400 V AC-1, 22 A, 220 V AC, 50 Hz / 240 V, 60 Hz 4-pole, 2 NO + 2 NC Size S00 Screw terminal !!! Phased-out product !!! Successor is SIRIUS 3RT2 Preferred successor type is >>3RT2517-1AP60<< | - | 0 | 7
3RT1517-1AR60 |  | 3RT1517-1AR60 | 1 | UN | 1 | 15 | C | D | N | N | 85364900 | 1 | 4011209494503 | 0.204 | KG | 81.8 | 81.8 | CP02 | CP02 | Contactor, AC-3, 5.5 kW / 400 V AC-1, 22 A, 4-pole, 2 NO + 2 NC, Size S00 Screw terminal 400 V AC, 50 Hz / 60 Hz 440 V, 60 Hz !!! Phased-out product !!! Successor is SIRIUS 3RT2 | - | 0 | 7
3RT1517-1AU00 |  | 3RT1517-1AU00 | 1 | UN | 1 | 15 | C | D | N | N | 85364900 | 1 | 4011209419315 | 0.205 | KG | 76.38 | 76.38 | CP02 | CP02 | Contactor AC-3, 5.5 kW / 400 V, AC-1, 22 A, 240 V AC, 50 / 60 Hz, 4-pole, 2 NO + 2 NC, Size S00, Screw terminal !!! Phased-out product !!! Successor is SIRIUS 3RT2 | - | 0 | 7
3RT1517-1AU60 |  | 3RT1517-1AU60 | 1 | UN | 1 | 5 | B | D | N | N | 85364900 | 1 | 4011209389045 | 0.203 | KG | 81.8 | 81.8 | CP02 | CP02 | Contactor AC-3, 5.5 kW / 400 V, AC-1, 22 A, 277 V AC, 60 Hz, 4-pole, 2 NO + 2 NC, Size S00, Screw terminal !!! Phased-out product !!! Successor is SIRIUS 3RT2 | - | 0 | 9
3RT1517-1AV00 |  | 3RT1517-1AV00 | 1 | UN | 1 | 15 | C | D | N | N | 85364900 | 1 | 4011209349988 | 0.21 | KG | 81.8 | 81.8 | CP02 | CP02 | Contactor, AC-3, 5.5 kW / 400 V AC-1, 22 A, 400 V AC, 50/60 Hz 4-pole, 2 NO + 2 NC Size S00 Screw terminal !!! Phased-out product !!! Successor is SIRIUS 3RT2 | - | 0 | 7
3RT1517-1BA40 |  | 3RT1517-1BA40 | 1 | UN | 1 | 15 | C | D | N | N | 85364900 | 1 | 4011209449534 | 0.263 | KG | 94.53 | 94.53 | CP02 | CP02 | Contactor AC-3, 5.5 kW / 400 V, AC-1, 22 A, 12 V DC, 4-pole, 2 NO + 2 NC, Size S00, Screw terminal !!! Phased-out product !!! Successor is SIRIUS 3RT2 | - | 0 | 7
3RT1517-1BB40 |  | 3RT1517-1BB40 | 1 | UN | 1 | 5 | B | D | N | N | 85364900 | 1 | 4011209282940 | 0.263 | KG | 75.53 | 75.53 | CP02 | CP02 | Contactor, AC-3, 5.5 kW / 400 V AC-1, 22 A, 24 V DC 4-pole, 2 NO + 2 NC, Size S00 Screw terminal !!! Phased-out product !!! Successor is SIRIUS 3RT2 Preferred successor type is >>3RT2517-1BB40<< | - | 0 | 7
3RT1517-1BB40-Z | W96 | 3RT1517-1BB40-ZW96 | 1 | UN | 1 | 5 | B | D | N | N | 85364900 | 90 | 4047621000046 | 0.485 | KG | 62.42 | 62.42 | CP02 | CP02 | Contactor, AC-3, 5.5 kW / 400 V AC-1, 22 A, 24 V DC 4-pole, 2 NO + 2 NC, Size S00 screw terminal Multi-unit packaging pack = 90 units ! Phased-out product! Successor is SIRIUS 3RT2 | - | 0 | 0
3RT1517-1BB40-Z | W97 | 3RT1517-1BB40-ZW97 | 1 | UN | 1 | 5 | B | D | EAR99 | N | 85364900 | 42 | 4047621007762 | 0.249 | KG | 62.42 | 62.42 | CP02 | CP02 | Contactor, AC-3, 5.5 kW / 400 V AC-1, 22 A, 24 V DC 4-pole, 2 NO + 2 NC, Size S00 screw terminal Multi-unit packaging pack = 42 units ! Phased-out product! Successor is SIRIUS 3RT2 | - | 0 | 0
3RT1517-1BB40-Z | W98 | 3RT1517-1BB40-ZW98 | 1 | UN | 1 | 5 | B | D | N | N | 85364900 | 20 | 4047621004594 | 0.263 | KG | 62.42 | 62.42 | CP02 | CP02 | Contactor, AC-3, 5.5 kW / 400 V AC-1, 22 A, 24 V DC 4-pole, 2 NO + 2 NC, Size S00 screw terminal Multi-unit packaging pack = 20 units ! Phased-out product! Successor is SIRIUS 3RT2 | - | 0 | 0
3RT1517-1BB40-Z | X95 | 3RT1517-1BB40-ZX95 | 1 | UN | 1 | 15 | C | D | N | N | 85364900 | 144 | 4011209580954 | 0.251 | KG | 86.45 | 86.45 | CP02 | CP02 | Contactor, AC-3, 5.5 kW / 400 V AC-1, 22 A, 24 V DC 4-pole, 2 NO + 2 NC, Size S00 Screw terminal !!! Phased-out product !!! Successor is SIRIUS 3RT2 | - | 0 | 7
3RT1517-1BD40 |  | 3RT1517-1BD40 | 1 | UN | 1 | 15 | C | D | N | N | 85364900 | 1 | 4011209515109 | 0.265 | KG | 94.53 | 94.53 | CP02 | CP02 | Contactor AC-3, 5.5 kW / 400 V, AC-1, 22 A, 42 V DC, 4-pole, 2 NO + 2 NC, Size S00, Screw terminal !!! Phased-out product !!! Successor is SIRIUS 3RT2 | - | 0 | 7
3RT1517-1BE40 |  | 3RT1517-1BE40 | 1 | UN | 1 | 15 | C | D | N | N | 85364900 | 1 | 4011209374133 | 0.263 | KG | 82.56 | 82.56 | CP02 | CP02 | Contactor, AC-3, 5.5 kW / 400 V AC-1, 22 A, 60 V DC 4-pole, 2 NO + 2 NC, Size S00 Screw terminal !!! Phased-out product !!! Successor is SIRIUS 3RT2 Preferred successor type is >>3RT2517-1BE40<< | - | 0 | 7
3RT1517-1BF40 |  | 3RT1517-1BF40 | 1 | UN | 1 | 15 | C | D | N | N | 85364900 | 1 | 4011209424883 | 0.263 | KG | 86.45 | 86.45 | CP02 | CP02 | Contactor, AC-3, 5.5 kW / 400 V AC-1, 22 A, 110 V DC 4-pole, 2 NO + 2 NC, Size S00 Screw terminal !!! Phased-out product !!! Successor is SIRIUS 3RT2 Preferred successor type is >>3RT2517-1BF40<< | - | 0 | 7
3RT1517-1BG40 |  | 3RT1517-1BG40 | 1 | UN | 1 | 15 | C | D | N | N | 85364900 | 1 | 4011209515116 | 0.26 | KG | 82.56 | 82.56 | CP02 | CP02 | Contactor, AC-3, 5.5 kW / 400 V AC-1, 22 A, 125 V DC 4-pole, 2 NO + 2 NC, Size S00 Screw terminal !!! Phased-out product !!! Successor is SIRIUS 3RT2 Preferred successor type is >>3RT2517-1BG40<< | - | 0 | 7
3RT1517-1BM40 |  | 3RT1517-1BM40 | 1 | UN | 1 | 15 | C | D | N | N | 85364900 | 1 | 4011209374140 | 0.263 | KG | 75.53 | 75.53 | CP02 | CP02 | Contactor, AC-3, 5.5 kW / 400 V AC-1, 22 A, 220 V DC 4-pole, 2 NO + 2 NC, Size S00 Screw terminal !!! Phased-out product !!! Successor is SIRIUS 3RT2 Preferred successor type is >>3RT2517-1BM40<< | - | 0 | 7
3RT1517-1BP40 |  | 3RT1517-1BP40 | 1 | UN | 1 | 15 | C | D | N | N | 85364900 | 1 | 4011209349360 | 0.26 | KG | 94.53 | 94.53 | CP02 | CP02 | Contactor AC-3, 5.5 kW / 400 V, AC-1, 22 A, 230 V DC, 4-pole, 2 NO + 2 NC, Size S00, Screw terminal !!! Phased-out product !!! Successor is SIRIUS 3RT2 | - | 0 | 7
3RT1517-1BW40 |  | 3RT1517-1BW40 | 1 | UN | 1 | 15 | C | D | N | N | 85364900 | 1 | 4011209349377 | 0.26 | KG | 86.45 | 86.45 | CP02 | CP02 | Contactor, AC-3, 5.5 kW / 400 V AC-1, 22 A, 48 V DC 4-pole, 2 NO + 2 NC, Size S00 Screw terminal !!! Phased-out product !!! Successor is SIRIUS 3RT2 Preferred successor type is >>3RT2517-1BW40<< | - | 0 | 7
3RT1517-2AB00 |  | 3RT1517-2AB00 | 1 | UN | 1 | 20 | D | D | N | N | 85364900 | 1 | 4011209309029 | 0.2 | KG | 71.06 | 71.06 | CP02 | CP02 | Contactor, AC-3, 5.5 kW / 400 V AC-1, 22 A, 24 V AC, 50/60 Hz 4-pole, 2 NO + 2 NC, Size S00 Spring-type terminal !!! Phased-out product !!! Successor is SIRIUS 3RT2 Preferred successor type is >>3RT2517-2AB00<< | - | 0 | 7
3RT1517-2AD00 |  | 3RT1517-2AD00 | 1 | UN | 1 | 15 | C | D | N | N | 85364900 | 1 | 4011209349995 | 0.192 | KG | 83.13 | 83.13 | CP02 | CP02 | Contactor, AC-3, 5.5 kW / 400 V AC-1, 22 A, 42 V AC, 50 Hz 4-pole, 2 NO + 2 NC, Size S00 Spring-type terminal !!! Phased-out product !!! Successor is SIRIUS 3RT2 | - | 0 | 7
3RT1517-2AF00 |  | 3RT1517-2AF00 | 1 | UN | 1 | 15 | C | D | N | N | 85364900 | 1 | 4011209309036 | 0.203 | KG | 67.83 | 67.83 | CP02 | CP02 | Contactor, AC-3, 5.5 kW / 400 V AC-1, 22 A, 110 V AC, 50 Hz 4-pole, 2 NO + 2 NC, Size S00 Spring-type terminal !!! Phased-out product !!! Successor is SIRIUS 3RT2 Preferred successor type is >>3RT2517-2AF00<< | - | 0 | 7
3RT1517-2AF00-Z | W97 | 3RT1517-2AF00-ZW97 | 1 | UN | 1 | 0 | A | D | N | N | 85364900 | 42 | 4011209905108 | 0.485 | KG | 77.81 | 77.81 | CP02 | CP02 | Contactor, AC-3, 5.5 kW / 400 V AC-1, 22 A, 110 V AC, 50 Hz 4-pole, 2 NO + 2 NC, Size S00 Spring-type terminal Multi-unit packaging Pack = 42 units !!! Phased-out product !!! Successor is SIRIUS 3RT2 | - | 0 | 7
3RT1517-2AF00-Z | X95 | 3RT1517-2AF00-ZX95 | 1 | UN | 1 | 15 | C | D | N | N | 85364900 | 144 | 4011209905092 | 0.186 | KG | 77.81 | 77.81 | CP02 | CP02 | Contactor, AC-3, 5.5 kW / 400 V AC-1, 22 A, 110 V AC, 50 Hz 4-pole, 2 NO + 2 NC, Size S00 Spring-type terminal Reusable packaging Pack = 144 units !!! Phased-out product !!! Successor is SIRIUS 3RT2 | - | 0 | 7
3RT1517-2AG60 |  | 3RT1517-2AG60 | 1 | UN | 1 | 15 | C | D | N | N | 85364900 | 1 | 4011209494473 | 0.205 | KG | 83.13 | 83.13 | CP02 | CP02 | Contactor AC-3, 5.5 kW / 400 V, AC-1, 22 A, 4-pole, 2 NO + 2 NC, Size S00, spring-loaded connection technology 100 V AC, 50 Hz / 100 ... 110 V, 60 Hz, !!! Phased-out product !!! Successor is SIRIUS 3RT2 | - | 0 | 7
3RT1517-2AH00 |  | 3RT1517-2AH00 | 1 | UN | 1 | 15 | C | D | N | N | 85364900 | 1 | 4011209350007 | 0.199 | KG | 77.81 | 77.81 | CP02 | CP02 | Contactor, AC-3, 5.5 kW / 400 V AC-1, 22 A, 48 V AC, 50 Hz 4-pole, 2 NO + 2 NC, Size S00 Spring-type terminal !!! Phased-out product !!! Successor is SIRIUS 3RT2 | - | 0 | 7
3RT1517-2AK60 |  | 3RT1517-2AK60 | 1 | UN | 1 | 20 | D | D | N | N | 85364900 | 1 | 4011209350014 | 0.195 | KG | 71.06 | 71.06 | CP02 | CP02 | Contactor, AC-3, 5.5 kW / 400 V AC-1 AC-1, 22 A, 110 V AC, 50 Hz / 120 V, 60 Hz 4-pole, 2 NO + 2 NC Size S00 Spring-type terminal !!! Phased-out product !!! Successor is SIRIUS 3RT2 Preferred successor type is >>3RT2517-2AK60<< | - | 0 | 7
3RT1517-2AM20 |  | 3RT1517-2AM20 | 1 | UN | 1 | 15 | C | D | N | N | 85364900 | 1 | 4011209389755 | 0.202 | KG | 83.13 | 83.13 | CP02 | CP02 | Contactor AC-3, 5.5 kW / 400 V, AC-1, 22 A, 208 V AC, 50 / 60 Hz, 4-pole, 2 NO + 2 NC, Size S00, spring-loaded connection technology !!! Phased-out product !!! Successor is SIRIUS 3RT2 | - | 0 | 7
3RT1517-2AN20 |  | 3RT1517-2AN20 | 1 | UN | 1 | 20 | D | D | N | N | 85364900 | 1 | 4011209352896 | 0.201 | KG | 71.06 | 71.06 | CP02 | CP02 | Contactor, AC-3, 5.5 kW / 400 V AC-1, 22 A, 220 V AC, 50/60 Hz 4-pole, 2 NO + 2 NC Size S00 Spring-type terminal !!! Phased-out product !!! Successor is SIRIUS 3RT2 | - | 0 | 7
3RT1517-2AN60 |  | 3RT1517-2AN60 | 1 | UN | 1 | 15 | C | D | N | N | 85364900 | 1 | 4011209494510 | 0.19 | KG | 83.13 | 83.13 | CP02 | CP02 | Contactor AC-3, 5.5 kW / 400 V, AC-1, 22 A, 4-pole, 2 NO + 2 NC, Size S00, spring-loaded connection technology 200 V AC, 50 Hz / 200 ... 220 V, 60 Hz, !!! Phased-out product !!! Successor is SIRIUS 3RT2 | - | 0 | 7
3RT1517-2AP00 |  | 3RT1517-2AP00 | 1 | UN | 1 | 5 | B | D | N | N | 85364900 | 1 | 4011209309043 | 0.201 | KG | 67.83 | 67.83 | CP02 | CP02 | Contactor, AC-3, 5.5 kW / 400 V AC-1, 22 A, 230 V AC, 50 Hz 4-pole, 2 NO + 2 NC, Size S00 Spring-type terminal !!! Phased-out product !!! Successor is SIRIUS 3RT2 Preferred successor type is >>3RT2517-2AP00<< | - | 0 | 7
3RT1517-2AP00-Z | X95 | 3RT1517-2AP00-ZX95 | 1 | UN | 1 | 5 | B | D | N | N | 85364900 | 144 |  | 0.201 | KG | 77.81 | 77.81 | CP02 | CP02 | Contactor, AC-3, 5.5 kW/400 V, AC-1, 22 A, 230 V AC, 50 Hz, 4-pole, 2 NO + 2 NC, Size S00, Cage Clamp terminal Reusable packaging Pack = 144 units !!! Phased-out product !!! Successor is SIRIUS 3RT2 | - | 0 | 9
3RT1517-2AP60 |  | 3RT1517-2AP60 | 1 | UN | 1 | 15 | C | D | N | N | 85364900 | 1 | 4011209350021 | 0.2 | KG | 77.81 | 77.81 | CP02 | CP02 | Contactor, AC-3, 5.5 kW / 400 V AC-1 AC-1, 22 A, 220 V AC, 50 Hz / 240 V, 60 Hz 4-pole, 2 NO + 2 NC Size S00 Spring-type terminal !!! Phased-out product !!! Successor is SIRIUS 3RT2 Preferred successor type is >>3RT2517-2AP60<< | - | 0 | 7
3RT1517-2AR60 |  | 3RT1517-2AR60 | 1 | UN | 1 | 15 | C | D | N | N | 85364900 | 1 | 4011209494527 | 0.202 | KG | 83.13 | 83.13 | CP02 | CP02 | Contactor AC-3, 5.5 kW / 400 V, AC-1, 22 A, 4-pole, 2 NO + 2 NC, Size S00, spring-loaded connection technology 400 V AC, 50 Hz / 60 Hz, 440 V, 60 Hz, !!! Phased-out product !!! Successor is SIRIUS 3RT2 | - | 0 | 7
3RT1517-2AT60 |  | 3RT1517-2AT60 | 1 | UN | 1 | 5 | B | D | N | N | 85364900 | 1 | 4011209389762 | 0.19 | KG | 83.13 | 83.13 | CP02 | CP02 | Contactor AC-3, 5.5 kW / 400 V, AC-1, 22 A, 600 V AC, 60 Hz, 4-pole, 2 NO + 2 NC, Size S00, spring-loaded connection technology !!! Phased-out product !!! Successor is SIRIUS 3RT2 | - | 0 | 9
3RT1517-2AV00 |  | 3RT1517-2AV00 | 1 | UN | 1 | 15 | C | D | N | N | 85364900 | 1 | 4011209350038 | 0.201 | KG | 83.13 | 83.13 | CP02 | CP02 | Contactor AC-3, 5.5 kW / 400 V, AC-1, 22 A, 400 V AC, 50 / 60 Hz, 4-pole, 2 NO + 2 NC, Size S00, spring-loaded connection technology !!! Phased-out product !!! Successor is SIRIUS 3RT2 | - | 0 | 7
3RT1517-2AV60 |  | 3RT1517-2AV60 | 1 | UN | 1 | 5 | B | D | N | N | 85364900 | 1 | 4011209389793 | 0.19 | KG | 83.13 | 83.13 | CP02 | CP02 | Contactor AC-3, 5.5 kW / 400 V, AC-1, 22 A, 480 V AC, 60 Hz, 4-pole, 2 NO + 2 NC, Size S00, spring-loaded connection technology !!! Phased-out product !!! Successor is SIRIUS 3RT2 | - | 0 | 9
3RT1517-2BA40 |  | 3RT1517-2BA40 | 1 | UN | 1 | 15 | C | D | N | N | 85364900 | 1 | 4011209535176 | 0.25 | KG | 95.95 | 95.95 | CP02 | CP02 | Contactor, AC-3, 4 kW / 400 V, AC-1, 22 A, 12 V DC, 4-pole, 2 NO + 2 NC, Size S00, spring-loaded connection technology !!! Phased-out product !!! Successor is SIRIUS 3RT2 | - | 0 | 7
3RT1517-2BB40 |  | 3RT1517-2BB40 | 1 | UN | 1 | 15 | C | D | N | N | 85364900 | 1 | 4011209351264 | 0.263 | KG | 76.95 | 76.95 | CP02 | CP02 | Contactor, AC-3, 5.5 kW / 400 V AC-1, 22 A, 24 V DC 4-pole, 2 NO + 2 NC, Size S00 Spring-type terminal !!! Phased-out product !!! Successor is SIRIUS 3RT2 Preferred successor type is >>3RT2517-2BB40<< | - | 0 | 7
3RT1517-2BB40-Z | W97 | 3RT1517-2BB40-ZW97 | 1 | UN | 1 | 0 | A | D | N | N | 85364900 | 42 | 4011209905153 | 0.485 | KG | 88.07 | 88.07 | CP02 | CP02 | Contactor, AC-3, 5.5 kW / 400 V AC-1, 22 A, 24 V DC 4-pole, 2 NO + 2 NC, Size S00 Spring-type terminal Multi-unit packaging Pack = 42 units !!! Phased-out product !!! Successor is SIRIUS 3RT2 Preferred successor type is >>3RT2517-2BB40-ZW97<< | - | 0 | 7
3RT1517-2BB40-Z | X95 | 3RT1517-2BB40-ZX95 | 1 | UN | 1 | 15 | C | D | N | N | 85364900 | 144 | 4011209905146 | 0.246 | KG | 88.07 | 88.07 | CP02 | CP02 | Contactor, AC-3, 5.5 kW / 400 V AC-1, 22 A, 24 V DC 4-pole, 2 NO + 2 NC, Size S00 Spring-type terminal Reusable packaging Pack = 144 units !!! Phased-out product !!! Successor is SIRIUS 3RT2 Preferred successor type is >>3RT2517-2BB40-ZX95<< | - | 0 | 7
3RT1517-2BB48-0KT3 |  | 3RT1517-2BB48-0KT3 | 1 | UN | 1 | 15 | C | D | N | N | 85364900 | 1 | 4011209628403 | 0.308 | KG | 97.85 | 97.85 | CP02 | CP02 | Contactor, AC-3, 5.5 kW / 400 V AC-1, 22 A, 24 V DC 4-pole, 2 NO + 2 NC, Size S00 2 NO front-side Connection, top Spring-type terminal !!! Phased-out product !!! Successor is SIRIUS 3RT2 | - | 0 | 9
3RT1517-2BB48-0KT4 |  | 3RT1517-2BB48-0KT4 | 1 | UN | 1 | 15 | C | D | N | N | 85364900 | 1 | 4011209647039 | 0.32 | KG | 107.35 | 107.35 | CP02 | CP02 | Contactor, AC-3, 5.5 kW / 400 V AC-1, 22 A, 24 V DC 4-pole, 2 NO + 2 NC, Size S00 2 NO + 2 NC, front-side Spring-type terminal !!! Phased-out product !!! Successor is SIRIUS 3RT2 | - | 0 | 9
3RT1517-2BB48-0KT5 |  | 3RT1517-2BB48-0KT5 | 1 | UN | 1 | 15 | C | D | N | N | 85364900 | 1 | 4011209676084 | 0.311 | KG | 106.4 | 106.4 | CP02 | CP02 | Contactor, AC-3, 5.5 kW / 400 V AC-1, 22 A, 24 V DC 4-pole, 2 NO + 2 NC, Size S00 2 NO + 2 NC, front-side Spring-type terminal !!! Phased-out product !!! Successor is SIRIUS 3RT2 | - | 0 | 9
3RT1517-2BB48-0KT5-Z | X95 | 3RT1517-2BB48-0KT5-ZX95 | 1 | UN | 1 | 5 | B | D | N | N | 85364900 | 102 |  | 0.262 | KG | 122.55 | 122.55 | CP02 | CP02 | Temperature monitoring relay Pt100, overshoot 1 threshold value, width 22.5 mm 0 Â°C to 100 Â°C 24 V, AC/DC, 1 NO + 1 NC, quiescent current principle Spring-type terminal !!! Phased-out product !!! Successor is SIRIUS 3RT2 | - | 0 | 9
3RT1517-2BB48-0KT6 |  | 3RT1517-2BB48-0KT6 | 1 | UN | 1 | 15 | C | D | N | N | 85364900 | 1 | 4011209670068 | 0.25 | KG | 107.35 | 107.35 | CP02 | CP02 | Contactor, AC-3, 5.5 kW / 400 V AC-1, 22 A, 24 V DC 4-pole, 2 NO + 2 NC, Size S00 Auxiliary switch 4 NO front-side Spring-type terminal !!! Phased-out product !!! Successor is SIRIUS 3RT2 | - | 0 | 9
3RT1517-2BB48-0KT7 |  | 3RT1517-2BB48-0KT7 | 1 | UN | 1 | 15 | C | D | N | N | 85364900 | 1 | 4011209691162 | 0.319 | KG | 107.35 | 107.35 | CP02 | CP02 | Contactor, AC-3, 5.5 kW / 400 V AC-1, 22 A, 24 V DC 4-pole, 2 NO + 2 NC, Size S00 Auxiliary switch 3 NO + 1 NC front-side Spring-type terminal !!! Phased-out product !!! Successor is SIRIUS 3RT2 | - | 0 | 9
3RT1517-2BB48-0NA1 |  | 3RT1517-2BB48-0NA1 | 1 | UN | 1 | 15 | C | D | N | N | 85364900 | 1 | 4011209624504 | 0.25 | KG | 109.25 | 109.25 | CP02 | CP02 | Contactor, AC-3, 5.5 kW / 400 V AC-1, 22 A, 24 V DC 4-pole, 2 NO + 2 NC, Size S00 1 NO front-side Connection, top Spring-type terminal !!! Phased-out product !!! Successor is SIRIUS 3RT2 | - | 0 | 9
3RT1517-2BF40 |  | 3RT1517-2BF40 | 1 | UN | 1 | 15 | C | D | N | N | 85364900 | 1 | 4011209350069 | 0.268 | KG | 76.95 | 76.95 | CP02 | CP02 | Contactor, AC-3, 5.5 kW / 400 V AC-1, 22 A, 110 V DC 4-pole, 2 NO + 2 NC, Size S00 Spring-type terminal !!! Phased-out product !!! Successor is SIRIUS 3RT2 Preferred successor type is >>3RT2517-2BF40<< | - | 0 | 7
3RT1517-2BM40 |  | 3RT1517-2BM40 | 1 | UN | 1 | 5 | B | D | N | N | 85364900 | 1 | 4011209350076 | 0.258 | KG | 88.07 | 88.07 | CP02 | CP02 | Contactor, AC-3, 5.5 kW / 400 V, AC-1, 22 A, 220 V DC, 4-pole, 2 NO + 2 NC, Size S00, spring-loaded connection technology !!! Phased-out product !!! Successor is SIRIUS 3RT2 Preferred successor type is >>3RT2517-2BM40<< | - | 0 | 9
3RT1517-2BP40 |  | 3RT1517-2BP40 | 1 | UN | 1 | 5 | B | D | N | N | 85364900 | 1 | 4011209350083 | 0.259 | KG | 95.95 | 95.95 | CP02 | CP02 | Contactor, AC-3, 5.5 kW / 400 V, AC-1, 22 A, 230 V DC, 4-pole, 2 NO + 2 NC, Size S00, spring-loaded connection technology !!! Phased-out product !!! Successor is SIRIUS 3RT2 | - | 0 | 9
3RT1517-2BW40 |  | 3RT1517-2BW40 | 1 | UN | 1 | 15 | C | D | N | N | 85364900 | 1 | 4011209350090 | 0.257 | KG | 88.07 | 88.07 | CP02 | CP02 | Contactor, AC-3, 5.5 kW / 400 V AC-1, 22 A, 48 V DC 4-pole, 2 NO + 2 NC, Size S00 Spring-type terminal !!! Phased-out product !!! Successor is SIRIUS 3RT2 Preferred successor type is >>3RT2517-2BW40<< | - | 0 | 7
3RT1517-2FW40 |  | 3RT1517-2FW40 | 1 | UN | 1 | 5 | B | D | N | N | 85364900 | 1 | 4047621011486 | 0.26 | KG | 98.8 | 98.8 | CP02 | CP02 | Contactor, AC-3, 5.5 kW / 400 V AC-1, 22 A, 48 V DC 4-pole, 2 NO + 2 NC, Size S00 Spring-type terminal with integrated diode | - | 0 | 7
3RT1517-2GG20 |  | 3RT1517-2GG20 | 1 | UN | 1 | 15 | C | D | N | N | 85364900 | 1 | 4011209653542 | 0.264 | KG | 108.3 | 108.3 | CP02 | CP02 | Contactor, AC-3, 5.5 kW / 400 V AC-1, 22 A, 110 V AC, 50/60 Hz 4-pole, 2 NO + 2 NC Size S00 Spring-type terminal !!! Phased-out product !!! Successor is SIRIUS 3RT2 Preferred successor type is >>3RT2517-2GG20<< | - | 0 | 9
3RT1517-2GG20-Z | X95 | 3RT1517-2GG20-ZX95 | 1 | UN | 1 | 5 | B | D | N | N | 85364900 | 144 |  | 0.25 | KG | 123.5 | 123.5 | CP02 | CP02 | Temperature monitoring relay Pt100, overshoot 1 threshold value, width 22.5 mm 0 Â°C to 200 Â°C 24 V, AC/DC, 1 NO + 1 NC, quiescent current principle Spring-type terminal !!! Phased-out product !!! Successor is SIRIUS 3RT2 | - | 0 | 9
3RT1517-2GG28-0KT5 |  | 3RT1517-2GG28-0KT5 | 1 | UN | 1 | 15 | C | D | N | N | 85364900 | 1 | 4011209890411 | 0.311 | KG | 137.75 | 137.75 | CP02 | CP02 | Contactor, AC-3, 5.5 kW / 400 V AC-1, 22 A, 110 V AC, 50/60 Hz 4-pole, 2 NO + 2 NC Size S00 Spring-type terminal basic unit Auxiliary switches 2 NO + 2 NC Screw terminal !!! Phased-out product !!! Successor is SIRIUS 3RT2 | - | 0 | 9
3RT1526-1AB00 |  | 3RT1526-1AB00 | 1 | UN | 1 | 15 | C | D | N | N | 85364900 | 1 | 4011209386594 | 0.395 | KG | 133 | 133 | CP02 | CP02 | Power contactor, AC-3 25 A, 11 kW / 400 V 24 V AC, 50 Hz 4-pole, 2 NO + 2 NC, Size S0 Screw terminal !!! Phased-out product !!! Successor is SIRIUS 3RT2 Preferred successor type is >>3RT2526-1AB00<< | - | 0 | 7
3RT1526-1AC00 |  | 3RT1526-1AC00 | 1 | UN | 1 | 5 | B | D | N | N | 85364900 | 1 | 4011209608634 | 0.398 | KG | 158.65 | 158.65 | CP02 | CP02 | Power contactor, AC-3 25 A, 11 kW / 400 V 32 V AC, 50 Hz 4-pole, 2 NO + 2 NC, Size S0 Screw terminal !!! Phased-out product !!! Successor is SIRIUS 3RT2 | - | 0 | 9
3RT1526-1AC20 |  | 3RT1526-1AC20 | 1 | UN | 1 | 15 | C | D | N | N | 85364900 | 1 | 4011209368330 | 0.4 | KG | 133 | 133 | CP02 | CP02 | Power contactor, AC-3 25 A, 11 kW / 400 V 24 V AC, 50/60 Hz 4-pole, 2 NO + 2 NC, Size S0 Screw terminal !!! Phased-out product !!! Successor is SIRIUS 3RT2 Preferred successor type is >>3RT2526-1AC20<< | - | 0 | 7
3RT1526-1AD00 |  | 3RT1526-1AD00 | 1 | UN | 1 | 15 | C | D | N | N | 85364900 | 1 | 4011209420540 | 0.397 | KG | 137.75 | 137.75 | CP02 | CP02 | Power contactor, AC-3 25 A, 11 kW / 400 V 42 V AC, 50 Hz 4-pole, 2 NO + 2 NC, Size S0 Screw terminal !!! Phased-out product !!! Successor is SIRIUS 3RT2 Preferred successor type is >>3RT2526-1AD00<< | - | 0 | 7
3RT1526-1AD20 |  | 3RT1526-1AD20 | 1 | UN | 1 | 15 | C | D | N | N | 85364900 | 1 | 4011209443228 | 0.392 | KG | 137.75 | 137.75 | CP02 | CP02 | Power contactor, AC-3 25 A, 11 kW / 400 V 42 V AC, 50/60 Hz 4-pole, 2 NO + 2 NC, Size S0 Screw terminal !!! Phased-out product !!! Successor is SIRIUS 3RT2 Preferred successor type is >>3RT2526-1AD20<< | - | 0 | 7
3RT1526-1AF00 |  | 3RT1526-1AF00 | 1 | UN | 1 | 15 | C | D | N | N | 85364900 | 1 | 4011209380417 | 0.39 | KG | 133 | 133 | CP02 | CP02 | Contactor, AC-3, 11 kW / 400 V 110 V AC, 50 Hz 4-pole, 2 NO + 2 NC, Size S0 Screw terminal !!! Phased-out product !!! Successor is SIRIUS 3RT2 Preferred successor type is >>3RT2526-1AF00<< | - | 0 | 7
3RT1526-1AG20 |  | 3RT1526-1AG20 | 1 | UN | 1 | 15 | C | D | N | N | 85364900 | 1 | 4011209368347 | 0.403 | KG | 133 | 133 | CP02 | CP02 | Contactor, AC-3, 11 kW / 400 V 110 V AC, 50/60 Hz 4-pole, 2 NO + 2 NC, Size S0 Screw terminal !!! Phased-out product !!! Successor is SIRIUS 3RT2 Preferred successor type is >>3RT2526-1AG20<< | - | 0 | 7
3RT1526-1AH00 |  | 3RT1526-1AH00 | 1 | UN | 1 | 15 | C | D | N | N | 85364900 | 1 | 4011209512757 | 0.394 | KG | 152.95 | 152.95 | CP02 | CP02 | Power contactor, AC-3 25 A, 11 kW / 400 V 48 V AC, 50 Hz 4-pole, 2 NO + 2 NC, Size S0 Screw terminal !!! Phased-out product !!! Successor is SIRIUS 3RT2 | - | 0 | 7
3RT1526-1AH20 |  | 3RT1526-1AH20 | 1 | UN | 1 | 15 | C | D | N | N | 85364900 | 1 | 4011209440074 | 0.393 | KG | 137.75 | 137.75 | CP02 | CP02 | Power contactor, AC-3 25 A, 11 kW / 400 V 48 V AC, 50/60 Hz 4-pole, 2 NO + 2 NC, Size S0 Screw terminal !!! Phased-out product !!! Successor is SIRIUS 3RT2 Preferred successor type is >>3RT2526-1AH20<< | - | 0 | 7
3RT1526-1AK60 |  | 3RT1526-1AK60 | 1 | UN | 1 | 30 | D | D | N | N | 85364900 | 1 | 4011209394827 | 0.391 | KG | 133 | 133 | CP02 | CP02 | Contactor, AC-3, 11 kW / 400 V 110 V AC, 50 Hz / 120 V, 60 Hz 4-pole, 2 NO + 2 NC, Size S0 Screw terminal !!! Phased-out product !!! Successor is SIRIUS 3RT2 Preferred successor type is >>3RT2526-1AK60<< | - | 0 | 7
3RT1526-1AL20 |  | 3RT1526-1AL20 | 1 | UN | 1 | 15 | C | D | N | N | 85364900 | 1 | 4011209368323 | 0.401 | KG | 133 | 133 | CP02 | CP02 | Power contactor, AC-3 25 A, 11 kW / 400 V 230 V AC, 50/60 Hz 4-pole, 2 NO + 2 NC, Size S0 Screw terminal !!! Phased-out product !!! Successor is SIRIUS 3RT2 | - | 0 | 7
3RT1526-1AM20 |  | 3RT1526-1AM20 | 1 | UN | 1 | 15 | C | D | N | N | 85364900 | 1 | 4011209394810 | 0.394 | KG | 158.65 | 158.65 | CP02 | CP02 | Power contactor, AC-3 25 A, 11 kW / 400 V 208 V AC, 50/60 Hz 4-pole, 2 NO + 2 NC Size S0, Screw terminal !!! Phased-out product !!! Successor is SIRIUS 3RT2 | - | 0 | 7
3RT1526-1AN20 |  | 3RT1526-1AN20 | 1 | UN | 1 | 15 | C | D | N | N | 85364900 | 1 | 4011209394834 | 0.398 | KG | 133 | 133 | CP02 | CP02 | Power contactor, AC-3 25 A, 11 kW / 400 V 220 V AC, 50/60 Hz 4-pole, 2 NO + 2 NC, Size S0 Screw terminal !!! Phased-out product !!! Successor is SIRIUS 3RT2 | - | 0 | 7
3RT1526-1AP00 |  | 3RT1526-1AP00 | 1 | UN | 1 | 5 | B | D | N | N | 85364900 | 1 | 4011209363991 | 0.397 | KG | 133 | 133 | CP02 | CP02 | Power contactor, AC-3 25 A, 11 kW / 400 V 230 V AC, 50 Hz 4-pole, 2 NO + 2 NC, Size S0 Screw terminal !!! Phased-out product !!! Successor is SIRIUS 3RT2 Preferred successor type is >>3RT2526-1AP00<< | - | 0 | 7
3RT1526-1AP60 |  | 3RT1526-1AP60 | 1 | UN | 1 | 15 | C | D | N | N | 85364900 | 1 | 4011209394803 | 0.399 | KG | 152.95 | 152.95 | CP02 | CP02 | Power contactor, AC-3 25 A, 11 kW / 400 V 230 V AC, 50 Hz, 240 V, 60 Hz 4-pole, 2 NO + 2 NC, Size S0 Screw terminal !!! Phased-out product !!! Successor is SIRIUS 3RT2 Preferred successor type is >>3RT2526-1AP60<< | - | 0 | 7
3RT1526-1AR60 |  | 3RT1526-1AR60 | 1 | UN | 1 | 15 | C | D | N | N | 85364900 | 1 | 4011209494558 | 0.395 | KG | 158.65 | 158.65 | CP02 | CP02 | Power contactor, AC-3 25 A, 11 kW / 400 V 400 V AC, 50 Hz / 60 Hz 440 V, 60 Hz, 4-pole, 2 NO + 2 NC, Size S0, Screw terminal !!! Phased-out product !!! Successor is SIRIUS 3RT2 | - | 0 | 7
3RT1526-1AT60 |  | 3RT1526-1AT60 | 1 | UN | 1 | 30 | D | D | N | N | 85364900 | 1 | 4011209445925 | 0.399 | KG | 158.65 | 158.65 | CP02 | CP02 | Power contactor, AC-3 25 A, 11 kW / 400 V 600 V AC, 60 Hz 4-pole, 2 NO + 2 NC, Size S0, Screw terminal !!! Phased-out product !!! Successor is SIRIUS 3RT2 | - | 0 | 7
3RT1526-1AU00 |  | 3RT1526-1AU00 | 1 | UN | 1 | 15 | C | D | N | N | 85364900 | 1 | 4011209386600 | 0.4 | KG | 152.95 | 152.95 | CP02 | CP02 | Power contactor, AC-3 25 A, 11 kW / 400 V 240 V AC, 50 Hz 4-pole, 2 NO + 2 NC, Size S0, Screw terminal !!! Phased-out product !!! Successor is SIRIUS 3RT2 | - | 0 | 7
3RT1526-1AU60 |  | 3RT1526-1AU60 | 1 | UN | 1 | 30 | D | D | N | N | 85364900 | 1 | 4011209394797 | 0.38 | KG | 158.65 | 158.65 | CP02 | CP02 | Power contactor, AC-3 25 A, 11 kW / 400 V 277 V AC, 60 Hz 4-pole, 2 NO + 2 NC, Size S0, Screw terminal !!! Phased-out product !!! Successor is SIRIUS 3RT2 | - | 0 | 7
3RT1526-1AV00 |  | 3RT1526-1AV00 | 1 | UN | 1 | 15 | C | D | N | N | 85364900 | 1 | 4011209394841 | 0.394 | KG | 158.65 | 158.65 | CP02 | CP02 | Power contactor, AC-3 25 A, 11 kW / 400 V 400 V AC, 50/60 Hz 4-pole, 2 NO + 2 NC, Size S0, Screw terminal !!! Phased-out product !!! Successor is SIRIUS 3RT2 | - | 0 | 7
3RT1526-1AV60 |  | 3RT1526-1AV60 | 1 | UN | 1 | 15 | C | D | N | N | 85364900 | 1 | 4011209445956 | 0.399 | KG | 158.65 | 158.65 | CP02 | CP02 | Contactor, AC-3, 11 kW / 400 V, AC-1, 40 A, 480 V AC, 60 Hz, 4-pole, 2 NO + 2 NC, Size S0, Screw terminal !!! Phased-out product !!! Successor is SIRIUS 3RT2 | - | 0 | 7
3RT1526-1BA40 |  | 3RT1526-1BA40 | 1 | UN | 1 | 15 | C | D | N | N | 85364900 | 1 | 4011209606074 | 0.617 | KG | 209 | 209 | CP02 | CP02 | Power contactor, AC-3 25 A, 11 kW / 400 V 12 V DC 4-pole, 2 NO + 2 NC, Size S0 Screw terminal !!! Phased-out product !!! Successor is SIRIUS 3RT2 Preferred successor type is >>3RT2526-1BA40<< | - | 0 | 7
3RT1526-1BB40 |  | 3RT1526-1BB40 | 1 | UN | 1 | 5 | B | D | N | N | 85364900 | 1 | 4011209363984 | 0.626 | KG | 202.35 | 202.35 | CP02 | CP02 | Power contactor, AC-3 25 A, 11 kW / 400 V 24 V DC 4-pole, 2 NO + 2 NC, Size S0 Screw terminal !!! Phased-out product !!! Successor is SIRIUS 3RT2 Preferred successor type is >>3RT2526-1BB40<< | - | 0 | 7
3RT1526-1BB40-1AA0 |  | 3RT1526-1BB40-1AA0 | 1 | UN | 1 | 30 | D | D | N | N | 85364900 | 1 | 4011209580039 | 0.625 | KG | 247.95 | 247.95 | CP02 | CP02 | Power contactor, AC-3 25 A, 11 kW / 400 V 24 V DC 4-pole, 2 NO + 2 NC, Size S0 Screw terminal Upright mounting position !!! Phased-out product !!! Successor is SIRIUS 3RT2 | - | 0 | 7
3RT1526-1BB48-0MA2 |  | 3RT1526-1BB48-0MA2 | 1 | UN | 1 | 15 | C | D | N | N | 85364900 | 1 | 4011209858411 | 0.72 | KG | 231.8 | 231.8 | CP02 | CP02 | Power contactor, AC-3 25 A, 11 kW / 400 V 24 V DC 4-pole, 2 NO + 2 NC, Size S0 Screw terminal Operating range 0.9-1.1*Us at 60Â° !!! Phased-out product !!! Successor is SIRIUS 3RT2 | - | 0 | 7
3RT1526-1BD40 |  | 3RT1526-1BD40 | 1 | UN | 1 | 15 | C | D | N | N | 85364900 | 1 | 4011209515130 | 0.615 | KG | 240.35 | 240.35 | CP02 | CP02 | Power contactor, AC-3 25 A, 11 kW / 400 V 42 V DC 4-pole, 2 NO + 2 NC, Size S0 Screw terminal !!! Phased-out product !!! Successor is SIRIUS 3RT2 | - | 0 | 7
3RT1526-1BE40 |  | 3RT1526-1BE40 | 1 | UN | 1 | 15 | C | D | N | N | 85364900 | 1 | 4011209858480 | 0.621 | KG | 240.35 | 240.35 | CP02 | CP02 | Power contactor, AC-3 25 A, 11 kW / 400 V 60 V DC 4-pole, 2 NO + 2 NC, Size S0, Screw terminal !!! Phased-out product !!! Successor is SIRIUS 3RT2 Preferred successor type is >>3RT2526-1BE40<< | - | 0 | 7
3RT1526-1BF40 |  | 3RT1526-1BF40 | 1 | UN | 1 | 15 | C | D | N | N | 85364900 | 1 | 4011209394865 | 0.63 | KG | 202.35 | 202.35 | CP02 | CP02 | Power contactor, AC-3 25 A, 11 kW / 400 V 110 V DC 4-pole, 2 NO + 2 NC, Size S0 Screw terminal !!! Phased-out product !!! Successor is SIRIUS 3RT2 Preferred successor type is >>3RT2526-1BF40<< | - | 0 | 7
3RT1526-1BG40 |  | 3RT1526-1BG40 | 1 | UN | 1 | 15 | C | D | N | N | 85364900 | 1 | 4011209515154 | 0.627 | KG | 209 | 209 | CP02 | CP02 | Power contactor, AC-3 25 A, 11 kW / 400 V 125 V DC 4-pole, 2 NO + 2 NC, Size S0 Screw terminal !!! Phased-out product !!! Successor is SIRIUS 3RT2 Preferred successor type is >>3RT2526-1BG40<< | - | 0 | 7
3RT1526-1BM40 |  | 3RT1526-1BM40 | 1 | UN | 1 | 15 | C | D | N | N | 85364900 | 1 | 4011209511620 | 0.628 | KG | 202.35 | 202.35 | CP02 | CP02 | Power contactor, AC-3 25 A, 11 kW / 400 V 220 V DC 4-pole, 2 NO + 2 NC, Size S0 Screw terminal !!! Phased-out product !!! Successor is SIRIUS 3RT2 Preferred successor type is >>3RT2526-1BM40<< | - | 0 | 7
3RT1526-1BP40 |  | 3RT1526-1BP40 | 1 | UN | 1 | 15 | C | D | N | N | 85364900 | 1 | 4011209394858 | 0.641 | KG | 209 | 209 | CP02 | CP02 | Power contactor, AC-3 25 A, 11 kW / 400 V 230 V DC 4-pole, 2 NO + 2 NC, Size S0 Screw terminal !!! Phased-out product !!! Successor is SIRIUS 3RT2 Preferred successor type is >>3RT2526-1BP40<< | - | 0 | 7
3RT1526-1BW40 |  | 3RT1526-1BW40 | 1 | UN | 1 | 15 | C | D | N | N | 85364900 | 1 | 4011209394575 | 0.629 | KG | 202.35 | 202.35 | CP02 | CP02 | Power contactor, AC-3 25 A, 11 kW / 400 V 48 V DC 4-pole, 2 NO + 2 NC, Size S0 Screw terminal Start of delivery March 1998 !!! Phased-out product !!! Successor is SIRIUS 3RT2 Preferred successor type is >>3RT2526-1BW40<< | - | 0 | 7
3RT1526-1EG28-0KS3 |  | 3RT1526-1EG28-0KS3 | 1 | UN | 1 | 15 | C | D | N | N | 85364900 | 1 | 4011209536982 | 0.484 | KG | 237.5 | 237.5 | CP02 | CP02 | Contactor, AC-3, 11 kW / 400 V 110 V AC, 50/60 Hz 4-pole, 2 NO + 2 NC, Size S0 Screw terminal Auxiliary switch block: 2 NC Solid-state-compatible T and 2 NO standard Schindler !!! Phased-out product !!! Successor is SIRIUS 3RT2 | - | 0 | 9
3RT1526-3BB48-0PA7 |  | 3RT1526-3BB48-0PA7 | 1 | UN | 1 | 5 | B | D | N | N | 85364900 | 1 |  | 0.625 | KG | 307.8 | 307.8 | CP02 | CP02 | Power contactor, AC-3 25 A, 11 kW / 400 V 24 V DC 4-pole, 2 NO + 2 NC Size S0, 2 NO + 2 NC Left-hand side Spring-type terminal !!! Phased-out product !!! Successor is SIRIUS 3RT2 | - | 0 | 9
3RT1526-3BB48-0PA8 |  | 3RT1526-3BB48-0PA8 | 1 | UN | 1 | 5 | B | D | N | N | 85364900 | 1 |  | 0.625 | KG | 266.95 | 266.95 | CP02 | CP02 | Power contactor, AC-3 25 A, 11 kW / 400 V 24 V DC 4-pole, 2 NO + 2 NC Size S0 1 NO + 1 NC left-hand side DIN 50005 Spring-type terminal !!! Phased-out product !!! Successor is SIRIUS 3RT2 Preferred successor type is >>3RT1526-8BB48-0PB1<< | - | 0 | 7
3RT1526-8BB48-0PB1 |  | 3RT1526-8BB48-0PB1 | 1 | UN | 1 | 15 | C | D | N | N | 85364900 | 1 | 4011209675124 | 0.664 | KG | 262.2 | 262.2 | CP02 | CP02 | Power contactor, AC-3 25 A, 11 kW / 400 V 24 V DC 4-pole, 2 NO + 2 NC, Size S0 Screw terminal 1 NO + 1 NC, Left-hand side DIN 50005 Spring-type terminal !!! Phased-out product !!! Successor is SIRIUS 3RT2 | - | 0 | 9
3RT1535-1AB00 |  | 3RT1535-1AB00 | 1 | UN | 1 | 20 | D | D | N | N | 85364900 | 1 | 4011209379619 | 0.98 | KG | 207.1 | 207.1 | CP02 | CP02 | Power contactor, AC-3 40 A, 18.5 kW / 400 V 24 V AC, 50 Hz 4-pole, 2 NO + 2 NC Size S2, Screw terminal !!! Phased-out product !!! Successor is SIRIUS 3RT2 Preferred successor type is >>3RT2535-1AB00<< |  | 0 | 0
3RT1535-1AC20 |  | 3RT1535-1AC20 | 1 | UN | 1 | 20 | D | D | N | N | 85364900 | 1 | 4011209377608 | 0.983 | KG | 207.1 | 207.1 | CP02 | CP02 | Power contactor, AC-3 40 A, 18.5 kW / 400 V 24 V AC, 50/60 Hz 4-pole, 2 NO + 2 NC Size S2, Screw terminal !!! Phased-out product !!! Successor is SIRIUS 3RT2 | - | 0 | 0
3RT1535-1AD00 |  | 3RT1535-1AD00 | 1 | UN | 1 | 20 | D | D | N | N | 85364900 | 1 | 4011209420311 | 0.979 | KG | 210.9 | 210.9 | CP02 | CP02 | Power contactor, AC-3 40 A, 18.5 kW / 400 V 42 V AC, 50 Hz 4-pole, 2 NO + 2 NC Size S2, Screw terminal !!! Phased-out product !!! Successor is SIRIUS 3RT2 Preferred successor type is >>3RT2535-1AD00<< | - | 0 | 0
3RT1535-1AD20 |  | 3RT1535-1AD20 | 1 | UN | 1 | 20 | D | D | N | N | 85364900 | 1 | 4011209518667 | 0.982 | KG | 210.9 | 210.9 | CP02 | CP02 | Power contactor, AC-3 40 A, 18.5 kW / 400 V 42 V AC, 50/60 Hz 4-pole, 2 NO + 2 NC, Size S2 Screw terminal !!! Phased-out product !!! Successor is SIRIUS 3RT2 | - | 0 | 0
3RT1535-1AF00 |  | 3RT1535-1AF00 | 1 | UN | 1 | 20 | D | D | N | N | 85364900 | 1 | 4011209393196 | 0.983 | KG | 207.1 | 207.1 | CP02 | CP02 | Contactor, AC-3, 18.5 kW / 400 V, 110 V AC, 50 Hz, 4-pole, 2 NO + 2 NC, Size S2, Screw terminal !!! Phased-out product !!! Successor is SIRIUS 3RT2 Preferred successor type is >>3RT2535-1AF00<< |  | 0 | 0
3RT1535-1AG20 |  | 3RT1535-1AG20 | 1 | UN | 1 | 20 | D | D | N | N | 85364900 | 1 | 4011209378926 | 0.98 | KG | 207.1 | 207.1 | CP02 | CP02 | Contactor, AC-3, 18.5 kW / 400 V, 110 V AC, 50 / 60 Hz, 4-pole, 2 NO + 2 NC, Size S2, Screw terminal !!! Phased-out product !!! Successor is SIRIUS 3RT2 Preferred successor type is >>3RT2535-1AG20<< | - | 0 | 0
3RT1535-1AG60 |  | 3RT1535-1AG60 | 1 | UN | 1 | 20 | D | D | N | N | 85364900 | 1 | 4011209494565 | 0.983 | KG | 210.9 | 210.9 | CP02 | CP02 | Contactor, AC-3, 18.5 kW / 400 V, 100 V AC, 50 Hz / 100 ... 110 V, 60 Hz, 4-pole, 2 NO + 2 NC, Size S2, Screw terminal !!! Phased-out product !!! Successor is SIRIUS 3RT2 | - | 0 | 0
3RT1535-1AH00 |  | 3RT1535-1AH00 | 1 | UN | 1 | 20 | D | D | N | N | 85364900 | 1 | 4011209424753 | 0.982 | KG | 207.1 | 207.1 | CP02 | CP02 | Power contactor, AC-3 40 A, 18.5 kW / 400 V 48 V AC, 50 Hz 4-pole, 2 NO + 2 NC, Size S2 Screw terminal !!! Phased-out product !!! Successor is SIRIUS 3RT2 | - | 0 | 0
3RT1535-1AH20 |  | 3RT1535-1AH20 | 1 | UN | 1 | 20 | D | D | N | N | 85364900 | 1 | 4011209478893 | 1.04 | KG | 210.9 | 210.9 | CP02 | CP02 | Power contactor, AC-3 40 A, 18.5 kW / 400 V 48 V AC, 50/60 Hz 4-pole, 2 NO + 2 NC, Size S2 Screw terminal !!! Phased-out product !!! Successor is SIRIUS 3RT2 | - | 0 | 0
3RT1535-1AK60 |  | 3RT1535-1AK60 | 1 | UN | 1 | 20 | D | D | N | N | 85364900 | 1 | 4011209394438 | 0.98 | KG | 207.1 | 207.1 | CP02 | CP02 | Contactor, AC-3, 18.5 kW / 400 V, 120 V AC, 60 Hz, 4-pole, 2 NO + 2 NC, Size S2, Screw terminal !!! Phased-out product !!! Successor is SIRIUS 3RT2 Preferred successor type is >>3RT2535-1AK60<< | - | 0 | 0
3RT1535-1AL20 |  | 3RT1535-1AL20 | 1 | UN | 1 | 20 | D | D | N | N | 85364900 | 1 | 4011209379626 | 0.985 | KG | 207.1 | 207.1 | CP02 | CP02 | Power contactor, AC-3 40 A, 18.5 kW / 400 V 230 V AC, 50/60 Hz 4-pole, 2 NO + 2 NC Size S2, Screw terminal !!! Phased-out product !!! Successor is SIRIUS 3RT2 Preferred successor type is >>3RT2535-1AL20<< | - | 0 | 0
3RT1535-1AN20 |  | 3RT1535-1AN20 | 1 | UN | 1 | 20 | D | D | N | N | 85364900 | 1 | 4011209395091 | 0.984 | KG | 207.1 | 207.1 | CP02 | CP02 | Power contactor, AC-3 40 A, 18.5 kW / 400 V 220 V AC, 50/60 Hz 4-pole, 2 NO + 2 NC Size S2, Screw terminal !!! Phased-out product !!! Successor is SIRIUS 3RT2 | - | 0 | 0
3RT1535-1AN60 |  | 3RT1535-1AN60 | 1 | UN | 1 | 20 | D | D | N | N | 85364900 | 1 | 4011209494572 | 0.981 | KG | 210.9 | 210.9 | CP02 | CP02 | Power contactor, AC-3 40 A, 18.5 kW / 400 V 200 V AC, 50 Hz / 200-220 V 60 Hz, 4-pole, 2 NO + 2 NC Size S2, Screw terminal !!! Phased-out product !!! Successor is SIRIUS 3RT2 | - | 0 | 0
3RT1535-1AP00 |  | 3RT1535-1AP00 | 1 | UN | 1 | 20 | D | D | N | N | 85364900 | 1 | 4011209370197 | 1.06 | KG | 207.1 | 207.1 | CP02 | CP02 | Power contactor, AC-3 40 A, 18.5 kW / 400 V 230 V AC, 50 Hz 4-pole, 2 NO + 2 NC Size S2, Screw terminal !!! Phased-out product !!! Successor is SIRIUS 3RT2 Preferred successor type is >>3RT2535-1AP00<< |  | 0 | 0
3RT1535-1AP60 |  | 3RT1535-1AP60 | 1 | UN | 1 | 20 | D | D | N | N | 85364900 | 1 | 4011209394445 | 0.983 | KG | 207.1 | 207.1 | CP02 | CP02 | Power contactor, AC-3 40 A, 18.5 kW / 400 V 240 V AC, 60 Hz 4-pole, 2 NO + 2 NC Size S2, Screw terminal !!! Phased-out product !!! Successor is SIRIUS 3RT2 | - | 0 | 0
3RT1535-1AR60 |  | 3RT1535-1AR60 | 1 | UN | 1 | 20 | D | D | N | N | 85364900 | 1 | 4011209494589 | 0.988 | KG | 210.9 | 210.9 | CP02 | CP02 | Power contactor, AC-3 40 A, 18.5 kW / 400 V 400 V AC, 50 Hz / 60 Hz 440 V, 60 Hz, 4-pole 2 NO + 2 NC, Size S2 Screw terminal !!! Phased-out product !!! Successor is SIRIUS 3RT2 | - | 0 | 0
3RT1535-1AU00 |  | 3RT1535-1AU00 | 1 | UN | 1 | 20 | D | D | N | N | 85364900 | 1 | 4011209386617 | 0.983 | KG | 207.1 | 207.1 | CP02 | CP02 | Power contactor, AC-3 40 A, 18.5 kW / 400 V 240 V AC, 50 Hz 4-pole, 2 NO + 2 NC Size S2, Screw terminal !!! Phased-out product !!! Successor is SIRIUS 3RT2 | - | 0 | 0
3RT1535-1AV00 |  | 3RT1535-1AV00 | 1 | UN | 1 | 20 | D | D | N | N | 85364900 | 1 | 4011209395107 | 0.979 | KG | 210.9 | 210.9 | CP02 | CP02 | Power contactor, AC-3 40 A, 18.5 kW / 400 V 400 V AC, 50 Hz 4-pole, 2 NO + 2 NC Size S2, Screw terminal !!! Phased-out product !!! Successor is SIRIUS 3RT2 |  | 0 | 0
3RT1535-1BB40 |  | 3RT1535-1BB40 | 1 | UN | 1 | 20 | D | D | N | N | 85364900 | 1 | 4011209370203 | 1.583 | KG | 273.6 | 273.6 | CP02 | CP02 | Power contactor, AC-3 40 A, 18.5 kW / 400 V 24 V DC, 4-pole, 2 NO + 2 NC Size S2, Screw terminal !!! Phased-out product !!! Successor is SIRIUS 3RT2 Preferred successor type is >>3RT2535-1NB30<< |  | 0 | 0
3RT1535-1BD40 |  | 3RT1535-1BD40 | 1 | UN | 1 | 20 | D | D | N | N | 85364900 | 1 | 4011209515161 | 1.578 | KG | 282.15 | 282.15 | CP02 | CP02 | Power contactor, AC-3 40 A, 18.5 kW / 400 V 42 V DC, 4-pole, 2 NO + 2 NC Size S2, Screw terminal !!! Phased-out product !!! Successor is SIRIUS 3RT2 | - | 0 | 0
3RT1535-1BE40 |  | 3RT1535-1BE40 | 1 | UN | 1 | 0 | A | D | EAR99 | N | 85364900 | 1 |  | 1.583 | KG | 282.15 | 282.15 | CP02 | CP02 | Power contactor, AC-3 40 A, 18.5 kW / 400 V 60 V DC, 4-pole, 2 NO + 2 NC Size S2, Screw terminal !!! Phased-out product !!! Successor is SIRIUS 3RT2 | - | 0 | 0
3RT1535-1BF40 |  | 3RT1535-1BF40 | 1 | UN | 1 | 20 | D | D | N | N | 85364900 | 1 | 4011209394469 | 1.544 | KG | 273.6 | 273.6 | CP02 | CP02 | Power contactor, AC-3 40 A, 18.5 kW / 400 V 110 V DC 4-pole, 2 NO + 2 NC Size S2, Screw terminal !!! Phased-out product !!! Successor is SIRIUS 3RT2 Preferred successor type is >>3RT2535-1NF30<< |  | 0 | 0
3RT1535-1BG40 |  | 3RT1535-1BG40 | 1 | UN | 1 | 20 | D | D | N | N | 85364900 | 1 | 4011209515178 | 1.556 | KG | 282.15 | 282.15 | CP02 | CP02 | Power contactor, AC-3 40 A, 18.5 kW / 400 V 125 V DC 4-pole, 2 NO + 2 NC Size S2, Screw terminal !!! Phased-out product !!! Successor is SIRIUS 3RT2 | - | 0 | 0
3RT1535-1BJ80 |  | 3RT1535-1BJ80 | 1 | UN | 1 | 0 | A | D | N | N | 85364900 | 1 | 4011209915367 | 1.669 | KG | 282.15 | 282.15 | CP02 | CP02 | Power contactor, AC-3 40 A, 18.5 kW / 400 V 72 V DC, 4-pole, 2 NO + 2 NC Size S2, Screw terminal !!! Phased-out product !!! Successor is SIRIUS 3RT2 | - | 0 | 0
3RT1535-1BM40 |  | 3RT1535-1BM40 | 1 | UN | 1 | 20 | D | D | N | N | 85364900 | 1 | 4011209392694 | 1.527 | KG | 273.6 | 273.6 | CP02 | CP02 | Power contactor, AC-3 40 A, 18.5 kW / 400 V 220 V DC 4-pole, 2 NO + 2 NC Size S2, Screw terminal !!! Phased-out product !!! Successor is SIRIUS 3RT2 Preferred successor type is >>3RT2535-1NP30<< |  | 0 | 0
3RT1535-1BW40 |  | 3RT1535-1BW40 | 1 | UN | 1 | 0 | A | D | N | N | 85364900 | 1 | 4011209394483 | 1.57 | KG | 273.6 | 273.6 | CP02 | CP02 | Power contactor, AC-3 40 A, 18.5 kW / 400 V 2 NO + 2 NC 48 V DC 4-pole Size S2 Screw terminal !!! Phased-out product !!! Successor is SIRIUS 3RT2 | - | 0 | 0
3RT1617-1AB03 |  | 3RT1617-1AB03 | 1 | UN | 1 | 20 | D | D | N | N | 85364900 | 1 | 4011209549388 | 0.279 | KG | 136.8 | 136.8 | CP02 | CP02 | Capacitor contactor, AC-6, 12.5 kVAr / 400 V, 24 V, 50 / 60 Hz, 3-pole, Size S00 !!! Phased-out product !!! Successor is SIRIUS 3RT2 Preferred successor type is >>3RT2617-1AB03<< | - | 0 | 7
3RT1617-1AF03 |  | 3RT1617-1AF03 | 1 | UN | 1 | 20 | D | D | N | N | 85364900 | 1 | 4011209549395 | 0.276 | KG | 136.8 | 136.8 | CP02 | CP02 | Capacitor contactor, AC-6, 12.5 kVAr / 400 V, 110 V, 50 / 60 Hz, 3-pole, Size S00 !!! Phased-out product !!! Successor is SIRIUS 3RT2 Preferred successor type is >>3RT2617-1AF03<< | - | 0 | 7
3RT1617-1AG63 |  | 3RT1617-1AG63 | 1 | UN | 1 | 20 | D | D | N | N | 85364900 | 1 | 4011209556263 | 0.24 | KG | 155.8 | 155.8 | CP02 | CP02 | Capacitor contactor, AC-6, 12.5 kVAr / 400 V, 100 V AC, 50/60 Hz !!! Phased-out product !!! Successor is SIRIUS 3RT2 | - | 0 | 7
3RT1617-1AK63 |  | 3RT1617-1AK63 | 1 | UN | 1 | 20 | D | D | N | N | 85364900 | 1 | 4011209556270 | 0.278 | KG | 151.05 | 151.05 | CP02 | CP02 | Capacitor contactor, AC-6, 12.5 kVAr / 400 V, 110 V AC, 50 Hz !!! Phased-out product !!! Successor is SIRIUS 3RT2 Preferred successor type is >>3RT2617-1AK63<< | - | 0 | 7
3RT1617-1AN23 |  | 3RT1617-1AN23 | 1 | UN | 1 | 20 | D | D | N | N | 85364900 | 1 | 4011209556287 | 0.276 | KG | 136.8 | 136.8 | CP02 | CP02 | Capacitor contactor, AC-6, 12.5 kVAr / 400 V, 220 V, 50 / 60 Hz, 3-pole, Size S00 !!! Phased-out product !!! Successor is SIRIUS 3RT2 | - | 0 | 7
3RT1617-1AN63 |  | 3RT1617-1AN63 | 1 | UN | 1 | 20 | D | D | N | N | 85364900 | 1 | 4011209556294 | 0.271 | KG | 155.8 | 155.8 | CP02 | CP02 | Capacitor contactor, AC-6, 12.5 kVAr / 400 V, 200 V AC, 50/60 Hz !!! Phased-out product !!! Successor is SIRIUS 3RT2 | - | 0 | 7
3RT1617-1AP03 |  | 3RT1617-1AP03 | 1 | UN | 1 | 5 | B | D | N | N | 85364900 | 1 | 4011209549401 | 0.291 | KG | 136.8 | 136.8 | CP02 | CP02 | Capacitor contactor, AC-6, 12.5 kVAr / 400 V, 230 V, 50 / 60 Hz, 3-pole, Size S00 !!! Phased-out product !!! Successor is SIRIUS 3RT2 Preferred successor type is >>3RT2617-1AP03<< | - | 0 | 7
3RT1617-1AP63 |  | 3RT1617-1AP63 | 1 | UN | 1 | 20 | D | D | N | N | 85364900 | 1 | 4011209556232 | 0.276 | KG | 136.8 | 136.8 | CP02 | CP02 | Capacitor contactor, AC-6, 12.5 kVAr / 400 V, 220 V AC, 50 Hz !!! Phased-out product !!! Successor is SIRIUS 3RT2 Preferred successor type is >>3RT2617-1AP63<< | - | 0 | 7
3RT1617-1AR63 |  | 3RT1617-1AR63 | 1 | UN | 1 | 20 | D | D | N | N | 85364900 | 1 | 4011209556249 | 0.274 | KG | 142.5 | 142.5 | CP02 | CP02 | Capacitor contactor, AC-6, 12.5 kVAr / 400 V, 400 V AC, 50/60 Hz !!! Phased-out product !!! Successor is SIRIUS 3RT2 | - | 0 | 7
3RT1617-1AV03 |  | 3RT1617-1AV03 | 1 | UN | 1 | 20 | D | D | N | N | 85364900 | 1 | 4011209556256 | 0.277 | KG | 155.8 | 155.8 | CP02 | CP02 | Capacitor contactor, AC-6, 12.5 kVAr / 400 V, 400 V, 50 / 60 Hz, 3-pole, Size S0 !!! Phased-out product !!! Successor is SIRIUS 3RT2 | - | 0 | 7
3RT1627-1AB01 |  | 3RT1627-1AB01 | 1 | UN | 1 | 20 | D | D | N | N | 85364900 | 1 | 4011209550902 | 0.432 | KG | 211.85 | 211.85 | CP02 | CP02 | Capacitor contactor, AC-6, 25 kVAr / 400 V, 24 V, 50 Hz, 3-pole, Size S0 !!! Phased-out product !!! Successor is SIRIUS 3RT2 Preferred successor type is >>3RT2627-1AB05<< | - | 0 | 7
3RT1627-1AC21 |  | 3RT1627-1AC21 | 1 | UN | 1 | 20 | D | D | N | N | 85364900 | 1 | 4011209569584 | 0.43 | KG | 211.85 | 211.85 | CP02 | CP02 | Capacitor contactor, AC-6, 25 kVAr / 400 V, 24 V, 50 / 60 Hz, 3-pole, Size S0 !!! Phased-out product !!! Successor is SIRIUS 3RT2 Preferred successor type is >>3RT2627-1AC25<< | - | 0 | 7
3RT1627-1AF01 |  | 3RT1627-1AF01 | 1 | UN | 1 | 20 | D | D | N | N | 85364900 | 1 | 4011209550926 | 0.43 | KG | 211.85 | 211.85 | CP02 | CP02 | Capacitor contactor, AC-6, 25 kVAr / 400 V, 110 V, 50 Hz, 3-pole, Size S0 !!! Phased-out product !!! Successor is SIRIUS 3RT2 Preferred successor type is >>3RT2627-1AF05<< | - | 0 | 7
3RT1627-1AG21 |  | 3RT1627-1AG21 | 1 | UN | 1 | 20 | D | D | N | N | 85364900 | 1 | 4011209563971 | 0.435 | KG | 211.85 | 211.85 | CP02 | CP02 | Capacitor contactor, AC-6, 25 kVAr / 400 V, 110 V, 50 / 60 Hz, 3-pole, Size S0 !!! Phased-out product !!! Successor is SIRIUS 3RT2 | - | 0 | 7
3RT1627-1AG61 |  | 3RT1627-1AG61 | 1 | UN | 1 | 20 | D | D | N | N | 85364900 | 1 | 4011209659742 | 0.431 | KG | 237.5 | 237.5 | CP02 | CP02 | Capacitor contactor, AC-6, 25 kVAr / 400 V, 100 V AC, 50/60 Hz !!! Phased-out product !!! Successor is SIRIUS 3RT2 | - | 0 | 7
3RT1627-1AK61 |  | 3RT1627-1AK61 | 1 | UN | 1 | 20 | D | D | N | N | 85364900 | 1 | 4011209581753 | 0.428 | KG | 211.85 | 211.85 | CP02 | CP02 | Capacitor contactor, AC-6, 25 kVAr / 400 V, 110 V AC, 50 Hz !!! Phased-out product !!! Successor is SIRIUS 3RT2 Preferred successor type is >>3RT2627-1AK65<< | - | 0 | 7
3RT1627-1AL21 |  | 3RT1627-1AL21 | 1 | UN | 1 | 20 | D | D | N | N | 85364900 | 1 | 4011209577268 | 0.438 | KG | 211.85 | 211.85 | CP02 | CP02 | Capacitor contactor, AC-6, 25 kVAr / 400 V, 230 V, 50 / 60 Hz, 3-pole, Size S0 !!! Phased-out product !!! Successor is SIRIUS 3RT2 | - | 0 | 7
3RT1627-1AN21 |  | 3RT1627-1AN21 | 1 | UN | 1 | 20 | D | D | N | N | 85364900 | 1 | 4011209563988 | 0.432 | KG | 211.85 | 211.85 | CP02 | CP02 | Capacitor contactor, AC-6, 25 kVAr / 400 V, 220 V, 50 / 60 Hz, 3-pole, Size S0 !!! Phased-out product !!! Successor is SIRIUS 3RT2 | - | 0 | 7
3RT1627-1AN61 |  | 3RT1627-1AN61 | 1 | UN | 1 | 20 | D | D | N | N | 85364900 | 1 | 4011209799271 | 0.434 | KG | 237.5 | 237.5 | CP02 | CP02 | Capacitor contactor, AC-6, 25 kVAr / 400 V, 200 V AC, 50/60 Hz !!! Phased-out product !!! Successor is SIRIUS 3RT2 | - | 0 | 7
3RT1627-1AP01 |  | 3RT1627-1AP01 | 1 | UN | 1 | 5 | B | D | N | N | 85364900 | 1 | 4011209550919 | 0.431 | KG | 211.85 | 211.85 | CP02 | CP02 | Capacitor contactor, AC-6, 25 kVAr / 400 V, 230 V, 50 Hz, 3-pole, Size S0 !!! Phased-out product !!! Successor is SIRIUS 3RT2 Preferred successor type is >>3RT2627-1AP05<< | - | 0 | 7
3RT1627-1AP61 |  | 3RT1627-1AP61 | 1 | UN | 1 | 20 | D | D | N | N | 85364900 | 1 | 4011209607910 | 0.431 | KG | 211.85 | 211.85 | CP02 | CP02 | Capacitor contactor, AC-6, 25 kVAr / 400 V, 220 V AC, 50 Hz !!! Phased-out product !!! Successor is SIRIUS 3RT2 Preferred successor type is >>3RT2627-1AP65<< | - | 0 | 7
3RT1627-1AP61-0AA6 |  | 3RT1627-1AP61-0AA6 | 1 | UN | 1 | 7 | C | D | N | N | 85364900 | 1 | 4011209800229 | 0.433 | KG | 234.65 | 234.65 | CP02 | CP02 | Capacitor contactor, AC-6, 25 kVAr/400 V, 220 V AC 50 Hz/ 240 V AC 60 Hz, 3-pole, Size S0 Reinforced mounting on standard mounting rail !!! Phased-out product !!! Successor is SIRIUS 3RT2 Preferred successor type is >>3RT1627-1AP61<< | - | 0 | 7
3RT1627-1AR61 |  | 3RT1627-1AR61 | 1 | UN | 1 | 20 | D | D | N | N | 85364900 | 1 | 4011209610613 | 0.43 | KG | 216.6 | 216.6 | CP02 | CP02 | Capacitor contactor, AC-6, 25 kVAr / 400 V, 400 V AC, 50/60 Hz !!! Phased-out product !!! Successor is SIRIUS 3RT2 | - | 0 | 7
3RT1627-1AU01 |  | 3RT1627-1AU01 | 1 | UN | 1 | 0 | A | D | N | N | 85364900 | 1 | 4011209938083 | 0.432 | KG | 168.15 | 168.15 | CP02 | CP02 | Capacitor contactor, AC - 6, 25 kVAr / 400 V, 240 V, 50 Hz, 3-pole, Size S0 ! Phased-out product! Successor is SIRIUS 3RT2 | - | 0 | 0
3RT1627-1AV01 |  | 3RT1627-1AV01 | 1 | UN | 1 | 20 | D | D | N | N | 85364900 | 1 | 4011209563605 | 0.43 | KG | 237.5 | 237.5 | CP02 | CP02 | Capacitor contactor, AC-6, 25 kVAr / 400 V, 400 V AC, 50 Hz, 3-pole, Size S0 !!! Phased-out product !!! Successor is SIRIUS 3RT2 | - | 0 | 7
3RT1647-1AB01 |  | 3RT1647-1AB01 | 1 | UN | 1 | 20 | D | D | N | N | 85364900 | 1 | 4011209555402 | 1.893 | KG | 364.8 | 364.8 | CP02 | CP02 | Capacitor contactor, AC-6, 50 kVAr / 400 V, 24 V, 50 Hz, 3-pole, Size S3 !!! Phased-out product !!! Successor is SIRIUS 3RT2 Preferred successor type is >>3RT2636-1AB03<< | - | 0 | 0
3RT1647-1AC21 |  | 3RT1647-1AC21 | 1 | UN | 1 | 20 | D | D | N | N | 85364900 | 1 | 4011209556881 | 2.045 | KG | 364.8 | 364.8 | CP02 | CP02 | Capacitor contactor, AC-6, 50 kVAr / 400 V, 24 V, 50 / 60 Hz, 3-pole, Size S3 !!! Phased-out product !!! Successor is SIRIUS 3RT2 Preferred successor type is >>3RT2636-1NB35<< | - | 0 | 0
3RT1647-1AF01 |  | 3RT1647-1AF01 | 1 | UN | 1 | 20 | D | D | N | N | 85364900 | 1 | 4011209555419 | 1.895 | KG | 364.8 | 364.8 | CP02 | CP02 | Capacitor contactor, AC-6, 50 kVAr / 400 V, 110 V, 50 Hz, 3-pole, Size S3 !!! Phased-out product !!! Successor is SIRIUS 3RT2 Preferred successor type is >>3RT2636-1AF03<< | - | 0 | 0
3RT1647-1AG21 |  | 3RT1647-1AG21 | 1 | UN | 1 | 20 | D | D | N | N | 85364900 | 1 | 4011209556898 | 1.89 | KG | 364.8 | 364.8 | CP02 | CP02 | Capacitor contactor, AC-6, 50 kVAr / 400 V, 110 V, 50 / 60 Hz, 3-pole, Size S3 !!! Phased-out product !!! Successor is SIRIUS 3RT2 Preferred successor type is >>3RT2636-1NF35<< | - | 0 | 0
3RT1647-1AG61 |  | 3RT1647-1AG61 | 1 | UN | 1 | 10 | C | D | N | N | 85364900 | 1 | 4011209556904 | 1.93 | KG | 435.1 | 435.1 | CP02 | CP02 | Capacitor contactor, AC-6, 50 kVAr/400 V, 100 V AC 50/60 Hz/, 110 V AC 60 Hz, 3-pole, Size S3 !!! Phased-out product !!! Successor is SIRIUS 3RT2 | - | 0 | 7
3RT1647-1AK61 |  | 3RT1647-1AK61 | 1 | UN | 1 | 20 | D | D | N | N | 85364900 | 1 | 4011209556911 | 1.9 | KG | 364.8 | 364.8 | CP02 | CP02 | Capacitor contactor, AC-6, 50 kVAr / 400 V, 110 V AC, 50 Hz !!! Phased-out product !!! Successor is SIRIUS 3RT2 Preferred successor type is >>3RT2636-1NF35<< | - | 0 | 0
3RT1647-1AL21 |  | 3RT1647-1AL21 | 1 | UN | 1 | 20 | D | D | N | N | 85364900 | 1 | 4011209556928 | 2.012 | KG | 364.8 | 364.8 | CP02 | CP02 | Capacitor contactor, AC-6, 50 kVAr / 400 V, 230 V, 50 / 60 Hz, 3-pole, Size S3 !!! Phased-out product !!! Successor is SIRIUS 3RT2 Preferred successor type is >>3RT2636-1AL23<< | - | 0 | 0
3RT1647-1AN21 |  | 3RT1647-1AN21 | 1 | UN | 1 | 20 | D | D | N | N | 85364900 | 1 | 4011209555976 | 1.893 | KG | 364.8 | 364.8 | CP02 | CP02 | Capacitor contactor, AC-6, 50 kVAr / 400 V, 220 V, 50 / 60 Hz, 3-pole, Size S3 !!! Phased-out product !!! Successor is SIRIUS 3RT2 Preferred successor type is >>3RT2636-1AN23<< | - | 0 | 0
3RT1647-1AN61 |  | 3RT1647-1AN61 | 1 | UN | 1 | 20 | D | D | N | N | 85364900 | 1 | 4011209556935 | 1.899 | KG | 379.05 | 379.05 | CP02 | CP02 | Capacitor contactor, AC-6, 50 kVAr / 400 V, 200 V AC, 50/60 Hz !!! Phased-out product !!! Successor is SIRIUS 3RT2 Preferred successor type is >>3RT2636-1NP35<< | - | 0 | 0
3RT1647-1AP01 |  | 3RT1647-1AP01 | 1 | UN | 1 | 20 | D | D | N | N | 85364900 | 1 | 4011209555426 | 1.897 | KG | 364.8 | 364.8 | CP02 | CP02 | Capacitor contactor, AC-6, 50 kVAr / 400 V, 230 V, 50 Hz, 3-pole, Size S3 !!! Phased-out product !!! Successor is SIRIUS 3RT2 Preferred successor type is >>3RT2636-1AP03<< | - | 0 | 0
3RT1647-1AP01-Z | X95 | 3RT1647-1AP01-ZX95 | 1 | UN | 1 | 20 | D | D | N | N | 85364900 | 15 | 4011209563827 | 1.93 | KG | 364.8 | 364.8 | CP02 | CP02 | Capacitor contactor, AC-6, 50 kVAr / 400 V, 230 V, 50 Hz, 3-pole, Size S3 Reusable packaging = 15 units !!! Phased-out product !!! Successor is SIRIUS 3RT2 | - | 0 | 0
3RT1647-1AP61 |  | 3RT1647-1AP61 | 1 | UN | 1 | 20 | D | D | N | N | 85364900 | 1 | 4011209556942 | 1.897 | KG | 364.8 | 364.8 | CP02 | CP02 | Capacitor contactor, AC-6, 50 kVAr / 400 V, 220 V AC, 50 Hz !!! Phased-out product !!! Successor is SIRIUS 3RT2 Preferred successor type is >>3RT2636-1NP35<< | - | 0 | 0
3RT1647-1AR61 |  | 3RT1647-1AR61 | 1 | UN | 1 | 10 | C | D | N | N | 85364900 | 1 | 4011209556959 | 1.93 | KG | 435.1 | 435.1 | CP02 | CP02 | Capacitor contactor, AC-6, 50 kVAr/400 V, 400 V AC 50/60 Hz/ 440 V AC 60 Hz, 3-pole, Size S3 !!! Phased-out product !!! Successor is SIRIUS 3RT2 | - | 0 | 7
3RT1647-1AU01 |  | 3RT1647-1AU01 | 1 | UN | 1 | 0 | A | D | N | N | 85364900 | 1 | 4011209938090 | 1.891 | KG | 364.8 | 364.8 | CP02 | CP02 | Capacitor contactor, AC-6, 50 kVAr / 400 V, 240 V, 50 Hz, 3-pole, Size S3 !!! Phased-out product !!! Successor is SIRIUS 3RT2 | - | 0 | 0
3RT1647-1AV01 |  | 3RT1647-1AV01 | 1 | UN | 1 | 20 | D | D | N | N | 85364900 | 1 | 4011209556966 | 1.875 | KG | 379.05 | 379.05 | CP02 | CP02 | Capacitor contactor, AC-6, 50 kVAr / 400 V, 400 V, 50 Hz, 3-pole, Size S3 !!! Phased-out product !!! Successor is SIRIUS 3RT2 | - | 0 | 0
3RT1717-1AP00-0AA4 |  | 3RT1717-1AP00-0AA4 | 1 | UN | 1 | 15 | C | D | N | N | 85364900 | 1 | 4011209543416 | 0.203 | KG | 73.44 | 73.44 | CP02 | CP02 | Power contactor, AC-3 40 A, 18.5 kW / 400 V 4 NC, 230 V AC, 50/60 Hz 4-pole, Size S00 Screw terminal !!! Phased-out product !!! Successor is SIRIUS 3RT2 | - | 0 | 7
3RT1900-1SB10 |  | 3RT1900-1SB10 | 100 | UN | 1 | 20 | D | D | N | N | 85389099 | 816 | 4011209332287 | 0.27 | G | 13.4 | 13.4 | CP02 | CP02 | Identification labels 10 x 7 mm RAL 6034 consists of 17 frames 48 labels per frame =816 labels ! Phased-out product! Successor is SIRIUS 3RT2 | - | 0 | 0
3RT1900-1SB20 |  | 3RT1900-1SB20 | 100 | UN | 1 | 30 | D | D | N | N | 85389099 | 340 | 4011209332294 | 0.62 | G | 29.45 | 29.45 | CP02 | CP02 | Identification labels 20 x 7 mm pastel-turquoise consists of 340 labels on frame 20 labels per frame ! Phased-out product! Successor is SIRIUS 3RT2 | - | 0 | 0
3RT1900-1SB30 |  | 3RT1900-1SB30 | 100 | UN | 1 | 20 | D | D | N | N | 85389099 | 50 | 4011209365520 | 0.001 | KG | 44.46 | 44.46 | CP02 | CP02 | Identification labels 11 x 22 mm pastel-turquoise center latching (1 pack = 50 labels) ! Phased-out product! Successor is SIRIUS 3RT2 | - | 0 | 0
3RT1900-1SB50 |  | 3RT1900-1SB50 | 100 | UN | 1 | 20 | D | D | N | N | 85389099 | 380 | 4011209334625 | 0.816 | G | 26.32 | 26.32 | CP02 | CP02 | Labeling plates for SIRIUS Net 20 x 9 pastel-turquoise (19 frames with 20 labels each) ! Phased-out product! Successor is SIRIUS 3RT2 | - | 0 | 0
3RT1900-1SB60 |  | 3RT1900-1SB60 | 100 | UN | 1 | 20 | D | D | N | N | 85389099 | 3060 | 4011209332300 | 0.153 | KG | 3.12 | 3.12 | CP02 | CP02 | Adhesive labels 19 x 6 mm, pastel-turquoise comprises 10 sheets A4 with 306 labels each ! Phased-out product! Successor is SIRIUS 3RT2 | - | 0 | 0
3RT1900-1SD60 |  | 3RT1900-1SD60 | 100 | UN | 1 | 20 | D | D | N | N | 85389099 | 3060 | 4011209334632 | 0.052 | G | 3.12 | 3.12 | CP02 | CP02 | Adhesive labels 19 x 6 mm, zinc-yellow comprises 10 sheets A4 with 306 labels each ! Phased-out product! Successor is SIRIUS 3RT2 | - | 0 | 0
3RT1900-4RE01 |  | 3RT1900-4RE01 | 1 | UN | 1 | 5 | B | D | N | N | 85366990 | 1 | 4011209675902 | 0.042 | KG | 17.58 | 17.1 | CP02 | CP02 | Motor outgoing connector for connection module for 3RT2.1 and 3RT2.2 | Lista Papel 2020 SI | 0 | 0
3RT1916-1AF40-0LA0 |  | 3RT1916-1AF40-0LA0 | 1 | UN | 1 | 5 | B | D | EAR99 | N | 85363010 | 17 | 4047621069852 | 0.016 | KG | 22.33 | 22.33 | CP02 | CP02 | Resistor 110 V Screw terminal for railway version Size S00 |  | 0 | 7
3RT1916-1BB00 |  | 3RT1916-1BB00 | 1 | UN | 1 | 2 | A | D | N | N | 85363010 | 1 | 4011209267398 | 0.008 | KG | 12.83 | 12.83 | CP02 | CP02 | varistor 24...48 V AC, 24...70 V DC Surge suppressor For plugging onto contactors Size S00 !!! Phased-out product !!! Successor is SIRIUS 3RT2 Preferred successor type is >>3RT2916-1BB00<< | - | 0 | 7
3RT1916-1BB00-0FL0 |  | 3RT1916-1BB00-0FL0 | 1 | UN | 1 | 0 | A | D | N | N | 85363010 | 100 | 4011209329188 | 0.007 | KG | 13.4 | 13.4 | CP02 | CP02 | varistor 24...48 V AC, 24...70 V DC Surge suppressor for mounting onto contactors Size S00 LÃ¼tze !!! Phased-out product !!! Successor is SIRIUS 3RT2 | - | 0 | 9
3RT1916-1BB00-0FU0 |  | 3RT1916-1BB00-0FU0 | 1 | UN | 1 | 15 | C | D | N | N | 85363010 | 1 | 4011209331761 | 0.007 | KG | 14.73 | 14.73 | CP02 | CP02 | VARISTOR, 24...48 V AC, 24...70 V DC, OVERVOLTAGE LIMITER, TO SET ON CONTACTORS SIZE S00 FA. MURR: 26503 | - | 0 | 7
3RT1916-1BB00-0FU1 |  | 3RT1916-1BB00-0FU1 | 1 | UN | 1 | 20 | D | D | N | N | 85363010 | 1000 |  | 0.008 | KG | 12.83 | 12.83 | CP02 | CP02 | varistor 24...48 V AC, 24...70 V DC Surge suppressor for mounting onto contactors Size S00 Murr: 26503 !!! Phased-out product !!! Successor is SIRIUS 3RT2 | - | 0 | 9
3RT1916-1BB00-Z | X90 | 3RT1916-1BB00-ZX90 | 1 | UN | 1 | 20 | D | D | N | N | 85363010 | 10 | 4011209354548 | 0.007 | KG | 12.83 | 12.83 | CP02 | CP02 | varistor 24...48 V AC, 24...70 V DC Surge suppressor For plugging onto contactors Size S00 Multi-unit packaging Pack = 10 units !!! Phased-out product !!! Successor is SIRIUS 3RT2 | - | 0 | 7
3RT1916-1BC00 |  | 3RT1916-1BC00 | 1 | UN | 1 | 2 | A | D | N | N | 85363010 | 1 | 4011209267404 | 0.008 | KG | 12.83 | 12.83 | CP02 | CP02 | varistor 48...127 V AC, 70...150 V DC Surge suppressor For plugging onto contactors Size S00 !!! Phased-out product !!! Successor is SIRIUS 3RT2 Preferred successor type is >>3RT2916-1BC00<< | - | 0 | 7
3RT1916-1BC00-0FL0 |  | 3RT1916-1BC00-0FL0 | 1 | UN | 1 | 0 | A | D | N | N | 85363010 | 100 |  | 0.006 | KG | 13.4 | 13.4 | CP02 | CP02 | varistor 48...127 V AC, 70...150 V DC Surge suppressor for mounting onto contactors Size S00 LÃ¼tze !!! Phased-out product !!! Successor is SIRIUS 3RT2 | - | 0 | 9
3RT1916-1BC00-0FU0 |  | 3RT1916-1BC00-0FU0 | 1 | UN | 1 | 10 | C | D | N | N | 85363010 | 1 | 4011209333567 | 0.007 | KG | 14.73 | 14.73 | CP02 | CP02 | VARISTOR, 48...127 V AC, OVERVOLTAGE LIMITER, TO CLIP ON CONTACTORS SIZE S00 FA. MURR: | - | 0 | 7
3RT1916-1BC00-0FU1 |  | 3RT1916-1BC00-0FU1 | 1 | UN | 1 | 20 | D | D | N | N | 85363010 | 100 |  | 0.008 | KG | 12.83 | 12.83 | CP02 | CP02 | varistor, 48...127 V AC Surge suppressor for mounting onto contactors Size S00 Murr: !!! Phased-out product !!! Successor is SIRIUS 3RT2 | - | 0 | 9
3RT1916-1BC00-Z | X90 | 3RT1916-1BC00-ZX90 | 1 | UN | 1 | 30 | D | D | N | N | 85363010 | 10 | 4011209354555 | 0.007 | KG | 12.83 | 12.83 | CP02 | CP02 | varistor 48...127 V AC, 70...150 V DC Surge suppressor For plugging onto contactors Size S00 Multi-unit packaging Pack = 10 units !!! Phased-out product !!! Successor is SIRIUS 3RT2 | - | 0 | 7
3RT1916-1BD00 |  | 3RT1916-1BD00 | 1 | UN | 1 | 5 | B | D | N | N | 85363010 | 1 | 4011209267411 | 0.008 | KG | 12.83 | 12.83 | CP02 | CP02 | varistor 127...240 V AC, 150...250 V DC Surge suppressor For mounting onto contactors Size S00 !!! Phased-out product !!! Successor is SIRIUS 3RT2 Preferred successor type is >>3RT2916-1BD00<< | - | 0 | 7
3RT1916-1BD00-0FL0 |  | 3RT1916-1BD00-0FL0 | 1 | UN | 1 | 0 | A | D | N | N | 85363010 | 100 | 4011209329195 | 0.005 | KG | 13.4 | 13.4 | CP02 | CP02 | varistor 127...240 V AC, 150...250 V DC Surge suppressor for mounting onto contactors Size S00 LÃ¼tze !!! Phased-out product !!! Successor is SIRIUS 3RT2 | - | 0 | 9
3RT1916-1BD00-0FU0 |  | 3RT1916-1BD00-0FU0 | 1 | UN | 1 | 15 | C | D | N | N | 85363010 | 1 | 4011209331778 | 0.007 | KG | 14.73 | 14.73 | CP02 | CP02 | VARISTOR, 127...240 V AC, 150...250 V DC, OVERVOLTAGE LIMITER, TO SET ON CONTACTORS SIZE S00 FA. MURR: 26507 | - | 0 | 7
3RT1916-1BD00-0FU1 |  | 3RT1916-1BD00-0FU1 | 1 | UN | 1 | 20 | D | D | N | N | 85363010 | 500 |  | 0.008 | KG | 12.83 | 12.83 | CP02 | CP02 | varistor 127...240 V AC, 150...250 V DC Surge suppressor for mounting onto contactors Size S00 !!! Phased-out product !!! Successor is SIRIUS 3RT2 | - | 0 | 9
3RT1916-1BD00-Z | X90 | 3RT1916-1BD00-ZX90 | 1 | UN | 1 | 20 | D | D | N | N | 85363010 | 10 | 4011209354760 | 0.007 | KG | 12.83 | 12.83 | CP02 | CP02 | varistor 127...240 V AC, 150...250 V DC Surge suppressor For mounting onto contactors Size S00 Multi-unit packaging Pack = 10 units !!! Phased-out product !!! Successor is SIRIUS 3RT2 | - | 0 | 7
3RT1916-1BE00 |  | 3RT1916-1BE00 | 1 | UN | 1 | 2 | A | D | N | N | 85363010 | 1 | 4011209267428 | 0.008 | KG | 12.83 | 12.83 | CP02 | CP02 | varistor, 240...400 V AC Surge suppressor For mounting onto contactors Size S00 !!! Phased-out product !!! Successor is SIRIUS 3RT2 Preferred successor type is >>3RT2916-1BE00<< | - | 0 | 7
3RT1916-1BE00-Z | X90 | 3RT1916-1BE00-ZX90 | 1 | UN | 1 | 2 | A | D | N | N | 85363010 | 10 | 4011209802933 | 0.008 | KG | 12.83 | 12.83 | CP02 | CP02 | varistor, 240...400 V AC Surge suppressor For mounting onto contactors Size S00 Multi-unit packaging Pack = 10 units !!! Phased-out product !!! Successor is SIRIUS 3RT2 | - | 0 | 7
3RT1916-1BF00 |  | 3RT1916-1BF00 | 1 | UN | 1 | 5 | B | D | N | N | 85363010 | 1 | 4011209267435 | 0.009 | KG | 12.83 | 12.83 | CP02 | CP02 | varistor, 400...600 V AC Surge suppressor For mounting onto contactors Size S00 !!! Phased-out product !!! Successor is SIRIUS 3RT2 Preferred successor type is >>3RT2916-1BF00<< | - | 0 | 7
3RT1916-1BF00-Z | X90 | 3RT1916-1BF00-ZX90 | 1 | UN | 1 | 40 | X | D | N | N | 85363010 | 10 |  | 0.008 | KG | 12.83 | 12.83 | CP02 | CP02 | varistor, 400...600 V AC Surge suppressor For mounting onto contactors Size S00 Multi-unit packaging Pack = 10 units !!! Phased-out product !!! Successor is SIRIUS 3RT2 | - | 0 | 7
3RT1916-1CB00 |  | 3RT1916-1CB00 | 1 | UN | 1 | 2 | A | D | N | N | 85363010 | 1 | 4011209267442 | 0.009 | KG | 12.83 | 12.83 | CP02 | CP02 | RC element 24...48 V AC, 24...70 V DC Surge suppressor For plugging onto contactors Without/with auxiliary switch blocks !!! Phased-out product !!! Successor is SIRIUS 3RT2 Preferred successor type is >>3RT2916-1CB00<< | - | 0 | 7
3RT1916-1CB00-0FU0 |  | 3RT1916-1CB00-0FU0 | 1 | UN | 1 | 2 | A | D | N | N | 85363010 | 1 | 4011209331785 | 0.008 | KG | 14.73 | 14.73 | CP02 | CP02 | RC ELEMENT, 24...48 V AC, 24...70 V DC, OVERVOLTAGE LIMITER, TO SET ON CONTACTORS SIZE S00 FA. MURR: 21200 | - | 0 | 7
3RT1916-1CB00-0FU1 |  | 3RT1916-1CB00-0FU1 | 1 | UN | 1 | 20 | D | D | N | N | 85363010 | 1000 |  | 0.009 | KG | 12.83 | 12.83 | CP02 | CP02 | RC element 24...48 V AC, 24...70 V DC Surge suppressor for mounting onto contactors Size S00 Murr: 21200 !!! Phased-out product !!! Successor is SIRIUS 3RT2 | - | 0 | 9
3RT1916-1CB00-Z | X90 | 3RT1916-1CB00-ZX90 | 1 | UN | 1 | 20 | D | D | N | N | 85363010 | 10 | 4011209354623 | 0.008 | KG | 12.83 | 12.83 | CP02 | CP02 | RC element 24...48 V AC, 24...70 V DC Surge suppressor For plugging onto contactors Without/with auxiliary switch blocks Multi-unit packaging Pack = 10 units !!! Phased-out product !!! Successor is SIRIUS 3RT2 | - | 0 | 7
3RT1916-1CC00 |  | 3RT1916-1CC00 | 1 | UN | 1 | 2 | A | D | N | N | 85363010 | 1 | 4011209267459 | 0.009 | KG | 12.83 | 12.83 | CP02 | CP02 | RC element 48...127 V AC, 70...150 V DC Surge suppressor For mounting onto contactors Size S00 !!! Phased-out product !!! Successor is SIRIUS 3RT2 Preferred successor type is >>3RT2916-1CC00<< | - | 0 | 7
3RT1916-1CC00-0FU0 |  | 3RT1916-1CC00-0FU0 | 1 | UN | 1 | 2 | A | D | N | N | 85363010 | 1 | 4011209331792 | 0.008 | KG | 14.73 | 14.73 | CP02 | CP02 | RC ELEMENT, 48...127 V AC, OVERVOLTAGE LIMITER, TO CLIP ON CONTACTORS SIZE S00 FA. MURR: 21201 | - | 0 | 7
3RT1916-1CC00-0FU1 |  | 3RT1916-1CC00-0FU1 | 1 | UN | 1 | 20 | D | D | N | N | 85363010 | 100 |  | 0.009 | KG | 12.83 | 12.83 | CP02 | CP02 | RC element, 48...127 V AC Surge suppressor for mounting onto contactors Size S00 Murr: 21201 !!! Phased-out product !!! Successor is SIRIUS 3RT2 | - | 0 | 9
3RT1916-1CC00-Z | X90 | 3RT1916-1CC00-ZX90 | 1 | UN | 1 | 20 | D | D | N | N | 85363010 | 10 | 4011209354630 | 0.008 | KG | 12.83 | 12.83 | CP02 | CP02 | RC element 48...127 V AC, 70...150 V DC Surge suppressor For mounting onto contactors Size S00 Multi-unit packaging Pack = 10 units !!! Phased-out product !!! Successor is SIRIUS 3RT2 | - | 0 | 7
3RT1916-1CD00 |  | 3RT1916-1CD00 | 1 | UN | 1 | 2 | A | D | N | N | 85363010 | 1 | 4011209267466 | 0.009 | KG | 12.83 | 12.83 | CP02 | CP02 | RC element 127...240 V AC, 150...250 V DC Surge suppressor For mounting onto contactors Size S00 !!! Phased-out product !!! Successor is SIRIUS 3RT2 Preferred successor type is >>3RT2916-1CD00<< | - | 0 | 7
3RT1916-1CD00-0FA1 |  | 3RT1916-1CD00-0FA1 | 1 | UN | 1 | 15 | C | D | N | N | 85363010 | 100 | 4011209748156 | 0.008 | KG | 12.83 | 12.83 | CP02 | CP02 | RC element 127...240 V AC, 150...250 V DC Surge suppressor For mounting onto contactors Size S00 Multi-unit packaging Pack = 100 units Enercon !!! Phased-out product !!! Successor is SIRIUS 3RT2 | - | 0 | 9
3RT1916-1CD00-0FL0 |  | 3RT1916-1CD00-0FL0 | 1 | UN | 1 | 0 | A | D | N | N | 85363010 | 100 | 4011209407275 | 0.007 | KG | 13.4 | 13.4 | CP02 | CP02 | RC element 127...240 V AC, 150...250 V DC Surge suppressor for mounting onto contactors Size S00 LÃ¼tze !!! Phased-out product !!! Successor is SIRIUS 3RT2 | - | 0 | 9
3RT1916-1CD00-0FU0 |  | 3RT1916-1CD00-0FU0 | 1 | UN | 1 | 10 | C | D | N | N | 85363010 | 1 | 4011209331808 | 0.008 | KG | 14.73 | 14.73 | CP02 | CP02 | RC ELEMENT, 127...240 V AC, 150...250 V DC, OVERVOLTAGE LIMITER, TO SET ON CONTACTORS SIZE S00 FA. MURR: 21202 | - | 0 | 7
3RT1916-1CD00-0FU1 |  | 3RT1916-1CD00-0FU1 | 1 | UN | 1 | 20 | D | D | N | N | 85363010 | 1000 |  | 0.009 | KG | 12.83 | 12.83 | CP02 | CP02 | RC element 127...240 V AC, 150...250 V DC Surge suppressor for mounting onto contactors Size S00 Murr: 21202 !!! Phased-out product !!! Successor is SIRIUS 3RT2 | - | 0 | 9
3RT1916-1CD00-Z | X90 | 3RT1916-1CD00-ZX90 | 1 | UN | 1 | 20 | D | D | N | N | 85363010 | 10 | 4011209354647 | 0.008 | KG | 12.83 | 12.83 | CP02 | CP02 | RC element 127...240 V AC, 150...250 V DC Surge suppressor For mounting onto contactors Size S00 Multi-unit packaging Pack = 10 units !!! Phased-out product !!! Successor is SIRIUS 3RT2 | - | 0 | 7
3RT1916-1CE00 |  | 3RT1916-1CE00 | 1 | UN | 1 | 2 | A | D | N | N | 85363010 | 1 | 4011209267473 | 0.009 | KG | 12.83 | 12.83 | CP02 | CP02 | RC element, 240...400 V AC Surge suppressor For mounting onto contactors Size S00 !!! Phased-out product !!! Successor is SIRIUS 3RT2 Preferred successor type is >>3RT2916-1CE00<< | - | 0 | 7
3RT1916-1CE00-Z | X90 | 3RT1916-1CE00-ZX90 | 1 | UN | 1 | 2 | A | D | N | N | 85363010 | 10 | 4011209354654 | 0.009 | KG | 12.83 | 12.83 | CP02 | CP02 | RC element, 240...400 V AC Surge suppressor For mounting onto contactors Size S00 Multi-unit packaging Pack = 10 units !!! Phased-out product !!! Successor is SIRIUS 3RT2 | - | 0 | 7
3RT1916-1CF00 |  | 3RT1916-1CF00 | 1 | UN | 1 | 2 | A | D | N | N | 85363010 | 1 | 4011209267480 | 0.005 | KG | 12.83 | 12.83 | CP02 | CP02 | RC element, 400...600 V AC Surge suppressor For mounting onto contactors Size S00 !!! Phased-out product !!! Successor is SIRIUS 3RT2 Preferred successor type is >>3RT2916-1CF00<< | - | 0 | 7
3RT1916-1CF00-Z | X90 | 3RT1916-1CF00-ZX90 | 1 | UN | 1 | 10 | C | D | N | N | 85363010 | 10 | 4011209354661 | 0.005 | KG | 12.83 | 12.83 | CP02 | CP02 | RC element, 400...600 V AC Surge suppressor For mounting onto contactors Size S00 Multi-unit packaging Pack = 10 units !!! Phased-out product !!! Successor is SIRIUS 3RT2 | - | 0 | 7
3RT1916-1DG00 |  | 3RT1916-1DG00 | 1 | UN | 1 | 2 | A | D | N | N | 85363010 | 1 | 4011209267497 | 0.007 | KG | 12.83 | 12.83 | CP02 | CP02 | Interference suppression diode, 12...250 V DC Surge suppressor For mounting onto contactors Size S00 !!! Phased-out product !!! Successor is SIRIUS 3RT2 Preferred successor type is >>3RT2916-1DG00<< | - | 0 | 7
3RT1916-1DG00-0FL0 |  | 3RT1916-1DG00-0FL0 | 1 | UN | 1 | 0 | A | D | N | N | 85363010 | 100 | 4011209329201 | 0.006 | KG | 13.4 | 13.4 | CP02 | CP02 | Interference suppression diode, 12...250 V DC Surge suppressor for mounting onto contactors Size S00 Customer-specific device LÃ¼tze !!! Phased-out product !!! Successor is SIRIUS 3RT2 | - | 0 | 9
3RT1916-1DG00-0FU0 |  | 3RT1916-1DG00-0FU0 | 1 | UN | 1 | 10 | C | D | N | N | 85363010 | 1 | 4011209332317 | 0.006 | KG | 14.73 | 14.73 | CP02 | CP02 | INT. SUP. DIODE, 12...250 V DC, OVERVOLTAGE LIMITER, TO CLIP ON SIZE S00 FA. MURR: 26500 | - | 0 | 7
3RT1916-1DG00-0FU1 |  | 3RT1916-1DG00-0FU1 | 1 | UN | 1 | 20 | D | D | N | N | 85363010 | 1000 |  | 0.007 | KG | 12.83 | 12.83 | CP02 | CP02 | Interference suppression diode, 12...250 V DC Surge suppressor for mounting onto contactors Size S00 Murr: 26500 !!! Phased-out product !!! Successor is SIRIUS 3RT2 | - | 0 | 9
3RT1916-1DG00-Z | X90 | 3RT1916-1DG00-ZX90 | 1 | UN | 1 | 20 | D | D | N | N | 85363010 | 10 | 4011209626539 | 0.011 | KG | 12.83 | 12.83 | CP02 | CP02 | Interference suppression diode, 12...250 V DC Surge suppressor For mounting onto contactors Size S00 Multi-unit packaging Pack = 10 units !!! Phased-out product !!! Successor is SIRIUS 3RT2 | - | 0 | 7
3RT1916-1EH00 |  | 3RT1916-1EH00 | 1 | UN | 1 | 2 | A | D | N | N | 85363010 | 1 | 4011209267503 | 0.008 | KG | 13.68 | 13.68 | CP02 | CP02 | Diode combination 12...250 V DC Surge suppressor For mounting onto contactors Size S00 !!! Phased-out product !!! Successor is SIRIUS 3RT2 Preferred successor type is >>3RT2916-1EH00<< | - | 0 | 7
3RT1916-1EH00-0FA1 |  | 3RT1916-1EH00-0FA1 | 1 | UN | 1 | 2 | A | D | N | N | 85363010 | 100 | 4011209802889 | 0.007 | KG | 13.68 | 13.68 | CP02 | CP02 | Diode combination 12...250 V DC Surge suppressor For mounting onto contactors Size S00 Multi-unit packaging = 100 units !!! Phased-out product !!! Successor is SIRIUS 3RT2 | - | 0 | 7
3RT1916-1EH00-0FU0 |  | 3RT1916-1EH00-0FU0 | 1 | UN | 1 | 10 | C | D | N | N | 85363010 | 1 | 4011209331815 | 0.007 | KG | 15.58 | 15.58 | CP02 | CP02 | DIODE ASSEMBLY, 12...250 V DC, OVERVOLTAGE LIMITER, TO SET ON CONTACTORS SIZE S00 FA. MURR: 26502 | - | 0 | 7
3RT1916-1EH00-0FU1 |  | 3RT1916-1EH00-0FU1 | 1 | UN | 1 | 20 | D | D | N | N | 85363010 | 1000 |  | 0.008 | KG | 13.68 | 13.68 | CP02 | CP02 | Diode combination 12...250 V DC Surge suppressor for mounting onto contactors Size S00 Murr: 26502 !!! Phased-out product !!! Successor is SIRIUS 3RT2 | - | 0 | 9
3RT1916-1EH00-Z | X90 | 3RT1916-1EH00-ZX90 | 1 | UN | 1 | 20 | D | D | N | N | 85363010 | 10 | 4011209354616 | 0.007 | KG | 13.68 | 13.68 | CP02 | CP02 | Diode combination 12...250 V DC Surge suppressor For mounting onto contactors Size S00 Multi-unit packaging Pack = 10 units !!! Phased-out product !!! Successor is SIRIUS 3RT2 | - | 0 | 7
3RT1916-1GA00 |  | 3RT1916-1GA00 | 1 | UN | 1 | 2 | A | D | N | N | 85363010 | 1 | 4011209279018 | 0.009 | KG | 12.26 | 12.26 | CP02 | CP02 | Additional load block For plugging onto contactors 3RT1.1 / 3RH1., Size S00 50/60 Hz AC, 180...255 V !!! Phased-out product !!! Successor is SIRIUS 3RT2 Preferred successor type is >>3RT2916-1GA00<< | - | 0 | 7
3RT1916-1GA00-Z | X90 | 3RT1916-1GA00-ZX90 | 1 | UN | 1 | 5 | B | D | N | N | 85363010 | 10 | 4011209354753 | 0.008 | KG | 12.26 | 12.26 | CP02 | CP02 | Additional load block For plugging onto contactors 3RT1.1 / 3RH1., Size S00 50/60 Hz AC, 180...255 V Multi-unit packaging Pack = 10 units !!! Phased-out product !!! Successor is SIRIUS 3RT2 | - | 0 | 7
3RT1916-1JJ00 |  | 3RT1916-1JJ00 | 1 | UN | 1 | 2 | A | D | N | N | 85363010 | 1 | 4011209279025 | 0.008 | KG | 16.91 | 16.91 | CP02 | CP02 | Varistor with LED 24...48 V AC, 12...24 V DC Surge suppressor For mounting onto contactors Size S00 !!! Phased-out product !!! Successor is SIRIUS 3RT2 Preferred successor type is >>3RT2916-1JJ00<< | - | 0 | 7
3RT1916-1JJ00-0FL0 |  | 3RT1916-1JJ00-0FL0 | 1 | UN | 1 | 30 | D | D | N | N | 85363010 | 100 | 4011209329218 | 0.008 | KG | 17.67 | 17.67 | CP02 | CP02 | Varistor with LED 24...48 V AC, 12...24 V DC Surge suppressor for mounting onto contactors Size S00 LÃ¼tze !!! Phased-out product !!! Successor is SIRIUS 3RT2 | - | 0 | 9
3RT1916-1JJ00-0FU0 |  | 3RT1916-1JJ00-0FU0 | 1 | UN | 1 | 10 | C | D | N | N | 85363010 | 1 | 4011209331822 | 0.008 | KG | 19.48 | 19.48 | CP02 | CP02 | VARISTOR, WITH LED, 24...48 V AC, 12...24 V DC, OVERVOLTAGE LIMITER, TO SET ON CONTACTORS SIZE S00 FA. MURR: 26504 | - | 0 | 7
3RT1916-1JJ00-0FU1 |  | 3RT1916-1JJ00-0FU1 | 1 | UN | 1 | 20 | D | D | N | N | 85363010 | 1000 |  | 0.02 | KG | 16.91 | 16.91 | CP02 | CP02 | Varistor with LED 24...48 V AC, 12...24 V DC Surge suppressor for mounting onto contactors Size S00 Murr: 26504 !!! Phased-out product !!! Successor is SIRIUS 3RT2 | - | 0 | 9
3RT1916-1JJ00-Z | X90 | 3RT1916-1JJ00-ZX90 | 1 | UN | 1 | 20 | D | D | N | N | 85363010 | 10 | 4011209354678 | 0.007 | KG | 16.91 | 16.91 | CP02 | CP02 | Varistor with LED 24...48 V AC, 12...24 V DC Surge suppressor For mounting onto contactors Size S00 Multi-unit packaging Pack = 10 units !!! Phased-out product !!! Successor is SIRIUS 3RT2 | - | 0 | 7
3RT1916-1JK00 |  | 3RT1916-1JK00 | 1 | UN | 1 | 2 | A | D | N | N | 85363010 | 1 | 4011209267510 | 0.064 | KG | 16.91 | 16.91 | CP02 | CP02 | Varistor with LED 48...127 V AC, 24...70 V DC Surge suppressor For mounting onto contactors Size S00 !!! Phased-out product !!! Successor is SIRIUS 3RT2 Preferred successor type is >>3RT2916-1JK00<< | - | 0 | 7
3RT1916-1JK00-0FU0 |  | 3RT1916-1JK00-0FU0 | 1 | UN | 1 | 2 | A | D | N | N | 85363010 | 1 | 4011209331839 | 0.007 | KG | 19.48 | 19.48 | CP02 | CP02 | VARISTOR, WITH LED, 48...127 V AC, 24...70 V DC, OVERVOLTAGE LIMITER, TO SET ON CONTACTORS SIZE S00 FA. MURR: 26506 | - | 0 | 7
3RT1916-1JK00-0FU1 |  | 3RT1916-1JK00-0FU1 | 1 | UN | 1 | 20 | D | D | N | N | 85363010 | 500 |  | 0.008 | KG | 16.91 | 16.91 | CP02 | CP02 | Varistor with LED 48...127 V AC, 24...70 V DC Surge suppressor for mounting onto contactors Size S00 Murr: 26506 !!! Phased-out product !!! Successor is SIRIUS 3RT2 | - | 0 | 9
3RT1916-1JK00-Z | X90 | 3RT1916-1JK00-ZX90 | 1 | UN | 1 | 20 | D | D | N | N | 85363010 | 10 | 4011209354685 | 0.007 | KG | 16.91 | 16.91 | CP02 | CP02 | Varistor with LED 48...127 V AC, 24...70 V DC Surge suppressor For mounting onto contactors Size S00 Multi-unit packaging Pack = 10 units !!! Phased-out product !!! Successor is SIRIUS 3RT2 | - | 0 | 7
3RT1916-1JL00 |  | 3RT1916-1JL00 | 1 | UN | 1 | 2 | A | D | N | N | 85363010 | 1 | 4011209267527 | 0.009 | KG | 16.91 | 16.91 | CP02 | CP02 | Varistor with LED 127...240 V AC, 70...150 V DC Surge suppressor For mounting onto contactors Size S00 !!! Phased-out product !!! Successor is SIRIUS 3RT2 Preferred successor type is >>3RT2916-1JL00<< | - | 0 | 7
3RT1916-1JL00-0FL0 |  | 3RT1916-1JL00-0FL0 | 1 | UN | 1 | 0 | A | D | N | N | 85363010 | 100 | 4011209441828 | 0.007 | KG | 17.67 | 17.67 | CP02 | CP02 | Varistor with LED 127...240 V AC Surge suppressor for mounting onto contactors Size S00 LÃ¼tze !!! Phased-out product !!! Successor is SIRIUS 3RT2 | - | 0 | 9
3RT1916-1JL00-0FU0 |  | 3RT1916-1JL00-0FU0 | 1 | UN | 1 | 5 | B | D | N | N | 85363010 | 1 | 4011209331846 | 0.008 | KG | 19.48 | 19.48 | CP02 | CP02 | VARISTOR, WITH LED, 127...240 V AC, OVERVOLTAGE LIMITER, TO SET ON CONTACTORS SIZE S00 FA. MURR: 26508 | - | 0 | 7
3RT1916-1JL00-0FU1 |  | 3RT1916-1JL00-0FU1 | 1 | UN | 1 | 20 | D | D | N | N | 85363010 | 100 |  | 0.008 | KG | 16.91 | 16.91 | CP02 | CP02 | Varistor with LED 127...240 V AC Surge suppressor for mounting onto contactors Size S00 Murr: 26508 !!! Phased-out product !!! Successor is SIRIUS 3RT2 | - | 0 | 9
3RT1916-1JL00-Z | X90 | 3RT1916-1JL00-ZX90 | 1 | UN | 1 | 30 | D | D | N | N | 85363010 | 10 | 4011209354708 | 0.008 | KG | 16.91 | 16.91 | CP02 | CP02 | Varistor with LED 127...240 V AC Surge suppressor For mounting onto contactors Size S00 Multi-unit packaging Pack = 10 units !!! Phased-out product !!! Successor is SIRIUS 3RT2 | - | 0 | 7
3RT1916-1JP00 |  | 3RT1916-1JP00 | 1 | UN | 1 | 5 | B | D | N | N | 85363010 | 1 | 4011209267534 | 0.009 | KG | 16.91 | 16.91 | CP02 | CP02 | Varistor with LED 150...250 V DC Surge suppressor For mounting onto contactors Size S00 !!! Phased-out product !!! Successor is SIRIUS 3RT2 Preferred successor type is >>3RT2916-1JP00<< | - | 0 | 7
3RT1916-1JP00-Z | X90 | 3RT1916-1JP00-ZX90 | 1 | UN | 1 | 40 | X | D | N | N | 85363010 | 10 | 4011209354715 | 0.005 | KG | 16.91 | 16.91 | CP02 | CP02 | Varistor with LED 150...250 V DC Surge suppressor For mounting onto contactors Size S00 Multi-unit packaging Pack = 10 units !!! Phased-out product !!! Successor is SIRIUS 3RT2 | - | 0 | 7
3RT1916-1LM00 |  | 3RT1916-1LM00 | 1 | UN | 1 | 2 | A | D | N | N | 85363010 | 1 | 4011209267541 | 0.007 | KG | 16.91 | 16.91 | CP02 | CP02 | Interference suppression diode, with LED 24...70 V DC Surge suppressor For mounting onto contactors Size S00 !!! Phased-out product !!! Successor is SIRIUS 3RT2 Preferred successor type is >>3RT2916-1LM00<< | - | 0 | 7
3RT1916-1LM00-0FL0 |  | 3RT1916-1LM00-0FL0 | 1 | UN | 1 | 30 | D | D | N | N | 85363010 | 100 | 4011209329232 | 0.007 | KG | 17.67 | 17.67 | CP02 | CP02 | Interference suppression diode, with LED 24...70 V DC Surge suppressor for mounting onto contactors Size S00 LÃ¼tze !!! Phased-out product !!! Successor is SIRIUS 3RT2 | - | 0 | 9
3RT1916-1LM00-0FU0 |  | 3RT1916-1LM00-0FU0 | 1 | UN | 1 | 5 | B | D | N | N | 85363010 | 1 | 4011209331853 | 0.007 | KG | 19.48 | 19.48 | CP02 | CP02 | INTERF. SUP. DIODE, WITH LED, 24...70 V DC, OVERVOLTAGE LIMITER, TO SET ON CONTACTORS SIZE S00 FA. MURR: 26501 | - | 0 | 7
3RT1916-1LM00-0FU1 |  | 3RT1916-1LM00-0FU1 | 1 | UN | 1 | 20 | D | D | N | N | 85363010 | 1000 |  | 0.007 | KG | 16.91 | 16.91 | CP02 | CP02 | Interference suppression diode, with LED 24...70 V DC Surge suppressor for mounting onto contactors Size S00 Murr: 26501 !!! Phased-out product !!! Successor is SIRIUS 3RT2 | - | 0 | 9
3RT1916-1LM00-Z | X90 | 3RT1916-1LM00-ZX90 | 1 | UN | 1 | 30 | D | D | N | N | 85363010 | 10 | 4011209354722 | 0.007 | KG | 16.91 | 16.91 | CP02 | CP02 | Interference suppression diode, with LED 24...70 V DC Surge suppressor For mounting onto contactors Size S00 Multi-unit packaging Pack = 10 units !!! Phased-out product !!! Successor is SIRIUS 3RT2 | - | 0 | 7
3RT1916-1LN00 |  | 3RT1916-1LN00 | 1 | UN | 1 | 2 | A | D | N | N | 85363010 | 1 | 4011209267558 | 0.001 | KG | 16.91 | 16.91 | CP02 | CP02 | Interference suppression diode, with LED 70...150 V DC Surge suppressor For mounting onto contactors Size S00 !!! Phased-out product !!! Successor is SIRIUS 3RT2 Preferred successor type is >>3RT2916-1LN00<< | - | 0 | 7
3RT1916-1LN00-Z | X90 | 3RT1916-1LN00-ZX90 | 1 | UN | 1 | 5 | B | D | N | N | 85363010 | 10 | 4011209354739 | 0.007 | KG | 16.91 | 16.91 | CP02 | CP02 | Interference suppression diode, with LED 70...150 V DC Surge suppressor For mounting onto contactors Size S00 Multi-unit packaging Pack = 10 units !!! Phased-out product !!! Successor is SIRIUS 3RT2 | - | 0 | 7
3RT1916-1LP00 |  | 3RT1916-1LP00 | 1 | UN | 1 | 2 | A | D | N | N | 85363010 | 1 | 4011209267565 | 0.007 | KG | 16.91 | 16.91 | CP02 | CP02 | Interference suppression diode, with LED 150...250 V DC Surge suppressor For mounting onto contactors Size S00 !!! Phased-out product !!! Successor is SIRIUS 3RT2 Preferred successor type is >>3RT2916-1LP00<< | - | 0 | 7
3RT1916-1LP00-Z | X90 | 3RT1916-1LP00-ZX90 | 1 | UN | 1 | 20 | D | D | N | N | 85363010 | 10 | 4011209354746 | 0.006 | KG | 16.91 | 16.91 | CP02 | CP02 | Interference suppression diode, with LED 150...250 V DC Surge suppressor For mounting onto contactors Size S00 Multi-unit packaging Pack = 10 units !!! Phased-out product !!! Successor is SIRIUS 3RT2 | - | 0 | 7
3RT1916-1PA1 |  | 3RT1916-1PA1 | 1 | UN | 1 | 2 | A | D | N | N | 85363010 | 1 | 4011209371002 | 0.071 | KG | 65.65 | 65.65 | CP02 | CP02 | EMC surge suppression module Size S00 400 V, 50 / 60 Hz, 5.5 kW, RC circuit !!! Phased-out product !!! Successor is SIRIUS 3RT2 Preferred successor type is >>3RT2916-1PA1<< | - | 0 | 7
3RT1916-1PA2 |  | 3RT1916-1PA2 | 1 | UN | 1 | 2 | A | D | N | N | 85363010 | 1 | 4011209371019 | 0.072 | KG | 67.55 | 67.55 | CP02 | CP02 | EMC surge suppression module Size S00 575 V, 50 / 60 Hz, 5.5 kW, RC circuit !!! Phased-out product !!! Successor is SIRIUS 3RT2 Preferred successor type is >>3RT2916-1PA2<< | - | 0 | 7
3RT1916-1PA3 |  | 3RT1916-1PA3 | 1 | UN | 1 | 30 | D | D | N | N | 85363010 | 1 | 4011209371026 | 0.073 | KG | 70.02 | 70.02 | CP02 | CP02 | EMC surge suppression module Size S00 690 V, 50 / 60 Hz, 5.5 kW, RC circuit !!! Phased-out product !!! Successor is SIRIUS 3RT2 Preferred successor type is >>3RT2916-1PA3<< | - | 0 | 7
3RT1916-1PB1 |  | 3RT1916-1PB1 | 1 | UN | 1 | 5 | B | D | N | N | 85363010 | 1 | 4011209371033 | 0.078 | KG | 58.33 | 58.33 | CP02 | CP02 | EMC surge suppression module Size S00 400 V, 50 / 60 Hz, 5.5 kW, varistor circuit !!! Phased-out product !!! Successor is SIRIUS 3RT2 Preferred successor type is >>3RT2916-1PB1<< | - | 0 | 7
3RT1916-1PB2 |  | 3RT1916-1PB2 | 1 | UN | 1 | 15 | C | D | N | N | 85363010 | 1 | 4011209371057 | 0.081 | KG | 60.9 | 60.9 | CP02 | CP02 | EMC surge suppression module Size S00 575 V, 50 / 60 Hz, 5.5 kW, varistor circuit !!! Phased-out product !!! Successor is SIRIUS 3RT2 Preferred successor type is >>3RT2916-1PB2<< | - | 0 | 7
3RT1916-1PB3 |  | 3RT1916-1PB3 | 1 | UN | 1 | 0 | A | D | N | N | 85363010 | 1 | 4011209371071 | 0.079 | KG | 63.37 | 63.37 | CP02 | CP02 | EMC surge suppression module Size S00 690 V, 50 / 60 Hz, 5.5 kW, varistor circuit !!! Phased-out product !!! Successor is SIRIUS 3RT2 Preferred successor type is >>3RT2916-1PB3<< | - | 0 | 7
3RT1916-2AF40-0LA0 |  | 3RT1916-2AF40-0LA0 | 1 | UN | 1 | 5 | B | D | EAR99 | N | 85363010 | 17 | 4047621069869 | 0.016 | KG | 22.33 | 22.33 | CP02 | CP02 | Resistor FZT 110 V Screw terminal for railway version Size S00 |  | 0 | 7
3RT1916-2BE01 |  | 3RT1916-2BE01 | 1 | UN | 1 | 20 | D | D | N | N | 85364190 | 1 | 4011209468405 | 0.113 | KG | 147.46 | 147.46 | CP15 | CP15 | OFF delay device, 24 V DC for contactors 3RT10, Size S00 ... S3 and contactor relays 3RH with DC operation ! Phased-out product! Successor is SIRIUS 3RT2 |  | 0 | 0
3RT1916-2BK01 |  | 3RT1916-2BK01 | 1 | UN | 1 | 15 | C | D | N | N | 85364900 | 1 | 4011209468382 | 0.144 | KG | 178.77 | 178.77 | CP15 | CP15 | OFF delay device 110 V UC for contactors 3RT10 Size S00 / S0 and contactor relays 3RH with DC operation !!! Phased-out product !!! Successor is SIRIUS 3RT2 Preferred successor type is >>3RT2916-2BK01<< | - | 0 | 7
3RT1916-2BL01 |  | 3RT1916-2BL01 | 1 | UN | 1 | 15 | C | D | N | N | 85364900 | 1 | 4011209468399 | 0.144 | KG | 178.77 | 178.77 | CP15 | CP15 | OFF delay device 220 / 230 V UC for contactors 3RT10 Size S00 / S0 and contactor relays 3RH with DC operation !!! Phased-out product !!! Successor is SIRIUS 3RT2 Preferred successor type is >>3RT2916-2BL01<< | - | 0 | 7
3RT1916-2CG11 |  | 3RT1916-2CG11 | 1 | UN | 1 | 15 | C | D | N | N | 85364900 | 1 | 4011209305083 | 0.053 | KG | 96.96 | 96.96 | CP15 | CP15 | Electronic two-wire timing relay with semiconductor output Time range 0.05...1 s 24 ... 66 V AC/DC ON delay with varistor For mounting onto contactors Size S00 !!! Phased-out product !!! Successor is SIRIUS 3RA2 Preferred successor type is >>3RA2811-1CW10<< | - | 0 | 7
3RT1916-2CG21 |  | 3RT1916-2CG21 | 1 | UN | 1 | 2 | A | D | N | N | 85364900 | 1 | 4011209293410 | 0.053 | KG | 96.96 | 96.96 | CP15 | CP15 | Electronic two-wire timing relay with semiconductor output Time range 0.5...10 s 24 ... 66 V AC/DC ON delay with varistor For mounting onto contactors Size S00 !!! Phased-out product !!! Successor is SIRIUS 3RA2 Preferred successor type is >>3RA2811-1CW10<< | - | 0 | 7
3RT1916-2CG31 |  | 3RT1916-2CG31 | 1 | UN | 1 | 15 | C | D | N | N | 85364900 | 1 | 4011209296978 | 0.053 | KG | 96.96 | 96.96 | CP15 | CP15 | Electronic two-wire timing relay with semiconductor output Time range 5...100 s 24 ... 66 V AC/DC ON delay with varistor For mounting onto contactors Size S00 !!! Phased-out product !!! Successor is SIRIUS 3RA2 Preferred successor type is >>3RA2811-1CW10<< | - | 0 | 7
3RT1916-2CH11 |  | 3RT1916-2CH11 | 1 | UN | 1 | 5 | B | D | N | N | 85364900 | 1 | 4011209305090 | 0.053 | KG | 96.96 | 96.96 | CP15 | CP15 | Electronic two-wire timing relay with semiconductor output Time range 0.05...1 s 90 ... 240 V AC/DC ON delay with varistor For mounting onto contactors Size S00 !!! Phased-out product !!! Successor is SIRIUS 3RA2 Preferred successor type is >>3RA2811-1CW10<< | - | 0 | 7
3RT1916-2CH21 |  | 3RT1916-2CH21 | 1 | UN | 1 | 2 | A | D | N | N | 85364900 | 1 | 4011209292130 | 0.053 | KG | 96.96 | 96.96 | CP15 | CP15 | Electronic two-wire timing relay with semiconductor output Time range 0.5...10 s 90 ... 240 V AC/DC ON delay with varistor For mounting onto contactors Size S00 !!! Phased-out product !!! Successor is SIRIUS 3RA2 Preferred successor type is >>3RA2811-1CW10<< | - | 0 | 7
3RT1916-2CH31 |  | 3RT1916-2CH31 | 1 | UN | 1 | 5 | B | D | N | N | 85364900 | 1 | 4011209295926 | 0.053 | KG | 96.96 | 96.96 | CP15 | CP15 | Electronic two-wire timing relay with semiconductor output Time range 5...100 s 90 ... 240 V AC/DC ON delay with varistor For mounting onto contactors Size S00 !!! Phased-out product !!! Successor is SIRIUS 3RA2 Preferred successor type is >>3RA2811-1CW10<< | - | 0 | 7
3RT1916-2DG11 |  | 3RT1916-2DG11 | 1 | UN | 1 | 15 | C | D | N | N | 85364900 | 1 | 4011209305106 | 0.058 | KG | 128.27 | 128.27 | CP15 | CP15 | Electronic timing relay with semiconductor output Time range 0.05...1 s 24 ... 66 V AC/DC OFF delay with varistor For mounting onto contactors Size S00 !!! Phased-out product !!! Successor is SIRIUS 3RA2 Preferred successor type is >>3RA2812-1DW10<< | - | 0 | 7
3RT1916-2DG21 |  | 3RT1916-2DG21 | 1 | UN | 1 | 15 | C | D | N | N | 85364900 | 1 | 4011209304970 | 0.058 | KG | 128.27 | 128.27 | CP15 | CP15 | Electronic timing relay with semiconductor output Time range 0.5...10 s 24 ... 66 V AC/DC OFF delay with varistor For mounting onto contactors Size S00 !!! Phased-out product !!! Successor is SIRIUS 3RA2 Preferred successor type is >>3RA2812-1DW10<< | - | 0 | 7
3RT1916-2DG31 |  | 3RT1916-2DG31 | 1 | UN | 1 | 15 | C | D | N | N | 85364900 | 1 | 4011209291454 | 0.058 | KG | 128.27 | 128.27 | CP15 | CP15 | Electronic timing relay with semiconductor output Time range 5...100 s 24 ... 66 V AC/DC OFF delay with varistor For mounting onto contactors Size S00 !!! Phased-out product !!! Successor is SIRIUS 3RA2 Preferred successor type is >>3RA2812-1DW10<< | - | 0 | 7
3RT1916-2DH11 |  | 3RT1916-2DH11 | 1 | UN | 1 | 15 | C | D | N | N | 85364900 | 1 | 4011209305113 | 0.058 | KG | 128.27 | 128.27 | CP15 | CP15 | Electronic timing relay with semiconductor output Time range 0.05...1 s 90 ... 240 V AC/DC OFF delay with varistor For mounting onto contactors Size S00 !!! Phased-out product !!! Successor is SIRIUS 3RA2 Preferred successor type is >>3RA2812-1DW10<< | - | 0 | 7
3RT1916-2DH21 |  | 3RT1916-2DH21 | 1 | UN | 1 | 15 | C | D | N | N | 85364900 | 1 | 4011209291591 | 0.058 | KG | 128.27 | 128.27 | CP15 | CP15 | Electronic timing relay with semiconductor output Time range 0.5...10 s 90 ... 240 V AC/DC OFF delay with varistor For mounting onto contactors Size S00 !!! Phased-out product !!! Successor is SIRIUS 3RA2 Preferred successor type is >>3RA2812-1DW10<< | - | 0 | 7
3RT1916-2DH31 |  | 3RT1916-2DH31 | 1 | UN | 1 | 15 | C | D | N | N | 85364900 | 1 | 4011209291751 | 0.058 | KG | 128.27 | 128.27 | CP15 | CP15 | Electronic timing relay with semiconductor output Time range 5...100 s 90 ... 240 V AC/DC OFF delay with varistor For mounting onto contactors Size S00 !!! Phased-out product !!! Successor is SIRIUS 3RA2 Preferred successor type is >>3RA2812-1DW10<< | - | 0 | 7
3RT1916-2EC11 |  | 3RT1916-2EC11 | 1 | UN | 1 | 15 | C | D | N | N | 85364900 | 1 | 4011209332775 | 0.088 | KG | 110.09 | 110.09 | CP15 | CP15 | Solid-state time-delayed Auxiliary switch block can be snapped on at the front Time range 0.05...1 s 100...127 V AC 1 NO + 1 NC, ON delay Size S00 !!! Phased-out product !!! Successor is SIRIUS 3RA2 Preferred successor type is >>3RA2813-1FW10<< | - | 0 | 7
3RT1916-2EC21 |  | 3RT1916-2EC21 | 1 | UN | 1 | 15 | C | D | N | N | 85364900 | 1 | 4011209332249 | 0.088 | KG | 110.09 | 110.09 | CP15 | CP15 | Solid-state time-delayed Auxiliary switch block can be snapped on at the front Time range 0.5...10 s 100...127 V AC 1 NO + 1 NC, ON delay Size S00 !!! Phased-out product !!! Successor is SIRIUS 3RA2 Preferred successor type is >>3RA2813-1FW10<< | - | 0 | 7
3RT1916-2EC31 |  | 3RT1916-2EC31 | 1 | UN | 1 | 15 | C | D | N | N | 85364900 | 1 | 4011209332997 | 0.088 | KG | 121.2 | 121.2 | CP15 | CP15 | Solid-state time-delayed Auxiliary switch block can be snapped on at the front Time range 5...100 s 100...127 V AC 1 NO + 1 NC, ON delay !!! Phased-out product !!! Successor is SIRIUS 3RA2 Preferred successor type is >>3RA2813-1FW10<< | - | 0 | 7
3RT1916-2ED11 |  | 3RT1916-2ED11 | 1 | UN | 1 | 15 | C | D | N | N | 85364900 | 1 | 4011209332782 | 0.088 | KG | 110.09 | 110.09 | CP15 | CP15 | Solid-state time-delayed Auxiliary switch block can be snapped on at the front Time range 0.05...1 s 200...240 V AC 1 NO + 1 NC, ON delay !!! Phased-out product !!! Successor is SIRIUS 3RA2 Preferred successor type is >>3RA2813-1FW10<< | - | 0 | 7
3RT1916-2ED21 |  | 3RT1916-2ED21 | 1 | UN | 1 | 2 | A | D | N | N | 85364900 | 1 | 4011209315846 | 0.088 | KG | 110.09 | 110.09 | CP15 | CP15 | Solid-state time-delayed Auxiliary switch block can be snapped on at the front Time range 0.5...10 s 200...240 V AC 1 NO + 1 NC, ON delay Size S00 !!! Phased-out product !!! Successor is SIRIUS 3RA2 Preferred successor type is >>3RA2813-1FW10<< | - | 0 | 7
3RT1916-2ED31 |  | 3RT1916-2ED31 | 1 | UN | 1 | 15 | C | D | N | N | 85364900 | 1 | 4011209332799 | 0.088 | KG | 121.2 | 121.2 | CP15 | CP15 | Solid-state time-delayed Auxiliary switch block can be snapped on at the front Time range 5...100 s 200...240 V AC 1 NO + 1 NC, ON delay Size S00 !!! Phased-out product !!! Successor is SIRIUS 3RA2 Preferred successor type is >>3RA2813-1FW10<< | - | 0 | 7
3RT1916-2EJ11 |  | 3RT1916-2EJ11 | 1 | UN | 1 | 15 | C | D | N | N | 85364190 | 1 | 4011209332751 | 0.088 | KG | 110.09 | 110.09 | CP15 | CP15 | Solid-state time-delayed Auxiliary switch block can be snapped on at the front Time range 0.05...1 s 24 V AC/DC 1 NO + 1 NC, ON delay Size S00 !!! Phased-out product !!! Successor is SIRIUS 3RA2 Preferred successor type is >>3RA2813-1FW10<< | - | 0 | 7
3RT1916-2EJ21 |  | 3RT1916-2EJ21 | 1 | UN | 1 | 2 | A | D | N | N | 85364190 | 1 | 4011209315853 | 0.088 | KG | 110.09 | 110.09 | CP15 | CP15 | Solid-state time-delayed Auxiliary switch block can be snapped on at the front Time range 0.5...10 s 24 V AC/DC 1 NO + 1 NC, ON delay Size S00 !!! Phased-out product !!! Successor is SIRIUS 3RA2 Preferred successor type is >>3RA2813-1FW10<< | - | 0 | 7
3RT1916-2EJ31 |  | 3RT1916-2EJ31 | 1 | UN | 1 | 15 | C | D | N | N | 85364190 | 1 | 4011209332768 | 0.088 | KG | 121.2 | 121.2 | CP15 | CP15 | Solid-state time-delayed Auxiliary switch block can be snapped on at the front Time range 5...100 s 24 V AC/DC 1 NO + 1 NC, ON delay Size S00 !!! Phased-out product !!! Successor is SIRIUS 3RA2 Preferred successor type is >>3RA2813-1FW10<< | - | 0 | 7
3RT1916-2FJ11 |  | 3RT1916-2FJ11 | 1 | UN | 1 | 15 | C | D | N | N | 85364190 | 1 | 4011209332805 | 0.09 | KG | 121.2 | 121.2 | CP15 | CP15 | Solid-state time-delayed Auxiliary switch block can be snapped on at the front Time range 0.05...1 s 24 V AC/DC 1 NO + 1 NC, OFF delay Size S00 !!! Phased-out product !!! Successor is SIRIUS 3RA2 Preferred successor type is >>3RA2815-1FW10<< | - | 0 | 7
3RT1916-2FJ21 |  | 3RT1916-2FJ21 | 1 | UN | 1 | 2 | A | D | N | N | 85364190 | 1 | 4011209315860 | 0.09 | KG | 121.2 | 121.2 | CP15 | CP15 | Solid-state time-delayed Auxiliary switch block can be snapped on at the front Time range 0.5...10 s 24 V AC/DC 1 NO + 1 NC, OFF delay Size S00 !!! Phased-out product !!! Successor is SIRIUS 3RA2 Preferred successor type is >>3RA2815-1FW10<< | - | 0 | 7
3RT1916-2FJ31 |  | 3RT1916-2FJ31 | 1 | UN | 1 | 2 | A | D | N | N | 85364190 | 1 | 4011209332812 | 0.09 | KG | 132.31 | 132.31 | CP15 | CP15 | Solid-state time-delayed Auxiliary switch block can be snapped on at the front Time range 5...100 s 24 V AC/DC 1 NO + 1 NC, OFF delay Size S00 !!! Phased-out product !!! Successor is SIRIUS 3RA2 Preferred successor type is >>3RA2815-1FW10<< | - | 0 | 7
3RT1916-2FK11 |  | 3RT1916-2FK11 | 1 | UN | 1 | 15 | C | D | N | N | 85364900 | 1 | 4011209332829 | 0.09 | KG | 121.2 | 121.2 | CP15 | CP15 | Solid-state time-delayed Auxiliary switch block can be snapped on at the front Time range 0.05...1 s 100...127 V AC / DC 1 NO + 1 NC, OFF delay Size S00 !!! Phased-out product !!! Successor is SIRIUS 3RA2 Preferred successor type is >>3RA2815-1FW10<< | - | 0 | 7
3RT1916-2FK21 |  | 3RT1916-2FK21 | 1 | UN | 1 | 2 | A | D | N | N | 85364900 | 1 | 4011209332836 | 0.09 | KG | 121.2 | 121.2 | CP15 | CP15 | Solid-state time-delayed Auxiliary switch block can be snapped on at the front Time range 0.5...10 s 100...127 V AC / DC 1 NO + 1 NC, OFF delay Size S00 !!! Phased-out product !!! Successor is SIRIUS 3RA2 Preferred successor type is >>3RA2815-1FW10<< | - | 0 | 7
3RT1916-2FK31 |  | 3RT1916-2FK31 | 1 | UN | 1 | 15 | C | D | N | N | 85364900 | 1 | 4011209332843 | 0.09 | KG | 132.31 | 132.31 | CP15 | CP15 | Solid-state time-delayed Auxiliary switch block can be snapped on at the front Time range 5...100 s 100...127 V AC / DC 1 NO + 1 NC, OFF delay Size S00 !!! Phased-out product !!! Successor is SIRIUS 3RA2 Preferred successor type is >>3RA2815-1FW10<< | - | 0 | 7
3RT1916-2FL11 |  | 3RT1916-2FL11 | 1 | UN | 1 | 15 | C | D | N | N | 85364900 | 1 | 4011209332850 | 0.09 | KG | 137.36 | 137.36 | CP15 | CP15 | Solid-state time-delayed Auxiliary switch block can be snapped on at the front Time range 0.05...1 s 200...240 V AC/DC 1 NO + 1 NC, OFF delay Size S00 !!! Phased-out product !!! Successor is SIRIUS 3RA2 Preferred successor type is >>3RA2815-1FW10<< | - | 0 | 7
3RT1916-2FL21 |  | 3RT1916-2FL21 | 1 | UN | 1 | 2 | A | D | N | N | 85364900 | 1 | 4011209315877 | 0.09 | KG | 121.2 | 121.2 | CP15 | CP15 | Solid-state time-delayed Auxiliary switch block can be snapped on at the front Time range 0.5...10 s 200...240 V AC/DC 1 NO + 1 NC, OFF delay Size S00 !!! Phased-out product !!! Successor is SIRIUS 3RA2 Preferred successor type is >>3RA2815-1FW10<< | - | 0 | 7
3RT1916-2FL31 |  | 3RT1916-2FL31 | 1 | UN | 1 | 2 | A | D | N | N | 85364900 | 1 | 4011209332867 | 0.09 | KG | 132.31 | 132.31 | CP15 | CP15 | Solid-state time-delayed Auxiliary switch block can be snapped on at the front Time range 5...100 s 200...240 V AC/DC 1 NO + 1 NC, OFF delay Size S00 !!! Phased-out product !!! Successor is SIRIUS 3RA2 Preferred successor type is >>3RA2815-1FW10<< | - | 0 | 7
3RT1916-2FM21 |  | 3RT1916-2FM21 | 1 | UN | 1 | 15 | C | D | N | N | 85364190 | 1 | 4011209538474 | 0.09 | KG | 137.36 | 137.36 | CP15 | CP15 | Solid-state time-delayed Auxiliary switch block, can be snapped on at the front Time range 10 s, 42 ... 48 V AC/DC, 1 NO + 1 NC, OFF delay, Size S00 !!! Phased-out product !!! Successor is SIRIUS 3RT2 | - | 0 | 7
3RT1916-2GC51 |  | 3RT1916-2GC51 | 1 | UN | 1 | 15 | C | D | N | N | 85364900 | 1 | 4011209315884 | 0.09 | KG | 119.18 | 119.18 | CP15 | CP15 | Solid-state time-delayed Auxiliary switch block can be snapped on at the front Time range 1.5...30 s 100...127 V AC 2 NO star-delta (wye-delta) function Size S00 !!! Phased-out product !!! Successor is SIRIUS 3RA2 Preferred successor type is >>3RA2816-0EW20<< | - | 0 | 7
3RT1916-2GD51 |  | 3RT1916-2GD51 | 1 | UN | 1 | 15 | C | D | N | N | 85364900 | 1 | 4011209315891 | 0.09 | KG | 119.18 | 119.18 | CP15 | CP15 | Solid-state time-delayed Auxiliary switch block can be snapped on at the front Time range 1.5...30 s 200...240 V AC 2 NO star-delta (wye-delta) function Size S00 !!! Phased-out product !!! Successor is SIRIUS 3RA2 Preferred successor type is >>3RA2816-0EW20<< | - | 0 | 7
3RT1916-2GJ51 |  | 3RT1916-2GJ51 | 1 | UN | 1 | 2 | A | D | N | N | 85364190 | 1 | 4011209316577 | 0.09 | KG | 119.18 | 119.18 | CP15 | CP15 | Solid-state time-delayed Auxiliary switch block can be snapped on at the front Time range 1.5...30 s 24 V AC/DC 2 NO star-delta (wye-delta) function Size S00 !!! Phased-out product !!! Successor is SIRIUS 3RA2 Preferred successor type is >>3RA2816-0EW20<< | - | 0 | 7
3RT1916-2LC21 |  | 3RT1916-2LC21 | 1 | UN | 1 | 15 | C | D | N | N | 85364900 | 1 | 4011209585393 | 0.09 | KG | 202 | 202 | CP15 | CP15 | Electronic timing relay block for mounting onto contactors 1 change-over contact, single voltage 100-127 V AC, 24 V, up to 240 V Screw terminals !!! Phased-out product !!! Successor is SIRIUS 3RA2 Preferred successor type is >>3RA2814-1AW10<< | - | 0 | 7
3RT1916-2LD21 |  | 3RT1916-2LD21 | 1 | UN | 1 | 15 | C | D | N | N | 85364900 | 1 | 4011209585416 | 0.09 | KG | 202 | 202 | CP15 | CP15 | Solid-state-compatible timing relay block for mounting onto contactors 1 change-over contact, single voltage 200 V to 240 V AC Screw terminals !!! Phased-out product !!! Successor is SIRIUS 3RA2 Preferred successor type is >>3RA2814-1AW10<< | - | 0 | 7
3RT1916-2LJ21 |  | 3RT1916-2LJ21 | 1 | UN | 1 | 15 | C | D | N | N | 85364190 | 1 | 4011209585409 | 0.09 | KG | 202 | 202 | CP15 | CP15 | Electronic timing relay block for mounting onto contactors S00 1 change-over contact, single voltage 24 V AC/DC Screw terminals !!! Phased-out product !!! Successor is SIRIUS 3RA2 Preferred successor type is >>3RA2814-1AW10<< | - | 0 | 7
3RT1916-4BA31 |  | 3RT1916-4BA31 | 1 | UN | 1 | 1 | A | D | N | N | 85366990 | 1 | 4011209279032 | 0.003 | KG | 3.52 | 3.42 | CP02 | CP02 | Link for paralleling without connection terminal, 3-pole for 3RT2.1 with screw terminal | Lista Papel 2020 SI | 0 | 0
3RT1916-4BA31-Z | X90 | 3RT1916-4BA31-ZX90 | 1 | UN | 1 | 10 | C | D | N | N | 85366990 | 100 | 4047621072050 | 0.003 | KG | 3.52 | 3.52 | CP02 | CP02 | Links for paralleling without connection terminal, 3-pole for 3RT101., screw terminal (replacement for 3TX4490-2C, for 3TF2, 3TK2) Multi-unit packaging Pack = 100 units |  | 0 | 7
3RT1916-4BB31 |  | 3RT1916-4BB31 | 1 | UN | 1 | 1 | A | D | N | N | 85366990 | 1 | 4011209279049 | 0.017 | KG | 6.76 | 6.57 | CP02 | CP02 | Link for paralleling With connecting terminal, 3-pole for 3RT2.1 with screw terminal | Lista Papel 2020 SI | 0 | 0
3RT1916-4BB41 |  | 3RT1916-4BB41 | 1 | UN | 1 | 15 | C | D | N | N | 85366990 | 1 | 4011209280199 | 0.018 | KG | 8.73 | 8.48 | CP02 | CP02 | Link for paralleling With connecting terminal, 4-pole 3RT2.1, 3RT2.2 with screw terminal | Lista Papel 2020 SI | 0 | 0
3RT1916-4JA02 |  | 3RT1916-4JA02 | 1 | UN | 1 | 5 | B | D | N | N | 85389099 | 20 | 4011209326668 | 0.001 | KG | 2.92 | 2.92 | CP02 | CP02 | Insulating stop line for 5 connection terminal pairs For each contactor, 2 lines are required (can be removed in pairs) (1 pack = 20 lines) Size S00 | - | 0 | 0
3RT1916-4KA1 |  | 3RT1916-4KA1 | 1 | UN | 1 | 2 | A | D | N | N | 85366990 | 4 | 4011209359390 | 0.028 | KG | 4.2 | 4.09 | CP02 | CP02 | Solder pin connection set for 3RT201.1 consists of two adapters | Lista Papel 2020 SI | 0 | 0
3RT1916-4KA10-0KT0 |  | 3RT1916-4KA10-0KT0 | 1 | UN | 1 | 40 | X | D | N | N | 85366990 | 54 | 4011209562585 | 1.36 | KG | 6.51 | 6.51 | CP02 | CP02 | Soldering pin adapter for contactors 4-pole, consists of 2 adapters Multi-unit packaging = 108 units !!! Phased-out product !!! Successor is SIRIUS 3RT2 | - | 0 | 9
3RT1916-4KA2 |  | 3RT1916-4KA2 | 1 | UN | 1 | 5 | B | D | N | N | 85366990 | 4 | 4011209368682 | 0.068 | KG | 8.28 | 8.05 | CP02 | CP02 | Solder pin connection set for 3RT201.1 with added auxiliary switch consists of four adapters | Lista Papel 2020 SI | 0 | 0
3RT1916-4KA5 |  | 3RT1916-4KA5 | 1 | UN | 1 | 5 | B | D | N | N | 85366990 | 4 | 4011209547087 | 0.12 | KG | 6.51 | 6.51 | CP02 | CP02 | Soldering pin adapter for contactors with integrated auxiliary contact for 3RT101.1. with 3.8 mm long soldering pins. 1 set = 2 adapters for 1 contactor !!! Phased-out product !!! Successor is SIRIUS 3RT2 | - | 0 | 9
3RT1916-4KA50-0KS2 |  | 3RT1916-4KA50-0KS2 | 1 | UN | 1 | 0 | A | D | N | N | 85366990 | 270 | 4011209591202 | 0.025 | KG | 5.43 | 5.43 | CP02 | CP02 | Soldering pin adapter for contactors with integrated auxiliary contact for 3RT101.1. with 3.8 mm long soldering pins 1 set = 2 adapters for 1 contactor Multi-unit packaging 54 set !!! Phased-out product !!! Successor is SIRIUS 3RT2 | - | 0 | 9
3RT1916-4KA6 |  | 3RT1916-4KA6 | 1 | UN | 1 | 20 | D | D | N | N | 85366990 | 4 | 4011209547094 | 0.067 | KG | 10.64 | 10.64 | CP02 | CP02 | Soldering pin adapter for contactors with mounted 4-pole auxiliary switch block for 3RT101.1. with 3.8 mm long soldering pins consists of 4 adapters for 1 contactor !!! Phased-out product !!! Successor is SIRIUS 3RT2 | - | 0 | 9
3RT1916-4MA00 |  | 3RT1916-4MA00 | 1 | UN | 1 | 30 | D | D | N | N | 85389099 | 150 | 4011209532793 | 0.01 | KG | 1.74 | 1.74 | CP02 | CP02 | Dust cover spring-type for contactor S00 150-unit packaging !!! Phased-out product !!! Successor is SIRIUS 3RT2 | - | 0 | 9
3RT1916-4MA00-0KT0 |  | 3RT1916-4MA00-0KT0 | 1 | UN | 1 | 30 | D | D | N | N | 85389099 | 10 | 4011209558526 | 0.097 | KG | 2.19 | 2.19 | CP02 | CP02 | Dust cover spring-type for contactor S00 10-unit packaging !!! Phased-out product !!! Successor is SIRIUS 3RT2 | - | 0 | 9
3RT1916-4MA10 |  | 3RT1916-4MA10 | 1 | UN | 1 | 30 | D | D | N | N | 85389099 | 5 | 4011209538313 | 0.002 | KG | 3.15 | 3.15 | CP02 | CP02 | Sealable cover for contactor size S00 Protection against accidental manual operation Multi-unit packaging 5 units !!! Phased-out product !!! Successor is SIRIUS 3RT2 Preferred successor type is >>3RT2916-4MA10<< | - | 0 | 7
3RT1916-4RD01 |  | 3RT1916-4RD01 | 1 | UN | 1 | 5 | B | D | N | N | 85366990 | 1 | 4011209675889 | 0.032 | KG | 15.58 | 15.11 | CP02 | CP02 | Adapter for motor outgoing connector 3RT1900-4RE01 for 3RT2.1 and 3RH2 | Lista Papel 2020 SI | 0 | 0
3RT1922-2D |  | 3RT1922-2D | 100 | UN | 1 | 5 | B | D | N | N | 85389099 | 20 | 4011209555525 | 0.001 | KG | 153.9 | 153.9 | CP02 | CP02 | Mechanical connector for 3RT1.2 Interlock between the devices !!! Phased-out product !!! Successor is SIRIUS 3RT2 | - | 0 | 7
3RT1924-5AB01 |  | 3RT1924-5AB01 | 1 | UN | 1 | 5 | B | D | N | N | 85045095 | 1 | 4011209362550 | 0.094 | KG | 24.61 | 24.61 | CP02 | CP02 | Magnet coil for contactors SIRIUS, Size S0 screw terminal, 24 V AC 50 Hz !!! Phased-out product !!! Successor is SIRIUS 3RT2 Preferred successor type is >>3RT2924-5AB01<< | - | 0 | 7
3RT1924-5AB02 |  | 3RT1924-5AB02 | 1 | UN | 1 | 15 | C | D | N | N | 85045095 | 1 | 4011209374157 | 0.091 | KG | 25.18 | 25.18 | CP02 | CP02 | Magnet coil for contactors SIRIUS, Size S0 Spring-type terminal 24 V AC, 50 Hz !!! Phased-out product !!! Successor is SIRIUS 3RT2 | - | 0 | 7
3RT1924-5AC01 |  | 3RT1924-5AC01 | 1 | UN | 1 | 15 | C | D | N | N | 85045095 | 1 | 4011209608641 | 0.098 | KG | 28.88 | 28.88 | CP02 | CP02 | Magnet coil for contactors SIRIUS size S0 Screw terminal 32 V AC, 50 Hz !!! Phased-out product !!! Successor is SIRIUS 3RT2 Preferred successor type is >>3RT2924-5AC01<< | - | 0 | 9
3RT1924-5AC21 |  | 3RT1924-5AC21 | 1 | UN | 1 | 5 | B | D | N | N | 85045095 | 1 | 4011209368149 | 0.091 | KG | 24.61 | 24.61 | CP02 | CP02 | Magnet coil for contactors SIRIUS, Size S0 Screw terminal 24 V AC, 50/60 Hz !!! Phased-out product !!! Successor is SIRIUS 3RT2 Preferred successor type is >>3RT2924-5AC21<< | - | 0 | 7
3RT1924-5AC22 |  | 3RT1924-5AC22 | 1 | UN | 1 | 15 | C | D | N | N | 85045095 | 1 | 4011209369207 | 0.091 | KG | 25.18 | 25.18 | CP02 | CP02 | Magnet coil for contactors SIRIUS, Size S0 Spring-type terminal 24 V AC, 50/60 Hz !!! Phased-out product !!! Successor is SIRIUS 3RT2 | - | 0 | 7
3RT1924-5AD01 |  | 3RT1924-5AD01 | 1 | UN | 1 | 15 | C | D | N | N | 85045095 | 1 | 4011209370401 | 0.091 | KG | 29.36 | 29.36 | CP02 | CP02 | Magnet coil for contactors SIRIUS, Size S0 screw terminal, 42 V AC 50 Hz !!! Phased-out product !!! Successor is SIRIUS 3RT2 Preferred successor type is >>3RT2924-5AD01<< | - | 0 | 7
3RT1924-5AD02 |  | 3RT1924-5AD02 | 1 | UN | 1 | 30 | D | D | N | N | 85045095 | 1 | 4011209374164 | 0.089 | KG | 29.93 | 29.93 | CP02 | CP02 | Magnet coil for contactors SIRIUS, Size S0 Spring-type terminal 42 V AC, 50 Hz !!! Phased-out product !!! Successor is SIRIUS 3RT2 | - | 0 | 7
3RT1924-5AD21 |  | 3RT1924-5AD21 | 1 | UN | 1 | 15 | C | D | N | N | 85045095 | 1 | 4011209450417 | 0.092 | KG | 29.36 | 29.36 | CP02 | CP02 | Magnet coil for contactors SIRIUS, Size S0 Screw terminal 42 V AC, 50/60 Hz !!! Phased-out product !!! Successor is SIRIUS 3RT2 Preferred successor type is >>3RT2924-5AD21<< | - | 0 | 7
3RT1924-5AD22 |  | 3RT1924-5AD22 | 1 | UN | 1 | 30 | D | D | N | N | 85045095 | 1 | 4011209450424 | 0.069 | KG | 29.93 | 29.93 | CP02 | CP02 | Magnet coil for contactors SIRIUS, Size S0 Spring-type terminal 42 V AC, 50/60 Hz !!! Phased-out product !!! Successor is SIRIUS 3RT2 | - | 0 | 7
3RT1924-5AF01 |  | 3RT1924-5AF01 | 1 | UN | 1 | 5 | B | D | N | N | 85045095 | 1 | 4011209361461 | 0.09 | KG | 24.61 | 24.61 | CP02 | CP02 | Magnet coil for contactors SIRIUS, Size S0 Screw terminal 110 V AC, 50 Hz !!! Phased-out product !!! Successor is SIRIUS 3RT2 Preferred successor type is >>3RT2924-5AF01<< | - | 0 | 7
3RT1924-5AF02 |  | 3RT1924-5AF02 | 1 | UN | 1 | 15 | C | D | N | N | 85045095 | 1 | 4011209374171 | 0.088 | KG | 25.18 | 25.18 | CP02 | CP02 | Magnet coil for contactors SIRIUS, Size S0 Spring-type terminal 110 V AC, 50 Hz !!! Phased-out product !!! Successor is SIRIUS 3RT2 | - | 0 | 7
3RT1924-5AG21 |  | 3RT1924-5AG21 | 1 | UN | 1 | 5 | B | D | N | N | 85045095 | 1 | 4011209364806 | 0.095 | KG | 24.61 | 24.61 | CP02 | CP02 | Magnet coil for contactors SIRIUS, Size S0 Screw terminal 110 V AC, 50/60 Hz !!! Phased-out product !!! Successor is SIRIUS 3RT2 Preferred successor type is >>3RT2924-5AG21<< | - | 0 | 7
3RT1924-5AG22 |  | 3RT1924-5AG22 | 1 | UN | 1 | 15 | C | D | N | N | 85045095 | 1 | 4011209374188 | 0.092 | KG | 25.18 | 25.18 | CP02 | CP02 | Magnet coil for contactors SIRIUS, Size S0 Spring-type terminal 110 V AC, 50/60 Hz !!! Phased-out product !!! Successor is SIRIUS 3RT2 | - | 0 | 7
3RT1924-5AG61 |  | 3RT1924-5AG61 | 1 | UN | 1 | 15 | C | D | N | N | 85045095 | 1 | 4011209494671 | 0.09 | KG | 29.36 | 29.36 | CP02 | CP02 | Magnet coil for contactors SIRIUS, Size S0 Screw terminal 100 V AC, 50/60 Hz 110 V, 60 Hz !!! Phased-out product !!! Successor is SIRIUS 3RT2 Preferred successor type is >>3RT2924-5AG61<< | - | 0 | 7
3RT1924-5AG62 |  | 3RT1924-5AG62 | 1 | UN | 1 | 30 | D | D | N | N | 85045095 | 1 | 4011209494688 | 0.068 | KG | 29.93 | 29.93 | CP02 | CP02 | Magnet coil for contactors SIRIUS, Size S0 Spring-type terminal 100 V AC, 50/60 Hz 110 V, 60 Hz !!! Phased-out product !!! Successor is SIRIUS 3RT2 | - | 0 | 7
3RT1924-5AH01 |  | 3RT1924-5AH01 | 1 | UN | 1 | 5 | B | D | N | N | 85045095 | 1 | 4011209361416 | 0.092 | KG | 24.61 | 24.61 | CP02 | CP02 | Magnet coil for contactors SIRIUS, Size S0 screw terminal, 48 V AC 50 Hz !!! Phased-out product !!! Successor is SIRIUS 3RT2 Preferred successor type is >>3RT2924-5AH01<< | - | 0 | 7
3RT1924-5AH02 |  | 3RT1924-5AH02 | 1 | UN | 1 | 15 | C | D | N | N | 85045095 | 1 | 4011209374195 | 0.088 | KG | 25.18 | 25.18 | CP02 | CP02 | Magnet coil for contactors SIRIUS, Size S0 Spring-type terminal 48 V AC, 50 Hz !!! Phased-out product !!! Successor is SIRIUS 3RT2 | - | 0 | 7
3RT1924-5AH21 |  | 3RT1924-5AH21 | 1 | UN | 1 | 15 | C | D | N | N | 85045095 | 1 | 4011209438880 | 0.092 | KG | 29.36 | 29.36 | CP02 | CP02 | Magnet coil for contactors SIRIUS, Size S0 Screw terminal 48 V AC, 50/60 Hz !!! Phased-out product !!! Successor is SIRIUS 3RT2 Preferred successor type is >>3RT2924-5AH21<< | - | 0 | 7
3RT1924-5AH22 |  | 3RT1924-5AH22 | 1 | UN | 1 | 30 | D | D | N | N | 85045095 | 1 | 4011209440326 | 0.089 | KG | 29.93 | 29.93 | CP02 | CP02 | Magnet coil for contactors SIRIUS, Size S0 Spring-type terminal 48 V AC, 50/60 Hz !!! Phased-out product !!! Successor is SIRIUS 3RT2 | - | 0 | 7
3RT1924-5AK61 |  | 3RT1924-5AK61 | 1 | UN | 1 | 15 | C | D | N | N | 85045095 | 1 | 4011209369214 | 0.09 | KG | 24.61 | 24.61 | CP02 | CP02 | Magnet coil for contactors SIRIUS, Size S0 Screw terminal 110 V AC, 50 Hz / 120 V, 60 Hz !!! Phased-out product !!! Successor is SIRIUS 3RT2 Preferred successor type is >>3RT2924-5AK61<< | - | 0 | 7
3RT1924-5AK62 |  | 3RT1924-5AK62 | 1 | UN | 1 | 15 | C | D | N | N | 85045095 | 1 | 4011209369221 | 0.06 | KG | 25.18 | 25.18 | CP02 | CP02 | Magnet coil for contactors SIRIUS, Size S0 Spring-type terminal 110 V AC, 50 Hz / 120 V, 60 Hz !!! Phased-out product !!! Successor is SIRIUS 3RT2 | - | 0 | 7
3RT1924-5AL21 |  | 3RT1924-5AL21 | 1 | UN | 1 | 15 | C | D | N | N | 85045095 | 1 | 4011209368811 | 0.095 | KG | 24.61 | 24.61 | CP02 | CP02 | Magnet coil for contactors SIRIUS, Size S0 Screw terminal 230 V AC, 50/60 Hz !!! Phased-out product !!! Successor is SIRIUS 3RT2 Preferred successor type is >>3RT2924-5AL21<< | - | 0 | 7
3RT1924-5AL22 |  | 3RT1924-5AL22 | 1 | UN | 1 | 15 | C | D | N | N | 85045095 | 1 | 4011209374201 | 0.105 | KG | 25.18 | 25.18 | CP02 | CP02 | Magnet coil for contactors SIRIUS, Size S0 Spring-type terminal 230 V AC, 50/60 Hz !!! Phased-out product !!! Successor is SIRIUS 3RT2 | - | 0 | 7
3RT1924-5AM21 |  | 3RT1924-5AM21 | 1 | UN | 1 | 15 | C | D | N | N | 85045095 | 1 | 4011209383876 | 0.089 | KG | 29.36 | 29.36 | CP02 | CP02 | Magnet coil for contactors SIRIUS, Size S0 Screw terminal 208 V AC, 50/60 Hz !!! Phased-out product !!! Successor is SIRIUS 3RT2 Preferred successor type is >>3RT2924-5AM21<< | - | 0 | 7
3RT1924-5AM22 |  | 3RT1924-5AM22 | 1 | UN | 1 | 30 | D | D | N | N | 85045095 | 1 | 4011209386488 | 0.088 | KG | 29.93 | 29.93 | CP02 | CP02 | Magnet coil for contactors SIRIUS, Size S0 Spring-type terminal 208 V AC, 50/60 Hz !!! Phased-out product !!! Successor is SIRIUS 3RT2 | - | 0 | 7
3RT1924-5AN21 |  | 3RT1924-5AN21 | 1 | UN | 1 | 15 | C | D | N | N | 85045095 | 1 | 4011209374218 | 0.092 | KG | 24.61 | 24.61 | CP02 | CP02 | Magnet coil for contactors SIRIUS, Size S0 Screw terminal 220 V AC, 50/60 Hz !!! Phased-out product !!! Successor is SIRIUS 3RT2 Preferred successor type is >>3RT2924-5AN21<< | - | 0 | 7
3RT1924-5AN22 |  | 3RT1924-5AN22 | 1 | UN | 1 | 15 | C | D | N | N | 85045095 | 1 | 4011209374225 | 0.094 | KG | 25.18 | 25.18 | CP02 | CP02 | Magnet coil for contactors SIRIUS, Size S0 Spring-type terminal 220 V AC, 50/60 Hz !!! Phased-out product !!! Successor is SIRIUS 3RT2 | - | 0 | 7
3RT1924-5AN61 |  | 3RT1924-5AN61 | 1 | UN | 1 | 15 | C | D | N | N | 85045095 | 1 | 4011209494695 | 0.09 | KG | 29.36 | 29.36 | CP02 | CP02 | Magnet coil for contactors SIRIUS, Size S0 Screw terminal 200 V AC, 50/60 Hz 220 V, 60 Hz !!! Phased-out product !!! Successor is SIRIUS 3RT2 Preferred successor type is >>3RT2924-5AN61<< | - | 0 | 7
3RT1924-5AN62 |  | 3RT1924-5AN62 | 1 | UN | 1 | 30 | D | D | N | N | 85045095 | 1 | 4011209494701 | 0.089 | KG | 29.93 | 29.93 | CP02 | CP02 | Magnet coil for contactors SIRIUS, Size S0 Spring-type terminal 200 V AC, 50/60 Hz 220 V, 60 Hz !!! Phased-out product !!! Successor is SIRIUS 3RT2 | - | 0 | 7
3RT1924-5AP01 |  | 3RT1924-5AP01 | 1 | UN | 1 | 5 | B | D | N | N | 85045095 | 1 | 4011209361478 | 0.092 | KG | 24.61 | 24.61 | CP02 | CP02 | Magnet coil for contactors SIRIUS, Size S0 Screw terminal 230 V AC, 50 Hz !!! Phased-out product !!! Successor is SIRIUS 3RT2 Preferred successor type is >>3RT2924-5AP01<< | - | 0 | 7
3RT1924-5AP02 |  | 3RT1924-5AP02 | 1 | UN | 1 | 15 | C | D | N | N | 85045095 | 1 | 4011209374232 | 0.12 | KG | 25.18 | 25.18 | CP02 | CP02 | Magnet coil for contactors SIRIUS, Size S0 Spring-type terminal 230 V AC, 50 Hz !!! Phased-out product !!! Successor is SIRIUS 3RT2 | - | 0 | 7
3RT1924-5AP61 |  | 3RT1924-5AP61 | 1 | UN | 1 | 15 | C | D | N | N | 85045095 | 1 | 4011209369238 | 0.093 | KG | 24.61 | 24.61 | CP02 | CP02 | Magnet coil for contactors SIRIUS, Size S0 Screw terminal 220 V AC, 50 Hz / 240 V, 60 Hz !!! Phased-out product !!! Successor is SIRIUS 3RT2 Preferred successor type is >>3RT2924-5AP61<< | - | 0 | 7
3RT1924-5AP62 |  | 3RT1924-5AP62 | 1 | UN | 1 | 30 | D | D | N | N | 85045095 | 1 | 4011209369245 | 0.093 | KG | 25.18 | 25.18 | CP02 | CP02 | Magnet coil for contactors SIRIUS, Size S0 Spring-type terminal 220 V AC, 50 Hz / 240 V, 60 Hz !!! Phased-out product !!! Successor is SIRIUS 3RT2 | - | 0 | 7
3RT1924-5AQ21 |  | 3RT1924-5AQ21 | 1 | UN | 1 | 30 | D | D | N | N | 85045095 | 1 | 4011209513143 | 0.09 | KG | 29.36 | 29.36 | CP02 | CP02 | Magnet coil for contactors SIRIUS 3R, Size S0 Screw terminal 500 V AC, 50/60 Hz !!! Phased-out product !!! Successor is SIRIUS 3RT2 Preferred successor type is >>3RT2924-5AQ21<< | - | 0 | 9
3RT1924-5AR01 |  | 3RT1924-5AR01 | 1 | UN | 1 | 30 | D | D | N | N | 85045095 | 1 | 4011209387850 | 0.093 | KG | 29.36 | 29.36 | CP02 | CP02 | Magnet coil for contactors SIRIUS 3R, Size S0 Screw terminal 415 V AC, 50 Hz !!! Phased-out product !!! Successor is SIRIUS 3RT2 Preferred successor type is >>3RT2924-5AR01<< | - | 0 | 9
3RT1924-5AR11 |  | 3RT1924-5AR11 | 1 | UN | 1 | 15 | C | D | N | N | 85045095 | 1 | 4011209436046 | 0.091 | KG | 29.36 | 29.36 | CP02 | CP02 | Magnet coil for contactors SIRIUS 3R, Size S0 Screw terminal 440 V AC, 60 Hz !!! Phased-out product !!! Successor is SIRIUS 3RT2 Preferred successor type is >>3RT2924-5AR11<< | - | 0 | 9
3RT1924-5AR61 |  | 3RT1924-5AR61 | 1 | UN | 1 | 15 | C | D | N | N | 85045095 | 1 | 4011209494718 | 0.09 | KG | 29.36 | 29.36 | CP02 | CP02 | Magnet coil for contactors SIRIUS, Size S0 Screw terminal 400 V AC, 50/60 Hz 440 V, 60 Hz !!! Phased-out product !!! Successor is SIRIUS 3RT2 Preferred successor type is >>3RT2924-5AR61<< | - | 0 | 7
3RT1924-5AR62 |  | 3RT1924-5AR62 | 1 | UN | 1 | 30 | D | D | N | N | 85045095 | 1 | 4011209494725 | 0.091 | KG | 29.93 | 29.93 | CP02 | CP02 | Magnet coil for contactors SIRIUS, Size S0 Spring-type terminal 400 V AC, 50/60 Hz 440 V, 60 Hz !!! Phased-out product !!! Successor is SIRIUS 3RT2 | - | 0 | 7
3RT1924-5AT61 |  | 3RT1924-5AT61 | 1 | UN | 1 | 30 | D | D | N | N | 85045095 | 1 | 4011209379930 | 0.09 | KG | 29.36 | 29.36 | CP02 | CP02 | Magnet coil for contactors SIRIUS, Size S0 screw terminal, 600 V AC 50 Hz !!! Phased-out product !!! Successor is SIRIUS 3RT2 Preferred successor type is >>3RT2924-5AT61<< | - | 0 | 9
3RT1924-5AU01 |  | 3RT1924-5AU01 | 1 | UN | 1 | 15 | C | D | N | N | 85045095 | 1 | 4011209387423 | 0.095 | KG | 24.61 | 24.61 | CP02 | CP02 | Magnet coil for contactors SIRIUS, Size S0 Screw terminal 240 V AC, 50 Hz !!! Phased-out product !!! Successor is SIRIUS 3RT2 Preferred successor type is >>3RT2924-5AU01<< | - | 0 | 9
3RT1924-5AU61 |  | 3RT1924-5AU61 | 1 | UN | 1 | 30 | D | D | N | N | 85045095 | 1 | 4011209383883 | 0.094 | KG | 29.36 | 29.36 | CP02 | CP02 | Magnet coil for contactors SIRIUS, Size S0 Screw terminal 277 V AC, 60 Hz !!! Phased-out product !!! Successor is SIRIUS 3RT2 Preferred successor type is >>3RT2924-5AU61<< | - | 0 | 9
3RT1924-5AV01 |  | 3RT1924-5AV01 | 1 | UN | 1 | 5 | B | D | N | N | 85045095 | 1 | 4011209361485 | 0.09 | KG | 29.36 | 29.36 | CP02 | CP02 | Magnet coil for contactors SIRIUS, Size S0 Screw terminal 400 V AC, 50 Hz !!! Phased-out product !!! Successor is SIRIUS 3RT2 Preferred successor type is >>3RT2924-5AV01<< | - | 0 | 7
3RT1924-5AV02 |  | 3RT1924-5AV02 | 1 | UN | 1 | 30 | D | D | N | N | 85045095 | 1 | 4011209374249 | 0.088 | KG | 29.93 | 29.93 | CP02 | CP02 | Magnet coil for contactors SIRIUS, Size S0 Spring-type terminal 400 V AC, 50 Hz !!! Phased-out product !!! Successor is SIRIUS 3RT2 | - | 0 | 7
3RT1924-5AV61 |  | 3RT1924-5AV61 | 1 | UN | 1 | 15 | C | D | N | N | 85045095 | 1 | 4011209379763 | 0.097 | KG | 29.36 | 29.36 | CP02 | CP02 | Magnet coil for contactors SIRIUS, Size S0 screw terminal, 480 V AC 50 Hz !!! Phased-out product !!! Successor is SIRIUS 3RT2 Preferred successor type is >>3RT2924-5AV61<< | - | 0 | 9
3RT1926-1BB00 |  | 3RT1926-1BB00 | 1 | UN | 1 | 20 | D | D | N | N | 85363010 | 1 | 4011209293984 | 0.013 | KG | 12.54 | 12.54 | CP02 | CP02 | Varistor, 24 ... 48 V AC, 24 ... 70 V DC surge suppressor, for mounting to contactor Size S0, S2, S3 ! Phased-out product! Successor is SIRIUS 3RT2 |  | 0 | 0
3RT1926-1BB00-0FL0 |  | 3RT1926-1BB00-0FL0 | 1 | UN | 1 | 0 | A | D | N | N | 85363010 | 100 | 4011209368064 | 0.012 | KG | 13.97 | 13.97 | CP02 | CP02 | Surge suppressor Varistor 24 ... 48 V AC LV-S12-0956 LÃ¼tze | - | 0 | 9
3RT1926-1BB00-Z | X90 | 3RT1926-1BB00-ZX90 | 1 | UN | 1 | 20 | D | D | N | N | 85363010 | 10 | 4011209351776 | 0.012 | KG | 12.54 | 12.54 | CP02 | CP02 | Varistor, 24 ... 48 V AC, 24 ... 70 V DC surge suppressor, for mounting to contactor Size S0, S2, S3 Multi-unit packaging = 10 units ! Phased-out product! Successor is SIRIUS 3RT2 | - | 0 | 0
3RT1926-1BC00 |  | 3RT1926-1BC00 | 1 | UN | 1 | 20 | D | D | N | N | 85363010 | 1 | 4011209293991 | 0.013 | KG | 13.02 | 13.02 | CP02 | CP02 | Varistor, 48 - 127 V AC, 70 - 150 V DC, surge suppressor for mounting to contactors Size S0...S3 ! Phased-out product! Successor is SIRIUS 3RT2 |  | 0 | 0
3RT1926-1BC00-0FL0 |  | 3RT1926-1BC00-0FL0 | 1 | UN | 1 | 0 | A | D | N | N | 85363010 | 100 |  | 0.012 | KG | 15.01 | 15.01 | CP02 | CP02 | Varistor, 48 - 127 V AC, Surge suppressor, for mounting to contactor Size S0...S3 LÃ¼tze | - | 0 | 9
3RT1926-1BC00-Z | X90 | 3RT1926-1BC00-ZX90 | 1 | UN | 1 | 20 | D | D | N | N | 85363010 | 10 | 4011209351783 | 0.012 | KG | 13.02 | 13.02 | CP02 | CP02 | Varistor, 48 - 127 V AC, surge suppressor, for mounting to contactor Size S0...S3 Multi-unit packaging = 10 units ! Phased-out product! Successor is SIRIUS 3RT2 | - | 0 | 0
3RT1926-1BD00 |  | 3RT1926-1BD00 | 1 | UN | 1 | 20 | D | D | N | N | 85363010 | 1 | 4011209294004 | 0.013 | KG | 13.4 | 13.4 | CP02 | CP02 | Varistor, 127 ... 240 V AC, 150 ... 250 V DC surge suppressor, for mounting to contactor Size S0...S3 ! Phased-out product! Successor is SIRIUS 3RT2 |  | 0 | 0
3RT1926-1BD00-0FL0 |  | 3RT1926-1BD00-0FL0 | 1 | UN | 1 | 0 | A | D | N | N | 85363010 | 100 |  | 0.013 | KG | 15.01 | 15.01 | CP02 | CP02 | Varistor, 127 ... 240 V AC, 150 ... 250 V DC Surge suppressor, for mounting to contactor Size S0...S3 LÃ¼tze LÃ¼tze | - | 0 | 9
3RT1926-1BD00-Z | X90 | 3RT1926-1BD00-ZX90 | 1 | UN | 1 | 20 | D | D | N | N | 85363010 | 10 | 4011209351790 | 0.012 | KG | 13.4 | 13.4 | CP02 | CP02 | Varistor, 127 ... 240 V AC, 150 ... 250 V DC surge suppressor, for mounting to contactor Size S0...S3 Multi-unit packaging = 10 units ! Phased-out product! Successor is SIRIUS 3RT2 | - | 0 | 0
3RT1926-1BE00 |  | 3RT1926-1BE00 | 1 | UN | 1 | 20 | D | D | N | N | 85363010 | 1 | 4011209294011 | 0.018 | KG | 17.2 | 17.2 | CP02 | CP02 | Varistor 240 ... 400 V AC, surge suppressor, for mounting to contactor Size S0...S3 ! Phased-out product! Successor is SIRIUS 3RT2 |  | 0 | 0
3RT1926-1BE00-Z | X90 | 3RT1926-1BE00-ZX90 | 1 | UN | 1 | 20 | D | D | N | N | 85363010 | 10 | 4011209351806 | 0.018 | KG | 17.2 | 17.2 | CP02 | CP02 | Varistor 240 ... 400 V AC, surge suppressor, for mounting to contactor Size S0...S3 Multi-unit packaging = 10 units ! Phased-out product! Successor is SIRIUS 3RT2 | - | 0 | 0
3RT1926-1BF00 |  | 3RT1926-1BF00 | 1 | UN | 1 | 20 | D | D | N | N | 85363010 | 1 | 4011209294028 | 0.018 | KG | 17.58 | 17.58 | CP02 | CP02 | Varistor 400 ... 600 V AC, surge suppressor for mounting to contactor Size S0...S3, Size S0, S2 ! Phased-out product! Successor is SIRIUS 3RT2 |  | 0 | 0
3RT1926-1BF00-Z | X90 | 3RT1926-1BF00-ZX90 | 1 | UN | 1 | 30 | D | D | N | N | 85363010 | 10 | 4011209351868 | 0.019 | KG | 17.58 | 17.58 | CP02 | CP02 | Varistor 400 ... 600 V AC, surge suppressor for mounting to contactor Size S0...S3, Size S0, S2 Multi-unit packaging = 10 units ! Phased-out product! Successor is SIRIUS 3RT2 | - | 0 | 0
3RT1926-1CB00 |  | 3RT1926-1CB00 | 1 | UN | 1 | 2 | A | D | N | N | 85363010 | 1 | 4011209294035 | 0.013 | KG | 19.48 | 19.48 | CP02 | CP02 | RC element 24...48 V AC, 24...70 V DC Surge suppressor for mounting to contactor Size S0 Without/with auxiliary switch blocks !!! Phased-out product !!! Successor is SIRIUS 3RT2 Preferred successor type is >>3RT2926-1CB00<< | - | 0 | 7
3RT1926-1CB00-Z | X90 | 3RT1926-1CB00-ZX90 | 1 | UN | 1 | 30 | D | D | N | N | 85363010 | 10 | 4011209351677 | 0.012 | KG | 19.48 | 19.48 | CP02 | CP02 | RC element 24...48 V AC, 24...70 V DC Surge suppressor for mounting to contactor Size S0 Without/with auxiliary switch blocks Multi-unit packaging Pack = 10 units !!! Phased-out product !!! Successor is SIRIUS 3RT2 | - | 0 | 7
3RT1926-1CC00 |  | 3RT1926-1CC00 | 1 | UN | 1 | 2 | A | D | N | N | 85363010 | 1 | 4011209294042 | 0.011 | KG | 20.43 | 20.43 | CP02 | CP02 | RC element Surge suppressor 48-127 V AC, 70-150 V DC for mounting to contactor Size S0 !!! Phased-out product !!! Successor is SIRIUS 3RT2 Preferred successor type is >>3RT2926-1CC00<< | - | 0 | 7
3RT1926-1CC00-Z | X90 | 3RT1926-1CC00-ZX90 | 1 | UN | 1 | 30 | D | D | N | N | 85363010 | 10 | 4011209351684 | 0.012 | KG | 20.43 | 20.43 | CP02 | CP02 | RC element, 48...127 V AC Surge suppressor for mounting to contactor Size S0 Multi-unit packaging Pack = 10 units !!! Phased-out product !!! Successor is SIRIUS 3RT2 | - | 0 | 7
3RT1926-1CC00-Z | X92 | 3RT1926-1CC00-ZX92 | 1 | UN | 1 | 0 | A | D | N | N | 85363010 | 150 |  | 0.013 | KG | 19.48 | 19.48 | CP02 | CP02 | RC element surge suppressor, 48 ... 127 V AC, 70 ... 150 V DC for mounting to contactor Size S0, Multi-unit packaging = 150 units ! Phased-out product! Successor is SIRIUS 3RT2 | - | 0 | 9
3RT1926-1CD00 |  | 3RT1926-1CD00 | 1 | UN | 1 | 2 | A | D | N | N | 85363010 | 1 | 4011209294059 | 0.012 | KG | 17.67 | 17.67 | CP02 | CP02 | RC element 127...240 V AC, 150...250 V DC Surge suppressor for mounting to contactor Size S0 !!! Phased-out product !!! Successor is SIRIUS 3RT2 Preferred successor type is >>3RT2926-1CD00<< | - | 0 | 7
3RT1926-1CD00-0FL0 |  | 3RT1926-1CD00-0FL0 | 1 | UN | 1 | 30 | D | D | N | N | 85363010 | 100 | 4011209368057 | 0.011 | KG | 18.43 | 18.43 | CP02 | CP02 | Surge suppression RC element, 127...240 V AC LV-S13-0957 for mounting to contactor LÃ¼tze !!! Phased-out product !!! Successor is SIRIUS 3RT2 | - | 0 | 9
3RT1926-1CD00-Z | X90 | 3RT1926-1CD00-ZX90 | 1 | UN | 1 | 30 | D | D | N | N | 85363010 | 10 | 4011209351691 | 0.085 | KG | 17.67 | 17.67 | CP02 | CP02 | RC element 127...240 V AC, 150...250 V DC Surge suppressor for mounting to contactor Size S00 Multi-unit packaging Pack = 10 units !!! Phased-out product !!! Successor is SIRIUS 3RT2 | - | 0 | 7
3RT1926-1CD00-Z | X92 | 3RT1926-1CD00-ZX92 | 1 | UN | 1 | 0 | A | D | N | N | 85363010 | 150 |  | 0.012 | KG | 16.91 | 16.91 | CP02 | CP02 | RC element, 127 ... 240 V AC, 150 ... 250 V DC surge suppressor, for mounting to contactor Size S0, Multi-unit packaging = 150 units ! Phased-out product! Successor is SIRIUS 3RT2 | - | 0 | 9
3RT1926-1CE00 |  | 3RT1926-1CE00 | 1 | UN | 1 | 2 | A | D | N | N | 85363010 | 1 | 4011209294066 | 0.012 | KG | 21 | 21 | CP02 | CP02 | RC element, 240...400 V AC Surge suppressor for mounting to contactor Size S0 !!! Phased-out product !!! Successor is SIRIUS 3RT2 Preferred successor type is >>3RT2926-1CE00<< | - | 0 | 7
3RT1926-1CE00-Z | X90 | 3RT1926-1CE00-ZX90 | 1 | UN | 1 | 20 | D | D | N | N | 85363010 | 10 | 4011209351707 | 0.012 | KG | 21 | 21 | CP02 | CP02 | RC element, 240...400 V AC Surge suppressor for mounting to contactor Size S0 Multi-unit packaging Pack = 10 units !!! Phased-out product !!! Successor is SIRIUS 3RT2 | - | 0 | 7
3RT1926-1CF00 |  | 3RT1926-1CF00 | 1 | UN | 1 | 15 | C | D | N | N | 85363010 | 1 | 4011209294073 | 0.018 | KG | 24.13 | 24.13 | CP02 | CP02 | RC element, 400...600 V AC Surge suppressor for mounting to contactor Size S0 !!! Phased-out product !!! Successor is SIRIUS 3RT2 Preferred successor type is >>3RT2926-1CF00<< | - | 0 | 7
3RT1926-1CF00-Z | X90 | 3RT1926-1CF00-ZX90 | 1 | UN | 1 | 40 | X | D | N | N | 85363010 | 10 | 4011209351714 | 0.017 | KG | 21 | 21 | CP02 | CP02 | RC element, 400...600 V AC Surge suppressor for mounting to contactor Size S0 Multi-unit packaging Pack = 10 units !!! Phased-out product !!! Successor is SIRIUS 3RT2 | - | 0 | 7
3RT1926-1ER00 |  | 3RT1926-1ER00 | 1 | UN | 1 | 2 | A | D | N | N | 85363010 | 1 | 4011209342088 | 0.013 | KG | 20.33 | 20.33 | CP02 | CP02 | Diode combination without LED 24 V DC Surge suppressor for mounting to contactor Size S0, can be plugged in on top !!! Phased-out product !!! Successor is SIRIUS 3RT2 Preferred successor type is >>3RT2926-1ER00<< | - | 0 | 7
3RT1926-1ER00-Z | X90 | 3RT1926-1ER00-ZX90 | 1 | UN | 1 | 30 | D | D | N | N | 85363010 | 10 | 4011209351875 | 0.012 | KG | 20.33 | 20.33 | CP02 | CP02 | Diode combination without LED 24 V DC Surge suppressor for mounting to contactor Size S0, can be plugged in on top Multi-unit packaging Pack = 10 units !!! Phased-out product !!! Successor is SIRIUS 3RT2 | - | 0 | 7
3RT1926-1ES00 |  | 3RT1926-1ES00 | 1 | UN | 1 | 2 | A | D | N | N | 85363010 | 1 | 4011209332874 | 0.013 | KG | 20.33 | 20.33 | CP02 | CP02 | Diode combination without LED 30...250 V DC Surge suppressor for mounting to contactor Size S0, can be plugged in on top !!! Phased-out product !!! Successor is SIRIUS 3RT2 Preferred successor type is >>3RT2926-1ES00<< | - | 0 | 7
3RT1926-1ES00-Z | X90 | 3RT1926-1ES00-ZX90 | 1 | UN | 1 | 30 | D | D | N | N | 85363010 | 10 | 4011209351899 | 0.013 | KG | 20.33 | 20.33 | CP02 | CP02 | Diode combination without LED 30...250 V DC Surge suppressor for mounting to contactor Size S0, can be plugged in on top Multi-unit packaging Pack = 10 units !!! Phased-out product !!! Successor is SIRIUS 3RT2 | - | 0 | 7
3RT1926-1NB00 |  | 3RT1926-1NB00 | 1 | UN | 1 | 20 | D | D | N | N | 85363010 | 1 | 4011209506879 | 0.02 | KG | 16.72 | 16.72 | CP02 | CP02 | Z-diode combination, 24 V DC, surge suppressor, for mounting to contactor Size S0, S2, S3 ! Phased-out product! Successor is SIRIUS 3RT2 | - | 0 | 9
3RT1926-1NB00-Z | X90 | 3RT1926-1NB00-ZX90 | 1 | UN | 1 | 20 | D | D | N | N | 85363010 | 10 | 4011209506893 | 0.012 | KG | 16.72 | 16.72 | CP02 | CP02 | Varistor, 24 V DC, surge suppressor, for mounting to contactor Size S0, S2, S3 Multi-unit packaging = 10 units ! Phased-out product! Successor is SIRIUS 3RT2 | - | 0 | 9
3RT1926-1ND00 |  | 3RT1926-1ND00 | 1 | UN | 1 | 30 | D | D | N | N | 85363010 | 10 | 4011209506886 | 0.013 | KG | 16.72 | 16.72 | CP02 | CP02 | RC element, 110 V DC surge suppressor, for mounting to contactors S0 Size S0, S2, S3 ! Phased-out product! Successor is SIRIUS 3RT2 | - | 0 | 9
3RT1926-1ND00-Z | X90 | 3RT1926-1ND00-ZX90 | 1 | UN | 1 | 30 | D | D | N | N | 85363010 | 10 | 4011209506909 | 0.013 | KG | 16.72 | 16.72 | CP02 | CP02 | RC element, 110 V DC surge suppressor, for mounting to contactor Size S0, Multi-unit packaging = 10 units ! Phased-out product! Successor is SIRIUS 3RT2 | - | 0 | 9
3RT1926-1QT00 |  | 3RT1926-1QT00 | 1 | UN | 1 | 20 | D | D | N | N | 85414010 | 5 | 4011209356863 | 0.008 | KG | 9.79 | 9.79 | CP02 | CP02 | LED module for display of the contactor function, Size S0 ... S3, AC/DC 24 - 240 V, protected against polarity reversal (1 pack = 5 units) ! Phased-out product! Successor is SIRIUS 3RT2 | - | 0 | 0
3RT1926-1TR00 |  | 3RT1926-1TR00 | 1 | UN | 1 | 2 | A | D | N | N | 85363010 | 1 | 4011209383807 | 0.012 | KG | 20.33 | 20.33 | CP02 | CP02 | Diode combination without LED 24 V DC Surge suppressor can be plugged in at bottom size S0 !!! Phased-out product !!! Successor is SIRIUS 3RT2 Preferred successor type is >>3RT2926-1ER00<< | - | 0 | 7
3RT1926-1TR00-Z | X90 | 3RT1926-1TR00-ZX90 | 1 | UN | 1 | 30 | D | D | N | N | 85363010 | 10 | 4011209383845 | 0.012 | KG | 20.33 | 20.33 | CP02 | CP02 | Diode combination without LED 24 V DC Surge suppressor can be plugged in at bottom size S0 Multi-unit packaging Pack = 10 units !!! Phased-out product !!! Successor is SIRIUS 3RT2 | - | 0 | 7
3RT1926-1TS00 |  | 3RT1926-1TS00 | 1 | UN | 1 | 5 | B | D | N | N | 85363010 | 1 | 4011209398856 | 0.013 | KG | 20.33 | 20.33 | CP02 | CP02 | Diode combination without LED 30...250 V DC Surge suppressor can be plugged in at bottom size S0 !!! Phased-out product !!! Successor is SIRIUS 3RT2 Preferred successor type is >>3RT2926-1ES00<< | - | 0 | 7
3RT1926-1TS00-Z | X90 | 3RT1926-1TS00-ZX90 | 1 | UN | 1 | 30 | D | D | N | N | 85363010 | 10 | 4011209398863 | 0.013 | KG | 20.33 | 20.33 | CP02 | CP02 | Diode combination without LED 30...250 V DC Surge suppressor can be plugged in at bottom size S0 Multi-unit packaging Pack = 10 units !!! Phased-out product !!! Successor is SIRIUS 3RT2 | - | 0 | 7
3RT1926-2CG11 |  | 3RT1926-2CG11 | 1 | UN | 1 | 20 | D | D | N | N | 85364900 | 1 | 4011209334137 | 0.048 | KG | 78.48 | 78.48 | CP15 | CP15 | Electronic two-wire timing relay with semiconductor output, time range 0.05 ... 1 s, 24 ... 66 V AC/DC, ON delay, with varistor for mounting onto contactors Size S0 ... S3 ! Phased-out product! Successor is SIRIUS 3RT2 | novo jan 2018 | 0 | 0
3RT1926-2CG21 |  | 3RT1926-2CG21 | 1 | UN | 1 | 20 | D | D | N | N | 85364900 | 1 | 4011209327948 | 0.048 | KG | 78.48 | 78.48 | CP15 | CP15 | Electronic two-wire timing relay with semiconductor output, time range 0.5 ... 10 s, 24 ... 66 V AC/DC, ON delay, with varistor for mounting onto contactors Size S0 ... S3 ! Phased-out product! Successor is SIRIUS 3RT2 | novo jan 2018 | 0 | 0
3RT1926-2CG31 |  | 3RT1926-2CG31 | 1 | UN | 1 | 20 | D | D | N | N | 85364900 | 1 | 4011209334144 | 0.048 | KG | 78.48 | 78.48 | CP15 | CP15 | Electronic two-wire timing relay with semiconductor output, time range 5 ... 100 s, 24 ... 66 V AC/DC, ON delay, with varistor for mounting onto contactors Size S0 ... S3 ! Phased-out product! Successor is SIRIUS 3RT2 | novo jan 2018 | 0 | 0
3RT1926-2CH11 |  | 3RT1926-2CH11 | 1 | UN | 1 | 20 | D | D | N | N | 85364900 | 1 | 4011209337589 | 0.048 | KG | 78.48 | 78.48 | CP15 | CP15 | Electronic two-wire timing relay with semiconductor output, time range 0.05 ... 1 s, 90 ... 240 V AC / DC, ON delay, with varistor for mounting onto contactors Size S0 ... S3 ! Phased-out product! Successor is SIRIUS 3RT2 | novo jan 2018 | 0 | 0
3RT1926-2CH21 |  | 3RT1926-2CH21 | 1 | UN | 1 | 20 | D | D | N | N | 85364900 | 1 | 4011209328952 | 0.048 | KG | 78.48 | 78.48 | CP15 | CP15 | Electronic two-wire timing relay with semiconductor output, time range 0.5 ... 10 s, 90 ... 240 V AC / DC, ON delay, with varistor for mounting onto contactors Size S0 ... S3 ! Phased-out product! Successor is SIRIUS 3RT2 | novo jan 2018 | 0 | 0
3RT1926-2CH31 |  | 3RT1926-2CH31 | 1 | UN | 1 | 20 | D | D | N | N | 85364900 | 1 | 4011209337596 | 0.048 | KG | 78.48 | 78.48 | CP15 | CP15 | Electronic two-wire timing relay with semiconductor output, time range 5 ... 100 s, 90 ... 240 V AC / DC, ON delay, with varistor for mounting onto contactors Size S0 ... S3 ! Phased-out product! Successor is SIRIUS 3RT2 | novo jan 2018 | 0 | 0
3RT1926-2DG11 |  | 3RT1926-2DG11 | 1 | UN | 1 | 20 | D | D | N | N | 85364900 | 1 | 4011209305809 | 0.05 | KG | 104.03 | 104.03 | CP15 | CP15 | electronic timing relay with semiconductor output, time range 0.05 ... 1, 24 ... 66 V AC/DC, OFF delay, with varistor with screw terminal for contactors size S0 ... S3 ! Phased-out product! Successor is SIRIUS 3RT2 | novo jan 2018 | 0 | 0
3RT1926-2DG21 |  | 3RT1926-2DG21 | 1 | UN | 1 | 20 | D | D | N | N | 85364900 | 1 | 4011209305816 | 0.05 | KG | 104.03 | 104.03 | CP15 | CP15 | electronic timing relay with semiconductor output, time range 0.5 ... 10 s, 24 ... 66 V AC/DC, OFF delay, with varistor with screw terminal for contactors size S0 ... S3 ! Phased-out product! Successor is SIRIUS 3RT2 | novo jan 2018 | 0 | 0
3RT1926-2DG31 |  | 3RT1926-2DG31 | 1 | UN | 1 | 30 | D | D | N | N | 85364900 | 1 | 4011209305823 | 0.05 | KG | 104.03 | 104.03 | CP15 | CP15 | electronic timing relay with semiconductor output, time range 5 ... 100 s, 24 ... 66 V AC/DC, OFF delay, with varistor with screw terminal for contactors size S0 ... S3 ! Phased-out product! Successor is SIRIUS 3RT2 | novo jan 2018 | 0 | 0
3RT1926-2DH11 |  | 3RT1926-2DH11 | 1 | UN | 1 | 20 | D | D | N | N | 85364900 | 1 | 4011209305830 | 0.05 | KG | 104.03 | 104.03 | CP15 | CP15 | electronic timing relay with semiconductor output, time range 0.05 ... 1 s, 90 ... 240 V AC / DC, OFF delay, with varistor with screw terminal for contactors size S0 ... S3 ! Phased-out product! Successor is SIRIUS 3RT2 | novo jan 2018 | 0 | 0
3RT1926-2DH21 |  | 3RT1926-2DH21 | 1 | UN | 1 | 20 | D | D | N | N | 85364900 | 1 | 4011209305847 | 0.05 | KG | 104.03 | 104.03 | CP15 | CP15 | electronic timing relay with semiconductor output, time range 0.5 ... 10 s, 90 ... 240 V AC / DC, OFF delay, with varistor with screw terminal for contactors size S0 ... S3 ! Phased-out product! Successor is SIRIUS 3RT2 | novo jan 2018 | 0 | 0
3RT1926-2DH31 |  | 3RT1926-2DH31 | 1 | UN | 1 | 20 | D | D | N | N | 85364900 | 1 | 4011209305854 | 0.05 | KG | 104.03 | 104.03 | CP15 | CP15 | electronic timing relay with semiconductor output, time range 5 ... 100 s, 90 ... 240 V AC / DC, OFF delay, with varistor with screw terminal for contactors size S0 ... S3 ! Phased-out product! Successor is SIRIUS 3RT2 | novo jan 2018 | 0 | 0
3RT1926-2EC11 |  | 3RT1926-2EC11 | 1 | UN | 1 | 15 | C | D | N | N | 85364900 | 1 | 4011209308343 | 0.085 | KG | 79.59 | 77.37 | CP15 | CP15 | solid-state time-delayed front-side auxiliary switch Time range 0.05...1 s, 100 ... 127 V AC, 1 NO contact, 1 NC contact ON delay, for 3RT1 | Lista Papel 2020 SI | 0 | 0
3RT1926-2EC21 |  | 3RT1926-2EC21 | 1 | UN | 1 | 1 | A | D | N | N | 85364900 | 1 | 4011209308350 | 0.085 | KG | 79.59 | 77.37 | CP15 | CP15 | solid-state time-delayed front-side auxiliary switch Time range 0.5...10 s, 100 ... 127 V AC, 1 NO contact, 1 NC contact ON delay, for 3RT1 | Lista Papel 2020 SI | 0 | 0
3RT1926-2EC31 |  | 3RT1926-2EC31 | 1 | UN | 1 | 10 | C | D | N | N | 85364900 | 1 | 4011209308367 | 0.085 | KG | 87.87 | 85.35 | CP15 | CP15 | solid-state time-delayed front-side auxiliary switch Time range 5...100 s, 100 ... 127 V AC, 1 NO contact, 1 NC contact ON delay, for 3RT1 | Lista Papel 2020 SI | 0 | 0
3RT1926-2ED11 |  | 3RT1926-2ED11 | 1 | UN | 1 | 5 | B | D | N | N | 85364900 | 1 | 4011209308374 | 0.085 | KG | 79.59 | 77.37 | CP15 | CP15 | solid-state time-delayed front-side auxiliary switch Time range 0.05...1 s, 200 ... 240 V AC, 1 NO contact, 1 NC contact ON delay, for 3RT1 | Lista Papel 2020 SI | 0 | 0
3RT1926-2ED21 |  | 3RT1926-2ED21 | 1 | UN | 1 | 1 | A | D | N | N | 85364900 | 1 | 4011209308381 | 0.085 | KG | 79.59 | 77.37 | CP15 | CP15 | solid-state time-delayed front-side auxiliary switch Time range 0.5...10 s, 200 ... 240 V AC, 1 NO contact, 1 NC contact ON delay, for 3RT1 | Lista Papel 2020 SI | 0 | 0
3RT1926-2ED31 |  | 3RT1926-2ED31 | 1 | UN | 1 | 5 | B | D | N | N | 85364900 | 1 | 4011209308398 | 0.085 | KG | 87.87 | 85.35 | CP15 | CP15 | solid-state time-delayed front-side auxiliary switch Time range 5...100 s, 200 ... 240 V AC, 1 NO contact, 1 NC contact ON delay, for 3RT1 | Lista Papel 2020 SI | 0 | 0
3RT1926-2EJ11 |  | 3RT1926-2EJ11 | 1 | UN | 1 | 10 | C | D | N | N | 85364190 | 1 | 4011209308312 | 0.082 | KG | 79.59 | 77.37 | CP15 | CP15 | solid-state time-delayed front-side auxiliary switch Time range 0.05...1 s, 24 V AC/DC, 1 NO contact, 1 NC contact ON delay, for 3RT1 | Lista Papel 2020 SI | 0 | 0
3RT1926-2EJ21 |  | 3RT1926-2EJ21 | 1 | UN | 1 | 1 | A | D | N | N | 85364190 | 1 | 4011209308329 | 0.082 | KG | 79.59 | 77.37 | CP15 | CP15 | solid-state time-delayed front-side auxiliary switch Time range 0.5...10 s, 24 V AC/DC, 1 NO contact, 1 NC contact ON delay, for 3RT1 | Lista Papel 2020 SI | 0 | 0
3RT1926-2EJ31 |  | 3RT1926-2EJ31 | 1 | UN | 1 | 2 | A | D | N | N | 85364190 | 1 | 4011209308336 | 0.082 | KG | 87.87 | 85.35 | CP15 | CP15 | solid-state time-delayed front-side auxiliary switch Time range 5...100 s, 24 V AC/DC, 1 NO contact, 1 NC contact ON delay, for 3RT1 | Lista Papel 2020 SI | 0 | 0
3RT1926-2FJ11 |  | 3RT1926-2FJ11 | 1 | UN | 1 | 1 | A | D | N | N | 85364190 | 1 | 4011209308435 | 0.086 | KG | 87.16 | 84.74 | CP15 | CP15 | solid-state time-delayed front-side auxiliary switch Time range 0.05...1 s, 24 V AC/DC, 1 NO contact, 1 NC contact OFF delay, without control signal for 3RT1 | Lista Papel 2020 SI | 0 | 0
3RT1926-2FJ21 |  | 3RT1926-2FJ21 | 1 | UN | 1 | 5 | B | D | N | N | 85364190 | 1 | 4011209308442 | 0.086 | KG | 87.16 | 84.74 | CP15 | CP15 | solid-state time-delayed front-side auxiliary switch Time range 0.5...10 s, 24 V AC/DC, 1 NO contact, 1 NC contact OFF delay, without control signal for 3RT1 | Lista Papel 2020 SI | 0 | 0
3RT1926-2FJ31 |  | 3RT1926-2FJ31 | 1 | UN | 1 | 5 | B | D | N | N | 85364190 | 1 | 4011209308459 | 0.086 | KG | 95.65 | 92.92 | CP15 | CP15 | solid-state time-delayed front-side auxiliary switch Time range 5...100 s, 24 V AC/DC, 1 NO contact, 1 NC contact OFF delay, without control signal for 3RT1 | Lista Papel 2020 SI | 0 | 0
3RT1926-2FK11 |  | 3RT1926-2FK11 | 1 | UN | 1 | 5 | B | D | N | N | 85364900 | 1 | 4011209308466 | 0.086 | KG | 87.16 | 84.74 | CP15 | CP15 | solid-state time-delayed front-side auxiliary switch Time range 0.05...1 s, 100 ... 127 V AC / DC, 1 NO contact, 1 NC contact OFF delay, without control signal for 3RT1 | Lista Papel 2020 SI | 0 | 0
3RT1926-2FK21 |  | 3RT1926-2FK21 | 1 | UN | 1 | 1 | A | D | N | N | 85364900 | 1 | 4011209308473 | 0.086 | KG | 87.16 | 84.74 | CP15 | CP15 | solid-state time-delayed front-side auxiliary switch Time range 0.5...10 s, 100 ... 127 V AC / DC, 1 NO contact, 1 NC contact OFF delay, without control signal for 3RT1 | Lista Papel 2020 SI | 0 | 0
3RT1926-2FK31 |  | 3RT1926-2FK31 | 1 | UN | 1 | 5 | B | D | N | N | 85364900 | 1 | 4011209308480 | 0.086 | KG | 95.65 | 92.92 | CP15 | CP15 | solid-state time-delayed front-side auxiliary switch Time range 5...100 s, 100 ... 127 V AC / DC, 1 NO contact, 1 NC contact OFF delay, without control signal for 3RT1 | Lista Papel 2020 SI | 0 | 0
3RT1926-2FL11 |  | 3RT1926-2FL11 | 1 | UN | 1 | 5 | B | D | N | N | 85364900 | 1 | 4011209308497 | 0.086 | KG | 87.16 | 84.74 | CP15 | CP15 | solid-state time-delayed front-side auxiliary switch Time range 0.05...1 s, 200 ... 240 V AC / DC, 1 NO contact, 1 NC contact OFF delay, without control signal for 3RT1 | Lista Papel 2020 SI | 0 | 0
3RT1926-2FL21 |  | 3RT1926-2FL21 | 1 | UN | 1 | 2 | A | D | N | N | 85364900 | 1 | 4011209308503 | 0.086 | KG | 87.16 | 84.74 | CP15 | CP15 | solid-state time-delayed front-side auxiliary switch Time range 0.5...10 s, 200 ... 240 V AC / DC, 1 NO contact, 1 NC contact OFF delay, without control signal for 3RT1 | Lista Papel 2020 SI | 0 | 0
3RT1926-2FL31 |  | 3RT1926-2FL31 | 1 | UN | 1 | 2 | A | D | N | N | 85364900 | 1 | 4011209308510 | 0.086 | KG | 95.65 | 92.92 | CP15 | CP15 | solid-state time-delayed front-side auxiliary switch Time range 5...100 s, 200 ... 240 V AC / DC, 1 NO contact, 1 NC contact OFF delay, without control signal for 3RT1 | Lista Papel 2020 SI | 0 | 0
3RT1926-2GC51 |  | 3RT1926-2GC51 | 1 | UN | 1 | 1 | A | D | N | N | 85364900 | 1 | 4011209308411 | 0.086 | KG | 86.56 | 86.56 | CP15 | CP15 | Solid-state time-delayed auxiliary switch, can be snapped on at the front, time range 1.5...30s, 100 ... 127 V AC, 2 NO, star-delta (wye-delta) function, sizes S6...S12 | novo jan 2018 | 0 | 0
3RT1926-2GD51 |  | 3RT1926-2GD51 | 1 | UN | 1 | 1 | A | D | N | N | 85364900 | 1 | 4011209308428 | 0.086 | KG | 86.56 | 86.56 | CP15 | CP15 | Solid-state time-delayed auxiliary switch, can be snapped on at the front, time range 1.5...30s, 200 ... 240 V AC, 2 NO, star-delta (wye-delta) function, sizes S6...S12 | novo jan 2018 | 0 | 0
3RT1926-2GJ51 |  | 3RT1926-2GJ51 | 1 | UN | 1 | 1 | A | D | N | N | 85364190 | 1 | 4011209315907 | 0.086 | KG | 86.56 | 86.56 | CP15 | CP15 | Solid-state time-delayed auxiliary switch, can be snapped on at the front, time range 1.5...30s, 24 V AC/DC, 2 NO, star-delta (wye-delta) function, sizes S6...S12 | novo jan 2018 | 0 | 0
3RT1926-2KF42 |  | 3RT1926-2KF42 | 1 | UN | 1 | 20 | D | D | N | N | 85369095 | 1 | 4047621009766 | 0.052 | KG | 52.25 | 52.25 | CP02 | CP02 | Control unit for traction contactor 110 V, DC !!! Phased-out product !!! Successor is SIRIUS 3RT2 | - | 0 | 9
3RT1926-2PA01 |  | 3RT1926-2PA01 | 1 | UN | 1 | 30 | D | D | N | N | 85364900 | 1 | 4011209584709 | 0.072 | KG | 124.45 | 124.45 | CP02 | CP02 | Pneumatic timing relay block ON delay 0.1...30 s 1 NO + 1 NC for snapping onto 3RT1.2 !!! Phased-out product !!! Successor is SIRIUS 3RT2 Preferred successor type is >>3RT2926-2PA01<< | - | 0 | 7
3RT1926-2PA01-0MT0 |  | 3RT1926-2PA01-0MT0 | 1 | UN | 1 | 30 | D | D | N | N | 85364900 | 1 | 4011209725157 | 0.097 | KG | 144.4 | 144.4 | CP02 | CP02 | Pneumatic timing relay block ON delay 0.1 ... 30 s 1 NO + 1 NC for snapping onto 3RT1.2 according to DIN VDE 0116 !!! Phased-out product !!! Successor is SIRIUS 3RT2 Preferred successor type is >>3RT2926-2PA01-0MT0<< | - | 0 | 7
3RT1926-2PA11 |  | 3RT1926-2PA11 | 1 | UN | 1 | 30 | D | D | N | N | 85364900 | 1 | 4011209584716 | 0.072 | KG | 124.45 | 124.45 | CP02 | CP02 | Pneumatic timing relay block ON delay 1...60 s 1 NO + 1 NC for snapping onto 3RT1.2 !!! Phased-out product !!! Successor is SIRIUS 3RT2 Preferred successor type is >>3RT2926-2PA11<< | - | 0 | 7
3RT1926-2PA11-0MT0 |  | 3RT1926-2PA11-0MT0 | 1 | UN | 1 | 30 | D | D | N | N | 85364900 | 1 | 4011209725164 | 0.097 | KG | 144.4 | 144.4 | CP02 | CP02 | Pneumatic timing relay block ON delay 1...60 s 1 NO + 1 NC for snapping onto 3RT1.2 according to DIN VDE 0116 !!! Phased-out product !!! Successor is SIRIUS 3RT2 Preferred successor type is >>3RT2926-2PA11-0MT0<< | - | 0 | 7
3RT1926-2PR01 |  | 3RT1926-2PR01 | 1 | UN | 1 | 30 | D | D | N | N | 85364900 | 1 | 4011209584723 | 0.075 | KG | 132.05 | 132.05 | CP02 | CP02 | Pneumatic timing relay block OFF delay 0.1...30 s 1 NO + 1 NC for snapping onto 3RT1.2 !!! Phased-out product !!! Successor is SIRIUS 3RT2 Preferred successor type is >>3RT2926-2PR01<< | - | 0 | 7
3RT1926-2PR01-0MT0 |  | 3RT1926-2PR01-0MT0 | 1 | UN | 1 | 30 | D | D | N | N | 85364900 | 1 | 4011209725171 | 0.077 | KG | 152.95 | 152.95 | CP02 | CP02 | Pneumatic timing relay block OFF delay 0.1...30 s 1 NO + 1 NC for snapping onto 3RT1.2 according to DIN VDE 0116 !!! Phased-out product !!! Successor is SIRIUS 3RT2 Preferred successor type is >>3RT2926-2PR01-0MT0<< | - | 0 | 7
3RT1926-2PR11 |  | 3RT1926-2PR11 | 1 | UN | 1 | 30 | D | D | N | N | 85364900 | 1 | 4011209584730 | 0.079 | KG | 132.05 | 132.05 | CP02 | CP02 | Pneumatic timing relay block OFF delay 1...60 s 1 NO + 1 NC for snapping onto 3RT1.2 !!! Phased-out product !!! Successor is SIRIUS 3RT2 Preferred successor type is >>3RT2926-2PR11<< | - | 0 | 7
3RT1926-2PR11-0MT0 |  | 3RT1926-2PR11-0MT0 | 1 | UN | 1 | 30 | D | D | N | N | 85364900 | 1 | 4011209725188 | 0.075 | KG | 152.95 | 152.95 | CP02 | CP02 | Pneumatic timing relay block OFF delay 1...60 s 1 NO + 1 NC for snapping onto 3RT1.2 according to DIN VDE 0116 !!! Phased-out product !!! Successor is SIRIUS 3RT2 Preferred successor type is >>3RT2926-2PR11-0MT0<< | - | 0 | 7
3RT1926-3AB31 |  | 3RT1926-3AB31 | 1 | UN | 1 | 20 | D | D | N | N | 85364190 | 1 | 4011209548015 | 0.127 | KG | 89.11 | 89.11 | CP02 | CP02 | Latching block, mechanical, for mounting on 3RT1.2. and 3RT1.3., 24 V AC/DC, ! Phased-out product! Successor is SIRIUS 3RT2 |  | 0 | 0
3RT1926-3AF31 |  | 3RT1926-3AF31 | 1 | UN | 1 | 20 | D | D | N | N | 85364900 | 1 | 4011209548039 | 0.128 | KG | 89.11 | 89.11 | CP02 | CP02 | Latching block, mechanical, for mounting on 3RT1.2. and 3RT1.3., 110 V AC/DC, ! Phased-out product! Successor is SIRIUS 3RT2 |  | 0 | 0
3RT1926-3AP31 |  | 3RT1926-3AP31 | 1 | UN | 1 | 20 | D | D | N | N | 85364900 | 1 | 4011209548022 | 0.129 | KG | 89.11 | 89.11 | CP02 | CP02 | Latching block, mechanical, for mounting on 3RT1.2. and 3RT1.3., 230 V AC/DC, ! Phased-out product! Successor is SIRIUS 3RT2 |  | 0 | 0
3RT1926-3BA00 |  | 3RT1926-3BA00 | 1 | UN | 1 | 20 | D | D | N | N | 85389099 | 1 | 4011209632950 | 0.011 | KG | 62.04 | 62.04 | CP02 | CP02 | Latching block, mechanical, for contactor 3RT1035-1AP00-0KF0 Latch release by hand Special-purpose device ! Phased-out product! Successor is SIRIUS 3RT2 | - | 0 | 9
3RT1926-4AC4 |  | 3RT1926-4AC4 | 1 | UN | 1 | 5 | B | D | N | N | 85366990 | 1 | 4011209545533 | 0.074 | KG | 22.52 | 22.52 | CP02 | CP02 | 3-phase busbar !!! Phased-out product !!! Successor is SIRIUS 3RT2 | - | 0 | 9
3RT1926-4BA31 |  | 3RT1926-4BA31 | 1 | UN | 1 | 1 | A | D | N | N | 85366990 | 1 | 4011209305861 | 0.006 | KG | 3.52 | 3.42 | CP02 | CP02 | Link for paralleling without connection terminal, 3-pole for 3RT2.2 with screw terminal | Lista Papel 2020 SI | 0 | 0
3RT1926-4BB31 |  | 3RT1926-4BB31 | 1 | UN | 1 | 1 | A | D | N | N | 85366990 | 1 | 4011209305878 | 0.018 | KG | 12.54 | 12.54 | CP02 | CP02 | Links for paralleling with connection terminal, 3-pole for 3RT102. Replacement type 3RT2926-4BB31 suitable for 3RT102 and 3RT202 !!! Phased-out product !!! Successor is SIRIUS 3RT2 Preferred successor type is >>3RT2926-4BB31<< | - | 0 | 7
3RT1926-4CC20 |  | 3RT1926-4CC20 | 1 | UN | 1 | 20 | D | D | N | N | 85366990 | 1 | 4011209550520 | 0.032 | KG | 14.25 | 14.25 | CP02 | CP02 | 3-phase busbar for 2 power contactors Size S0 Modular spacing: 45 mm !!! Phased-out product !!! Successor is SIRIUS 3RT2 | - | 0 | 7
3RT1926-4CC20-Z | X92 | 3RT1926-4CC20-ZX92 | 1 | UN | 1 | 0 | A | D | N | N | 85366990 | 70 |  | 0.032 | KG | 13.02 | 13.02 | CP02 | CP02 | 3-phase busbar, for 2 power contactors, Size S0, Modular spacing: 45 mm Multi-unit packaging = 70 units ! Phased-out product! Successor is SIRIUS 3RT2 | - | 0 | 9
3RT1926-4MA10 |  | 3RT1926-4MA10 | 1 | UN | 1 | 15 | C | D | N | N | 85389099 | 5 | 4011209538320 | 0.004 | KG | 1.99 | 1.99 | CP02 | CP02 | Sealable cover for 3RT1.5, 3RT1.6, 3RT1.7 for protection against accidental manual actuation Multi-unit packaging = 5 units | - | 0 | 0
3RT1926-4P |  | 3RT1926-4P | 1 | UN | 1 | 15 | C | D | N | N | 85389099 | 10 | 4011209533172 | 0.002 | KG | 1.41 | 1.41 | CP02 | CP02 | Adapter set for- screw mounting of 3RT2.2., 3RT2.3 consists of 2 adapters | - | 0 | 0
3RT1926-4RD01 |  | 3RT1926-4RD01 | 1 | UN | 1 | 5 | B | D | N | N | 85366990 | 1 | 4011209675896 | 0.036 | KG | 19.19 | 18.62 | CP02 | CP02 | Adapter for motor outgoing connector 3RT1900-4RE01 for 3RT2.2 | Lista Papel 2020 SI | 0 | 0
3RT1934-5AB01 |  | 3RT1934-5AB01 | 1 | UN | 1 | 20 | D | D | N | N | 85045095 | 1 | 4011209361829 | 0.111 | KG | 26.22 | 22.8 | CP02 | CP02 | Magnet coil for contactors SIRIUS, Size S2, screw terminal, 24 V AC, 50 Hz !!! Phased-out product !!! Successor is SIRIUS 3RT2 | Lista Papel 2020 SI | 0 | 0
3RT1934-5AB02 |  | 3RT1934-5AB02 | 1 | UN | 1 | 20 | D | D | N | N | 85045095 | 1 | 4011209361836 | 0.107 | KG | 26.79 | 26.79 | CP02 | CP02 | Magnet coil for contactors SIRIUS, Size S2, spring-loaded connection technology 24 V AC, 50 Hz !!! Phased-out product !!! Successor is SIRIUS 3RT2 | - | 0 | 0
3RT1934-5AC01 |  | 3RT1934-5AC01 | 1 | UN | 1 | 20 | D | D | N | N | 85045095 | 1 | 4011209609662 | 0.116 | KG | 31.54 | 31.54 | CP02 | CP02 | Magnet coil for contactors SIRIUS size S2, Screw terminal 32 V AC, 50 Hz !!! Phased-out product !!! Successor is SIRIUS 3RT2 | - | 0 | 9
3RT1934-5AC21 |  | 3RT1934-5AC21 | 1 | UN | 1 | 20 | D | D | N | N | 85045095 | 1 | 4011209361843 | 0.147 | KG | 26.22 | 26.22 | CP02 | CP02 | Magnet coil for contactors SIRIUS, Size S2, screw terminal, 24 V AC, 50/60 Hz !!! Phased-out product !!! Successor is SIRIUS 3RT2 | - | 0 | 0
3RT1934-5AC22 |  | 3RT1934-5AC22 | 1 | UN | 1 | 20 | D | D | N | N | 85045095 | 1 | 4011209361850 | 0.109 | KG | 26.79 | 26.79 | CP02 | CP02 | Magnet coil for contactors SIRIUS, Size S2, spring-loaded connection technology 24 V AC, 50/60 Hz !!! Phased-out product !!! Successor is SIRIUS 3RT2 | - | 0 | 0
3RT1934-5AD01 |  | 3RT1934-5AD01 | 1 | UN | 1 | 20 | D | D | N | N | 85045095 | 1 | 4011209361867 | 0.128 | KG | 31.54 | 27.46 | CP02 | CP02 | Magnet coil for contactors SIRIUS, Size S2, screw terminal, 42 V AC, 50 Hz !!! Phased-out product !!! Successor is SIRIUS 3RT2 | Lista Papel 2020 SI | 0 | 0
3RT1934-5AD02 |  | 3RT1934-5AD02 | 1 | UN | 1 | 20 | D | D | N | N | 85045095 | 1 | 4011209361874 | 0.087 | KG | 32.02 | 32.02 | CP02 | CP02 | Magnet coil for contactors SIRIUS, Size S2, spring-loaded connection technology 42 V AC, 50 Hz !!! Phased-out product !!! Successor is SIRIUS 3RT2 | - | 0 | 0
3RT1934-5AD21 |  | 3RT1934-5AD21 | 1 | UN | 1 | 20 | D | D | N | N | 85045095 | 1 | 4011209477926 | 0.112 | KG | 31.54 | 31.54 | CP02 | CP02 | Magnet coil for contactors SIRIUS, Size S2, Screw terminal 42 V AC, 50/60 Hz !!! Phased-out product !!! Successor is SIRIUS 3RT2 | - | 0 | 0
3RT1934-5AD22 |  | 3RT1934-5AD22 | 1 | UN | 1 | 20 | D | D | N | N | 85045095 | 1 | 4011209589346 | 0.109 | KG | 32.02 | 32.02 | CP02 | CP02 | Magnet coil for contactors SIRIUS, Size S2, spring-loaded connection technology 42 V AC, 50/60 Hz !!! Phased-out product !!! Successor is SIRIUS 3RT2 | - | 0 | 0
3RT1934-5AF01 |  | 3RT1934-5AF01 | 1 | UN | 1 | 20 | D | D | N | N | 85045095 | 1 | 4011209361881 | 0.115 | KG | 26.22 | 22.8 | CP02 | CP02 | Magnet coil for contactors SIRIUS, Size S2, screw terminal, 110 V AC, 50 Hz !!! Phased-out product !!! Successor is SIRIUS 3RT2 | Lista Papel 2020 SI | 0 | 0
3RT1934-5AF02 |  | 3RT1934-5AF02 | 1 | UN | 1 | 20 | D | D | N | N | 85045095 | 1 | 4011209361898 | 0.111 | KG | 26.79 | 26.79 | CP02 | CP02 | Magnet coil for contactors SIRIUS, Size S2, spring-loaded connection technology 110 V AC, 50 Hz !!! Phased-out product !!! Successor is SIRIUS 3RT2 | - | 0 | 0
3RT1934-5AG21 |  | 3RT1934-5AG21 | 1 | UN | 1 | 20 | D | D | N | N | 85045095 | 1 | 4011209361904 | 0.12 | KG | 26.22 | 26.22 | CP02 | CP02 | Magnet coil for contactors SIRIUS, Size S2, screw terminal, 110 V AC, 50/60 Hz !!! Phased-out product !!! Successor is SIRIUS 3RT2 | - | 0 | 0
3RT1934-5AG22 |  | 3RT1934-5AG22 | 1 | UN | 1 | 20 | D | D | N | N | 85045095 | 1 | 4011209361911 | 0.11 | KG | 26.79 | 26.79 | CP02 | CP02 | Magnet coil for contactors SIRIUS, Size S2, spring-loaded connection technology 110 V AC, 50/60 Hz !!! Phased-out product !!! Successor is SIRIUS 3RT2 | - | 0 | 0
3RT1934-5AG61 |  | 3RT1934-5AG61 | 1 | UN | 1 | 20 | D | D | N | N | 85045095 | 1 | 4011209494732 | 0.113 | KG | 31.54 | 31.54 | CP02 | CP02 | Magnet coil for contactors SIRIUS, Size S2 Screw terminal 100 V AC, 50 / 60 Hz, 110 V, 60 Hz, !!! Phased-out product !!! Successor is SIRIUS 3RT2 | - | 0 | 0
3RT1934-5AG62 |  | 3RT1934-5AG62 | 1 | UN | 1 | 20 | D | D | N | N | 85045095 | 1 | 4011209494749 | 0.083 | KG | 32.02 | 32.02 | CP02 | CP02 | Magnet coil for contactors SIRIUS, Size S2 spring-loaded connection technology 100 V AC, 50 / 60 Hz, 110 V, 60 Hz, !!! Phased-out product !!! Successor is SIRIUS 3RT2 | - | 0 | 0
3RT1934-5AH01 |  | 3RT1934-5AH01 | 1 | UN | 1 | 20 | D | D | N | N | 85045095 | 1 | 4011209361928 | 0.11 | KG | 26.22 | 22.8 | CP02 | CP02 | Magnet coil for contactors SIRIUS, Size S2, screw terminal 48 V AC, 50 Hz !!! Phased-out product !!! Successor is SIRIUS 3RT2 | Lista Papel 2020 SI | 0 | 0
3RT1934-5AH02 |  | 3RT1934-5AH02 | 1 | UN | 1 | 20 | D | D | N | N | 85045095 | 1 | 4011209361935 | 0.095 | KG | 26.79 | 26.79 | CP02 | CP02 | Magnet coil for contactors SIRIUS, Size S2, spring-loaded connection technology 48 V AC, 50 Hz !!! Phased-out product !!! Successor is SIRIUS 3RT2 | - | 0 | 0
3RT1934-5AH21 |  | 3RT1934-5AH21 | 1 | UN | 1 | 20 | D | D | N | N | 85045095 | 1 | 4011209440319 | 0.114 | KG | 31.54 | 31.54 | CP02 | CP02 | Magnet coil for contactors SIRIUS, Size S2, Screw terminal 48 V AC, 50/60 Hz !!! Phased-out product !!! Successor is SIRIUS 3RT2 | - | 0 | 0
3RT1934-5AH22 |  | 3RT1934-5AH22 | 1 | UN | 1 | 20 | D | D | N | N | 85045095 | 1 | 4011209440302 | 0.113 | KG | 32.02 | 32.02 | CP02 | CP02 | Magnet coil for contactors SIRIUS, Size S2, spring-loaded connection technology 48 V AC, 50/60 Hz !!! Phased-out product !!! Successor is SIRIUS 3RT2 | - | 0 | 0
3RT1934-5AK61 |  | 3RT1934-5AK61 | 1 | UN | 1 | 20 | D | D | N | N | 85045095 | 1 | 4011209361942 | 0.1 | KG | 26.22 | 26.22 | CP02 | CP02 | Magnet coil for contactors SIRIUS, Size S2, Screw terminal 110 V AC, 50 Hz / 120 V, 60 Hz !!! Phased-out product !!! Successor is SIRIUS 3RT2 | - | 0 | 0
3RT1934-5AK62 |  | 3RT1934-5AK62 | 1 | UN | 1 | 20 | D | D | N | N | 85045095 | 1 | 4011209361959 | 0.11 | KG | 26.79 | 26.79 | CP02 | CP02 | Magnet coil for contactors SIRIUS, Size S2, spring-loaded connection technology 110 V AC, 50 Hz / 120 V, 60 Hz !!! Phased-out product !!! Successor is SIRIUS 3RT2 | - | 0 | 0
3RT1934-5AL21 |  | 3RT1934-5AL21 | 1 | UN | 1 | 20 | D | D | N | N | 85045095 | 1 | 4011209361966 | 0.124 | KG | 26.22 | 26.22 | CP02 | CP02 | Magnet coil for contactors SIRIUS, Size S2, Screw terminal 230 V AC, 50/60 Hz !!! Phased-out product !!! Successor is SIRIUS 3RT2 | - | 0 | 0
3RT1934-5AL22 |  | 3RT1934-5AL22 | 1 | UN | 1 | 20 | D | D | N | N | 85045095 | 1 | 4011209361973 | 0.115 | KG | 26.79 | 26.79 | CP02 | CP02 | Magnet coil for contactors SIRIUS, Size S2, spring-loaded connection technology 230 V AC, 50/60 Hz !!! Phased-out product !!! Successor is SIRIUS 3RT2 | - | 0 | 0
3RT1934-5AM21 |  | 3RT1934-5AM21 | 1 | UN | 1 | 20 | D | D | N | N | 85045095 | 1 | 4011209386419 | 0.118 | KG | 31.54 | 31.54 | CP02 | CP02 | Magnet coil for contactors SIRIUS, Size S2, Screw terminal 208 V AC, 50/60 Hz !!! Phased-out product !!! Successor is SIRIUS 3RT2 | - | 0 | 0
3RT1934-5AN21 |  | 3RT1934-5AN21 | 1 | UN | 1 | 20 | D | D | N | N | 85045095 | 1 | 4011209361980 | 0.115 | KG | 26.22 | 26.22 | CP02 | CP02 | Magnet coil for contactors SIRIUS, Size S2, screw terminal, 220 V AC, 50/60 Hz !!! Phased-out product !!! Successor is SIRIUS 3RT2 | - | 0 | 0
3RT1934-5AN22 |  | 3RT1934-5AN22 | 1 | UN | 1 | 20 | D | D | N | N | 85045095 | 1 | 4011209361997 | 0.125 | KG | 26.79 | 26.79 | CP02 | CP02 | Magnet coil for contactors SIRIUS, Size S2, spring-loaded connection technology 220 V AC, 50/60 Hz !!! Phased-out product !!! Successor is SIRIUS 3RT2 | - | 0 | 0
3RT1934-5AN61 |  | 3RT1934-5AN61 | 1 | UN | 1 | 20 | D | D | N | N | 85045095 | 1 | 4011209494756 | 0.113 | KG | 31.54 | 31.54 | CP02 | CP02 | Magnet coil for contactors SIRIUS, Size S2 Screw terminal 200 V AC, 50 / 60 Hz, 220 V, 60 Hz !!! Phased-out product !!! Successor is SIRIUS 3RT2 | - | 0 | 0
3RT1934-5AN62 |  | 3RT1934-5AN62 | 1 | UN | 1 | 20 | D | D | N | N | 85045095 | 1 | 4011209494763 | 0.11 | KG | 32.02 | 32.02 | CP02 | CP02 | Magnet coil for contactors SIRIUS, Size S2 spring-loaded connection technology 200 V AC, 50 / 60 Hz, 220 V, 60 Hz !!! Phased-out product !!! Successor is SIRIUS 3RT2 | - | 0 | 0
3RT1934-5AP01 |  | 3RT1934-5AP01 | 1 | UN | 1 | 20 | D | D | N | N | 85045095 | 1 | 4011209361379 | 0.128 | KG | 26.22 | 22.8 | CP02 | CP02 | Magnet coil for contactors SIRIUS, Size S2, screw terminal, 230 V AC, 50 Hz !!! Phased-out product !!! Successor is SIRIUS 3RT2 | Lista Papel 2020 SI | 0 | 0
3RT1934-5AP02 |  | 3RT1934-5AP02 | 1 | UN | 1 | 20 | D | D | N | N | 85045095 | 1 | 4011209362000 | 0.108 | KG | 26.79 | 26.79 | CP02 | CP02 | Magnet coil for contactors SIRIUS, Size S2, spring-loaded connection technology 230 V AC, 50 Hz !!! Phased-out product !!! Successor is SIRIUS 3RT2 | - | 0 | 0
3RT1934-5AP61 |  | 3RT1934-5AP61 | 1 | UN | 1 | 20 | D | D | N | N | 85045095 | 1 | 4011209362017 | 0.12 | KG | 26.22 | 26.22 | CP02 | CP02 | Magnet coil for contactors SIRIUS, Size S2, Screw terminal 220 V AC, 50 Hz / 240 V, 60 Hz !!! Phased-out product !!! Successor is SIRIUS 3RT2 | - | 0 | 0
3RT1934-5AP62 |  | 3RT1934-5AP62 | 1 | UN | 1 | 20 | D | D | N | N | 85045095 | 1 | 4011209362024 | 0.115 | KG | 26.79 | 26.79 | CP02 | CP02 | Magnet coil for contactors SIRIUS, Size S2, spring-loaded connection technology 220 V AC, 50 Hz / 240 V, 60 Hz !!! Phased-out product !!! Successor is SIRIUS 3RT2 | - | 0 | 0
3RT1934-5AQ21 |  | 3RT1934-5AQ21 | 1 | UN | 1 | 20 | D | D | N | N | 85045095 | 1 | 4011209513136 | 0.111 | KG | 31.54 | 31.54 | CP02 | CP02 | Magnet coil for contactors SIRIUS, Size S2, Screw terminal 500 V AC, 50/60 Hz !!! Phased-out product !!! Successor is SIRIUS 3RT2 | - | 0 | 9
3RT1934-5AR01 |  | 3RT1934-5AR01 | 1 | UN | 1 | 20 | D | D | N | N | 85045095 | 1 | 4011209387577 | 0.112 | KG | 31.54 | 31.54 | CP02 | CP02 | Magnet coil for contactors SIRIUS, Size S2, Screw terminal 415 V AC, 50 Hz !!! Phased-out product !!! Successor is SIRIUS 3RT2 | - | 0 | 9
3RT1934-5AR61 |  | 3RT1934-5AR61 | 1 | UN | 1 | 20 | D | D | N | N | 85045095 | 1 | 4011209494770 | 0.14 | KG | 31.54 | 31.54 | CP02 | CP02 | Magnet coil for contactors SIRIUS, Size S2, Screw terminal 400 V AC, 50 / 60 Hz, 440 V, 60 Hz !!! Phased-out product !!! Successor is SIRIUS 3RT2 | - | 0 | 0
3RT1934-5AR62 |  | 3RT1934-5AR62 | 1 | UN | 1 | 20 | D | D | N | N | 85045095 | 1 | 4011209494787 | 0.111 | KG | 32.02 | 32.02 | CP02 | CP02 | Magnet coil for contactors SIRIUS, Size S2, spring-loaded connection technology 400 V AC, 50 / 60 Hz, 440 V, 60 Hz !!! Phased-out product !!! Successor is SIRIUS 3RT2 | - | 0 | 0
3RT1934-5AT61 |  | 3RT1934-5AT61 | 1 | UN | 1 | 20 | D | D | N | N | 85045095 | 1 | 4011209379947 | 0.114 | KG | 31.54 | 31.54 | CP02 | CP02 | Magnet coil for contactors SIRIUS, Size S2, screw terminal 600 V AC, 60 Hz !!! Phased-out product !!! Successor is SIRIUS 3RT2 | - | 0 | 9
3RT1934-5AU61 |  | 3RT1934-5AU61 | 1 | UN | 1 | 20 | D | D | N | N | 85045095 | 1 | 4011209379954 | 0.113 | KG | 31.54 | 31.54 | CP02 | CP02 | Magnet coil for contactors SIRIUS, Size S2, Screw terminal 277 V AC, 60 Hz !!! Phased-out product !!! Successor is SIRIUS 3RT2 | - | 0 | 9
3RT1934-5AV01 |  | 3RT1934-5AV01 | 1 | UN | 1 | 20 | D | D | N | N | 85045095 | 1 | 4011209362031 | 0.122 | KG | 31.54 | 27.46 | CP02 | CP02 | Magnet coil for contactors SIRIUS, Size S2, screw terminal, 400 V AC, 50 Hz !!! Phased-out product !!! Successor is SIRIUS 3RT2 | Lista Papel 2020 SI | 0 | 0
3RT1934-5AV02 |  | 3RT1934-5AV02 | 1 | UN | 1 | 20 | D | D | N | N | 85045095 | 1 | 4011209362048 | 0.115 | KG | 32.02 | 32.02 | CP02 | CP02 | Magnet coil for contactors SIRIUS, Size S2, spring-loaded connection technology 400 V AC, 50 Hz !!! Phased-out product !!! Successor is SIRIUS 3RT2 | - | 0 | 0
3RT1934-5AV61 |  | 3RT1934-5AV61 | 1 | UN | 1 | 20 | D | D | N | N | 85045095 | 1 | 4011209379794 | 0.116 | KG | 31.54 | 31.54 | CP02 | CP02 | Magnet coil for contactors SIRIUS, Size S2, 1 NO, Screw terminal 480 V AC, 60 Hz !!! Phased-out product !!! Successor is SIRIUS 3RT2 | - | 0 | 9
3RT1934-5AV62 |  | 3RT1934-5AV62 | 1 | UN | 1 | 20 | D | D | N | N | 85045095 | 1 | 4011209379787 | 0.113 | KG | 32.02 | 32.02 | CP02 | CP02 | Magnet coil for contactors SIRIUS, Size S2, 1 NC, screw terminal, 480 V AC, 60 Hz !!! Phased-out product !!! Successor is SIRIUS 3RT2 | - | 0 | 0
3RT1934-5BB41 |  | 3RT1934-5BB41 | 1 | UN | 1 | 20 | D | D | N | N | 85045095 | 1 | 4011209362055 | 0.584 | KG | 73.63 | 64.03 | CP02 | CP02 | Magnet coil for contactors SIRIUS, Size S2, screw terminal, 24 V DC !!! Phased-out product !!! Successor is SIRIUS 3RT2 | Lista Papel 2020 SI | 0 | 0
3RT1934-5BB42 |  | 3RT1934-5BB42 | 1 | UN | 1 | 20 | D | D | N | N | 85045095 | 1 | 4011209362062 | 0.616 | KG | 74.96 | 74.96 | CP02 | CP02 | Magnet coil for contactors SIRIUS, Size S2, Spring-loaded connection technology, 24 V DC !!! Phased-out product !!! Successor is SIRIUS 3RT2 | - | 0 | 0
3RT1934-5BD41 |  | 3RT1934-5BD41 | 1 | UN | 1 | 20 | D | D | N | N | 85045095 | 1 | 4011209515345 | 0.637 | KG | 81.51 | 81.51 | CP02 | CP02 | Magnet coil for contactors SIRIUS, Size S2, screw terminal, 42 V DC !!! Phased-out product !!! Successor is SIRIUS 3RT2 | - | 0 | 0
3RT1934-5BD42 |  | 3RT1934-5BD42 | 1 | UN | 1 | 20 | D | D | N | N | 85045095 | 1 | 4011209515352 | 0.557 | KG | 83.13 | 83.13 | CP02 | CP02 | Magnet coil for contactors SIRIUS, Size S2, Spring-loaded connection technology, 42 V DC !!! Phased-out product !!! Successor is SIRIUS 3RT2 | - | 0 | 0
3RT1934-5BE41 |  | 3RT1934-5BE41 | 1 | UN | 1 | 20 | D | D | N | N | 85045095 | 1 | 4011209362079 | 0.634 | KG | 81.51 | 70.87 | CP02 | CP02 | Magnet coil for contactors SIRIUS, Size S2, screw terminal, 60 V DC !!! Phased-out product !!! Successor is SIRIUS 3RT2 | Lista Papel 2020 SI | 0 | 0
3RT1934-5BE42 |  | 3RT1934-5BE42 | 1 | UN | 1 | 20 | D | D | N | N | 85045095 | 1 | 4011209362086 | 0.633 | KG | 83.13 | 83.13 | CP02 | CP02 | Magnet coil for contactors SIRIUS, Size S2, Spring-loaded connection technology, 60 V DC !!! Phased-out product !!! Successor is SIRIUS 3RT2 | - | 0 | 0
3RT1934-5BF41 |  | 3RT1934-5BF41 | 1 | UN | 1 | 20 | D | D | N | N | 85045095 | 1 | 4011209362093 | 0.56 | KG | 73.63 | 64.03 | CP02 | CP02 | Magnet coil for contactors SIRIUS, Size S2, screw terminal, 110 V DC !!! Phased-out product !!! Successor is SIRIUS 3RT2 | Lista Papel 2020 SI | 0 | 0
3RT1934-5BF42 |  | 3RT1934-5BF42 | 1 | UN | 1 | 20 | D | D | N | N | 85045095 | 1 | 4011209362109 | 0.612 | KG | 74.96 | 74.96 | CP02 | CP02 | Magnet coil for contactors SIRIUS, Size S2, Spring-loaded connection technology, 110 V DC !!! Phased-out product !!! Successor is SIRIUS 3RT2 | - | 0 | 0
3RT1934-5BG41 |  | 3RT1934-5BG41 | 1 | UN | 1 | 20 | D | D | N | N | 85045095 | 1 | 4011209515369 | 0.618 | KG | 81.51 | 81.51 | CP02 | CP02 | Magnet coil for contactors SIRIUS, Size S2, screw terminal 125 V DC !!! Phased-out product !!! Successor is SIRIUS 3RT2 | - | 0 | 0
3RT1934-5BG42 |  | 3RT1934-5BG42 | 1 | UN | 1 | 20 | D | D | N | N | 85045095 | 1 | 4011209515376 | 0.557 | KG | 83.13 | 83.13 | CP02 | CP02 | Magnet coil for contactors SIRIUS, Size S2, Spring-loaded connection technology, 125 V DC !!! Phased-out product !!! Successor is SIRIUS 3RT2 | - | 0 | 0
3RT1934-5BM41 |  | 3RT1934-5BM41 | 1 | UN | 1 | 20 | D | D | N | N | 85045095 | 1 | 4011209362116 | 0.585 | KG | 73.63 | 64.03 | CP02 | CP02 | Magnet coil for contactors SIRIUS, Size S2, screw terminal, 220 V DC !!! Phased-out product !!! Successor is SIRIUS 3RT2 | Lista Papel 2020 SI | 0 | 0
3RT1934-5BM42 |  | 3RT1934-5BM42 | 1 | UN | 1 | 20 | D | D | N | N | 85045095 | 1 | 4011209362123 | 0.637 | KG | 74.96 | 74.96 | CP02 | CP02 | Magnet coil for contactors SIRIUS, Size S2, Spring-loaded connection technology, 220 V DC !!! Phased-out product !!! Successor is SIRIUS 3RT2 | - | 0 | 0
3RT1934-5BP41 |  | 3RT1934-5BP41 | 1 | UN | 1 | 20 | D | D | N | N | 85045095 | 1 | 4011209362130 | 0.57 | KG | 81.51 | 70.87 | CP02 | CP02 | Magnet coil for contactors SIRIUS, Size S2, screw terminal, 230 V DC !!! Phased-out product !!! Successor is SIRIUS 3RT2 | Lista Papel 2020 SI | 0 | 0
3RT1934-5BP42 |  | 3RT1934-5BP42 | 1 | UN | 1 | 20 | D | D | N | N | 85045095 | 1 | 4011209362147 | 0.602 | KG | 83.13 | 83.13 | CP02 | CP02 | Magnet coil for contactors SIRIUS, Size S2, Spring-loaded connection technology, 230 V DC !!! Phased-out product !!! Successor is SIRIUS 3RT2 | - | 0 | 0
3RT1934-5BW41 |  | 3RT1934-5BW41 | 1 | UN | 1 | 20 | D | D | N | N | 85045095 | 1 | 4011209362154 | 0.58 | KG | 73.63 | 64.03 | CP02 | CP02 | Magnet coil for contactors SIRIUS, Size S2, screw terminal, 48 V DC !!! Phased-out product !!! Successor is SIRIUS 3RT2 | Lista Papel 2020 SI | 0 | 0
3RT1934-5BW42 |  | 3RT1934-5BW42 | 1 | UN | 1 | 20 | D | D | N | N | 85045095 | 1 | 4011209362161 | 0.652 | KG | 74.96 | 74.96 | CP02 | CP02 | Magnet coil for contactors SIRIUS, Size S2, Spring-loaded connection technology, 48 V DC !!! Phased-out product !!! Successor is SIRIUS 3RT2 | - | 0 | 0
3RT1934-6A |  | 3RT1934-6A | 1 | UN | 1 | 20 | D | D | N | N | 85369095 | 1 | 4011209378865 | 0.042 | KG | 65.74 | 57.19 | CP02 | CP02 | Replacement contact pieces for contactor Size S2, 3-pole, AC-3, 15 kW, 3 NO, main contacts, Consists of 3 movable and 6 fixed contacts with mounting parts !!! Phased-out product !!! Successor is SIRIUS 3RT2 | Lista Papel 2020 SI | 0 | 0
3RT1935-5AB01 |  | 3RT1935-5AB01 | 1 | UN | 1 | 20 | D | D | N | N | 85045095 | 1 | 4011209362178 | 0.109 | KG | 26.22 | 22.8 | CP02 | CP02 | Magnet coil for contactors SIRIUS, Size S2, Screw terminal 24 V AC, 50 Hz !!! Phased-out product !!! Successor is SIRIUS 3RT2 | Lista Papel 2020 SI | 0 | 0
3RT1935-5AB02 |  | 3RT1935-5AB02 | 1 | UN | 1 | 20 | D | D | N | N | 85045095 | 1 | 4011209362185 | 0.104 | KG | 26.79 | 26.79 | CP02 | CP02 | Magnet coil for contactors SIRIUS, Size S2, Spring-loaded connection technology, 24 V AC, 50 Hz !!! Phased-out product !!! Successor is SIRIUS 3RT2 | - | 0 | 0
3RT1935-5AC01 |  | 3RT1935-5AC01 | 1 | UN | 1 | 20 | D | D | N | N | 85045095 | 1 | 4011209609693 | 0.11 | KG | 31.54 | 31.54 | CP02 | CP02 | Magnet coil for contactors SIRIUS size S2, Screw terminal 32 V AC, 50 Hz !!! Phased-out product !!! Successor is SIRIUS 3RT2 | - | 0 | 9
3RT1935-5AC11 |  | 3RT1935-5AC11 | 1 | UN | 1 | 20 | D | D | N | N | 85045095 | 1 | 4011209503519 | 0.108 | KG | 31.54 | 31.54 | CP02 | CP02 | Magnet coil for contactors SIRIUS, Size S2, Screw terminal 24 V AC, 60 Hz !!! Phased-out product !!! Successor is SIRIUS 3RT2 | - | 0 | 9
3RT1935-5AC21 |  | 3RT1935-5AC21 | 1 | UN | 1 | 20 | D | D | N | N | 85045095 | 1 | 4011209362192 | 0.111 | KG | 26.22 | 26.22 | CP02 | CP02 | Magnet coil for contactors SIRIUS, Size S2, Screw terminal 24 V AC, 50/60 Hz !!! Phased-out product !!! Successor is SIRIUS 3RT2 | - | 0 | 0
3RT1935-5AC22 |  | 3RT1935-5AC22 | 1 | UN | 1 | 20 | D | D | N | N | 85045095 | 1 | 4011209362208 | 0.2 | KG | 26.79 | 26.79 | CP02 | CP02 | Magnet coil for contactors SIRIUS, Size S2, Spring-loaded connection technology, 24 V AC, 50/60 Hz !!! Phased-out product !!! Successor is SIRIUS 3RT2 | - | 0 | 0
3RT1935-5AD01 |  | 3RT1935-5AD01 | 1 | UN | 1 | 20 | D | D | N | N | 85045095 | 1 | 4011209362215 | 0.107 | KG | 31.54 | 27.46 | CP02 | CP02 | Magnet coil for contactors SIRIUS, Size S2, screw terminal 42 V AC, 50 Hz !!! Phased-out product !!! Successor is SIRIUS 3RT2 | Lista Papel 2020 SI | 0 | 0
3RT1935-5AD02 |  | 3RT1935-5AD02 | 1 | UN | 1 | 20 | D | D | N | N | 85045095 | 1 | 4011209362222 | 0.102 | KG | 32.02 | 32.02 | CP02 | CP02 | Magnet coil for contactors SIRIUS, Size S2, Spring-loaded connection technology, 42 V AC, 50 Hz !!! Phased-out product !!! Successor is SIRIUS 3RT2 | - | 0 | 0
3RT1935-5AD21 |  | 3RT1935-5AD21 | 1 | UN | 1 | 20 | D | D | N | N | 85045095 | 1 | 4011209477933 | 0.11 | KG | 31.54 | 31.54 | CP02 | CP02 | Magnet coil for contactors SIRIUS, Size S2, Screw terminal 42 V AC, 50/60 Hz !!! Phased-out product !!! Successor is SIRIUS 3RT2 | - | 0 | 0
3RT1935-5AD22 |  | 3RT1935-5AD22 | 1 | UN | 1 | 20 | D | D | N | N | 85045095 | 1 |  | 0.088 | KG | 32.02 | 32.02 | CP02 | CP02 | Magnet coil for contactors SIRIUS, Size S2, Spring-loaded connection technology, 42 V AC, 50/60 Hz !!! Phased-out product !!! Successor is SIRIUS 3RT2 | - | 0 | 9
3RT1935-5AF01 |  | 3RT1935-5AF01 | 1 | UN | 1 | 20 | D | D | N | N | 85045095 | 1 | 4011209362239 | 0.11 | KG | 26.22 | 22.8 | CP02 | CP02 | Magnet coil for contactors SIRIUS, Size S2, Screw terminal 110 V AC, 50 Hz !!! Phased-out product !!! Successor is SIRIUS 3RT2 | Lista Papel 2020 SI | 0 | 0
3RT1935-5AF02 |  | 3RT1935-5AF02 | 1 | UN | 1 | 20 | D | D | N | N | 85045095 | 1 | 4011209362246 | 0.106 | KG | 26.79 | 26.79 | CP02 | CP02 | Magnet coil for contactors SIRIUS, Size S2, Spring-loaded connection technology, 110 V AC, 50 Hz !!! Phased-out product !!! Successor is SIRIUS 3RT2 | - | 0 | 0
3RT1935-5AG21 |  | 3RT1935-5AG21 | 1 | UN | 1 | 20 | D | D | N | N | 85045095 | 1 | 4011209362253 | 0.106 | KG | 26.22 | 26.22 | CP02 | CP02 | Magnet coil for contactors SIRIUS, Size S2, Screw terminal 110 V AC, 50/60 Hz !!! Phased-out product !!! Successor is SIRIUS 3RT2 | - | 0 | 0
3RT1935-5AG22 |  | 3RT1935-5AG22 | 1 | UN | 1 | 20 | D | D | N | N | 85045095 | 1 | 4011209362260 | 0.103 | KG | 26.79 | 26.79 | CP02 | CP02 | Magnet coil for contactors SIRIUS, Size S2, Spring-loaded connection technology, 110 V AC, 50/60 Hz !!! Phased-out product !!! Successor is SIRIUS 3RT2 | - | 0 | 0
3RT1935-5AG61 |  | 3RT1935-5AG61 | 1 | UN | 1 | 20 | D | D | N | N | 85045095 | 1 | 4011209494794 | 0.112 | KG | 31.54 | 31.54 | CP02 | CP02 | Magnet coil for contactors SIRIUS, Size S2 Screw terminal 100 V AC, 50 / 60 Hz, 110 V, 60 Hz !!! Phased-out product !!! Successor is SIRIUS 3RT2 | - | 0 | 0
3RT1935-5AG62 |  | 3RT1935-5AG62 | 1 | UN | 1 | 20 | D | D | N | N | 85045095 | 1 | 4011209494800 | 0.083 | KG | 32.02 | 32.02 | CP02 | CP02 | Magnet coil for contactors SIRIUS, Size S2 Spring-loaded connection technology, 100 V AC, 50 / 60 Hz, 110 V, 60 Hz !!! Phased-out product !!! Successor is SIRIUS 3RT2 | - | 0 | 0
3RT1935-5AH01 |  | 3RT1935-5AH01 | 1 | UN | 1 | 20 | D | D | N | N | 85045095 | 1 | 4011209362277 | 0.128 | KG | 26.22 | 22.8 | CP02 | CP02 | Magnet coil for contactors SIRIUS, Size S2, Screw terminal 48 V AC, 50 Hz !!! Phased-out product !!! Successor is SIRIUS 3RT2 | Lista Papel 2020 SI | 0 | 0
3RT1935-5AH02 |  | 3RT1935-5AH02 | 1 | UN | 1 | 20 | D | D | N | N | 85045095 | 1 | 4011209362284 | 0.085 | KG | 26.79 | 26.79 | CP02 | CP02 | Magnet coil for contactors SIRIUS, Size S2, Spring-loaded connection technology, 48 V AC, 50 Hz !!! Phased-out product !!! Successor is SIRIUS 3RT2 | - | 0 | 0
3RT1935-5AH21 |  | 3RT1935-5AH21 | 1 | UN | 1 | 20 | D | D | N | N | 85045095 | 1 | 4011209440289 | 0.114 | KG | 31.54 | 31.54 | CP02 | CP02 | Magnet coil for contactors SIRIUS, Size S2, Screw terminal 48 V AC, 50/60 Hz !!! Phased-out product !!! Successor is SIRIUS 3RT2 | - | 0 | 0
3RT1935-5AH22 |  | 3RT1935-5AH22 | 1 | UN | 1 | 20 | D | D | N | N | 85045095 | 1 | 4011209440296 | 0.11 | KG | 32.02 | 32.02 | CP02 | CP02 | Magnet coil for contactors SIRIUS, Size S2, Spring-loaded connection technology, 48 V AC, 50/60 Hz !!! Phased-out product !!! Successor is SIRIUS 3RT2 | - | 0 | 0
3RT1935-5AK61 |  | 3RT1935-5AK61 | 1 | UN | 1 | 20 | D | D | N | N | 85045095 | 1 | 4011209362291 | 0.107 | KG | 26.22 | 26.22 | CP02 | CP02 | Magnet coil for contactors SIRIUS, Size S2, Screw terminal 110 V AC, 50 Hz / 120 V, 60 Hz !!! Phased-out product !!! Successor is SIRIUS 3RT2 | - | 0 | 0
3RT1935-5AK62 |  | 3RT1935-5AK62 | 1 | UN | 1 | 20 | D | D | N | N | 85045095 | 1 | 4011209362307 | 0.115 | KG | 26.79 | 26.79 | CP02 | CP02 | Magnet coil for contactors SIRIUS, Size S2, Spring-loaded connection technology, 110 V AC, 50 Hz / 120 V, 60 Hz !!! Phased-out product !!! Successor is SIRIUS 3RT2 | - | 0 | 0
3RT1935-5AL21 |  | 3RT1935-5AL21 | 1 | UN | 1 | 20 | D | D | N | N | 85045095 | 1 | 4011209362314 | 0.13 | KG | 26.22 | 26.22 | CP02 | CP02 | Magnet coil for contactors SIRIUS, Size S2, Screw terminal 230 V AC, 50/60 Hz !!! Phased-out product !!! Successor is SIRIUS 3RT2 | - | 0 | 0
3RT1935-5AL22 |  | 3RT1935-5AL22 | 1 | UN | 1 | 20 | D | D | N | N | 85045095 | 1 | 4011209362321 | 0.113 | KG | 26.79 | 26.79 | CP02 | CP02 | Magnet coil for contactors SIRIUS, Size S2, Spring-loaded connection technology, 230 V AC, 50/60 Hz !!! Phased-out product !!! Successor is SIRIUS 3RT2 | - | 0 | 0
3RT1935-5AM21 |  | 3RT1935-5AM21 | 1 | UN | 1 | 20 | D | D | N | N | 85045095 | 1 | 4011209386440 | 0.133 | KG | 31.54 | 31.54 | CP02 | CP02 | Magnet coil for contactors SIRIUS, Size S2, screw terminal, 208 V AC, 50/60 Hz !!! Phased-out product !!! Successor is SIRIUS 3RT2 | - | 0 | 0
3RT1935-5AN21 |  | 3RT1935-5AN21 | 1 | UN | 1 | 20 | D | D | N | N | 85045095 | 1 | 4011209362338 | 0.114 | KG | 26.22 | 26.22 | CP02 | CP02 | Magnet coil for contactors SIRIUS, Size S2, Screw terminal 220 V AC, 50/60 Hz !!! Phased-out product !!! Successor is SIRIUS 3RT2 | - | 0 | 0
3RT1935-5AN22 |  | 3RT1935-5AN22 | 1 | UN | 1 | 20 | D | D | N | N | 85045095 | 1 | 4011209362345 | 0.104 | KG | 26.79 | 26.79 | CP02 | CP02 | Magnet coil for contactors SIRIUS, Size S2, Spring-loaded connection technology, 220 V AC, 50/60 Hz !!! Phased-out product !!! Successor is SIRIUS 3RT2 | - | 0 | 0
3RT1935-5AN61 |  | 3RT1935-5AN61 | 1 | UN | 1 | 20 | D | D | N | N | 85045095 | 1 | 4011209494817 | 0.109 | KG | 31.54 | 31.54 | CP02 | CP02 | Magnet coil for contactors SIRIUS, Size S2 Screw terminal 200 V AC, 50 / 60 Hz, 220 V, 60 Hz !!! Phased-out product !!! Successor is SIRIUS 3RT2 | - | 0 | 0
3RT1935-5AN62 |  | 3RT1935-5AN62 | 1 | UN | 1 | 20 | D | D | N | N | 85045095 | 1 | 4011209494824 | 0.083 | KG | 32.02 | 32.02 | CP02 | CP02 | Magnet coil for contactors SIRIUS, Size S2 Spring-loaded connection technology, 200 V AC, 50 / 60 Hz, 220 V, 60 Hz !!! Phased-out product !!! Successor is SIRIUS 3RT2 | - | 0 | 0
3RT1935-5AP01 |  | 3RT1935-5AP01 | 1 | UN | 1 | 20 | D | D | N | N | 85045095 | 1 | 4011209361386 | 0.109 | KG | 26.22 | 22.8 | CP02 | CP02 | Magnet coil for contactors SIRIUS, Size S2, Screw terminal 230 V AC, 50 Hz !!! Phased-out product !!! Successor is SIRIUS 3RT2 | Lista Papel 2020 SI | 0 | 0
3RT1935-5AP02 |  | 3RT1935-5AP02 | 1 | UN | 1 | 20 | D | D | N | N | 85045095 | 1 | 4011209362352 | 0.104 | KG | 26.79 | 26.79 | CP02 | CP02 | Magnet coil for contactors SIRIUS, Size S2, Spring-loaded connection technology, 230 V AC, 50 Hz !!! Phased-out product !!! Successor is SIRIUS 3RT2 | - | 0 | 0
3RT1935-5AP61 |  | 3RT1935-5AP61 | 1 | UN | 1 | 20 | D | D | N | N | 85045095 | 1 | 4011209362369 | 0.115 | KG | 26.22 | 26.22 | CP02 | CP02 | Magnet coil for contactors SIRIUS, Size S2, Screw terminal 220 V AC, 50 Hz / 240 V, 60 Hz !!! Phased-out product !!! Successor is SIRIUS 3RT2 | - | 0 | 0
3RT1935-5AP62 |  | 3RT1935-5AP62 | 1 | UN | 1 | 20 | D | D | N | N | 85045095 | 1 | 4011209362376 | 0.104 | KG | 26.79 | 26.79 | CP02 | CP02 | Magnet coil for contactors SIRIUS, Size S2, Spring-loaded connection technology, 220 V AC, 50 Hz / 240 V, 60 Hz !!! Phased-out product !!! Successor is SIRIUS 3RT2 | - | 0 | 0
3RT1935-5AQ21 |  | 3RT1935-5AQ21 | 1 | UN | 1 | 20 | D | D | N | N | 85045095 | 1 | 4011209553408 | 0.111 | KG | 31.54 | 31.54 | CP02 | CP02 | Magnet coil for contactors SIRIUS, Size S2, Screw terminal 500 V AC, 50/60 Hz !!! Phased-out product !!! Successor is SIRIUS 3RT2 | - | 0 | 9
3RT1935-5AR01 |  | 3RT1935-5AR01 | 1 | UN | 1 | 20 | D | D | N | N | 85045095 | 1 | 4011209387584 | 0.107 | KG | 31.54 | 31.54 | CP02 | CP02 | Magnet coil for contactors SIRIUS, Size S2, Screw terminal 415 V AC, 50 Hz !!! Phased-out product !!! Successor is SIRIUS 3RT2 | - | 0 | 9
3RT1935-5AR61 |  | 3RT1935-5AR61 | 1 | UN | 1 | 20 | D | D | N | N | 85045095 | 1 | 4011209494831 | 0.14 | KG | 31.54 | 31.54 | CP02 | CP02 | Magnet coil for contactors SIRIUS, Size S2, Screw terminal 400 V AC, 50 / 60 Hz, 440 V, 60 Hz !!! Phased-out product !!! Successor is SIRIUS 3RT2 | - | 0 | 0
3RT1935-5AR62 |  | 3RT1935-5AR62 | 1 | UN | 1 | 20 | D | D | N | N | 85045095 | 1 | 4011209494848 | 0.11 | KG | 32.02 | 32.02 | CP02 | CP02 | Magnet coil for contactors SIRIUS, Size S2, Spring-loaded connection technology, 400 V AC, 50 / 60 Hz, !!! Phased-out product !!! Successor is SIRIUS 3RT2 | - | 0 | 0
3RT1935-5AT61 |  | 3RT1935-5AT61 | 1 | UN | 1 | 20 | D | D | N | N | 85045095 | 1 | 4011209379961 | 0.115 | KG | 31.54 | 31.54 | CP02 | CP02 | Magnet coil for contactors SIRIUS, Size S2, Screw terminal 600 V AC, 60 Hz !!! Phased-out product !!! Successor is SIRIUS 3RT2 | - | 0 | 0
3RT1935-5AU01 |  | 3RT1935-5AU01 | 1 | UN | 1 | 20 | D | D | N | N | 85045095 | 1 | 4011209387591 | 0.109 | KG | 26.22 | 26.22 | CP02 | CP02 | Magnet coil for contactors SIRIUS, Size S2, screw terminal, 240 V AC, 50 Hz !!! Phased-out product !!! Successor is SIRIUS 3RT2 | - | 0 | 9
3RT1935-5AU61 |  | 3RT1935-5AU61 | 1 | UN | 1 | 20 | D | D | N | N | 85045095 | 1 | 4011209379978 | 0.109 | KG | 31.54 | 31.54 | CP02 | CP02 | Magnet coil for contactors SIRIUS, Size S2, Screw terminal 277 V AC, 60 Hz !!! Phased-out product !!! Successor is SIRIUS 3RT2 | - | 0 | 0
3RT1935-5AV01 |  | 3RT1935-5AV01 | 1 | UN | 1 | 20 | D | D | N | N | 85045095 | 1 | 4011209361126 | 0.113 | KG | 31.54 | 27.46 | CP02 | CP02 | Magnet coil for contactors SIRIUS, Size S2, screw terminal 400 V AC, 50 Hz !!! Phased-out product !!! Successor is SIRIUS 3RT2 | Lista Papel 2020 SI | 0 | 0
3RT1935-5AV02 |  | 3RT1935-5AV02 | 1 | UN | 1 | 20 | D | D | N | N | 85045095 | 1 | 4011209362383 | 0.107 | KG | 32.02 | 32.02 | CP02 | CP02 | Magnet coil for contactors SIRIUS, Size S2, Spring-loaded connection technology, 400 V AC, 50 Hz !!! Phased-out product !!! Successor is SIRIUS 3RT2 | - | 0 | 0
3RT1935-5AV61 |  | 3RT1935-5AV61 | 1 | UN | 1 | 20 | D | D | N | N | 85045095 | 1 | 4011209379800 | 0.112 | KG | 31.54 | 31.54 | CP02 | CP02 | Magnet coil for contactors SIRIUS, Size S2, Screw terminal 480 V AC, 60 Hz !!! Phased-out product !!! Successor is SIRIUS 3RT2 | - | 0 | 0
3RT1935-5AV62 |  | 3RT1935-5AV62 | 1 | UN | 1 | 20 | D | D | N | N | 85045095 | 1 | 4011209379817 | 0.107 | KG | 32.02 | 32.02 | CP02 | CP02 | Magnet coil for contactors SIRIUS, Size S2, Spring-loaded connection technology, 480 V AC, 60 Hz !!! Phased-out product !!! Successor is SIRIUS 3RT2 | - | 0 | 0
3RT1935-5AW61 |  | 3RT1935-5AW61 | 1 | UN | 1 | 20 | D | D | N | N | 85045095 | 1 | 4011209904729 | 0.11 | KG | 31.54 | 31.54 | CP02 | CP02 | Magnet coil for contactors SIRIUS, Size S2, screw terminal 347 V AC, 60 Hz !!! Phased-out product !!! Successor is SIRIUS 3RT2 | - | 0 | 0
3RT1935-6A |  | 3RT1935-6A | 1 | UN | 1 | 20 | D | D | N | N | 85369095 | 1 | 4011209379718 | 0.047 | KG | 78.76 | 68.5 | CP02 | CP02 | Replacement contact pieces for contactor Size S2, 3-pole, AC-3, 18.5 kW, 3 NO, main contacts, Consists of 3 movable and 6 fixed contacts with mounting parts !!! Phased-out product !!! Successor is SIRIUS 3RT2 | Lista Papel 2020 SI | 0 | 0
3RT1936-1CB00 |  | 3RT1936-1CB00 | 1 | UN | 1 | 20 | D | D | N | N | 85363010 | 1 | 4011209294134 | 0.027 | KG | 17.67 | 17.67 | CP02 | CP02 | RC element, 24 ... 48 V AC, 24 ... 70 V DC, surge suppressor, for mounting onto contactors Size S2 and S3 !!! Phased-out product !!! Successor is SIRIUS 3RT2 Preferred successor type is >>3RT2936-1CB00<< |  | 0 | 0
3RT1936-1CB00-Z | X90 | 3RT1936-1CB00-ZX90 | 1 | UN | 1 | 20 | D | D | N | N | 85363010 | 5 | 4011209351721 | 0.027 | KG | 17.67 | 17.67 | CP02 | CP02 | RC element, 24 ... 48 V AC, 24 ... 70 V DC, surge suppressor, for mounting onto contactors Size S2 and S3 Multi-unit packaging = 5 units !!! Phased-out product !!! Successor is SIRIUS 3RT2 Preferred successor type is >>3RT2936-1CB00-ZX90<< | - | 0 | 0
3RT1936-1CC00 |  | 3RT1936-1CC00 | 1 | UN | 1 | 20 | D | D | N | N | 85363010 | 1 | 4011209294141 | 0.031 | KG | 22.33 | 22.33 | CP02 | CP02 | RC element, 48 ... 127 V AC, surge suppressor, for mounting onto contactors Size S2, S3 !!! Phased-out product !!! Successor is SIRIUS 3RT2 Preferred successor type is >>3RT2936-1CC00<< |  | 0 | 0
3RT1936-1CC00-Z | X90 | 3RT1936-1CC00-ZX90 | 1 | UN | 1 | 20 | D | D | N | N | 85363010 | 5 | 4011209351738 | 0.03 | KG | 22.33 | 22.33 | CP02 | CP02 | RC element, 48 ... 127 V AC, surge suppressor, for mounting onto contactors Size S2, S3 Multi-unit packaging = 5 units !!! Phased-out product !!! Successor is SIRIUS 3RT2 Preferred successor type is >>3RT2936-1CC00-ZX90<< | - | 0 | 0
3RT1936-1CC00-Z | X92 | 3RT1936-1CC00-ZX92 | 1 | UN | 1 | 0 | A | D | N | N | 85363010 | 60 |  | 0.032 | KG | 25.56 | 25.56 | CP02 | CP02 | RC element, 48 ... 127 V AC, surge suppressor, for mounting onto contactors Size S2, S3 Multi-unit packaging 60 units !!! Phased-out product !!! Successor is SIRIUS 3RT2 | - | 0 | 9
3RT1936-1CD00 |  | 3RT1936-1CD00 | 1 | UN | 1 | 20 | D | D | N | N | 85363010 | 1 | 4011209294158 | 0.029 | KG | 19.1 | 19.1 | CP02 | CP02 | RC element, 127...240 V AC Surge suppressor for mounting onto contactors Size S2 and S3 !!! Phased-out product !!! Successor is SIRIUS 3RT2 Preferred successor type is >>3RT2936-1CD00<< |  | 0 | 0
3RT1936-1CD00-0FL0 |  | 3RT1936-1CD00-0FL0 | 1 | UN | 1 | 30 | D | D | N | N | 85363010 | 100 | 4011209368040 | 0.027 | KG | 20.62 | 20.62 | CP02 | CP02 | Surge suppressor RC element, 127 ... 240 V AC LV-S13-0958 LÃ¼tze !!! Phased-out product !!! Successor is SIRIUS 3RT2 | - | 0 | 9
3RT1936-1CD00-Z | X90 | 3RT1936-1CD00-ZX90 | 1 | UN | 1 | 30 | D | D | N | N | 85363010 | 5 | 4011209351745 | 0.03 | KG | 19.1 | 19.1 | CP02 | CP02 | RC element, 127 - 240 V AC Surge suppressor for mounting onto contactors Size S2 and S3 Multi-unit packaging = 5 units !!! Phased-out product !!! Successor is SIRIUS 3RT2 Preferred successor type is >>3RT2936-1CD00-ZX90<< | - | 0 | 0
3RT1936-1CE00 |  | 3RT1936-1CE00 | 1 | UN | 1 | 20 | D | D | N | N | 85363010 | 1 | 4011209304765 | 0.031 | KG | 23.37 | 23.37 | CP02 | CP02 | RC element, 240 V...400 V AC Surge suppressor for mounting onto contactors Size S2 and S3 !!! Phased-out product !!! Successor is SIRIUS 3RT2 Preferred successor type is >>3RT2936-1CE00<< |  | 0 | 0
3RT1936-1CE00-Z | X90 | 3RT1936-1CE00-ZX90 | 1 | UN | 1 | 30 | D | D | N | N | 85363010 | 5 | 4011209351752 | 0.033 | KG | 23.37 | 23.37 | CP02 | CP02 | RC element, 240 V...400 V AC Surge suppressor for mounting onto contactors Size S2 and S3 Multi-unit packaging = 5 units !!! Phased-out product !!! Successor is SIRIUS 3RT2 | - | 0 | 0
3RT1936-1CF00 |  | 3RT1936-1CF00 | 1 | UN | 1 | 20 | D | D | N | N | 85363010 | 1 | 4011209304772 | 0.031 | KG | 23.37 | 23.37 | CP02 | CP02 | RC element, 400...600 V AC Surge suppressor for mounting onto contactors Size S2 and S3 !!! Phased-out product !!! Successor is SIRIUS 3RT2 Preferred successor type is >>3RT2936-1CF00<< |  | 0 | 0
3RT1936-1CF00-Z | X90 | 3RT1936-1CF00-ZX90 | 1 | UN | 1 | 30 | D | D | N | N | 85363010 | 5 | 4011209351769 | 0.034 | KG | 23.37 | 23.37 | CP02 | CP02 | RC element, 400...600 V AC Surge suppressor for mounting onto contactors Size S2 and S3 Multi-unit packaging = 5 units !!! Phased-out product !!! Successor is SIRIUS 3RT2 | - | 0 | 0
3RT1936-1ER00 |  | 3RT1936-1ER00 | 1 | UN | 1 | 20 | D | D | N | N | 85363010 | 1 | 4011209342095 | 0.013 | KG | 30.02 | 30.02 | CP02 | CP02 | Diode combination without LED, 24 V DC, surge suppressor, for mounting onto contactors Size S2 and S3 !!! Phased-out product !!! Successor is SIRIUS 3RT2 Preferred successor type is >>3RT2936-1ER00<< |  | 0 | 0
3RT1936-1ER00-Z | X90 | 3RT1936-1ER00-ZX90 | 1 | UN | 1 | 20 | D | D | N | N | 85363010 | 5 | 4011209351882 | 0.014 | KG | 30.02 | 30.02 | CP02 | CP02 | Diode combination without LED, 24 V DC, surge suppressor, for mounting onto contactors Size S2 and S3 Multi-unit packaging = 5 units !!! Phased-out product !!! Successor is SIRIUS 3RT2 Preferred successor type is >>3RT2936-1ER00-ZX90<< | - | 0 | 0
3RT1936-1ER02 |  | 3RT1936-1ER02 | 1 | UN | 1 | 10 | C | D | N | N | 85364900 | 1 |  | 0.025 | KG | 41.61 | 41.61 | CP02 | CP02 | Diode combination without LED, 24 V DC, surge suppressor, for mounting onto contactors Size S2 and S3 with connection cable !!! Phased-out product !!! Successor is SIRIUS 3RT2 | - | 0 | 7
3RT1936-1ER02-Z | X90 | 3RT1936-1ER02-ZX90 | 1 | UN | 1 | 20 | D | D | N | N | 85363010 | 5 | 4011209768413 | 0.03 | KG | 37.05 | 37.05 | CP02 | CP02 | Diode combination without LED, 24 V DC, surge suppressor, for mounting onto contactors Size S2 and S3 Multi-unit packaging = 5 units with connection cable !!! Phased-out product !!! Successor is SIRIUS 3RT2 | - | 0 | 0
3RT1936-1ES00 |  | 3RT1936-1ES00 | 1 | UN | 1 | 20 | D | D | N | N | 85363010 | 1 | 4011209332881 | 0.013 | KG | 30.02 | 30.02 | CP02 | CP02 | Diode combination without LED, 30 ... 250 V DC, surge suppressor, for mounting onto contactors Size S2 and S3 !!! Phased-out product !!! Successor is SIRIUS 3RT2 Preferred successor type is >>3RT2936-1ES00<< |  | 0 | 0
3RT1936-1ES00-Z | X90 | 3RT1936-1ES00-ZX90 | 1 | UN | 1 | 30 | D | D | N | N | 85363010 | 5 | 4011209351905 | 0.01 | KG | 30.02 | 30.02 | CP02 | CP02 | Diode combination without LED, 30 ... 250 V DC, surge suppressor, for mounting onto contactors Size S2 and S3 Multi-unit packaging = 5 units !!! Phased-out product !!! Successor is SIRIUS 3RT2 | - | 0 | 0
3RT1936-1TR00 |  | 3RT1936-1TR00 | 1 | UN | 1 | 20 | D | D | N | N | 85363010 | 1 | 4011209383814 | 0.013 | KG | 30.02 | 30.02 | CP02 | CP02 | Diode combination without LED, 24 V DC, surge suppressor, can be plugged in at bottom, Size S2 and S3 !!! Phased-out product !!! Successor is SIRIUS 3RT2 Preferred successor type is >>3RT2936-1ER00<< |  | 0 | 0
3RT1936-1TR00-Z | X90 | 3RT1936-1TR00-ZX90 | 1 | UN | 1 | 30 | D | D | N | N | 85363010 | 5 | 4011209383821 | 0.014 | KG | 30.02 | 30.02 | CP02 | CP02 | Diode combination without LED, 24 V DC, surge suppressor, can be plugged in at bottom, Size S2 and S3 Multi-unit packaging = 5 units !!! Phased-out product !!! Successor is SIRIUS 3RT2 | - | 0 | 0
3RT1936-1TS00 |  | 3RT1936-1TS00 | 1 | UN | 1 | 20 | D | D | N | N | 85363010 | 1 | 4011209398870 | 0.013 | KG | 30.02 | 30.02 | CP02 | CP02 | Diode combination without LED, 30 ... 250 V DC, surge suppressor, can be plugged in at bottom, Size S2 and S3 !!! Phased-out product !!! Successor is SIRIUS 3RT2 Preferred successor type is >>3RT2936-1ES00<< |  | 0 | 0
3RT1936-1TS00-Z | X90 | 3RT1936-1TS00-ZX90 | 1 | UN | 1 | 30 | D | D | N | N | 85363010 | 5 | 4011209398887 | 0.016 | KG | 30.02 | 30.02 | CP02 | CP02 | Diode combination without LED, 30 ... 250 V DC, surge suppressor, can be plugged in at bottom, Size S2 and S3 Multi-unit packaging = 5 units !!! Phased-out product !!! Successor is SIRIUS 3RT2 | - | 0 | 0
3RT1936-4BA31 |  | 3RT1936-4BA31 | 1 | UN | 1 | 10 | C | D | N | N | 85366990 | 1 | 4011209305885 | 0.015 | KG | 7.44 | 7.23 | CP02 | CP02 | Link for paralleling without connection terminal, 3-pole for 3RT2.3 | Lista Papel 2020 SI | 0 | 0
3RT1936-4BA31-Z | X92 | 3RT1936-4BA31-ZX92 | 1 | UN | 1 | 0 | A | D | N | N | 85366990 | 500 |  | 0.015 | KG | 11.78 | 11.78 | CP02 | CP02 | Links for paralleling without connection terminal, 3-pole for 3RT.03 Multi-unit packaging = 500 units !!! Phased-out product !!! Successor is SIRIUS 3RT2 | - | 0 | 9
3RT1936-4BA33 |  | 3RT1936-4BA33 | 1 | UN | 1 | 10 | C | D | N | N | 85366990 | 1 | 4011209608214 | 0.038 | KG | 46.65 | 46.65 | CP02 | CP02 | Link for paralleling without connection terminal, 3-pole for 3RT2.3 without touch protection | - | 0 | 0
3RT1936-4BB31 |  | 3RT1936-4BB31 | 1 | UN | 1 | 10 | C | D | N | N | 85366990 | 1 | 4011209305892 | 0.14 | KG | 16.44 | 16.44 | CP02 | CP02 | Link for paralleling With connecting terminal, 3-pole for 3RT2.3 | - | 0 | 0
3RT1936-4EA2 |  | 3RT1936-4EA2 | 1 | UN | 1 | 20 | D | D | N | N | 85389099 | 1 | 4011209305908 | 0.017 | KG | 5.59 | 5.59 | CP02 | CP02 | Terminal cover for box terminals, for contactor and overload relay, Size S2 and soft starter 3RW403. !!! Phased-out product !!! Successor is SIRIUS 3RT2 Preferred successor type is >>3RT2936-4EA2<< |  | 0 | 0
3RT1936-4EA20-0FB0 |  | 3RT1936-4EA20-0FB0 | 1 | UN | 1 | 30 | D | D | N | N | 85389099 | 10 | 4011209390416 | 0.015 | KG | 5.59 | 5.59 | CP02 | CP02 | Terminal cover for box terminals, for contactor and overload relay, Size S2 !!! Phased-out product !!! Successor is SIRIUS 3RT2 | - | 0 | 9
3RT1936-4EA20-0FH0 |  | 3RT1936-4EA20-0FH0 | 1 | UN | 1 | 10 | C | D | N | N | 85389099 | 10 | 4011209522381 | 0.017 | KG | 6.28 | 6.28 | CP02 | CP02 | Terminal cover for terminal boxes, for contactor and Overload relay size S2 Cutler-Hammer, C320CT50 !!! Phased-out product !!! Successor is SIRIUS 3RT2 | - | 0 | 7
3RT1936-4EA2-Z | W97 | 3RT1936-4EA2-ZW97 | 1 | UN | 1 | 20 | D | D | N | N | 85389099 | 130 | 4011209559455 | 0.012 | KG | 5.59 | 5.59 | CP02 | CP02 | Terminal cover for box terminals, for contactor and overload relay, Size S2 Multi-unit packaging = 130 units !!! Phased-out product !!! Successor is SIRIUS 3RT2 | - | 0 | 0
3RT1936-4EA2-Z | W98 | 3RT1936-4EA2-ZW98 | 1 | UN | 1 | 20 | D | D | N | N | 85389099 | 70 | 4011209499003 | 0.012 | KG | 5.59 | 5.59 | CP02 | CP02 | Terminal cover for box terminals, for contactor and overload relay, Size S2 Multi-unit packaging = 70 units !!! Phased-out product !!! Successor is SIRIUS 3RT2 | - | 0 | 0
3RT1936-4EA2-Z | X95 | 3RT1936-4EA2-ZX95 | 1 | UN | 1 | 20 | D | D | N | N | 85389099 | 450 | 4011209498990 | 0.015 | KG | 5.59 | 5.59 | CP02 | CP02 | Terminal cover for box terminals, for contactor and overload relay, Size S2 Reusable packaging = 450 units !!! Phased-out product !!! Successor is SIRIUS 3RT2 | - | 0 | 0
3RT1936-4EA4 |  | 3RT1936-4EA4 | 1 | UN | 1 | 20 | D | D | N | N | 85389099 | 1 | 4011209724631 | 0.02 | KG | 8.58 | 8.58 | CP02 | CP02 | Terminal cover for box terminals, for contactor and overload relay, Size S2 4-pole !!! Phased-out product !!! Successor is SIRIUS 3RT2 Preferred successor type is >>3RT2936-4EA4<< | - | 0 | 0
3RT1936-4NB00 |  | 3RT1936-4NB00 | 1 | UN | 1 | 20 | D | D | N | N | 85389099 | 1 | 4011209578913 | 0.273 | KG | 24.13 | 24.13 | CP02 | CP02 | Adapter plate for replacement of contactors 3TF46 to 3TF49 on SIRIUS 3RT !!! Phased-out product !!! Successor is SIRIUS 3RT2 | - | 0 | 0
3RT1936-6A |  | 3RT1936-6A | 1 | UN | 1 | 20 | D | D | N | N | 85369095 | 1 | 4011209379725 | 0.05 | KG | 110.2 | 95.95 | CP02 | CP02 | Replacement contact pieces for contactor Size S2, 3-pole, AC-3, 22 kW, 3 NO, main contacts, consists of 3 movable and 6 fixed contacts with mounting parts !!! Phased-out product !!! Successor is SIRIUS 3RT2 | Lista Papel 2020 SI | 0 | 0
3RT1936-6E |  | 3RT1936-6E | 1 | UN | 1 | 20 | D | D | N | N | 85369095 | 1 | 4011209501829 | 0.08 | KG | 133 | 115.9 | CP02 | CP02 | Replacement contact pieces for contactor Size S2, main contacts 4 NO, AC-1, 60 A, consists of 4 movable and 8 fixed contacts with mounting parts !!! Phased-out product !!! Successor is SIRIUS 3RT2 | Lista Papel 2020 SI | 0 | 0
3RT1936-7A |  | 3RT1936-7A | 1 | UN | 1 | 20 | D | D | N | N | 85389099 | 1 | 4011209426016 | 0.123 | KG | 39.33 | 34.2 | CP02 | CP02 | Arc chute, 3-pole, Size S2 !!! Phased-out product !!! Successor is SIRIUS 3RT2 | Lista Papel 2020 SI | 0 | 0
3RT1944-5AB01 |  | 3RT1944-5AB01 | 1 | UN | 1 | 20 | D | D | N | N | 85045095 | 1 | 4011209362857 | 0.18 | KG | 32.3 | 28.12 | CP02 | CP02 | Magnet coil for contactors SIRIUS, Size S3, screw terminal, 24 V AC, 50 Hz !!! Phased-out product !!! Successor is SIRIUS 3RT2 | Lista Papel 2020 SI | 0 | 0
3RT1944-5AB02 |  | 3RT1944-5AB02 | 1 | UN | 1 | 20 | D | D | N | N | 85045095 | 1 | 4011209363274 | 0.19 | KG | 33.25 | 33.25 | CP02 | CP02 | Magnet coil for contactors SIRIUS, Size S3, spring-loaded connection technology 24 V AC, 50 Hz !!! Phased-out product !!! Successor is SIRIUS 3RT2 | - | 0 | 0
3RT1944-5AC01 |  | 3RT1944-5AC01 | 1 | UN | 1 | 20 | D | D | N | N | 85045095 | 1 | 4011209609679 | 0.188 | KG | 46.08 | 46.08 | CP02 | CP02 | Magnet coil for contactors SIRIUS, Size S3, Screw terminal 32 V AC, 50 Hz !!! Phased-out product !!! Successor is SIRIUS 3RT2 | - | 0 | 9
3RT1944-5AC21 |  | 3RT1944-5AC21 | 1 | UN | 1 | 20 | D | D | N | N | 85045095 | 1 | 4011209362864 | 0.183 | KG | 32.3 | 32.3 | CP02 | CP02 | Magnet coil for contactors SIRIUS, Size S3, screw terminal, 24 V AC, 50/60 Hz !!! Phased-out product !!! Successor is SIRIUS 3RT2 | - | 0 | 0
3RT1944-5AC22 |  | 3RT1944-5AC22 | 1 | UN | 1 | 20 | D | D | N | N | 85045095 | 1 | 4011209363281 | 0.183 | KG | 33.25 | 33.25 | CP02 | CP02 | Magnet coil for contactors SIRIUS, Size S3, spring-loaded connection technology 24 V AC, 50/60 Hz !!! Phased-out product !!! Successor is SIRIUS 3RT2 | - | 0 | 0
3RT1944-5AD01 |  | 3RT1944-5AD01 | 1 | UN | 1 | 20 | D | D | N | N | 85045095 | 1 | 4011209362871 | 0.182 | KG | 46.08 | 40.09 | CP02 | CP02 | Magnet coil for contactors SIRIUS, Size S3, screw terminal, 42 V AC, 50 Hz !!! Phased-out product !!! Successor is SIRIUS 3RT2 | Lista Papel 2020 SI | 0 | 0
3RT1944-5AD02 |  | 3RT1944-5AD02 | 1 | UN | 1 | 20 | D | D | N | N | 85045095 | 1 | 4011209363298 | 0.13 | KG | 46.74 | 46.74 | CP02 | CP02 | Magnet coil for contactors SIRIUS, Size S3, spring-loaded connection technology 42 V AC, 50 Hz !!! Phased-out product !!! Successor is SIRIUS 3RT2 | - | 0 | 0
3RT1944-5AD21 |  | 3RT1944-5AD21 | 1 | UN | 1 | 20 | D | D | N | N | 85045095 | 1 | 4011209478459 | 0.186 | KG | 46.08 | 46.08 | CP02 | CP02 | Magnet coil for contactors SIRIUS, Size S3, screw terminal, 42 V AC, 50/60 Hz !!! Phased-out product !!! Successor is SIRIUS 3RT2 | - | 0 | 0
3RT1944-5AD22 |  | 3RT1944-5AD22 | 1 | UN | 1 | 20 | D | D | N | N | 85045095 | 1 | 4011209478466 | 0.181 | KG | 46.74 | 46.74 | CP02 | CP02 | Magnet coil for contactors SIRIUS, Size S3, spring-loaded connection technology 42 V AC, 50/60 Hz !!! Phased-out product !!! Successor is SIRIUS 3RT2 | - | 0 | 0
3RT1944-5AF01 |  | 3RT1944-5AF01 | 1 | UN | 1 | 20 | D | D | N | N | 85045095 | 1 | 4011209362888 | 0.186 | KG | 32.3 | 28.12 | CP02 | CP02 | Magnet coil for contactors SIRIUS, Size S3, screw terminal, 110 V AC, 50 Hz !!! Phased-out product !!! Successor is SIRIUS 3RT2 | Lista Papel 2020 SI | 0 | 0
3RT1944-5AF02 |  | 3RT1944-5AF02 | 1 | UN | 1 | 20 | D | D | N | N | 85045095 | 1 | 4011209363304 | 0.27 | KG | 33.25 | 33.25 | CP02 | CP02 | Magnet coil for contactors SIRIUS, Size S3, spring-loaded connection technology 110 V AC, 50 Hz !!! Phased-out product !!! Successor is SIRIUS 3RT2 | - | 0 | 0
3RT1944-5AG21 |  | 3RT1944-5AG21 | 1 | UN | 1 | 20 | D | D | N | N | 85045095 | 1 | 4011209362895 | 0.173 | KG | 32.3 | 32.3 | CP02 | CP02 | Magnet coil for contactors SIRIUS, Size S3, screw terminal, 110 V AC, 50 / 60 Hz !!! Phased-out product !!! Successor is SIRIUS 3RT2 | - | 0 | 0
3RT1944-5AG22 |  | 3RT1944-5AG22 | 1 | UN | 1 | 20 | D | D | N | N | 85045095 | 1 | 4011209363311 | 0.176 | KG | 33.25 | 33.25 | CP02 | CP02 | Magnet coil for contactors SIRIUS, Size S3, spring-loaded connection technology 110 V AC, 50 / 60 Hz !!! Phased-out product !!! Successor is SIRIUS 3RT2 | - | 0 | 0
3RT1944-5AG61 |  | 3RT1944-5AG61 | 1 | UN | 1 | 20 | D | D | N | N | 85045095 | 1 | 4011209494855 | 0.181 | KG | 46.08 | 46.08 | CP02 | CP02 | Magnet coil for contactors SIRIUS, Size S3 Screw terminal 100 V AC, 50 / 60 Hz, 110 V, 60 Hz !!! Phased-out product !!! Successor is SIRIUS 3RT2 | - | 0 | 0
3RT1944-5AG62 |  | 3RT1944-5AG62 | 1 | UN | 1 | 20 | D | D | N | N | 85045095 | 1 | 4011209494862 | 0.123 | KG | 46.74 | 46.74 | CP02 | CP02 | Magnet coil for contactors SIRIUS, Size S3 spring-loaded connection technology 100 V AC, 50 / 60 Hz, 110 V, 60 Hz !!! Phased-out product !!! Successor is SIRIUS 3RT2 | - | 0 | 0
3RT1944-5AH01 |  | 3RT1944-5AH01 | 1 | UN | 1 | 20 | D | D | N | N | 85045095 | 1 | 4011209362901 | 0.21 | KG | 32.3 | 28.12 | CP02 | CP02 | Magnet coil for contactors SIRIUS, Size S3, screw terminal, 48 V AC, 50 Hz !!! Phased-out product !!! Successor is SIRIUS 3RT2 | Lista Papel 2020 SI | 0 | 0
3RT1944-5AH02 |  | 3RT1944-5AH02 | 1 | UN | 1 | 20 | D | D | N | N | 85045095 | 1 | 4011209363328 | 0.178 | KG | 33.25 | 33.25 | CP02 | CP02 | Magnet coil for contactors SIRIUS, Size S3, spring-loaded connection technology 48 V AC, 50 Hz !!! Phased-out product !!! Successor is SIRIUS 3RT2 | - | 0 | 0
3RT1944-5AH21 |  | 3RT1944-5AH21 | 1 | UN | 1 | 20 | D | D | N | N | 85045095 | 1 | 4011209440241 | 0.182 | KG | 46.08 | 46.08 | CP02 | CP02 | Magnet coil for contactors SIRIUS, Size S3, screw terminal, 48 V AC, 50 / 60 Hz !!! Phased-out product !!! Successor is SIRIUS 3RT2 | - | 0 | 0
3RT1944-5AH22 |  | 3RT1944-5AH22 | 1 | UN | 1 | 20 | D | D | N | N | 85045095 | 1 | 4011209440258 | 0.19 | KG | 46.74 | 46.74 | CP02 | CP02 | Magnet coil for contactors SIRIUS, Size S3, spring-loaded connection technology 48 V AC, 50 / 60 Hz !!! Phased-out product !!! Successor is SIRIUS 3RT2 | - | 0 | 0
3RT1944-5AK61 |  | 3RT1944-5AK61 | 1 | UN | 1 | 20 | D | D | N | N | 85045095 | 1 | 4011209362918 | 0.22 | KG | 32.3 | 32.3 | CP02 | CP02 | Magnet coil for contactors SIRIUS, Size S3, screw terminal, 110 V AC, 50 Hz / 120 V, 60 Hz !!! Phased-out product !!! Successor is SIRIUS 3RT2 | - | 0 | 0
3RT1944-5AK62 |  | 3RT1944-5AK62 | 1 | UN | 1 | 20 | D | D | N | N | 85045095 | 1 | 4011209363335 | 0.175 | KG | 33.25 | 33.25 | CP02 | CP02 | Magnet coil for contactors SIRIUS, Size S3, spring-loaded connection technology 110 V AC, 50 Hz / 120 V, 60 Hz !!! Phased-out product !!! Successor is SIRIUS 3RT2 | - | 0 | 0
3RT1944-5AL21 |  | 3RT1944-5AL21 | 1 | UN | 1 | 20 | D | D | N | N | 85045095 | 1 | 4011209362925 | 0.18 | KG | 32.3 | 32.3 | CP02 | CP02 | Magnet coil for contactors SIRIUS, Size S3, screw terminal, 230 V AC, 50/60 Hz !!! Phased-out product !!! Successor is SIRIUS 3RT2 | - | 0 | 0
3RT1944-5AL22 |  | 3RT1944-5AL22 | 1 | UN | 1 | 20 | D | D | N | N | 85045095 | 1 | 4011209363342 | 0.22 | KG | 33.25 | 33.25 | CP02 | CP02 | Magnet coil for contactors SIRIUS, Size S3, spring-loaded connection technology 230 V AC, 50 / 60 Hz !!! Phased-out product !!! Successor is SIRIUS 3RT2 | - | 0 | 0
3RT1944-5AM21 |  | 3RT1944-5AM21 | 1 | UN | 1 | 20 | D | D | N | N | 85045095 | 1 | 4011209386464 | 0.207 | KG | 46.08 | 46.08 | CP02 | CP02 | Magnet coil for contactors SIRIUS, Size S3, screw terminal, 208 V AC, 50/60 Hz !!! Phased-out product !!! Successor is SIRIUS 3RT2 | - | 0 | 0
3RT1944-5AN21 |  | 3RT1944-5AN21 | 1 | UN | 1 | 20 | D | D | N | N | 85045095 | 1 | 4011209362932 | 0.177 | KG | 32.3 | 32.3 | CP02 | CP02 | Magnet coil for contactors SIRIUS, Size S3, screw terminal, 220 V AC, 50/60 Hz !!! Phased-out product !!! Successor is SIRIUS 3RT2 | - | 0 | 0
3RT1944-5AN22 |  | 3RT1944-5AN22 | 1 | UN | 1 | 20 | D | D | N | N | 85045095 | 1 | 4011209363359 | 0.175 | KG | 33.25 | 33.25 | CP02 | CP02 | Magnet coil for contactors SIRIUS, Size S3, spring-loaded connection technology 220 V AC, 50/60 Hz !!! Phased-out product !!! Successor is SIRIUS 3RT2 | - | 0 | 0
3RT1944-5AN61 |  | 3RT1944-5AN61 | 1 | UN | 1 | 20 | D | D | N | N | 85045095 | 1 | 4011209494879 | 0.181 | KG | 46.08 | 46.08 | CP02 | CP02 | Magnet coil for contactors SIRIUS, Size S3 Screw terminal 200 V AC, 50 / 60 Hz, 220 V, 60 Hz !!! Phased-out product !!! Successor is SIRIUS 3RT2 | - | 0 | 0
3RT1944-5AN62 |  | 3RT1944-5AN62 | 1 | UN | 1 | 20 | D | D | N | N | 85045095 | 1 | 4011209494886 | 0.123 | KG | 46.74 | 46.74 | CP02 | CP02 | Magnet coil for contactors SIRIUS, Size S3 spring-loaded connection technology 200 V AC, 50 / 60 Hz, 220 V, 60 Hz !!! Phased-out product !!! Successor is SIRIUS 3RT2 | - | 0 | 0
3RT1944-5AP01 |  | 3RT1944-5AP01 | 1 | UN | 1 | 20 | D | D | N | N | 85045095 | 1 | 4011209361393 | 0.192 | KG | 32.3 | 28.12 | CP02 | CP02 | Magnet coil for contactors SIRIUS, Size S3, screw terminal, 230 V AC, 50 Hz !!! Phased-out product !!! Successor is SIRIUS 3RT2 | Lista Papel 2020 SI | 0 | 0
3RT1944-5AP02 |  | 3RT1944-5AP02 | 1 | UN | 1 | 20 | D | D | N | N | 85045095 | 1 | 4011209363366 | 0.172 | KG | 33.25 | 33.25 | CP02 | CP02 | Magnet coil for contactors SIRIUS, Size S3, spring-loaded connection technology 230 V AC, 50 Hz !!! Phased-out product !!! Successor is SIRIUS 3RT2 | - | 0 | 0
3RT1944-5AP61 |  | 3RT1944-5AP61 | 1 | UN | 1 | 20 | D | D | N | N | 85045095 | 1 | 4011209362949 | 0.22 | KG | 32.3 | 32.3 | CP02 | CP02 | Magnet coil for contactors SIRIUS, Size S3, screw terminal, 220 V AC, 50 Hz / 240 V, 60 Hz !!! Phased-out product !!! Successor is SIRIUS 3RT2 | - | 0 | 0
3RT1944-5AP62 |  | 3RT1944-5AP62 | 1 | UN | 1 | 20 | D | D | N | N | 85045095 | 1 | 4011209363373 | 0.12 | KG | 33.25 | 33.25 | CP02 | CP02 | Magnet coil for contactors SIRIUS, Size S3, spring-loaded connection technology 220 V AC, 50 Hz / 240 V, 60 Hz !!! Phased-out product !!! Successor is SIRIUS 3RT2 | - | 0 | 0
3RT1944-5AQ21 |  | 3RT1944-5AQ21 | 1 | UN | 1 | 20 | D | D | N | N | 85045095 | 1 | 4011209513129 | 0.194 | KG | 46.08 | 46.08 | CP02 | CP02 | Magnet coil for contactors SIRIUS, Size S3, screw terminal, 500 V AC, 50/60 Hz !!! Phased-out product !!! Successor is SIRIUS 3RT2 | - | 0 | 9
3RT1944-5AR01 |  | 3RT1944-5AR01 | 1 | UN | 1 | 20 | D | D | N | N | 85045095 | 1 | 4011209387607 | 0.196 | KG | 46.08 | 46.08 | CP02 | CP02 | Magnet coil for contactors SIRIUS, Size S3, screw terminal, 415 V AC, 50 Hz !!! Phased-out product !!! Successor is SIRIUS 3RT2 | - | 0 | 9
3RT1944-5AR61 |  | 3RT1944-5AR61 | 1 | UN | 1 | 20 | D | D | N | N | 85045095 | 1 | 4011209494893 | 0.205 | KG | 46.08 | 46.08 | CP02 | CP02 | Magnet coil for contactors SIRIUS, Size S3, screw terminal, 400 V AC, 50 / 60 Hz, 440 V, 60 Hz !!! Phased-out product !!! Successor is SIRIUS 3RT2 | - | 0 | 0
3RT1944-5AR62 |  | 3RT1944-5AR62 | 1 | UN | 1 | 20 | D | D | N | N | 85045095 | 1 | 4011209494909 | 0.177 | KG | 46.74 | 46.74 | CP02 | CP02 | Magnet coil for contactors SIRIUS, Size S3, spring-loaded connection technology 400 V AC, 50 / 60 Hz, 440 V, 60 Hz !!! Phased-out product !!! Successor is SIRIUS 3RT2 | - | 0 | 0
3RT1944-5AT61 |  | 3RT1944-5AT61 | 1 | UN | 1 | 20 | D | D | N | N | 85045095 | 1 | 4011209380004 | 0.2 | KG | 46.08 | 46.08 | CP02 | CP02 | Magnet coil for contactors SIRIUS, Size S3, screw terminal, 600 V AC, 60 Hz !!! Phased-out product !!! Successor is SIRIUS 3RT2 | - | 0 | 9
3RT1944-5AU01 |  | 3RT1944-5AU01 | 1 | UN | 1 | 20 | D | D | N | N | 85045095 | 1 | 4011209387614 | 0.195 | KG | 32.3 | 32.3 | CP02 | CP02 | Magnet coil for contactors SIRIUS, Size S3, screw terminal, 240 V AC, 50 Hz !!! Phased-out product !!! Successor is SIRIUS 3RT2 | - | 0 | 9
3RT1944-5AU61 |  | 3RT1944-5AU61 | 1 | UN | 1 | 20 | D | D | N | N | 85045095 | 1 | 4011209380028 | 0.188 | KG | 46.08 | 46.08 | CP02 | CP02 | Magnet coil for contactors SIRIUS, Size S3, screw terminal, 277 V AC, 60 Hz !!! Phased-out product !!! Successor is SIRIUS 3RT2 | - | 0 | 9
3RT1944-5AV01 |  | 3RT1944-5AV01 | 1 | UN | 1 | 20 | D | D | N | N | 85045095 | 1 | 4011209362956 | 0.184 | KG | 46.08 | 40.09 | CP02 | CP02 | Magnet coil for contactors SIRIUS, Size S3, screw terminal, 400 V AC, 50 Hz !!! Phased-out product !!! Successor is SIRIUS 3RT2 | Lista Papel 2020 SI | 0 | 0
3RT1944-5AV02 |  | 3RT1944-5AV02 | 1 | UN | 1 | 20 | D | D | N | N | 85045095 | 1 | 4011209363779 | 0.19 | KG | 46.74 | 46.74 | CP02 | CP02 | Magnet coil for contactors SIRIUS, Size S3, spring-loaded connection technology 400 V AC, 50 Hz !!! Phased-out product !!! Successor is SIRIUS 3RT2 | - | 0 | 0
3RT1944-5AV61 |  | 3RT1944-5AV61 | 1 | UN | 1 | 20 | D | D | N | N | 85045095 | 1 | 4011209379831 | 0.22 | KG | 46.08 | 46.08 | CP02 | CP02 | Magnet coil for contactors SIRIUS, Size S3, screw terminal, 480 V AC, 60 Hz !!! Phased-out product !!! Successor is SIRIUS 3RT2 | - | 0 | 9
3RT1944-5BB41 |  | 3RT1944-5BB41 | 1 | UN | 1 | 20 | D | D | N | N | 85045095 | 1 | 4011209362963 | 0.962 | KG | 115.9 | 100.7 | CP02 | CP02 | Magnet coil for contactors SIRIUS, Size S3, screw terminal, 24 V DC !!! Phased-out product !!! Successor is SIRIUS 3RT2 | Lista Papel 2020 SI | 0 | 0
3RT1944-5BB42 |  | 3RT1944-5BB42 | 1 | UN | 1 | 20 | D | D | N | N | 85045095 | 1 | 4011209362970 | 0.957 | KG | 117.8 | 117.8 | CP02 | CP02 | Magnet coil for contactors SIRIUS, Size S3, Spring-loaded connection technology, 24 V DC !!! Phased-out product !!! Successor is SIRIUS 3RT2 | - | 0 | 0
3RT1944-5BD41 |  | 3RT1944-5BD41 | 1 | UN | 1 | 20 | D | D | N | N | 85045095 | 1 | 4011209515383 | 0.977 | KG | 136.8 | 136.8 | CP02 | CP02 | Magnet coil for contactors SIRIUS, Size S3, screw terminal, 42 V DC !!! Phased-out product !!! Successor is SIRIUS 3RT2 | - | 0 | 0
3RT1944-5BD42 |  | 3RT1944-5BD42 | 1 | UN | 1 | 20 | D | D | N | N | 85045095 | 1 | 4011209515390 | 0.948 | KG | 138.7 | 138.7 | CP02 | CP02 | Magnet coil for contactors SIRIUS, Size S3, Spring-loaded connection technology, 42 V DC !!! Phased-out product !!! Successor is SIRIUS 3RT2 | - | 0 | 0
3RT1944-5BE41 |  | 3RT1944-5BE41 | 1 | UN | 1 | 20 | D | D | N | N | 85045095 | 1 | 4011209362987 | 1.035 | KG | 136.8 | 118.75 | CP02 | CP02 | Magnet coil for contactors SIRIUS, Size S3, screw terminal, 60 V DC !!! Phased-out product !!! Successor is SIRIUS 3RT2 | Lista Papel 2020 SI | 0 | 0
3RT1944-5BE42 |  | 3RT1944-5BE42 | 1 | UN | 1 | 20 | D | D | N | N | 85045095 | 1 | 4011209362994 | 1.016 | KG | 138.7 | 138.7 | CP02 | CP02 | Magnet coil for contactors SIRIUS, Size S3, Spring-loaded connection technology, 60 V DC !!! Phased-out product !!! Successor is SIRIUS 3RT2 | - | 0 | 0
3RT1944-5BF41 |  | 3RT1944-5BF41 | 1 | UN | 1 | 20 | D | D | N | N | 85045095 | 1 | 4011209363007 | 0.87 | KG | 115.9 | 100.7 | CP02 | CP02 | Magnet coil for contactors SIRIUS, Size S3, screw terminal, 110 V DC !!! Phased-out product !!! Successor is SIRIUS 3RT2 | Lista Papel 2020 SI | 0 | 0
3RT1944-5BF42 |  | 3RT1944-5BF42 | 1 | UN | 1 | 20 | D | D | N | N | 85045095 | 1 | 4011209363014 | 0.97 | KG | 117.8 | 117.8 | CP02 | CP02 | Magnet coil for contactors SIRIUS, Size S3, Spring-loaded connection technology, 110 V DC !!! Phased-out product !!! Successor is SIRIUS 3RT2 | - | 0 | 0
3RT1944-5BG41 |  | 3RT1944-5BG41 | 1 | UN | 1 | 20 | D | D | N | N | 85045095 | 1 | 4011209515406 | 0.951 | KG | 136.8 | 136.8 | CP02 | CP02 | Magnet coil for contactors SIRIUS, Size S3, screw terminal, 125 V DC !!! Phased-out product !!! Successor is SIRIUS 3RT2 | - | 0 | 0
3RT1944-5BG42 |  | 3RT1944-5BG42 | 1 | UN | 1 | 20 | D | D | N | N | 85045095 | 1 | 4011209515413 | 0.805 | KG | 138.7 | 138.7 | CP02 | CP02 | Magnet coil for contactors SIRIUS, Size S3, Spring-loaded connection technology, 125 V DC !!! Phased-out product !!! Successor is SIRIUS 3RT2 | - | 0 | 0
3RT1944-5BM41 |  | 3RT1944-5BM41 | 1 | UN | 1 | 20 | D | D | N | N | 85045095 | 1 | 4011209363021 | 0.932 | KG | 115.9 | 100.7 | CP02 | CP02 | Magnet coil for contactors SIRIUS, Size S3, screw terminal, 220 V DC !!! Phased-out product !!! Successor is SIRIUS 3RT2 | Lista Papel 2020 SI | 0 | 0
3RT1944-5BM42 |  | 3RT1944-5BM42 | 1 | UN | 1 | 20 | D | D | N | N | 85045095 | 1 | 4011209363038 | 0.936 | KG | 117.8 | 117.8 | CP02 | CP02 | Magnet coil for contactors SIRIUS, Size S3, Spring-loaded connection technology, 220 V DC !!! Phased-out product !!! Successor is SIRIUS 3RT2 | - | 0 | 0
3RT1944-5BP41 |  | 3RT1944-5BP41 | 1 | UN | 1 | 20 | D | D | N | N | 85045095 | 1 | 4011209363045 | 0.935 | KG | 136.8 | 118.75 | CP02 | CP02 | Magnet coil for contactors SIRIUS, Size S3, screw terminal, 230 V DC !!! Phased-out product !!! Successor is SIRIUS 3RT2 | Lista Papel 2020 SI | 0 | 0
3RT1944-5BP42 |  | 3RT1944-5BP42 | 1 | UN | 1 | 20 | D | D | N | N | 85045095 | 1 | 4011209363052 | 0.856 | KG | 138.7 | 138.7 | CP02 | CP02 | Magnet coil for contactors SIRIUS, Size S3, Spring-loaded connection technology, 230 V DC !!! Phased-out product !!! Successor is SIRIUS 3RT2 | - | 0 | 0
3RT1944-5BW41 |  | 3RT1944-5BW41 | 1 | UN | 1 | 20 | D | D | N | N | 85045095 | 1 | 4011209363069 | 0.944 | KG | 115.9 | 100.7 | CP02 | CP02 | Magnet coil for contactors SIRIUS, Size S3, screw terminal, 48 V DC !!! Phased-out product !!! Successor is SIRIUS 3RT2 | Lista Papel 2020 SI | 0 | 0
3RT1944-5BW42 |  | 3RT1944-5BW42 | 1 | UN | 1 | 20 | D | D | N | N | 85045095 | 1 | 4011209363076 | 1.009 | KG | 117.8 | 117.8 | CP02 | CP02 | Magnet coil for contactors SIRIUS, Size S3, Spring-loaded connection technology, 48 V DC !!! Phased-out product !!! Successor is SIRIUS 3RT2 | - | 0 | 0
3RT1944-6A |  | 3RT1944-6A | 1 | UN | 1 | 20 | D | D | N | N | 85369095 | 1 | 4011209379732 | 0.102 | KG | 123.5 | 107.35 | CP02 | CP02 | Replacement contact pieces for contactor Size S3, 3-pole, AC-3, 30 kW, 3 NO, main contacts, consists of 3 movable and 6 fixed contacts with mounting parts !!! Phased-out product !!! Successor is SIRIUS 3RT2 | Lista Papel 2020 SI | 0 | 0
3RT1944-6E |  | 3RT1944-6E | 1 | UN | 1 | 20 | D | D | N | N | 85369095 | 1 | 4011209501836 | 0.153 | KG | 151.05 | 131.1 | CP02 | CP02 | Replacement contact pieces for contactor Size S3, main contacts 4 NO, AC-1, 110 A, consists of 4 movable and 8 fixed contacts with mounting parts !!! Phased-out product !!! Successor is SIRIUS 3RT2 | Lista Papel 2020 SI | 0 | 0
3RT1945-5AB01 |  | 3RT1945-5AB01 | 1 | UN | 1 | 20 | D | D | N | N | 85045095 | 1 | 4011209363083 | 0.18 | KG | 67.74 | 58.9 | CP02 | CP02 | Magnet coil for contactors SIRIUS, Size S3, screw terminal, 24 V AC, 50 Hz !!! Phased-out product !!! Successor is SIRIUS 3RT2 | Lista Papel 2020 SI | 0 | 0
3RT1945-5AB02 |  | 3RT1945-5AB02 | 1 | UN | 1 | 20 | D | D | N | N | 85045095 | 1 | 4011209363380 | 0.159 | KG | 69.07 | 69.07 | CP02 | CP02 | Magnet coil for contactors SIRIUS, Size S3, Spring-loaded connection technology, 24 V AC, 50 Hz !!! Phased-out product !!! Successor is SIRIUS 3RT2 | - | 0 | 0
3RT1945-5AC01 |  | 3RT1945-5AC01 | 1 | UN | 1 | 20 | D | D | N | N | 85045095 | 1 | 4011209609686 | 0.14 | KG | 81.13 | 81.13 | CP02 | CP02 | Magnet coil for contactors SIRIUS size S3, Screw terminal 32 V AC, 50 Hz !!! Phased-out product !!! Successor is SIRIUS 3RT2 | - | 0 | 9
3RT1945-5AC21 |  | 3RT1945-5AC21 | 1 | UN | 1 | 20 | D | D | N | N | 85045095 | 1 | 4011209363090 | 0.173 | KG | 67.74 | 67.74 | CP02 | CP02 | Magnet coil for contactors SIRIUS, Size S3, screw terminal, 24 V AC, 50/60 Hz !!! Phased-out product !!! Successor is SIRIUS 3RT2 | - | 0 | 0
3RT1945-5AC22 |  | 3RT1945-5AC22 | 1 | UN | 1 | 20 | D | D | N | N | 85045095 | 1 | 4011209363397 | 0.17 | KG | 69.07 | 69.07 | CP02 | CP02 | Magnet coil for contactors SIRIUS, Size S3, Spring-loaded connection technology, 24 V AC, 50/60 Hz !!! Phased-out product !!! Successor is SIRIUS 3RT2 | - | 0 | 0
3RT1945-5AD01 |  | 3RT1945-5AD01 | 1 | UN | 1 | 20 | D | D | N | N | 85045095 | 1 | 4011209363106 | 0.18 | KG | 81.13 | 70.59 | CP02 | CP02 | Magnet coil for contactors SIRIUS, Size S3, screw terminal, 42 V AC, 50 Hz !!! Phased-out product !!! Successor is SIRIUS 3RT2 | Lista Papel 2020 SI | 0 | 0
3RT1945-5AD02 |  | 3RT1945-5AD02 | 1 | UN | 1 | 20 | D | D | N | N | 85045095 | 1 | 4011209363403 | 0.13 | KG | 82.56 | 82.56 | CP02 | CP02 | Magnet coil for contactors SIRIUS, Size S3, Spring-loaded connection technology, 42 V AC, 50 Hz !!! Phased-out product !!! Successor is SIRIUS 3RT2 | - | 0 | 0
3RT1945-5AD21 |  | 3RT1945-5AD21 | 1 | UN | 1 | 20 | D | D | N | N | 85045095 | 1 | 4011209495470 | 0.171 | KG | 81.13 | 81.13 | CP02 | CP02 | Magnet coil for contactors SIRIUS, Size S3, screw terminal, 42 V AC, 50/60 Hz !!! Phased-out product !!! Successor is SIRIUS 3RT2 | - | 0 | 0
3RT1945-5AD22 |  | 3RT1945-5AD22 | 1 | UN | 1 | 20 | D | D | N | N | 85045095 | 1 | 4011209594135 | 0.181 | KG | 82.56 | 82.56 | CP02 | CP02 | Magnet coil for contactors SIRIUS, Size S3, Spring-loaded connection technology, 42 V AC, 50/60 Hz !!! Phased-out product !!! Successor is SIRIUS 3RT2 | - | 0 | 0
3RT1945-5AF01 |  | 3RT1945-5AF01 | 1 | UN | 1 | 20 | D | D | N | N | 85045095 | 1 | 4011209363113 | 0.22 | KG | 67.74 | 58.9 | CP02 | CP02 | Magnet coil for contactors SIRIUS, Size S3, screw terminal, 110 V AC, 50 Hz !!! Phased-out product !!! Successor is SIRIUS 3RT2 | Lista Papel 2020 SI | 0 | 0
3RT1945-5AF02 |  | 3RT1945-5AF02 | 1 | UN | 1 | 20 | D | D | N | N | 85045095 | 1 | 4011209363410 | 0.166 | KG | 69.07 | 69.07 | CP02 | CP02 | Magnet coil for contactors SIRIUS, Size S3, Spring-loaded connection technology, 110 V AC, 50 Hz !!! Phased-out product !!! Successor is SIRIUS 3RT2 | - | 0 | 0
3RT1945-5AG21 |  | 3RT1945-5AG21 | 1 | UN | 1 | 20 | D | D | N | N | 85045095 | 1 | 4011209363120 | 0.16 | KG | 67.74 | 67.74 | CP02 | CP02 | Magnet coil for contactors SIRIUS, Size S3, screw terminal, 110 V AC, 50/60 Hz !!! Phased-out product !!! Successor is SIRIUS 3RT2 | - | 0 | 0
3RT1945-5AG22 |  | 3RT1945-5AG22 | 1 | UN | 1 | 20 | D | D | N | N | 85045095 | 1 | 4011209363427 | 0.19 | KG | 69.07 | 69.07 | CP02 | CP02 | Magnet coil for contactors SIRIUS, Size S3, Spring-loaded connection technology, 110 V AC, 50/60 Hz !!! Phased-out product !!! Successor is SIRIUS 3RT2 | - | 0 | 0
3RT1945-5AG61 |  | 3RT1945-5AG61 | 1 | UN | 1 | 20 | D | D | N | N | 85045095 | 1 | 4011209494916 | 0.17 | KG | 81.13 | 81.13 | CP02 | CP02 | Magnet coil for contactors SIRIUS, Size S3 Screw terminal 100 V AC, 50 / 60 Hz, 110 V, 60 Hz !!! Phased-out product !!! Successor is SIRIUS 3RT2 | - | 0 | 0
3RT1945-5AG62 |  | 3RT1945-5AG62 | 1 | UN | 1 | 20 | D | D | N | N | 85045095 | 1 | 4011209494947 | 0.123 | KG | 82.56 | 82.56 | CP02 | CP02 | Magnet coil for contactors SIRIUS, Size S3 Spring-loaded connection technology, 100 V AC, 50 / 60 Hz, 110 V, 60 Hz !!! Phased-out product !!! Successor is SIRIUS 3RT2 | - | 0 | 0
3RT1945-5AH01 |  | 3RT1945-5AH01 | 1 | UN | 1 | 20 | D | D | N | N | 85045095 | 1 | 4011209363137 | 0.176 | KG | 67.74 | 58.9 | CP02 | CP02 | Magnet coil for contactors SIRIUS, Size S3, screw terminal, 48 V AC, 50 Hz !!! Phased-out product !!! Successor is SIRIUS 3RT2 | Lista Papel 2020 SI | 0 | 0
3RT1945-5AH02 |  | 3RT1945-5AH02 | 1 | UN | 1 | 20 | D | D | N | N | 85045095 | 1 | 4011209363434 | 0.166 | KG | 69.07 | 69.07 | CP02 | CP02 | Magnet coil for contactors SIRIUS, Size S3, Spring-loaded connection technology, 48 V AC, 50 Hz !!! Phased-out product !!! Successor is SIRIUS 3RT2 | - | 0 | 0
3RT1945-5AH21 |  | 3RT1945-5AH21 | 1 | UN | 1 | 20 | D | D | N | N | 85045095 | 1 | 4011209440272 | 0.166 | KG | 81.13 | 81.13 | CP02 | CP02 | Magnet coil for contactors SIRIUS, Size S3, screw terminal, 48 V AC, 50/60 Hz !!! Phased-out product !!! Successor is SIRIUS 3RT2 | - | 0 | 0
3RT1945-5AH22 |  | 3RT1945-5AH22 | 1 | UN | 1 | 20 | D | D | N | N | 85045095 | 1 | 4011209440265 | 0.161 | KG | 82.56 | 82.56 | CP02 | CP02 | Magnet coil for contactors SIRIUS, Size S3, Spring-loaded connection technology, 48 V AC, 50/60 Hz !!! Phased-out product !!! Successor is SIRIUS 3RT2 | - | 0 | 0
3RT1945-5AK21 |  | 3RT1945-5AK21 | 1 | UN | 1 | 20 | D | D | N | N | 85045095 | 1 | 4011209469488 | 0.168 | KG | 81.13 | 81.13 | CP02 | CP02 | Magnet coil for contactors SIRIUS, Size S3, screw terminal, 120 V AC, 50/60 Hz !!! Phased-out product !!! Successor is SIRIUS 3RT2 | - | 0 | 9
3RT1945-5AK61 |  | 3RT1945-5AK61 | 1 | UN | 1 | 20 | D | D | N | N | 85045095 | 1 | 4011209363144 | 0.171 | KG | 67.74 | 67.74 | CP02 | CP02 | Magnet coil for contactors SIRIUS, Size S3, screw terminal, 110 V AC, 50 Hz / 120 V, 60 Hz !!! Phased-out product !!! Successor is SIRIUS 3RT2 | - | 0 | 0
3RT1945-5AK62 |  | 3RT1945-5AK62 | 1 | UN | 1 | 20 | D | D | N | N | 85045095 | 1 | 4011209363441 | 0.2 | KG | 69.07 | 69.07 | CP02 | CP02 | Magnet coil for contactors SIRIUS, Size S3, Spring-loaded connection technology, 110 V AC, 50 Hz / 120 V, 60 Hz !!! Phased-out product !!! Successor is SIRIUS 3RT2 | - | 0 | 0
3RT1945-5AL21 |  | 3RT1945-5AL21 | 1 | UN | 1 | 20 | D | D | N | N | 85045095 | 1 | 4011209363151 | 0.165 | KG | 67.74 | 67.74 | CP02 | CP02 | Magnet coil for contactors SIRIUS, Size S3, screw terminal, 230 V AC, 50/60 Hz !!! Phased-out product !!! Successor is SIRIUS 3RT2 | - | 0 | 0
3RT1945-5AL22 |  | 3RT1945-5AL22 | 1 | UN | 1 | 20 | D | D | N | N | 85045095 | 1 | 4011209363458 | 0.17 | KG | 69.07 | 69.07 | CP02 | CP02 | Magnet coil for contactors SIRIUS, Size S3, Spring-loaded connection technology, 230 V AC, 50/60 Hz !!! Phased-out product !!! Successor is SIRIUS 3RT2 | - | 0 | 0
3RT1945-5AM21 |  | 3RT1945-5AM21 | 1 | UN | 1 | 20 | D | D | N | N | 85045095 | 1 | 4011209385153 | 0.2 | KG | 81.13 | 81.13 | CP02 | CP02 | Magnet coil for contactors SIRIUS, Size S3, screw terminal, 208 V AC, 50/60 Hz !!! Phased-out product !!! Successor is SIRIUS 3RT2 | - | 0 | 0
3RT1945-5AN21 |  | 3RT1945-5AN21 | 1 | UN | 1 | 20 | D | D | N | N | 85045095 | 1 | 4011209363168 | 0.169 | KG | 67.74 | 67.74 | CP02 | CP02 | Magnet coil for contactors SIRIUS, Size S3, screw terminal, 220 V AC, 50/60 Hz !!! Phased-out product !!! Successor is SIRIUS 3RT2 | - | 0 | 0
3RT1945-5AN22 |  | 3RT1945-5AN22 | 1 | UN | 1 | 20 | D | D | N | N | 85045095 | 1 | 4011209363465 | 0.16 | KG | 69.07 | 69.07 | CP02 | CP02 | Magnet coil for contactors SIRIUS, Size S3, Spring-loaded connection technology, 220 V AC, 50/60 Hz !!! Phased-out product !!! Successor is SIRIUS 3RT2 | - | 0 | 0
3RT1945-5AN61 |  | 3RT1945-5AN61 | 1 | UN | 1 | 20 | D | D | N | N | 85045095 | 1 | 4011209494954 | 0.171 | KG | 81.13 | 81.13 | CP02 | CP02 | Magnet coil for contactors SIRIUS, Size S3 Screw terminal 200 V AC, 50 / 60 Hz, 220 V, 60 Hz !!! Phased-out product !!! Successor is SIRIUS 3RT2 | - | 0 | 0
3RT1945-5AN62 |  | 3RT1945-5AN62 | 1 | UN | 1 | 20 | D | D | N | N | 85045095 | 1 | 4011209494183 | 0.123 | KG | 82.56 | 82.56 | CP02 | CP02 | Magnet coil for contactors SIRIUS, Size S3 Spring-loaded connection technology, 200 V AC, 50 / 60 Hz, 220 V, 60 Hz !!! Phased-out product !!! Successor is SIRIUS 3RT2 | - | 0 | 0
3RT1945-5AP01 |  | 3RT1945-5AP01 | 1 | UN | 1 | 20 | D | D | N | N | 85045095 | 1 | 4011209361409 | 0.16 | KG | 67.74 | 58.9 | CP02 | CP02 | Magnet coil for contactors SIRIUS, Size S3, screw terminal, 230 V AC, 50 Hz !!! Phased-out product !!! Successor is SIRIUS 3RT2 | Lista Papel 2020 SI | 0 | 0
3RT1945-5AP02 |  | 3RT1945-5AP02 | 1 | UN | 1 | 20 | D | D | N | N | 85045095 | 1 | 4011209363472 | 0.167 | KG | 69.07 | 69.07 | CP02 | CP02 | Magnet coil for contactors SIRIUS, Size S3, Spring-loaded connection technology, 230 V AC, 50 Hz !!! Phased-out product !!! Successor is SIRIUS 3RT2 | - | 0 | 0
3RT1945-5AP61 |  | 3RT1945-5AP61 | 1 | UN | 1 | 20 | D | D | N | N | 85045095 | 1 | 4011209363175 | 0.188 | KG | 67.74 | 67.74 | CP02 | CP02 | Magnet coil for contactors SIRIUS, Size S3, screw terminal, 220 V AC, 50 Hz / 240 V, 60 Hz !!! Phased-out product !!! Successor is SIRIUS 3RT2 | - | 0 | 0
3RT1945-5AP62 |  | 3RT1945-5AP62 | 1 | UN | 1 | 20 | D | D | N | N | 85045095 | 1 | 4011209363489 | 0.167 | KG | 69.07 | 69.07 | CP02 | CP02 | Magnet coil for contactors SIRIUS, Size S3, Spring-loaded connection technology, 220 V AC, 50 Hz / 240 V, 60 Hz !!! Phased-out product !!! Successor is SIRIUS 3RT2 | - | 0 | 0
3RT1945-5AQ21 |  | 3RT1945-5AQ21 | 1 | UN | 1 | 20 | D | D | N | N | 85045095 | 1 | 4011209553415 | 0.176 | KG | 81.13 | 81.13 | CP02 | CP02 | Magnet coil for contactors SIRIUS, Size S3, screw terminal, 500 V AC, 50/60 Hz !!! Phased-out product !!! Successor is SIRIUS 3RT2 | - | 0 | 9
3RT1945-5AR01 |  | 3RT1945-5AR01 | 1 | UN | 1 | 20 | D | D | N | N | 85045095 | 1 | 4011209392038 | 0.174 | KG | 81.13 | 81.13 | CP02 | CP02 | Magnet coil for contactors SIRIUS, Size S3, Screw terminal 415 V AC, 50 Hz !!! Phased-out product !!! Successor is SIRIUS 3RT2 | - | 0 | 9
3RT1945-5AR61 |  | 3RT1945-5AR61 | 1 | UN | 1 | 20 | D | D | N | N | 85045095 | 1 | 4011209494190 | 0.167 | KG | 81.13 | 81.13 | CP02 | CP02 | Magnet coil for contactors SIRIUS, Size S3, screw terminal, 400 V AC, 50 / 60 Hz, 440 V, 60 Hz !!! Phased-out product !!! Successor is SIRIUS 3RT2 | - | 0 | 0
3RT1945-5AR62 |  | 3RT1945-5AR62 | 1 | UN | 1 | 20 | D | D | N | N | 85045095 | 1 | 4011209494206 | 0.169 | KG | 82.56 | 82.56 | CP02 | CP02 | Magnet coil for contactors SIRIUS, Size S3, Spring-loaded connection technology, 400 V AC, 50 / 60 Hz, 440 V, 60 Hz !!! Phased-out product !!! Successor is SIRIUS 3RT2 | - | 0 | 0
3RT1945-5AT61 |  | 3RT1945-5AT61 | 1 | UN | 1 | 20 | D | D | N | N | 85045095 | 1 | 4011209380066 | 0.171 | KG | 81.13 | 81.13 | CP02 | CP02 | Magnet coil for contactors SIRIUS, Size S3, screw terminal 600 V AC, 60 Hz !!! Phased-out product !!! Successor is SIRIUS 3RT2 | - | 0 | 0
3RT1945-5AT62 |  | 3RT1945-5AT62 | 1 | UN | 1 | 20 | D | D | N | N | 85045095 | 1 | 4011209380479 | 0.169 | KG | 82.56 | 82.56 | CP02 | CP02 | Magnet coil for contactors SIRIUS, Size S3, Spring-loaded connection technology, 600 V AC, 60 Hz !!! Phased-out product !!! Successor is SIRIUS 3RT2 | - | 0 | 9
3RT1945-5AU01 |  | 3RT1945-5AU01 | 1 | UN | 1 | 20 | D | D | N | N | 85045095 | 1 | 4011209392045 | 0.19 | KG | 67.74 | 67.74 | CP02 | CP02 | Magnet coil for contactors SIRIUS, Size S3, screw terminal, 240 V AC, 50 Hz !!! Phased-out product !!! Successor is SIRIUS 3RT2 | - | 0 | 9
3RT1945-5AU61 |  | 3RT1945-5AU61 | 1 | UN | 1 | 20 | D | D | N | N | 85045095 | 1 | 4011209380042 | 0.25 | KG | 81.13 | 81.13 | CP02 | CP02 | Magnet coil for contactors SIRIUS, Size S3, Screw terminal 277 V AC, 60 Hz !!! Phased-out product !!! Successor is SIRIUS 3RT2 | - | 0 | 0
3RT1945-5AV01 |  | 3RT1945-5AV01 | 1 | UN | 1 | 20 | D | D | N | N | 85045095 | 1 | 4011209363182 | 0.168 | KG | 81.13 | 70.59 | CP02 | CP02 | Magnet coil for contactors SIRIUS, Size S3, screw terminal, 400 V AC, 50 Hz !!! Phased-out product !!! Successor is SIRIUS 3RT2 | Lista Papel 2020 SI | 0 | 0
3RT1945-5AV02 |  | 3RT1945-5AV02 | 1 | UN | 1 | 20 | D | D | N | N | 85045095 | 1 | 4011209363496 | 0.168 | KG | 82.56 | 82.56 | CP02 | CP02 | Magnet coil for contactors SIRIUS, Size S3, Spring-loaded connection technology, 400 V AC, 50 Hz !!! Phased-out product !!! Successor is SIRIUS 3RT2 | - | 0 | 0
3RT1945-5AV61 |  | 3RT1945-5AV61 | 1 | UN | 1 | 20 | D | D | N | N | 85045095 | 1 | 4011209379848 | 0.167 | KG | 81.13 | 81.13 | CP02 | CP02 | Magnet coil for contactors SIRIUS, Size S3, Screw terminal 480 V AC, 60 Hz !!! Phased-out product !!! Successor is SIRIUS 3RT2 | - | 0 | 0
3RT1945-6A |  | 3RT1945-6A | 1 | UN | 1 | 20 | D | D | N | N | 85369095 | 1 | 4011209379749 | 0.113 | KG | 145.35 | 126.35 | CP02 | CP02 | Replacement contact pieces for contactor Size S3, 3-pole, AC-3, 37 kW, 3 NO, main contacts, consists of 3 movable and 6 fixed contacts with mounting parts !!! Phased-out product !!! Successor is SIRIUS 3RT2 | Lista Papel 2020 SI | 0 | 0
3RT1946-4BA31 |  | 3RT1946-4BA31 | 1 | UN | 1 | 10 | C | D | N | N | 85366990 | 1 | 4011209305915 | 0.028 | KG | 9.69 | 9.46 | CP02 | CP02 | Link for paralleling without connection terminal, 3-pole for 3RT2.4 | Lista Papel 2020 SI | 0 | 0
3RT1946-4BB31 |  | 3RT1946-4BB31 | 1 | UN | 1 | 10 | C | D | N | N | 85366990 | 1 | 4011209305922 | 0.22 | KG | 46.93 | 46.93 | CP02 | CP02 | Link for paralleling With connecting terminal, 3-pole for 3RT2.4 | - | 0 | 0
3RT1946-4EA1 |  | 3RT1946-4EA1 | 1 | UN | 1 | 10 | C | D | N | N | 85389099 | 1 | 4011209305939 | 0.04 | KG | 9.47 | 9.47 | CP02 | CP02 | Terminal cover for devices with busbar connection 3RV2.4, 3RT2.4, 3RW404, 3RU214, 3RB3.4 |  | 0 | 0
3RT1946-4EA10-0FB0 |  | 3RT1946-4EA10-0FB0 | 1 | UN | 1 | 20 | D | D | N | N | 85389099 | 10 | 4011209387911 | 0.033 | KG | 9.47 | 9.47 | CP02 | CP02 | Terminal cover for cable lug and busbar connection, for contactor and Overload relay, Size S3, ABB | - | 0 | 9
3RT1946-4EA10-0FH0 |  | 3RT1946-4EA10-0FH0 | 1 | UN | 1 | 10 | C | D | N | N | 85389099 | 10 | 4011209522404 | 0.037 | KG | 11.88 | 11.88 | CP02 | CP02 | Terminal cover for cable lug and busbar connection, for contactor and Overload relay size S3 Comprises unlatching slide, holder and funnel Cutler-Hammer, C320CT110 !!! Phased-out product !!! Successor is SIRIUS 3RT2 | - | 0 | 7
3RT1946-4EA2 |  | 3RT1946-4EA2 | 1 | UN | 1 | 20 | D | D | N | N | 85389099 | 1 | 4011209305946 | 0.021 | KG | 6.43 | 6.43 | CP02 | CP02 | Terminal cover for box terminals, for contactor, circuit breaker 3RV1 and overload relay size S3 and soft starter 3RW404. !!! Phased-out product !!! Successor is SIRIUS 3RT2 Preferred successor type is >>3RT2946-4EA2<< |  | 0 | 0
3RT1946-4EA20-0FB0 |  | 3RT1946-4EA20-0FB0 | 1 | UN | 1 | 20 | D | D | N | N | 85389099 | 10 | 4011209390423 | 0.017 | KG | 6.43 | 6.43 | CP02 | CP02 | Terminal cover for box terminals, for contactor and overload relay, Size S3, ABB | - | 0 | 9
3RT1946-4EA20-0FH0 |  | 3RT1946-4EA20-0FH0 | 1 | UN | 1 | 20 | D | D | N | N | 85389099 | 10 | 4011209522398 | 0.018 | KG | 7.22 | 7.22 | CP02 | CP02 | Terminal cover for terminal boxes, for contactor and Overload relay size S3 Cutler-Hammer, C320CT100 !!! Phased-out product !!! Successor is SIRIUS 3RT2 | - | 0 | 7
3RT1946-4EA2-Z | W97 | 3RT1946-4EA2-ZW97 | 1 | UN | 1 | 20 | D | D | N | N | 85389099 | 80 | 4011209559462 | 0.012 | KG | 6.43 | 6.43 | CP02 | CP02 | Terminal cover for box terminals, for contactor and overload relay S3 Multi-unit packaging = 80 units !!! Phased-out product !!! Successor is SIRIUS 3RT2 | - | 0 | 0
3RT1946-4EA2-Z | W98 | 3RT1946-4EA2-ZW98 | 1 | UN | 1 | 20 | D | D | N | N | 85389099 | 40 | 4011209612761 | 0.015 | KG | 6.43 | 6.43 | CP02 | CP02 | Terminal cover for box terminals, for contactor and overload relay S3 Multi-unit packaging = 40 units !!! Phased-out product !!! Successor is SIRIUS 3RT2 | - | 0 | 9
3RT1946-4EA2-Z | X95 | 3RT1946-4EA2-ZX95 | 1 | UN | 1 | 20 | D | D | N | N | 85389099 | 300 | 4011209559530 | 0.019 | KG | 6.43 | 6.43 | CP02 | CP02 | Terminal cover for box terminals, for contactor and overload relay S3 Reusable packaging = 300 units !!! Phased-out product !!! Successor is SIRIUS 3RT2 | - | 0 | 0
3RT1946-4EA4 |  | 3RT1946-4EA4 | 1 | UN | 1 | 20 | D | D | N | N | 85389099 | 1 | 4011209724624 | 0.02 | KG | 9.88 | 9.88 | CP02 | CP02 | Terminal cover for box terminals, for contactor and overload relay S3 4-pole !!! Phased-out product !!! Successor is SIRIUS 3RT2 Preferred successor type is >>3RT2946-4EA4<< | - | 0 | 0
3RT1946-4F |  | 3RT1946-4F | 1 | UN | 1 | 20 | D | D | N | N | 85369010 | 1 | 4011209331303 | 0.034 | KG | 9.98 | 9.98 | CP02 | CP02 | Auxiliary conductor terminal, 3-pole, for 3RT104. !!! Phased-out product !!! Successor is SIRIUS 3RT2 | - | 0 | 0
3RT1946-4G |  | 3RT1946-4G | 1 | UN | 1 | 20 | D | D | N | N | 85369010 | 1 | 4011209576391 | 0.121 | KG | 23.37 | 23.37 | CP02 | CP02 | Box terminal block, 3-pole for contactor size S3, 3RT1.4 !!! Phased-out product !!! Successor is SIRIUS 3RT2 | - | 0 | 9
3RT1946-4GA07 |  | 3RT1946-4GA07 | 1 | UN | 1 | 20 | D | D | N | N | 85369010 | 1 | 4011209436084 | 0.153 | KG | 20.33 | 20.33 | CP02 | CP02 | Terminal block type E, increased clearances and creepage distances, for combination motor Controller type E according to UL 508, for circuit breaker, Size S3 !!! Phased-out product !!! Successor is SIRIUS 3RT2 Preferred successor type is >>3RT2946-4GA07<< | - | 0 | 0
3RT1946-4GA07-0FB0 |  | 3RT1946-4GA07-0FB0 | 1 | UN | 1 | 20 | D | D | N | N | 85369010 | 1 |  | 0.159 | KG | 18.15 | 18.15 | CP02 | CP02 | Terminal block type E, Increased air clearances and creepage distances for combination motor Controller type E according to UL 508 for circuit breaker Size S3 ABB | - | 0 | 9
3RT1946-4GA07-0FH0 |  | 3RT1946-4GA07-0FH0 | 1 | UN | 1 | 10 | C | D | N | N | 85369010 | 1 |  | 0.156 | KG | 22.8 | 22.8 | CP02 | CP02 | Terminal block !!! Phased-out product !!! Successor is SIRIUS 3RT2 | - | 0 | 7
3RT1946-4GA07-Z | W97 | 3RT1946-4GA07-ZW97 | 1 | UN | 1 | 0 | A | D | N | N | 85369010 | 24 | 4047621002767 | 0.169 | KG | 20.33 | 20.33 | CP02 | CP02 | Terminal block type E, increased clearances and creepage distances, for combination motor Controller type E according to UL 508, Size S3, for circuit breaker, Multi-unit packaging = 24 units !!! Phased-out product !!! Successor is SIRIUS 3RT2 | - | 0 | 0
3RT1946-4GA07-Z | X95 | 3RT1946-4GA07-ZX95 | 1 | UN | 1 | 20 | D | D | N | N | 85369010 | 96 | 4047621000145 | 0.14 | KG | 20.33 | 20.33 | CP02 | CP02 | Terminal block type E, increased clearances and creepage distances, for combination motor Controller type E according to UL 508, for circuit breaker, Size S3, Reusable packaging = 96 units !!! Phased-out product !!! Successor is SIRIUS 3RT2 | - | 0 | 0
3RT1946-4LB00 |  | 3RT1946-4LB00 | 1 | UN | 1 | 20 | D | D | N | N | 85331000 | 30 | 4011209653863 | 0.003 | KG | 7.01 | 7.01 | CP02 | CP02 | Resistance wires for 3RT164. !!! Phased-out product !!! Successor is SIRIUS 3RT2 | - | 0 | 9
3RT1946-6A |  | 3RT1946-6A | 1 | UN | 1 | 20 | D | D | N | N | 85369095 | 1 | 4011209379756 | 0.117 | KG | 189.05 | 164.35 | CP02 | CP02 | Replacement contact pieces for contactor Size S3, 3-pole, AC-3, 45 kW, 3 NO, main contacts, consists of 3 movable and 6 fixed contacts with mounting parts !!! Phased-out product !!! Successor is SIRIUS 3RT2 | Lista Papel 2020 SI | 0 | 0
3RT1946-6D |  | 3RT1946-6D | 1 | UN | 1 | 20 | D | D | N | N | 85369095 | 1 | 4011209380561 | 0.124 | KG | 135.85 | 135.85 | CP02 | CP02 | Replacement contact pieces for contactor Size S3, 3-pole, AC-1, 140 A, 3 NO, main contacts, consists of 3 movable and 6 fixed contacts with mounting parts !!! Phased-out product !!! Successor is SIRIUS 3RT2 | - | 0 | 0
3RT1946-6E |  | 3RT1946-6E | 1 | UN | 1 | 20 | D | D | N | N | 85369095 | 1 | 4011209501843 | 0.172 | KG | 231.8 | 201.4 | CP02 | CP02 | Replacement contact pieces for contactor Size S3, main contacts 4 NO, AC-1, 140 A, consists of 4 movable and 8 fixed contacts with mounting parts !!! Phased-out product !!! Successor is SIRIUS 3RT2 | Lista Papel 2020 SI | 0 | 0
3RT1946-7A |  | 3RT1946-7A | 1 | UN | 1 | 20 | D | D | EAR99 | N | 85389099 | 1 | 4011209426023 | 0.34 | KG | 64.7 | 56.24 | CP02 | CP02 | Arc chute, 3-pole, Size S3 !!! Phased-out product !!! Successor is SIRIUS 3RT2 | Lista Papel 2020 SI | 0 | 0
3RT1954-6A |  | 3RT1954-6A | 1 | UN | 1 | 1 | A | D | N | N | 85369095 | 1 | 4011209505490 | 0.244 | KG | 197.6 | 191.9 | CP02 | CP02 | Replacement contact pieces for 3RT1054 consists of 3 movable and 6 fixed contacts with mounting parts | Lista Papel 2020 SI | 0 | 0
3RT1954-7A |  | 3RT1954-7A | 1 | UN | 1 | 5 | B | D | N | N | 85389099 | 1 | 4011209505506 | 0.77 | KG | 125.4 | 121.6 | CP02 | CP02 | Arc chute for 3RT1054 | Lista Papel 2020 SI | 0 | 0
3RT1954-7A-Z | I45 | 3RT1954-7A-ZI45 | 1 | UN | 1 | 5 | B | D | N | N | 85389099 | 1 | 4047621019819 | 0.735 | KG | 155.8 | 155.8 | CP02 | CP02 | Arc chute for Size S6, for contactor 3RT1054, 55 kW / AC-3, | - | 0 | 7
3RT1955-4G |  | 3RT1955-4G | 1 | UN | 1 | 1 | A | D | N | N | 85369010 | 1 | 4011209512450 | 0.24 | KG | 30.21 | 30.21 | CP02 | CP02 | Box terminal for contactor 3RT1054 size S6 Max. connection approx. 70 mm2 | Lista Papel 2020 SI | 0 | 0
3RT1955-4G-Z | I45 | 3RT1955-4G-ZI45 | 1 | UN | 1 | 1 | A | D | N | N | 85369010 | 1 | 4047621019826 | 0.238 | KG | 37.62 | 37.62 | CP02 | CP02 | Box terminal block for contactor size S6, 3RT105 for overload relay 3RB105 max. connection approx. 70 mm2 | - | 0 | 7
3RT1955-4G-Z | W98 | 3RT1955-4G-ZW98 | 1 | UN | 1 | 0 | A | D | N | N | 85369010 | 17 | 4011209917835 | 0.012 | KG | 30.21 | 30.21 | CP02 | CP02 | Box terminal for contactor 3RT1054 size S6 max. connection approx. 70 mm2 Multi-unit packaging = 17 units | - | 0 | 0
3RT1955-4PA00 |  | 3RT1955-4PA00 | 1 | UN | 1 | 5 | B | D | N | N | 73181588 | 1 | 4011209673946 | 0.13 | KG | 7.22 | 7.22 | CP02 | CP02 | Connection part set M 8 x 25 complete for one contactor | - | 0 | 0
3RT1955-5AB31 |  | 3RT1955-5AB31 | 1 | UN | 1 | 5 | B | D | N | N | 85045095 | 1 | 4011209505513 | 0.573 | KG | 89.02 | 89.02 | CP02 | CP02 | Changeover operating mechanism for contactors 3RT105, 3RT145 AC (50...60 Hz) / DC operation, 23 ... 26 V Operating mechanism: Standard,economy circuit Screw terminal | - | 0 | 0
3RT1955-5AB31-Z | I45 | 3RT1955-5AB31-ZI45 | 1 | UN | 1 | 5 | B | D | N | N | 85045095 | 1 | 4047621019932 | 0.575 | KG | 110.2 | 110.2 | CP02 | CP02 | Changeover operating mechanism for contactors 3RT105, 3RT145 AC (50...60 Hz) / DC operation, 23 ... 26 V Operating mechanism: Standard,economy circuit Screw terminal | - | 0 | 7
3RT1955-5AB32 |  | 3RT1955-5AB32 | 1 | UN | 1 | 5 | B | D | N | N | 85045095 | 1 | 4011209584037 | 0.615 | KG | 101.65 | 101.65 | CP02 | CP02 | Changeover operating mechanism for contactors 3RT105, 3RT145 AC (50...60 Hz) / DC operation, 23 ... 26 V Operating mechanism: Standard,economy circuit Spring-type terminal | - | 0 | 0
3RT1955-5AD31 |  | 3RT1955-5AD31 | 1 | UN | 1 | 5 | B | D | N | N | 85045095 | 1 | 4011209505520 | 0.53 | KG | 89.02 | 86.55 | CP02 | CP02 | Changeover operating mechanism for contactors 3RT105, 3RT145 AC (50...60 Hz) / DC operation, 42 ... 48 V Operating mechanism: Standard,economy circuit Screw terminal | Lista Papel 2020 SI | 0 | 0
3RT1955-5AD31-Z | I45 | 3RT1955-5AD31-ZI45 | 1 | UN | 1 | 5 | B | D | N | N | 85045095 | 1 | 4047621019949 | 0.541 | KG | 110.2 | 110.2 | CP02 | CP02 | Changeover operating mechanism for contactors 3RT105, 3RT145 AC (50...60 Hz) / DC operation, 42 ... 48 V Operating mechanism: Standard,economy circuit Screw terminal | - | 0 | 7
3RT1955-5AD32 |  | 3RT1955-5AD32 | 1 | UN | 1 | 5 | B | D | N | N | 85045095 | 1 | 4011209584044 | 0.535 | KG | 101.65 | 101.65 | CP02 | CP02 | Changeover operating mechanism for contactors 3RT105, 3RT145 AC (50...60 Hz) / DC operation, 42 ... 48 V Operating mechanism: Standard,economy circuit Spring-type terminal | - | 0 | 0
3RT1955-5AF31 |  | 3RT1955-5AF31 | 1 | UN | 1 | 5 | B | D | N | N | 85045095 | 1 | 4011209505537 | 0.573 | KG | 89.02 | 86.55 | CP02 | CP02 | Changeover operating mechanism for contactors 3RT105, 3RT145 AC (50...60 Hz) / DC operation, 110 ... 127 V Operating mechanism: Standard,economy circuit Screw terminal | Lista Papel 2020 SI | 0 | 0
3RT1955-5AF31-0ST0 |  | 3RT1955-5AF31-0ST0 | 1 | UN | 1 | 40 | X | D | N | N | 85045095 | 1 | 4011209641822 | 0.63 | KG | 360.05 | 360.05 | CP02 | CP02 | Changeover operating mechanism for contactors 3RT105 (50...60 Hz) AC/DC operation, 110 ... 127 V, shortened opening delay | - | 0 | 9
3RT1955-5AF31-Z | I45 | 3RT1955-5AF31-ZI45 | 1 | UN | 1 | 5 | B | D | N | N | 85045095 | 1 | 4047621019956 | 0.57 | KG | 110.2 | 110.2 | CP02 | CP02 | Changeover operating mechanism for contactors 3RT105, 3RT145 AC (50...60 Hz) / DC operation, 110 ... 127 V Operating mechanism: Standard,economy circuit Screw terminal | - | 0 | 7
3RT1955-5AF32 |  | 3RT1955-5AF32 | 1 | UN | 1 | 5 | B | D | N | N | 85045095 | 1 | 4011209584051 | 0.57 | KG | 101.65 | 101.65 | CP02 | CP02 | Changeover operating mechanism for contactors 3RT105, 3RT145 AC (50...60 Hz) / DC operation, 110 ... 127 V Operating mechanism: Standard,economy circuit Spring-type terminal | - | 0 | 0
3RT1955-5AM31 |  | 3RT1955-5AM31 | 1 | UN | 1 | 5 | B | D | N | N | 85045095 | 1 | 4011209505544 | 0.533 | KG | 89.02 | 86.55 | CP02 | CP02 | Changeover operating mechanism for contactors 3RT105, 3RT145 AC (50...60 Hz) / DC operation, 200 ... 220 V Operating mechanism: Standard,economy circuit Screw terminal | Lista Papel 2020 SI | 0 | 0
3RT1955-5AM32 |  | 3RT1955-5AM32 | 1 | UN | 1 | 5 | B | D | N | N | 85045095 | 1 | 4011209584068 | 0.56 | KG | 101.65 | 101.65 | CP02 | CP02 | Changeover operating mechanism for contactors 3RT105, 3RT145 AC (50...60 Hz) / DC operation, 200 ... 220 V Operating mechanism: Standard,economy circuit Spring-type terminal | - | 0 | 0
3RT1955-5AP31 |  | 3RT1955-5AP31 | 1 | UN | 1 | 5 | B | D | N | N | 85045095 | 1 | 4011209505551 | 0.541 | KG | 89.02 | 86.55 | CP02 | CP02 | Changeover operating mechanism for contactors 3RT105, 3RT145 AC (50...60 Hz) / DC operation, 220 ... 240 V Operating mechanism: Standard,economy circuit Screw terminal | Lista Papel 2020 SI | 0 | 0
3RT1955-5AP31-0ST0 |  | 3RT1955-5AP31-0ST0 | 1 | UN | 1 | 5 | B | D | N | N | 85045095 | 1 | 4011209845053 | 0.62 | KG | 352.45 | 352.45 | CP02 | CP02 | Changeover operating mechanism for contactors 3RT105 AC (50...60 Hz) / DC operation, 220 ... 240 V Operating mechanism: Standard,economy circuit Screw terminal Reduced break time 20 ms | - | 0 | 0
3RT1955-5AP31-Z | I45 | 3RT1955-5AP31-ZI45 | 1 | UN | 1 | 5 | B | D | N | N | 85045095 | 1 | 4047621019963 | 0.535 | KG | 110.2 | 110.2 | CP02 | CP02 | Changeover operating mechanism for contactors 3RT105, 3RT145 AC (50...60 Hz) / DC operation, 220 ... 240 V Operating mechanism: Standard,economy circuit Screw terminal | - | 0 | 7
3RT1955-5AP32 |  | 3RT1955-5AP32 | 1 | UN | 1 | 5 | B | D | N | N | 85045095 | 1 | 4011209584075 | 0.534 | KG | 101.65 | 101.65 | CP02 | CP02 | Changeover operating mechanism for contactors 3RT105, 3RT145 AC (50...60 Hz) / DC operation, 220 ... 240 V Operating mechanism: Standard,economy circuit Spring-type terminal | - | 0 | 0
3RT1955-5AR31 |  | 3RT1955-5AR31 | 1 | UN | 1 | 5 | B | D | N | N | 85045095 | 1 | 4011209505568 | 0.62 | KG | 89.02 | 86.55 | CP02 | CP02 | Changeover operating mechanism for contactors 3RT105, 3RT145 AC (50...60 Hz) / DC operation, 440 ... 480 V Operating mechanism: Standard,economy circuit Screw terminal | Lista Papel 2020 SI | 0 | 0
3RT1955-5AR31-Z | I45 | 3RT1955-5AR31-ZI45 | 1 | UN | 1 | 5 | B | D | N | N | 85045095 | 1 | 4047621019994 | 0.6 | KG | 110.2 | 110.2 | CP02 | CP02 | Changeover operating mechanism for contactors 3RT105, 3RT145 AC (50...60 Hz) / DC operation, 440 ... 480 V Operating mechanism: Standard,economy circuit Screw terminal | - | 0 | 7
3RT1955-5AR32 |  | 3RT1955-5AR32 | 1 | UN | 1 | 5 | B | D | N | N | 85045095 | 1 | 4011209584082 | 0.65 | KG | 101.65 | 101.65 | CP02 | CP02 | Changeover operating mechanism for contactors 3RT105, 3RT145 AC (50...60 Hz) / DC operation, 440 ... 480 V Operating mechanism: Standard,economy circuit Spring-type terminal | - | 0 | 0
3RT1955-5AS31 |  | 3RT1955-5AS31 | 1 | UN | 1 | 5 | B | D | N | N | 85045095 | 1 | 4011209505575 | 0.62 | KG | 89.02 | 89.02 | CP02 | CP02 | Changeover operating mechanism for contactors 3RT105, 3RT145 AC (50...60 Hz) / DC operation, 500 ... 550 V, Operating mechanism: Standard,economy circuit Screw terminal | - | 0 | 0
3RT1955-5AS31-0ST0 |  | 3RT1955-5AS31-0ST0 | 1 | UN | 1 | 5 | B | D | N | N | 85045095 | 1 | 4011209777828 | 0.574 | KG | 350.55 | 350.55 | CP02 | CP02 | Changeover operating mechanism for contactors 3RT105 AC (50...60 Hz) / DC operation, 500 ... 550 V, Operating mechanism: Standard,economy circuit Screw terminal Reduced break time 20 ms | - | 0 | 0
3RT1955-5AS32 |  | 3RT1955-5AS32 | 1 | UN | 1 | 5 | B | D | N | N | 85045095 | 1 | 4011209584099 | 0.65 | KG | 101.65 | 101.65 | CP02 | CP02 | Changeover operating mechanism for contactors 3RT105, 3RT145 AC (50...60 Hz) / DC operation, 500 ... 550 V, Operating mechanism: Standard,economy circuit Spring-type terminal | - | 0 | 0
3RT1955-5AT31 |  | 3RT1955-5AT31 | 1 | UN | 1 | 5 | B | D | N | N | 85045095 | 1 | 4011209505582 | 0.625 | KG | 89.02 | 89.02 | CP02 | CP02 | Changeover operating mechanism for contactors 3RT105, 3RT145 AC (50...60 Hz) / DC operation, 575 ... 600 V Operating mechanism: Standard,economy circuit Screw terminal | - | 0 | 0
3RT1955-5AT32 |  | 3RT1955-5AT32 | 1 | UN | 1 | 5 | B | D | N | N | 85045095 | 1 | 4011209584105 | 0.65 | KG | 101.65 | 101.65 | CP02 | CP02 | Changeover operating mechanism for contactors 3RT105, 3RT145 AC (50...60 Hz) / DC operation, 575 ... 600 V Operating mechanism: Standard,economy circuit Spring-type terminal | - | 0 | 0
3RT1955-5AU31 |  | 3RT1955-5AU31 | 1 | UN | 1 | 5 | B | D | N | N | 85045095 | 1 | 4011209505599 | 0.552 | KG | 89.02 | 89.02 | CP02 | CP02 | Changeover operating mechanism for contactors 3RT105, 3RT145 AC (50...60 Hz) / DC operation, 240 ... 277 V Operating mechanism: Standard,economy circuit Screw terminal | - | 0 | 0
3RT1955-5AU31-Z | I45 | 3RT1955-5AU31-ZI45 | 1 | UN | 1 | 5 | B | D | N | N | 85045095 | 1 | 4047621019970 | 0.545 | KG | 110.2 | 110.2 | CP02 | CP02 | Changeover operating mechanism for contactors 3RT105, 3RT145 AC (50...60 Hz) / DC operation, 240 ... 277 V Operating mechanism: Standard,economy circuit Screw terminal | - | 0 | 7
3RT1955-5AU32 |  | 3RT1955-5AU32 | 1 | UN | 1 | 5 | B | D | N | N | 85045095 | 1 | 4011209584112 | 0.65 | KG | 101.65 | 101.65 | CP02 | CP02 | Changeover operating mechanism for contactors 3RT105, 3RT145 AC (50...60 Hz) / DC operation, 240 ... 277 V Operating mechanism: Standard,economy circuit Spring-type terminal | - | 0 | 0
3RT1955-5AV31 |  | 3RT1955-5AV31 | 1 | UN | 1 | 5 | B | D | N | N | 85045095 | 1 | 4011209505605 | 0.55 | KG | 89.02 | 86.55 | CP02 | CP02 | Changeover operating mechanism for contactors 3RT105, 3RT145 AC (50...60 Hz) / DC operation, 380 ... 420 V Operating mechanism: Standard,economy circuit Screw terminal | Lista Papel 2020 SI | 0 | 0
3RT1955-5AV31-Z | I45 | 3RT1955-5AV31-ZI45 | 1 | UN | 1 | 5 | B | D | N | N | 85045095 | 1 | 4047621019987 | 0.55 | KG | 110.2 | 110.2 | CP02 | CP02 | Changeover operating mechanism for contactors 3RT105, 3RT145 AC (50...60 Hz) / DC operation, 380 ... 420 V Operating mechanism: Standard,economy circuit Screw terminal | - | 0 | 7
3RT1955-5AV32 |  | 3RT1955-5AV32 | 1 | UN | 1 | 5 | B | D | N | N | 85045095 | 1 | 4011209584129 | 0.566 | KG | 101.65 | 101.65 | CP02 | CP02 | Changeover operating mechanism for contactors 3RT105, 3RT145 AC (50...60 Hz) / DC operation, 380 ... 420 V Operating mechanism: Standard,economy circuit Spring-type terminal | - | 0 | 0
3RT1955-5NB31 |  | 3RT1955-5NB31 | 1 | UN | 1 | 5 | B | D | N | N | 85045095 | 1 | 4011209505612 | 0.6 | KG | 169.1 | 169.1 | CP02 | CP02 | Changeover operating mechanism for contactors 3RT105, 3RT145 AC (50...60 Hz) / DC operation, 21 ... 27.3 V Operating mechanism: electronic with PLC input 24 V DC Screw terminal | - | 0 | 0
3RT1955-5NB31-Z | I45 | 3RT1955-5NB31-ZI45 | 1 | UN | 1 | 5 | B | D | N | N | 85045095 | 1 | 4047621020006 | 0.609 | KG | 209.95 | 209.95 | CP02 | CP02 | Changeover operating mechanism for contactors 3RT105, 3RT145 AC (50...60 Hz) / DC operation, 21 ... 27.3 V Operating mechanism: electronic with PLC input 24 V DC Screw terminal | - | 0 | 7
3RT1955-5NB32 |  | 3RT1955-5NB32 | 1 | UN | 1 | 5 | B | D | N | N | 85045095 | 1 | 4011209584136 | 0.613 | KG | 179.55 | 179.55 | CP02 | CP02 | Changeover operating mechanism for contactors 3RT105, 3RT145 AC (50...60 Hz) / DC operation, 21 ... 27.3 V Operating mechanism: electronic with PLC input 24 V DC Spring-type terminal | - | 0 | 0
3RT1955-5NF31 |  | 3RT1955-5NF31 | 1 | UN | 1 | 5 | B | D | N | N | 85045095 | 1 | 4011209505629 | 0.53 | KG | 169.1 | 164.35 | CP02 | CP02 | Changeover operating mechanism for contactors 3RT105, 3RT145 AC (50...60 Hz) / DC operation, 96 ... 127 V Operating mechanism: electronic with PLC input 24 V DC Screw terminal | Lista Papel 2020 SI | 0 | 0
3RT1955-5NF31-Z | I45 | 3RT1955-5NF31-ZI45 | 1 | UN | 1 | 5 | B | D | N | N | 85045095 | 1 | 4047621020013 | 0.59 | KG | 209.95 | 209.95 | CP02 | CP02 | Changeover operating mechanism for contactors 3RT105, 3RT145 AC (50...60 Hz) / DC operation, 96 ... 127 V Operating mechanism: electronic with PLC input 24 V DC Screw terminal | - | 0 | 7
3RT1955-5NF32 |  | 3RT1955-5NF32 | 1 | UN | 1 | 5 | B | D | N | N | 85045095 | 1 | 4011209584143 | 0.53 | KG | 179.55 | 179.55 | CP02 | CP02 | Changeover operating mechanism for contactors 3RT105, 3RT145 AC (50...60 Hz) / DC operation, 96 ... 127 V Operating mechanism: electronic with PLC input 24 V DC Spring-type terminal | - | 0 | 0
3RT1955-5NP31 |  | 3RT1955-5NP31 | 1 | UN | 1 | 5 | B | D | EAR99 | N | 85045095 | 1 | 4011209505636 | 0.543 | KG | 169.1 | 164.35 | CP02 | CP02 | Changeover operating mechanism for contactors 3RT105, 3RT145 AC (50...60 Hz) / DC operation, 200 ... 277 V Operating mechanism: electronic with PLC input 24 V DC Screw terminal | Lista Papel 2020 SI | 0 | 0
3RT1955-5NP31-Z | I45 | 3RT1955-5NP31-ZI45 | 1 | UN | 1 | 5 | B | D | EAR99 | N | 85045095 | 1 | 4047621020020 | 0.52 | KG | 209.95 | 209.95 | CP02 | CP02 | Changeover operating mechanism for contactors 3RT105, 3RT145 AC (50...60 Hz) / DC operation, 200 ... 277 V Operating mechanism: electronic with PLC input 24 V DC Screw terminal | - | 0 | 7
3RT1955-5NP32 |  | 3RT1955-5NP32 | 1 | UN | 1 | 5 | B | D | EAR99 | N | 85045095 | 1 | 4011209584150 | 0.53 | KG | 179.55 | 179.55 | CP02 | CP02 | Changeover operating mechanism for contactors 3RT105, 3RT145 AC (50...60 Hz) / DC operation, 200 ... 277 V Operating mechanism: electronic with PLC input 24 V DC Spring-type terminal | - | 0 | 0
3RT1955-5PF31 |  | 3RT1955-5PF31 | 1 | UN | 1 | 5 | B | D | N | N | 85045095 | 1 | 4011209505650 | 0.955 | KG | 384.75 | 374.3 | CP02 | CP02 | Changeover operating mechanism for contactors 3RT105, 3RT145 AC (50...60 Hz) / DC operation, 96 ... 127 V Operating mechanism: electronic with PLC input 24 V DC and RLT signal | Lista Papel 2020 SI | 0 | 0
3RT1955-5PP31 |  | 3RT1955-5PP31 | 1 | UN | 1 | 5 | B | D | N | N | 85045095 | 1 | 4011209505667 | 0.982 | KG | 384.75 | 374.3 | CP02 | CP02 | Changeover operating mechanism for contactors 3RT105, 3RT145 AC (50...60 Hz) / DC operation, 200 ... 277 V Operating mechanism: electronic with PLC input 24 V DC and RLT signal | Lista Papel 2020 SI | 0 | 0
3RT1955-5PP31-0SW0 |  | 3RT1955-5PP31-0SW0 | 1 | UN | 1 | 5 | B | D | EAR99 | N | 85045095 | 1 | 4011209565142 | 0.96 | KG | 478.8 | 478.8 | CP02 | CP02 | Changeover operating mechanism for contactors 3RT105 AC (50...60 Hz) / DC operation, 200 ... 277 V Operating mechanism: electronic with PLC input 24 V DC and RLT signal | - | 0 | 7
3RT1955-5QF31 |  | 3RT1955-5QF31 | 1 | UN | 1 | 5 | B | D | N | N | 85045095 | 1 | 4011209505681 | 0.961 | KG | 747.65 | 747.65 | CP02 | CP02 | Changeover operating mechanism for contactors 3RT105, 3RT145 AC (50...60 Hz) / DC operation, 96 ... 127 V Operating mechanism: electronic with AS-Interface and RLT signal | - | 0 | 7
3RT1955-5QP31 |  | 3RT1955-5QP31 | 1 | UN | 1 | 5 | B | D | N | N | 85045095 | 1 | 4011209505698 | 0.932 | KG | 747.65 | 747.65 | CP02 | CP02 | Changeover operating mechanism for contactors 3RT105, 3RT145 AC (50...60 Hz) / DC operation, 200 ... 277 V Operating mechanism: electronic with AS-Interface and RLT signal | - | 0 | 7
3RT1955-5XB41 |  | 3RT1955-5XB41 | 1 | UN | 1 | 5 | B | D | N | N | 85045095 | 1 | 4047621023045 | 0.609 | KG | 259.35 | 259.35 | CP02 | CP02 | Changeover operating mechanism for 3RT105.-.X..-0LA2 or 3RT145.-.X..-0LA2 24 V DC x(0.7-1.25) Supply voltage PLC input 24...110 V DC Screw terminal | - | 0 | 0
3RT1955-5XB42 |  | 3RT1955-5XB42 | 1 | UN | 1 | 5 | B | D | EAR99 | N | 85045095 | 1 | 4047621023076 | 0.61 | KG | 259.35 | 259.35 | CP02 | CP02 | Changeover operating mechanism for 3RT105.-.X..-0LA2 or 3RT145.-.X..-0LA2 24 V DC x(0.7-1.25) Supply voltage PLC input 24...110 V DC Spring-type terminal | - | 0 | 0
3RT1955-5XF41 |  | 3RT1955-5XF41 | 1 | UN | 1 | 5 | B | D | EAR99 | N | 85045095 | 1 | 4047621023069 | 0.609 | KG | 259.35 | 259.35 | CP02 | CP02 | Changeover operating mechanism for 3RT105.-.X..-0LA2 or 3RT145.-.X..-0LA2 110 V DC x(0.7-1.25) supply voltage PLC input 24...110 V DC Screw terminal | - | 0 | 0
3RT1955-5XF42 |  | 3RT1955-5XF42 | 1 | UN | 1 | 5 | B | D | EAR99 | N | 85045095 | 1 | 4047621023205 | 0.538 | KG | 259.35 | 259.35 | CP02 | CP02 | Changeover operating mechanism for 3RT105.-.X..-0LA2 or 3RT145.-.X..-0LA2 110 V DC x(0.7-1.25) supply voltage PLC input 24...110 V DC Spring-type terminal | - | 0 | 0
3RT1955-5XJ41 |  | 3RT1955-5XJ41 | 1 | UN | 1 | 5 | B | D | EAR99 | N | 85045095 | 1 | 4047621023052 | 0.609 | KG | 259.35 | 259.35 | CP02 | CP02 | Changeover operating mechanism for 3RT105.-.X..-0LA2 or 3RT145.-.X..-0LA2 72 V DC x(0.7-1.25) Supply voltage PLC input 24...110 V DC Screw terminal | - | 0 | 0
3RT1955-5XJ42 |  | 3RT1955-5XJ42 | 1 | UN | 1 | 5 | B | D | EAR99 | N | 85045095 | 1 | 4047621023229 | 0.609 | KG | 259.35 | 259.35 | CP02 | CP02 | Changeover operating mechanism for 3RT105.-.X..-0LA2 or 3RT145.-.X..-0LA2 72 V DC x(0.7-1.25) Supply voltage PLC input 24...110 V DC Spring-type terminal | - | 0 | 0
3RT1955-6A |  | 3RT1955-6A | 1 | UN | 1 | 1 | A | D | N | N | 85369095 | 1 | 4011209505704 | 0.28 | KG | 251.75 | 245.1 | CP02 | CP02 | Replacement contact pieces for 3RT1055 consists of 3 movable and 6 fixed contacts with mounting parts | Lista Papel 2020 SI | 0 | 0
3RT1955-7A |  | 3RT1955-7A | 1 | UN | 1 | 5 | B | D | N | N | 85389099 | 1 | 4011209505711 | 0.753 | KG | 125.4 | 121.6 | CP02 | CP02 | Arc chute for 3RT1055 | Lista Papel 2020 SI | 0 | 0
3RT1955-7A-Z | I45 | 3RT1955-7A-ZI45 | 1 | UN | 1 | 5 | B | D | N | N | 85389099 | 1 | 4047621019833 | 0.753 | KG | 155.8 | 155.8 | CP02 | CP02 | Arc chute for Size S6, for contactor 3RT1055, 75 kW / AC-3, | - | 0 | 7
3RT1956-1CB00 |  | 3RT1956-1CB00 | 1 | UN | 1 | 1 | A | D | N | N | 85363010 | 1 | 4011209456761 | 0.027 | KG | 33.63 | 32.68 | CP02 | CP02 | Surge suppressor (RC element) for 3RT1 S6, S10, S12 with spring-type terminal (drive) 24...48 V AC, 24...70 V DC | Lista Papel 2020 SI | 0 | 0
3RT1956-1CB02 |  | 3RT1956-1CB02 | 1 | UN | 1 | 1 | A | D | N | N | 85363010 | 1 | 4011209830769 | 0.031 | KG | 33.63 | 33.63 | CP02 | CP02 | Surge suppressor (RC element) for 3RT1 S6, S10, S12 with spring-type terminal (drive) 24...48 V AC, 24...70 V DC | - | 0 | 0
3RT1956-1CC00 |  | 3RT1956-1CC00 | 1 | UN | 1 | 1 | A | D | N | N | 85363010 | 1 | 4011209456778 | 0.029 | KG | 33.63 | 32.68 | CP02 | CP02 | Surge suppressor (RC element) for 3RT1 S6, S10, S12 with screw terminal (drive) 48...127 V AC, 70...150 V DC | Lista Papel 2020 SI | 0 | 0
3RT1956-1CC02 |  | 3RT1956-1CC02 | 1 | UN | 1 | 2 | A | D | N | N | 85363010 | 1 | 4011209830776 | 0.032 | KG | 33.63 | 33.63 | CP02 | CP02 | Surge suppressor (RC element) for 3RT1 S6, S10, S12 with spring-type terminal (drive) 48...127 V AC, 70...150 V DC | - | 0 | 0
3RT1956-1CD00 |  | 3RT1956-1CD00 | 1 | UN | 1 | 1 | A | D | N | N | 85363010 | 1 | 4011209456785 | 0.03 | KG | 33.63 | 32.68 | CP02 | CP02 | Surge suppressor (RC element) for 3RT1 S6, S10, S12 with screw terminal (drive) 127...240 V AC, 150...250 V DC | Lista Papel 2020 SI | 0 | 0
3RT1956-1CD02 |  | 3RT1956-1CD02 | 1 | UN | 1 | 1 | A | D | N | N | 85363010 | 1 | 4011209830783 | 0.032 | KG | 33.63 | 33.63 | CP02 | CP02 | Surge suppressor (RC element) for 3RT1 S6, S10, S12 with spring-type terminal (drive) 127...240 V AC, 150...250 V DC | - | 0 | 0
3RT1956-1CE00 |  | 3RT1956-1CE00 | 1 | UN | 1 | 1 | A | D | N | N | 85363010 | 1 | 4011209456792 | 0.03 | KG | 33.63 | 32.68 | CP02 | CP02 | Surge suppressor (RC element) for 3RT1 S6, S10, S12 with screw terminal (drive) 240...420 V AC | Lista Papel 2020 SI | 0 | 0
3RT1956-1CE02 |  | 3RT1956-1CE02 | 1 | UN | 1 | 2 | A | D | N | N | 85363010 | 1 | 4011209830790 | 0.034 | KG | 33.63 | 33.63 | CP02 | CP02 | Surge suppressor (RC element) for 3RT1 S6, S10, S12 with spring-type terminal (drive) 240...420 V AC | - | 0 | 0
3RT1956-1CF00 |  | 3RT1956-1CF00 | 1 | UN | 1 | 20 | D | D | N | N | 85363010 | 1 | 4011209456808 | 0.033 | KG | 33.63 | 32.68 | CP02 | CP02 | Surge suppressor (RC element) for 3RT1 S6, S10, S12 with screw terminal (drive) 400 ... 600 V AC | Lista Papel 2020 SI | 0 | 0
3RT1956-1CF02 |  | 3RT1956-1CF02 | 1 | UN | 1 | 20 | D | D | N | N | 85363010 | 1 | 4011209830806 | 0.035 | KG | 33.63 | 33.63 | CP02 | CP02 | Surge suppressor (RC element) for 3RT1 S6, S10, S12 with spring-type terminal (drive) 400...600 V AC | - | 0 | 0
3RT1956-4BA31 |  | 3RT1956-4BA31 | 1 | UN | 1 | 2 | A | D | N | N | 85366990 | 1 | 4011209505728 | 0.159 | KG | 18.24 | 18.24 | CP02 | CP02 | Link for paralleling 3-pole, with bore hole for 3RT1.5 | - | 0 | 0
3RT1956-4EA1 |  | 3RT1956-4EA1 | 1 | UN | 1 | 1 | A | D | N | N | 85389099 | 1 | 4011209505742 | 0.08 | KG | 16.72 | 16.72 | CP02 | CP02 | Terminal cover for busbar connections or on box terminal Size S6 from 3RT1, 3RB2, 3RW407, 3RW4 | Lista Papel 2020 SI | 0 | 0
3RT1956-4EA1-Z | X95 | 3RT1956-4EA1-ZX95 | 1 | UN | 1 | 5 | B | D | N | N | 85389099 | 45 | 4011209557918 | 0.062 | KG | 16.34 | 16.34 | CP02 | CP02 | Terminal cover for busbar connections or on box terminal Size S6 from 3RT1, 3RB2, 3RW407, 3RW4 Reusable packaging = 45 units | - | 0 | 0
3RT1956-4EA2 |  | 3RT1956-4EA2 | 1 | UN | 1 | 1 | A | D | N | N | 85389099 | 1 | 4011209505759 | 0.02 | KG | 13.68 | 13.68 | CP02 | CP02 | Terminal cover on box terminal from 3RT1, 3RB2, 3RW405, 3RW442, 3RW443, size S6 | Lista Papel 2020 SI | 0 | 0
3RT1956-4EA2-Z | W98 | 3RT1956-4EA2-ZW98 | 1 | UN | 1 | 5 | B | D | N | N | 85389099 | 22 | 4011209822504 | 0.03 | KG | 18.81 | 18.81 | CP02 | CP02 | Terminal cover for box terminal block for contactor size S6, 3RT1.5 for overload relay 3RB105 for soft starter 3RW405 3RW442., 3RW443. | - | 0 | 7
3RT1956-4EA3 |  | 3RT1956-4EA3 | 1 | UN | 1 | 1 | A | D | N | N | 85389099 | 1 | 4011209512535 | 0.018 | KG | 13.68 | 13.68 | CP02 | CP02 | Terminal cover for busbar connections from 3RT1 or 3RB2 Size S6 | - | 0 | 0
3RT1956-4EA4 |  | 3RT1956-4EA4 | 1 | UN | 1 | 2 | A | D | N | N | 85389099 | 1 | 4011209718999 | 0.028 | KG | 14.35 | 14.35 | CP02 | CP02 | Terminal cover for busbar connections for reversing contactor assemblies and contactor assemblies for star-delta (wye-delta) start, for contactors size S6 | - | 0 | 0
3RT1956-4EB10 |  | 3RT1956-4EB10 | 1 | UN | 1 | 20 | D | D | N | N | 85389099 | 1 | 4047621049021 | 0.216 | KG | 48.36 | 48.36 | CP04 | CP04 | Terminal cover for 3RT135 | - | 0 | 0
3RT1956-4G |  | 3RT1956-4G | 1 | UN | 1 | 1 | A | D | N | N | 85369010 | 1 | 4011209505766 | 0.262 | KG | 42.75 | 42.75 | CP02 | CP02 | Box terminal for contactor 3RT1, 3RB2 Size S6 max. connection approx. 120 mm2 | Lista Papel 2020 SI | 0 | 0
3RT1956-4G-Z | I45 | 3RT1956-4G-ZI45 | 1 | UN | 1 | 1 | A | D | N | N | 85369010 | 1 | 4047621019918 | 0.257 | KG | 53.01 | 53.01 | CP02 | CP02 | Box terminal block for contactor size S6, 3RT1.5 for overload relay 3RB105 max. connection approx. 120 mm2 | - | 0 | 7
3RT1956-4NB00 |  | 3RT1956-4NB00 | 1 | UN | 1 | 20 | D | D | N | N | 85389099 | 1 | 4011209566033 | 0.681 | KG | 54.25 | 54.25 | CP02 | CP02 | adapter plate for replacement of contactors 3TF52 / 3TK52 to SIRIUS 3RT1.5 | - | 0 | 0
3RT1956-6A |  | 3RT1956-6A | 1 | UN | 1 | 1 | A | D | N | N | 85369095 | 1 | 4011209505780 | 0.297 | KG | 315.4 | 306.85 | CP02 | CP02 | Replacement contact pieces for 3RT1056 consists of 3 movable and 6 fixed contacts with mounting parts | Lista Papel 2020 SI | 0 | 0
3RT1956-6D |  | 3RT1956-6D | 1 | UN | 1 | 5 | B | D | N | N | 85369095 | 1 | 4011209505797 | 0.293 | KG | 238.45 | 238.45 | CP02 | CP02 | Replacement contact pieces for 3RT1456 consists of 3 movable and 6 fixed contacts with mounting parts | - | 0 | 0
3RT1956-7A |  | 3RT1956-7A | 1 | UN | 1 | 5 | B | D | N | N | 85389099 | 1 | 4011209505803 | 0.76 | KG | 125.4 | 121.6 | CP02 | CP02 | Arc chute for 3RT1056 | Lista Papel 2020 SI | 0 | 0
3RT1956-7A-Z | I45 | 3RT1956-7A-ZI45 | 1 | UN | 1 | 5 | B | D | N | N | 85389099 | 1 | 4047621019840 | 0.72 | KG | 155.8 | 155.8 | CP02 | CP02 | Arc chute for Size S6, for contactor 3RT1056, 90 kW / AC-3, | - | 0 | 7
3RT1956-7B |  | 3RT1956-7B | 1 | UN | 1 | 5 | B | D | N | N | 85389099 | 1 | 4011209505810 | 0.761 | KG | 125.4 | 121.6 | CP02 | CP02 | Arc chute for 3RT1456 | Lista Papel 2020 SI | 0 | 0
3RT1956-7B-Z | I45 | 3RT1956-7B-ZI45 | 1 | UN | 1 | 5 | B | D | N | N | 85389099 | 1 | 4047621019857 | 0.761 | KG | 155.8 | 155.8 | CP02 | CP02 | Arc chute for Size S6, for contactor 3RT1456, 250 A / AC-1, | - | 0 | 7
3RT1964-6A |  | 3RT1964-6A | 1 | UN | 1 | 1 | A | D | N | N | 85369095 | 1 | 4011209505827 | 0.42 | KG | 371.45 | 361 | CP02 | CP02 | Replacement contact pieces for 3RT1064 consists of 3 movable and 6 fixed contacts with mounting parts | Lista Papel 2020 SI | 0 | 0
3RT1964-6V |  | 3RT1964-6V | 1 | UN | 1 | 5 | B | D | N | N | 85369095 | 1 | 4011209505834 | 1.509 | KG | 659.3 | 640.3 | CP02 | CP02 | Vacuum interrupters for 3RT1264 consisting of 3 vacuum interrupters and mounting hardware | Lista Papel 2020 SI | 0 | 0
3RT1964-7A |  | 3RT1964-7A | 1 | UN | 1 | 5 | B | D | N | N | 85389099 | 1 | 4011209505841 | 1.29 | KG | 167.2 | 162.45 | CP02 | CP02 | Arc chute for 3RT1064 | Lista Papel 2020 SI | 0 | 0
3RT1964-7A-Z | I45 | 3RT1964-7A-ZI45 | 1 | UN | 1 | 5 | B | D | N | N | 85389099 | 1 | 4047621019864 | 1.385 | KG | 208.05 | 208.05 | CP02 | CP02 | Arc chute for Size S10, for contactor 3RT1064, 110 kW / AC-3, | - | 0 | 7
3RT1965-5AB31 |  | 3RT1965-5AB31 | 1 | UN | 1 | 5 | B | D | EAR99 | N | 85045095 | 1 | 4011209505858 | 0.855 | KG | 111.15 | 111.15 | CP02 | CP02 | Changeover operating mechanism for contactors 3RT106, 3RT146 AC (50...60 Hz) / DC operation, 23 ... 26 V Operating mechanism: Standard,economy circuit Screw terminal | - | 0 | 0
3RT1965-5AB31-Z | I45 | 3RT1965-5AB31-ZI45 | 1 | UN | 1 | 5 | B | D | EAR99 | N | 85045095 | 1 | 4047621020068 | 0.96 | KG | 137.75 | 137.75 | CP02 | CP02 | Changeover operating mechanism for contactors 3RT106, 3RT146 AC (50...60 Hz) / DC operation, 23 ... 26 V Operating mechanism: Standard,economy circuit Screw terminal | - | 0 | 7
3RT1965-5AB32 |  | 3RT1965-5AB32 | 1 | UN | 1 | 5 | B | D | EAR99 | N | 85045095 | 1 | 4011209584167 | 1.042 | KG | 135.85 | 135.85 | CP02 | CP02 | Changeover operating mechanism for contactors 3RT106, 3RT146 AC (50...60 Hz) / DC operation, 23 ... 26 V Operating mechanism: Standard,economy circuit Spring-type terminal | - | 0 | 0
3RT1965-5AD31 |  | 3RT1965-5AD31 | 1 | UN | 1 | 5 | B | D | EAR99 | N | 85045095 | 1 | 4011209505865 | 0.88 | KG | 111.15 | 108.3 | CP02 | CP02 | Changeover operating mechanism for contactors 3RT106, 3RT146 AC (50...60 Hz) / DC operation, 42 ... 48 V Operating mechanism: Standard,economy circuit Screw terminal | Lista Papel 2020 SI | 0 | 0
3RT1965-5AD31-Z | I45 | 3RT1965-5AD31-ZI45 | 1 | UN | 1 | 5 | B | D | EAR99 | N | 85045095 | 1 | 4047621020075 | 0.825 | KG | 137.75 | 137.75 | CP02 | CP02 | Changeover operating mechanism for contactors 3RT106, 3RT146 AC (50...60 Hz) / DC operation, 42 ... 48 V Operating mechanism: Standard,economy circuit Screw terminal | - | 0 | 7
3RT1965-5AD32 |  | 3RT1965-5AD32 | 1 | UN | 1 | 5 | B | D | N | N | 85045095 | 1 | 4011209584174 | 0.85 | KG | 135.85 | 135.85 | CP02 | CP02 | Changeover operating mechanism for contactors 3RT106, 3RT146 AC (50...60 Hz) / DC operation, 42 ... 48 V Operating mechanism: Standard,economy circuit Spring-type terminal | - | 0 | 0
3RT1965-5AF31 |  | 3RT1965-5AF31 | 1 | UN | 1 | 5 | B | D | EAR99 | N | 85045095 | 1 | 4011209505872 | 0.83 | KG | 111.15 | 108.3 | CP02 | CP02 | Changeover operating mechanism for contactors 3RT106, 3RT146 AC (50...60 Hz) / DC operation, 110 ... 127 V Operating mechanism: Standard,economy circuit Screw terminal | Lista Papel 2020 SI | 0 | 0
3RT1965-5AF31-0ST0 |  | 3RT1965-5AF31-0ST0 | 1 | UN | 1 | 40 | X | D | N | N | 85045095 | 1 | 4011209641839 | 0.832 | KG | 380.95 | 380.95 | CP02 | CP02 | Changeover operating mechanism for contactors 3RT106 AC (50...60 Hz) / DC operation, 110 ... 127 V Shortened switch-off delay Shortened OFF delay | - | 0 | 9
3RT1965-5AF31-Z | I45 | 3RT1965-5AF31-ZI45 | 1 | UN | 1 | 5 | B | D | EAR99 | N | 85045095 | 1 | 4047621020082 | 0.815 | KG | 137.75 | 137.75 | CP02 | CP02 | Changeover operating mechanism for contactors 3RT106, 3RT146 AC (50...60 Hz) / DC operation, 110 ... 127 V Operating mechanism: Standard,economy circuit Screw terminal | - | 0 | 7
3RT1965-5AF32 |  | 3RT1965-5AF32 | 1 | UN | 1 | 5 | B | D | EAR99 | N | 85045095 | 1 | 4011209584181 | 0.85 | KG | 135.85 | 135.85 | CP02 | CP02 | Changeover operating mechanism for contactors 3RT106, 3RT146 AC (50...60 Hz) / DC operation, 110 ... 127 V Operating mechanism: Standard,economy circuit Spring-type terminal | - | 0 | 0
3RT1965-5AM31 |  | 3RT1965-5AM31 | 1 | UN | 1 | 5 | B | D | EAR99 | N | 85045095 | 1 | 4011209505889 | 0.8 | KG | 111.15 | 108.3 | CP02 | CP02 | Changeover operating mechanism for contactors 3RT106, 3RT146 AC (50...60 Hz) / DC operation, 200 ... 220 V Operating mechanism: Standard,economy circuit Screw terminal | Lista Papel 2020 SI | 0 | 0
3RT1965-5AM32 |  | 3RT1965-5AM32 | 1 | UN | 1 | 5 | B | D | EAR99 | N | 85045095 | 1 | 4011209584198 | 0.821 | KG | 135.85 | 135.85 | CP02 | CP02 | Changeover operating mechanism for contactors 3RT106, 3RT146 AC (50...60 Hz) / DC operation, 200 ... 220 V Operating mechanism: Standard,economy circuit Spring-type terminal | - | 0 | 0
3RT1965-5AP31 |  | 3RT1965-5AP31 | 1 | UN | 1 | 5 | B | D | EAR99 | N | 85045095 | 1 | 4011209505896 | 0.817 | KG | 111.15 | 108.3 | CP02 | CP02 | Changeover operating mechanism for contactors 3RT106, 3RT146 AC (50...60 Hz) / DC operation, 220 ... 240 V Operating mechanism: Standard,economy circuit Screw terminal | Lista Papel 2020 SI | 0 | 0
3RT1965-5AP31-Z | I45 | 3RT1965-5AP31-ZI45 | 1 | UN | 1 | 5 | B | D | EAR99 | N | 85045095 | 1 | 4047621020099 | 0.835 | KG | 137.75 | 137.75 | CP02 | CP02 | Changeover operating mechanism for contactors 3RT106, 3RT146 AC (50...60 Hz) / DC operation, 220 ... 240 V Operating mechanism: Standard,economy circuit Screw terminal | - | 0 | 7
3RT1965-5AP32 |  | 3RT1965-5AP32 | 1 | UN | 1 | 5 | B | D | EAR99 | N | 85045095 | 1 | 4011209584204 | 0.84 | KG | 135.85 | 135.85 | CP02 | CP02 | Changeover operating mechanism for contactors 3RT106, 3RT146 AC (50...60 Hz) / DC operation, 220 ... 240 V Operating mechanism: Standard,economy circuit Spring-type terminal | - | 0 | 0
3RT1965-5AR31 |  | 3RT1965-5AR31 | 1 | UN | 1 | 5 | B | D | N | N | 85045095 | 1 | 4011209505902 | 0.84 | KG | 111.15 | 108.3 | CP02 | CP02 | Changeover operating mechanism for contactors 3RT106, 3RT146 AC (50...60 Hz) / DC operation, 440 ... 480 V Operating mechanism: Standard,economy circuit Screw terminal | Lista Papel 2020 SI | 0 | 0
3RT1965-5AR31-Z | I45 | 3RT1965-5AR31-ZI45 | 1 | UN | 1 | 5 | B | D | N | N | 85045095 | 1 | 4047621020112 | 0.825 | KG | 137.75 | 137.75 | CP02 | CP02 | Changeover operating mechanism for contactors 3RT106, 3RT146 AC (50...60 Hz) / DC operation, 440 ... 480 V Operating mechanism: Standard,economy circuit Screw terminal | - | 0 | 7
3RT1965-5AR32 |  | 3RT1965-5AR32 | 1 | UN | 1 | 5 | B | D | N | N | 85045095 | 1 | 4011209584211 | 0.825 | KG | 135.85 | 135.85 | CP02 | CP02 | Changeover operating mechanism for contactors 3RT106, 3RT146 AC (50...60 Hz) / DC operation, 440 ... 480 V Operating mechanism: Standard,economy circuit Spring-type terminal | - | 0 | 0
3RT1965-5AS31 |  | 3RT1965-5AS31 | 1 | UN | 1 | 5 | B | D | N | N | 85045095 | 1 | 4011209505919 | 0.833 | KG | 111.15 | 111.15 | CP02 | CP02 | Changeover operating mechanism for contactors 3RT106, 3RT146 AC (50...60 Hz) / DC operation, 500 ... 550 V, Operating mechanism: Standard,economy circuit Screw terminal | - | 0 | 0
3RT1965-5AS32 |  | 3RT1965-5AS32 | 1 | UN | 1 | 5 | B | D | N | N | 85045095 | 1 | 4011209584228 | 0.85 | KG | 135.85 | 135.85 | CP02 | CP02 | Changeover operating mechanism for contactors 3RT106, 3RT146 AC (50...60 Hz) / DC operation, 500 ... 550 V, Operating mechanism: Standard,economy circuit Spring-type terminal | - | 0 | 0
3RT1965-5AT31 |  | 3RT1965-5AT31 | 1 | UN | 1 | 5 | B | D | N | N | 85045095 | 1 | 4011209505926 | 0.814 | KG | 111.15 | 111.15 | CP02 | CP02 | Changeover operating mechanism for contactors 3RT106, 3RT146 AC (50...60 Hz) / DC operation, 575 ... 600 V Operating mechanism: Standard,economy circuit Screw terminal | - | 0 | 0
3RT1965-5AT32 |  | 3RT1965-5AT32 | 1 | UN | 1 | 5 | B | D | N | N | 85045095 | 1 | 4011209584235 | 0.85 | KG | 135.85 | 135.85 | CP02 | CP02 | Changeover operating mechanism for contactors 3RT106, 3RT146 AC (50...60 Hz) / DC operation, 575 ... 600 V Operating mechanism: Standard,economy circuit Spring-type terminal | - | 0 | 0
3RT1965-5AU31 |  | 3RT1965-5AU31 | 1 | UN | 1 | 5 | B | D | EAR99 | N | 85045095 | 1 | 4011209505933 | 0.86 | KG | 111.15 | 111.15 | CP02 | CP02 | Changeover operating mechanism for contactors 3RT106, 3RT146 AC (50...60 Hz) / DC operation, 240 ... 277 V Operating mechanism: Standard,economy circuit Screw terminal | - | 0 | 0
3RT1965-5AU32 |  | 3RT1965-5AU32 | 1 | UN | 1 | 5 | B | D | N | N | 85045095 | 1 | 4011209584242 | 0.85 | KG | 135.85 | 135.85 | CP02 | CP02 | Changeover operating mechanism for contactors 3RT106, 3RT146 AC (50...60 Hz) / DC operation, 240 ... 277 V Operating mechanism: Standard,economy circuit Spring-type terminal | - | 0 | 0
3RT1965-5AV31 |  | 3RT1965-5AV31 | 1 | UN | 1 | 5 | B | D | N | N | 85045095 | 1 | 4011209505940 | 0.84 | KG | 111.15 | 108.3 | CP02 | CP02 | Changeover operating mechanism for contactors 3RT106, 3RT146 AC (50...60 Hz) / DC operation, 380 ... 420 V Operating mechanism: Standard,economy circuit Screw terminal | Lista Papel 2020 SI | 0 | 0
3RT1965-5AV31-Z | I45 | 3RT1965-5AV31-ZI45 | 1 | UN | 1 | 5 | B | D | N | N | 85045095 | 1 | 4047621020105 | 0.84 | KG | 137.75 | 137.75 | CP02 | CP02 | Changeover operating mechanism for contactors 3RT106, 3RT146 AC (50...60 Hz) / DC operation, 380 ... 420 V Operating mechanism: Standard,economy circuit Screw terminal | - | 0 | 7
3RT1965-5AV32 |  | 3RT1965-5AV32 | 1 | UN | 1 | 5 | B | D | N | N | 85045095 | 1 | 4011209584259 | 0.835 | KG | 135.85 | 135.85 | CP02 | CP02 | Changeover operating mechanism for contactors 3RT106, 3RT146 AC (50...60 Hz) / DC operation, 380 ... 420 V Operating mechanism: Standard,economy circuit Spring-type terminal | - | 0 | 0
3RT1965-5NB31 |  | 3RT1965-5NB31 | 1 | UN | 1 | 5 | B | D | N | N | 85045095 | 1 | 4011209505957 | 0.78 | KG | 220.4 | 220.4 | CP02 | CP02 | Changeover operating mechanism for contactors 3RT106, 3RT146 AC (50...60 Hz) / DC operation, 21 ... 27.3 V Operating mechanism: electronic with PLC input 24 V DC Screw terminal | - | 0 | 0
3RT1965-5NB31-0KE0 |  | 3RT1965-5NB31-0KE0 | 1 | UN | 1 | 0 | A | D | N | N | 85045095 | 1 | 4011209937000 | 0.783 | KG | 220.4 | 220.4 | CP02 | CP02 | Changeover operating mechanism for contactors 3RT106, 3RT146 AC (50...60 Hz) / DC operation, 21 ... 27.3 V Operating mechanism: electronic with PLC input 24 V DC Screw terminal Printed circuit board without capacitor Customized | - | 0 | 9
3RT1965-5NB31-Z | I45 | 3RT1965-5NB31-ZI45 | 1 | UN | 1 | 5 | B | D | N | N | 85045095 | 1 | 4047621020129 | 0.796 | KG | 273.6 | 273.6 | CP02 | CP02 | Changeover operating mechanism for contactors 3RT106, 3RT146 AC (50...60 Hz) / DC operation, 21 ... 27.3 V Operating mechanism: electronic with PLC input 24 V DC Screw terminal | - | 0 | 7
3RT1965-5NB32 |  | 3RT1965-5NB32 | 1 | UN | 1 | 5 | B | D | N | N | 85045095 | 1 | 4011209584266 | 0.795 | KG | 240.35 | 240.35 | CP02 | CP02 | Changeover operating mechanism for contactors 3RT106, 3RT146 AC (50...60 Hz) / DC operation, 21 ... 27.3 V Operating mechanism: electronic with PLC input 24 V DC Spring-type terminal | - | 0 | 0
3RT1965-5NF31 |  | 3RT1965-5NF31 | 1 | UN | 1 | 5 | B | D | N | N | 85045095 | 1 | 4011209505964 | 0.905 | KG | 220.4 | 213.75 | CP02 | CP02 | Changeover operating mechanism for contactors 3RT106, 3RT146 AC (50...60 Hz) / DC operation, 96 ... 127 V Operating mechanism: electronic with PLC input 24 V DC Screw terminal | Lista Papel 2020 SI | 0 | 0
3RT1965-5NF32 |  | 3RT1965-5NF32 | 1 | UN | 1 | 5 | B | D | N | N | 85045095 | 1 | 4011209584273 | 0.9 | KG | 240.35 | 240.35 | CP02 | CP02 | Changeover operating mechanism for contactors 3RT106, 3RT146 AC (50...60 Hz) / DC operation, 96 ... 127 V Operating mechanism: electronic with PLC input 24 V DC Spring-type terminal | - | 0 | 0
3RT1965-5NP31 |  | 3RT1965-5NP31 | 1 | UN | 1 | 5 | B | D | N | N | 85045095 | 1 | 4011209505971 | 0.8 | KG | 220.4 | 213.75 | CP02 | CP02 | Changeover operating mechanism for contactors 3RT106, 3RT146 AC (50...60 Hz) / DC operation, 200 ... 277 V, Drive: electronic with PLC input 24 V DC screw terminal | Lista Papel 2020 SI | 0 | 0
3RT1965-5NP31-Z | I45 | 3RT1965-5NP31-ZI45 | 1 | UN | 1 | 5 | B | D | N | N | 85045095 | 1 | 4047621020136 | 0.8 | KG | 273.6 | 273.6 | CP02 | CP02 | Changeover operating mechanism for contactors 3RT106, 3RT146 AC (50...60 Hz) / DC operation, 200 ... 220 V Operating mechanism: electronic with PLC input 24 V DC Screw terminal | - | 0 | 7
3RT1965-5NP32 |  | 3RT1965-5NP32 | 1 | UN | 1 | 5 | B | D | N | N | 85045095 | 1 | 4011209584280 | 0.816 | KG | 240.35 | 240.35 | CP02 | CP02 | Changeover operating mechanism for contactors 3RT106, 3RT146 AC (50...60 Hz) / DC operation, 200 ... 277 V, Drive: electronic with PLC input 24 V DC Spring-type terminal | - | 0 | 0
3RT1965-5PF31 |  | 3RT1965-5PF31 | 1 | UN | 1 | 5 | B | D | N | N | 85045095 | 1 | 4011209505995 | 1.386 | KG | 437 | 424.65 | CP02 | CP02 | Changeover operating mechanism for contactors 3RT106, 3RT146 AC (50...60 Hz) / DC operation, 96 ... 127 V Operating mechanism: electronic with PLC input 24 V DC and RLT signal | Lista Papel 2020 SI | 0 | 0
3RT1965-5PP31 |  | 3RT1965-5PP31 | 1 | UN | 1 | 5 | B | D | N | N | 85045095 | 1 | 4011209506008 | 1.34 | KG | 437 | 424.65 | CP02 | CP02 | Changeover operating mechanism for contactors 3RT106, 3RT146 AC (50...60 Hz) / DC operation, 200 ... 220 V Operating mechanism: electronic with PLC input 24 V DC and RLT signal | Lista Papel 2020 SI | 0 | 0
3RT1965-5PP31-0SW0 |  | 3RT1965-5PP31-0SW0 | 1 | UN | 1 | 5 | B | D | EAR99 | N | 85045095 | 1 | 4011209565159 | 1.215 | KG | 543.4 | 543.4 | CP02 | CP02 | Changeover operating mechanism for contactors 3RT106 AC (50...60 Hz) / DC operation, 200 ... 277 V Operating mechanism: electronic with PLC input 24 V DC and RLT signal | - | 0 | 7
3RT1965-5QF31 |  | 3RT1965-5QF31 | 1 | UN | 1 | 5 | B | D | N | N | 85045095 | 1 | 4011209506022 | 1.37 | KG | 810.35 | 810.35 | CP02 | CP02 | Changeover operating mechanism for contactors 3RT106, 3RT146 AC (50...60 Hz) / DC operation, 96 ... 127 V Operating mechanism: electronic with AS-Interface and RLT signal | - | 0 | 7
3RT1965-5QP31 |  | 3RT1965-5QP31 | 1 | UN | 1 | 5 | B | D | N | N | 85045095 | 1 | 4011209506039 | 1.214 | KG | 810.35 | 810.35 | CP02 | CP02 | Changeover operating mechanism for contactors 3RT106, 3RT146 AC (50...60 Hz) / DC operation, 200 ... 220 V Operating mechanism: electronic with AS-Interface and RLT signal | - | 0 | 7
3RT1965-5XB41 |  | 3RT1965-5XB41 | 1 | UN | 1 | 5 | B | D | N | N | 85045095 | 1 | 4047621023083 | 0.78 | KG | 346.75 | 346.75 | CP02 | CP02 | Changeover operating mechanism for 3RT106.-.X..-0LA2 or 3RT146.-.X..-0LA2 24 V DC x(0.7-1.25) Supply voltage PLC input 24...110 V DC Screw terminal | - | 0 | 0
3RT1965-5XB42 |  | 3RT1965-5XB42 | 1 | UN | 1 | 5 | B | D | N | N | 85045095 | 1 | 4047621023236 | 0.805 | KG | 346.75 | 346.75 | CP02 | CP02 | Changeover operating mechanism for 3RT106.-.X..-0LA2 or 3RT146.-.X..-0LA2 24 V DC x(0.7-1.25) Supply voltage PLC input 24...110 V DC Spring-type terminal | - | 0 | 0
3RT1965-5XF41 |  | 3RT1965-5XF41 | 1 | UN | 1 | 5 | B | D | N | N | 85045095 | 1 | 4047621023106 | 0.78 | KG | 346.75 | 346.75 | CP02 | CP02 | Changeover operating mechanism for 3RT106.-.X..-0LA2 or 3RT146.-.X..-0LA2 110 V DC x(0.7-1.25) supply voltage PLC input 24...110 V DC Screw terminal | - | 0 | 0
3RT1965-5XF42 |  | 3RT1965-5XF42 | 1 | UN | 1 | 5 | B | D | N | N | 85045095 | 1 | 4047621023243 | 0.925 | KG | 346.75 | 346.75 | CP02 | CP02 | Changeover operating mechanism for 3RT106.-.X..-0LA2 or 3RT146.-.X..-0LA2 110 V DC x(0.7-1.25) supply voltage PLC input 24...110 V DC Spring-type terminal | - | 0 | 0
3RT1965-5XJ41 |  | 3RT1965-5XJ41 | 1 | UN | 1 | 5 | B | D | N | N | 85045095 | 1 | 4047621023090 | 0.78 | KG | 346.75 | 346.75 | CP02 | CP02 | Changeover operating mechanism for 3RT106.-.X..-0LA2 or 3RT146.-.X..-0LA2 72 V DC x(0.7-1.25) Supply voltage PLC input 24...110 V DC Screw terminal | - | 0 | 0
3RT1965-5XJ42 |  | 3RT1965-5XJ42 | 1 | UN | 1 | 5 | B | D | N | N | 85045095 | 1 | 4047621023250 | 0.959 | KG | 346.75 | 346.75 | CP02 | CP02 | Changeover operating mechanism for 3RT106.-.X..-0LA2 or 3RT146.-.X..-0LA2 72 V DC x(0.7-1.25) Supply voltage PLC input 24...110 V DC Spring-type terminal | - | 0 | 0
3RT1965-6A |  | 3RT1965-6A | 1 | UN | 1 | 1 | A | D | N | N | 85369095 | 1 | 4011209506046 | 0.54 | KG | 485.45 | 472.15 | CP02 | CP02 | Replacement contact pieces for 3RT1065 consists of 3 movable and 6 fixed contacts with mounting parts | Lista Papel 2020 SI | 0 | 0
3RT1965-6V |  | 3RT1965-6V | 1 | UN | 1 | 5 | B | D | N | N | 85369095 | 1 | 4011209506053 | 1.54 | KG | 797.05 | 774.25 | CP02 | CP02 | Vacuum interrupters for 3RT1265 consisting of 3 vacuum interrupters and mounting hardware | Lista Papel 2020 SI | 0 | 0
3RT1965-7A |  | 3RT1965-7A | 1 | UN | 1 | 5 | B | D | N | N | 85389099 | 1 | 4011209506060 | 1.32 | KG | 167.2 | 162.45 | CP02 | CP02 | Arc chute for 3RT1065 | Lista Papel 2020 SI | 0 | 0
3RT1965-7A-Z | I45 | 3RT1965-7A-ZI45 | 1 | UN | 1 | 5 | B | D | N | N | 85389099 | 1 | 4047621019871 | 1.44 | KG | 208.05 | 208.05 | CP02 | CP02 | Arc chute for Size S10, for contactor 3RT1065, 132kW / AC-3, | - | 0 | 7
3RT1966-1PV3 |  | 3RT1966-1PV3 | 1 | UN | 1 | 10 | C | D | N | N | 85363030 | 1 | 4011209512252 | 0.358 | KG | 87.5 | 87.5 | CP02 | CP02 | main current path surge suppression module for vacuum contactors 3RT126 / 7 for Ue < = 690 V AC Screw mounting | - | 0 | 0
3RT1966-1PV4 |  | 3RT1966-1PV4 | 1 | UN | 1 | 10 | C | D | N | N | 85363030 | 1 | 4011209512269 | 0.678 | KG | 127.3 | 127.3 | CP02 | CP02 | main current path surge suppression module for vacuum contactors 3RT126 / 7 for Ue < = 1000 V AC screw mounting | - | 0 | 0
3RT1966-4BA31 |  | 3RT1966-4BA31 | 1 | UN | 1 | 2 | A | D | N | N | 85366990 | 1 | 4011209506077 | 0.533 | KG | 31.16 | 31.16 | CP02 | CP02 | Link for paralleling 3-pole, with bore hole for 3RT1.6 and 3RT1.7 | - | 0 | 0
3RT1966-4D |  | 3RT1966-4D | 1 | UN | 1 | 20 | D | D | N | N | 85369095 | 1 | 4047621048994 | 0.425 | KG | 83.13 | 83.13 | CP04 | CP04 | Broadened connection for 3RT136 | - | 0 | 0
3RT1966-4EA1 |  | 3RT1966-4EA1 | 1 | UN | 1 | 2 | A | D | N | N | 85389099 | 1 | 4011209506084 | 0.121 | KG | 24.61 | 24.61 | CP02 | CP02 | Terminal cover for busbar connections or on box terminal Size S10 and S12 from 3RT1, 3RB2, 3RW4 | Lista Papel 2020 SI | 0 | 0
3RT1966-4EA1-Z | X95 | 3RT1966-4EA1-ZX95 | 1 | UN | 1 | 3 | B | D | N | N | 85389099 | 20 | 4011209557529 | 0.038 | KG | 33.92 | 33.92 | CP02 | CP02 | Terminal cover for busbar connections for contactors size S10/S12 for overload relay 3RB106 Reusable packaging = 20 units | - | 0 | 7
3RT1966-4EA2 |  | 3RT1966-4EA2 | 1 | UN | 1 | 2 | A | D | N | N | 85389099 | 1 | 4011209506091 | 0.037 | KG | 19.95 | 19.95 | CP02 | CP02 | Terminal cover on box terminal from 3RT1, 3RB2, 3RW407, 3RW444 Size S10 and S12 | Lista Papel 2020 SI | 0 | 0
3RT1966-4EA3 |  | 3RT1966-4EA3 | 1 | UN | 1 | 2 | A | D | N | N | 85389099 | 1 | 4011209512467 | 0.077 | KG | 19.95 | 19.95 | CP02 | CP02 | Terminal cover for busbar connections from 3RT1 or 3RB2 Size S10 and S12 | - | 0 | 0
3RT1966-4EB10 |  | 3RT1966-4EB10 | 1 | UN | 1 | 20 | D | D | N | N | 85389099 | 1 | 4047621049038 | 0.289 | KG | 48.36 | 48.36 | CP04 | CP04 | Terminal cover for 3RT136 | - | 0 | 0
3RT1966-4G |  | 3RT1966-4G | 1 | UN | 1 | 1 | A | D | N | N | 85369010 | 1 | 4011209506107 | 0.694 | KG | 118.75 | 118.75 | CP02 | CP02 | Box terminal for contactor 3RT1, 3RB2 Size S10, S12 | - | 0 | 0
3RT1966-4PA00 |  | 3RT1966-4PA00 | 1 | UN | 1 | 5 | B | D | N | N | 73181588 | 1 | 4011209673960 | 0.299 | KG | 8.98 | 8.98 | CP02 | CP02 | Connection part set M 10 x 30 complete for one contactor | - | 0 | 0
3RT1966-5AB31 |  | 3RT1966-5AB31 | 1 | UN | 1 | 5 | B | D | EAR99 | N | 85045095 | 1 | 4011209506114 | 1.16 | KG | 115.9 | 115.9 | CP02 | CP02 | Changeover operating mechanism for vacuum contactor 3RT126 AC (50...60 Hz) / DC operation, 23 ... 26 V Operating mechanism: Standard,economy circuit Screw terminal | - | 0 | 0
3RT1966-5AD31 |  | 3RT1966-5AD31 | 1 | UN | 1 | 5 | B | D | EAR99 | N | 85045095 | 1 | 4011209506121 | 0.975 | KG | 115.9 | 113.05 | CP02 | CP02 | Changeover operating mechanism for vacuum contactor 3RT126 AC (50...60 Hz) / DC operation, 42 ... 48 V Operating mechanism: Standard,economy circuit Screw terminal | Lista Papel 2020 SI | 0 | 0
3RT1966-5AF31 |  | 3RT1966-5AF31 | 1 | UN | 1 | 2 | A | D | EAR99 | N | 85045095 | 1 | 4011209506138 | 1.003 | KG | 115.9 | 113.05 | CP02 | CP02 | Changeover operating mechanism for vacuum contactor 3RT126 AC (50...60 Hz) / DC operation, 110 ... 127 V Operating mechanism: Standard,economy circuit Screw terminal | Lista Papel 2020 SI | 0 | 0
3RT1966-5AF31-Z | I45 | 3RT1966-5AF31-ZI45 | 1 | UN | 1 | 0 | A | D | EAR99 | N | 85045095 | 1 | 4047621020037 | 1.01 | KG | 144.4 | 144.4 | CP02 | CP02 | Changeover operating mechanism for vacuum contactor 3RT126 AC (50...60 Hz) / DC operation, 110 ... 127 V Operating mechanism: Standard,economy circuit Screw terminal | - | 0 | 0
3RT1966-5AM31 |  | 3RT1966-5AM31 | 1 | UN | 1 | 5 | B | D | EAR99 | N | 85045095 | 1 | 4011209506145 | 0.94 | KG | 115.9 | 113.05 | CP02 | CP02 | Changeover operating mechanism for vacuum contactor 3RT126 AC (50...60 Hz) / DC operation, 200 ... 220 V Operating mechanism: Standard,economy circuit Screw terminal | Lista Papel 2020 SI | 0 | 0
3RT1966-5AP31 |  | 3RT1966-5AP31 | 1 | UN | 1 | 5 | B | D | EAR99 | N | 85045095 | 1 | 4011209506152 | 1.03 | KG | 115.9 | 113.05 | CP02 | CP02 | Changeover operating mechanism for vacuum contactor 3RT126 AC (50...60 Hz) / DC operation, 220 ... 240 V Operating mechanism: Standard,economy circuit Screw terminal | Lista Papel 2020 SI | 0 | 0
3RT1966-5AP31-Z | I45 | 3RT1966-5AP31-ZI45 | 1 | UN | 1 | 0 | A | D | EAR99 | N | 85045095 | 1 | 4047621020044 | 0.973 | KG | 144.4 | 144.4 | CP02 | CP02 | Changeover operating mechanism for vacuum contactor 3RT126 AC (50...60 Hz) / DC operation, 220 ... 240 V Operating mechanism: Standard,economy circuit Screw terminal | - | 0 | 0
3RT1966-5AR31 |  | 3RT1966-5AR31 | 1 | UN | 1 | 5 | B | D | N | N | 85045095 | 1 | 4011209506169 | 0.99 | KG | 115.9 | 113.05 | CP02 | CP02 | Changeover operating mechanism for vacuum contactor 3RT126 AC (50...60 Hz) / DC operation, 440 ... 480 V Operating mechanism: Standard,economy circuit Screw terminal | Lista Papel 2020 SI | 0 | 0
3RT1966-5AS31 |  | 3RT1966-5AS31 | 1 | UN | 1 | 5 | B | D | N | N | 85045095 | 1 | 4011209506176 | 0.997 | KG | 115.9 | 115.9 | CP02 | CP02 | Changeover operating mechanism for vacuum contactor 3RT126 AC (50...60 Hz) / DC operation, 500 ... 550 V, Operating mechanism: Standard,economy circuit Screw terminal | - | 0 | 0
3RT1966-5AT31 |  | 3RT1966-5AT31 | 1 | UN | 1 | 5 | B | D | N | N | 85045095 | 1 | 4011209506183 | 0.915 | KG | 115.9 | 115.9 | CP02 | CP02 | Changeover operating mechanism for vacuum contactor 3RT126 AC (50...60 Hz) / DC operation, 575 ... 600 V Operating mechanism: Standard,economy circuit Screw terminal | - | 0 | 0
3RT1966-5AU31 |  | 3RT1966-5AU31 | 1 | UN | 1 | 5 | B | D | EAR99 | N | 85045095 | 1 | 4011209506190 | 1 | KG | 115.9 | 115.9 | CP02 | CP02 | Changeover operating mechanism for vacuum contactor 3RT126 AC (50...60 Hz) / DC operation, 240 ... 277 V Operating mechanism: Standard,economy circuit Screw terminal | - | 0 | 0
3RT1966-5AV31 |  | 3RT1966-5AV31 | 1 | UN | 1 | 5 | B | D | N | N | 85045095 | 1 | 4011209506206 | 0.933 | KG | 115.9 | 113.05 | CP02 | CP02 | Changeover operating mechanism for vacuum contactor 3RT126 AC (50...60 Hz) / DC operation, 380 ... 420 V Operating mechanism: Standard,economy circuit Screw terminal | Lista Papel 2020 SI | 0 | 0
3RT1966-5AV31-Z | I45 | 3RT1966-5AV31-ZI45 | 1 | UN | 1 | 5 | B | D | N | N | 85045095 | 1 | 4047621020051 | 0.847 | KG | 144.4 | 144.4 | CP02 | CP02 | Changeover operating mechanism for vacuum contactor 3RT126 AC (50...60 Hz) / DC operation, 380 ... 420 V Operating mechanism: Standard,economy circuit Screw terminal | - | 0 | 7
3RT1966-5NB31 |  | 3RT1966-5NB31 | 1 | UN | 1 | 5 | B | D | N | N | 85045095 | 1 | 4011209506213 | 1.004 | KG | 229.9 | 229.9 | CP02 | CP02 | Changeover operating mechanism for vacuum contactor 3RT126 AC (50...60 Hz) / DC operation, 21 ... 27.3 V Operating mechanism: electronic with PLC input 24 V DC Screw terminal | - | 0 | 0
3RT1966-5NF31 |  | 3RT1966-5NF31 | 1 | UN | 1 | 5 | B | D | N | N | 85045095 | 1 | 4011209506220 | 1.047 | KG | 229.9 | 223.25 | CP02 | CP02 | Changeover operating mechanism for vacuum contactor 3RT126 AC (50...60 Hz) / DC operation, 96 ... 127 V Operating mechanism: electronic with PLC input 24 V DC Screw terminal | Lista Papel 2020 SI | 0 | 0
3RT1966-5NP31 |  | 3RT1966-5NP31 | 1 | UN | 1 | 5 | B | D | N | N | 85045095 | 1 | 4011209506237 | 1.08 | KG | 229.9 | 223.25 | CP02 | CP02 | Changeover operating mechanism for vacuum contactor 3RT126 AC (50...60 Hz) / DC operation, 200 ... 277 V, Drive: electronic with PLC input 24 V DC screw terminal | Lista Papel 2020 SI | 0 | 0
3RT1966-6A |  | 3RT1966-6A | 1 | UN | 1 | 1 | A | D | N | N | 85369095 | 1 | 4011209506305 | 0.553 | KG | 605.15 | 588.05 | CP02 | CP02 | Replacement contact pieces for 3RT1066 consists of 3 movable and 6 fixed contacts with mounting parts | Lista Papel 2020 SI | 0 | 0
3RT1966-6D |  | 3RT1966-6D | 1 | UN | 1 | 5 | B | D | N | N | 85369095 | 1 | 4011209506312 | 0.547 | KG | 456.95 | 456.95 | CP02 | CP02 | Replacement contact pieces for 3RT1466 consists of 3 movable and 6 fixed contacts with mounting parts | - | 0 | 0
3RT1966-6V |  | 3RT1966-6V | 1 | UN | 1 | 5 | B | D | N | N | 85369095 | 1 | 4011209506329 | 1.49 | KG | 959.5 | 936.7 | CP02 | CP02 | Vacuum interrupters for 3RT1266 consisting of 3 vacuum interrupters and mounting hardware | Lista Papel 2020 SI | 0 | 0
3RT1966-7A |  | 3RT1966-7A | 1 | UN | 1 | 5 | B | D | N | N | 85389099 | 1 | 4011209506336 | 1.353 | KG | 167.2 | 162.45 | CP02 | CP02 | Arc chute for 3RT1056 | Lista Papel 2020 SI | 0 | 0
3RT1966-7A-Z | I45 | 3RT1966-7A-ZI45 | 1 | UN | 1 | 5 | B | D | N | N | 85389099 | 1 | 4047621020242 | 1.353 | KG | 208.05 | 208.05 | CP02 | CP02 | Arc chute for Size S10, for contactor 3RT1066, 160kW / AC-3 | - | 0 | 7
3RT1966-7B |  | 3RT1966-7B | 1 | UN | 1 | 5 | B | D | N | N | 85389099 | 1 | 4011209506343 | 1.358 | KG | 167.2 | 162.45 | CP02 | CP02 | Arc chute for 3RT1466 | Lista Papel 2020 SI | 0 | 0
3RT1966-7B-Z | I45 | 3RT1966-7B-ZI45 | 1 | UN | 1 | 5 | B | D | N | N | 85389099 | 1 | 4047621019888 | 1.358 | KG | 208.05 | 208.05 | CP02 | CP02 | Arc chute for Size S10, for contactor 3RT1466, 380 A / AC-1 | - | 0 | 7
3RT1967-6D |  | 3RT1967-6D | 1 | UN | 1 | 10 | C | D | N | N | 85369095 | 1 | 4047621065793 | 0.547 | KG | 498.75 | 498.75 | CP02 | CP02 | Replacement contact pieces for 3RT1467 |  | 0 | 0
3RT1975-5AB31 |  | 3RT1975-5AB31 | 1 | UN | 1 | 5 | B | D | N | N | 85045095 | 1 | 4011209506350 | 1.42 | KG | 140.6 | 140.6 | CP02 | CP02 | Changeover operating mechanism for contactors 3RT107, 3RT147, AC (50...60 Hz) / DC operation, 23 ... 26 V Operating mechanism: Standard,economy circuit Screw terminal | - | 0 | 0
3RT1975-5AB31-Z | I45 | 3RT1975-5AB31-ZI45 | 1 | UN | 1 | 5 | B | D | N | N | 85045095 | 1 | 4047621020228 | 1.5 | KG | 174.8 | 174.8 | CP02 | CP02 | Changeover operating mechanism for contactors 3RT107, 3RT127, 3RT147, AC (50...60 Hz) / DC operation, 23 ... 26 V Operating mechanism: Standard,economy circuit Screw terminal | - | 0 | 7
3RT1975-5AB32 |  | 3RT1975-5AB32 | 1 | UN | 1 | 5 | B | D | N | N | 85045095 | 1 | 4011209584297 | 1.392 | KG | 179.55 | 179.55 | CP02 | CP02 | Changeover operating mechanism for contactors 3RT107, 3RT127, 3RT147, AC (50...60 Hz) / DC operation, 23 ... 26 V Operating mechanism: Standard,economy circuit Spring-type terminal | - | 0 | 0
3RT1975-5AD31 |  | 3RT1975-5AD31 | 1 | UN | 1 | 5 | B | D | N | N | 85045095 | 1 | 4011209506367 | 1.25 | KG | 140.6 | 136.8 | CP02 | CP02 | Changeover operating mechanism for contactors 3RT107, 3RT147, AC (50...60 Hz) / DC operation, 42 ... 48 V Operating mechanism: Standard,economy circuit Screw terminal | Lista Papel 2020 SI | 0 | 0
3RT1975-5AD32 |  | 3RT1975-5AD32 | 1 | UN | 1 | 5 | B | D | N | N | 85045095 | 1 | 4011209584303 | 1.255 | KG | 179.55 | 179.55 | CP02 | CP02 | Changeover operating mechanism for contactors 3RT107, 3RT127, 3RT147, AC (50...60 Hz) / DC operation, 42 ... 48 V Operating mechanism: Standard,economy circuit Spring-type terminal | - | 0 | 0
3RT1975-5AF31 |  | 3RT1975-5AF31 | 1 | UN | 1 | 5 | B | D | N | N | 85045095 | 1 | 4011209506374 | 1.39 | KG | 140.6 | 136.8 | CP02 | CP02 | Changeover operating mechanism for contactors 3RT107, 3RT147, AC (50...60 Hz) / DC operation, 110 ... 127 V Operating mechanism: Standard,economy circuit Screw terminal | Lista Papel 2020 SI | 0 | 0
3RT1975-5AF31-0ST0 |  | 3RT1975-5AF31-0ST0 | 1 | UN | 1 | 40 | X | D | N | N | 85045095 | 1 | 4011209641846 | 1.359 | KG | 413.25 | 413.25 | CP02 | CP02 | Changeover operating mechanism for contactors 3RT107 AC (50...60 Hz) / DC operation, 110 ... 127 V Shortened switch-off delay Shortened OFF delay | - | 0 | 9
3RT1975-5AF31-Z | I45 | 3RT1975-5AF31-ZI45 | 1 | UN | 1 | 5 | B | D | N | N | 85045095 | 1 | 4047621020143 | 1.348 | KG | 174.8 | 174.8 | CP02 | CP02 | Changeover operating mechanism for contactors 3RT107, 3RT127, 3RT147, AC (50...60 Hz) / DC operation, 110 ... 127 V Operating mechanism: Standard,economy circuit Screw terminal | - | 0 | 7
3RT1975-5AF32 |  | 3RT1975-5AF32 | 1 | UN | 1 | 5 | B | D | N | N | 85045095 | 1 | 4011209584310 | 1.361 | KG | 179.55 | 179.55 | CP02 | CP02 | Changeover operating mechanism for contactors 3RT107, 3RT127, 3RT147, AC (50...60 Hz) / DC operation, 110 ... 127 V Spring-type terminal | - | 0 | 0
3RT1975-5AM31 |  | 3RT1975-5AM31 | 1 | UN | 1 | 5 | B | D | N | N | 85045095 | 1 | 4011209506381 | 1.207 | KG | 140.6 | 136.8 | CP02 | CP02 | Changeover operating mechanism for contactors 3RT107, 3RT147, AC (50...60 Hz) / DC operation, 200 ... 220 V Operating mechanism: Standard,economy circuit Screw terminal | Lista Papel 2020 SI | 0 | 0
3RT1975-5AM31-Z | I45 | 3RT1975-5AM31-ZI45 | 1 | UN | 1 | 5 | B | D | N | N | 85045095 | 1 | 4047621020211 | 1.207 | KG | 174.8 | 174.8 | CP02 | CP02 | Changeover operating mechanism for contactors 3RT107, 3RT127, 3RT147, AC (50...60 Hz) / DC operation, 200 ... 220 V Operating mechanism: Standard,economy circuit Screw terminal | - | 0 | 7
3RT1975-5AM32 |  | 3RT1975-5AM32 | 1 | UN | 1 | 5 | B | D | N | N | 85045095 | 1 | 4011209584327 | 1.3 | KG | 179.55 | 179.55 | CP02 | CP02 | Changeover operating mechanism for contactors 3RT107, 3RT127, 3RT147, AC (50...60 Hz) / DC operation, 200 ... 220 V Operating mechanism: Standard,economy circuit Spring-type terminal | - | 0 | 0
3RT1975-5AP31 |  | 3RT1975-5AP31 | 1 | UN | 1 | 5 | B | D | N | N | 85045095 | 1 | 4011209506398 | 1.225 | KG | 140.6 | 136.8 | CP02 | CP02 | Changeover operating mechanism for contactors 3RT107, 3RT147, AC (50...60 Hz) / DC operation, 220 ... 240 V Operating mechanism: Standard,economy circuit Screw terminal | Lista Papel 2020 SI | 0 | 0
3RT1975-5AP31-Z | I45 | 3RT1975-5AP31-ZI45 | 1 | UN | 1 | 5 | B | D | N | N | 85045095 | 1 | 4047621020204 | 1.215 | KG | 174.8 | 174.8 | CP02 | CP02 | Changeover operating mechanism for contactors 3RT107, 3RT127, 3RT147, AC (50...60 Hz) / DC operation, 220 ... 240 V Operating mechanism: Standard,economy circuit Screw terminal | - | 0 | 7
3RT1975-5AP32 |  | 3RT1975-5AP32 | 1 | UN | 1 | 5 | B | D | N | N | 85045095 | 1 | 4011209584334 | 1.222 | KG | 179.55 | 179.55 | CP02 | CP02 | Changeover operating mechanism for contactors 3RT107, 3RT127, 3RT147, AC (50...60 Hz) / DC operation, 220 ... 240 V Operating mechanism: Standard,economy circuit Spring-type terminal | - | 0 | 0
3RT1975-5AR31 |  | 3RT1975-5AR31 | 1 | UN | 1 | 5 | B | D | N | N | 85045095 | 1 | 4011209506404 | 1.36 | KG | 140.6 | 136.8 | CP02 | CP02 | Changeover operating mechanism for contactors 3RT107, 3RT147, AC (50...60 Hz) / DC operation, 440 ... 480 V Operating mechanism: Standard,economy circuit Screw terminal | Lista Papel 2020 SI | 0 | 0
3RT1975-5AR31-Z | I45 | 3RT1975-5AR31-ZI45 | 1 | UN | 1 | 5 | B | D | N | N | 85045095 | 1 | 4047621020181 | 1.275 | KG | 174.8 | 174.8 | CP02 | CP02 | Changeover operating mechanism for contactors 3RT107, 3RT127, 3RT147, AC (50...60 Hz) / DC operation, 440 ... 480 V Operating mechanism: Standard,economy circuit Screw terminal | - | 0 | 7
3RT1975-5AR32 |  | 3RT1975-5AR32 | 1 | UN | 1 | 5 | B | D | N | N | 85045095 | 1 | 4011209584341 | 1.29 | KG | 179.55 | 179.55 | CP02 | CP02 | Changeover operating mechanism for contactors 3RT107, 3RT127, 3RT147, AC (50...60 Hz) / DC operation, 440 ... 480 V Operating mechanism: Standard,economy circuit Spring-type terminal | - | 0 | 0
3RT1975-5AS31 |  | 3RT1975-5AS31 | 1 | UN | 1 | 5 | B | D | N | N | 85045095 | 1 | 4011209506411 | 1.241 | KG | 140.6 | 140.6 | CP02 | CP02 | Changeover operating mechanism for contactors 3RT107, 3RT147, AC (50...60 Hz) / DC operation, 500 ... 550 V, Operating mechanism: Standard,economy circuit Screw terminal | - | 0 | 0
3RT1975-5AS32 |  | 3RT1975-5AS32 | 1 | UN | 1 | 5 | B | D | N | N | 85045095 | 1 | 4011209584358 | 1.3 | KG | 179.55 | 179.55 | CP02 | CP02 | Changeover operating mechanism for contactors 3RT107, 3RT127, 3RT147, AC (50...60 Hz) / DC operation, 500 ... 550 V, Operating mechanism: Standard,economy circuit Spring-type terminal | - | 0 | 0
3RT1975-5AT31 |  | 3RT1975-5AT31 | 1 | UN | 1 | 5 | B | D | N | N | 85045095 | 1 | 4011209506428 | 1.22 | KG | 140.6 | 140.6 | CP02 | CP02 | Changeover operating mechanism for contactors 3RT107, 3RT147, AC (50...60 Hz) / DC operation, 575 ... 600 V Operating mechanism: Standard,economy circuit Screw terminal | - | 0 | 0
3RT1975-5AT32 |  | 3RT1975-5AT32 | 1 | UN | 1 | 5 | B | D | N | N | 85045095 | 1 | 4011209584365 | 1.139 | KG | 179.55 | 179.55 | CP02 | CP02 | Changeover operating mechanism for contactors 3RT107, 3RT127, 3RT147, AC (50...60 Hz) / DC operation, 575 ... 600 V Operating mechanism: Standard,economy circuit Spring-type terminal | - | 0 | 0
3RT1975-5AU31 |  | 3RT1975-5AU31 | 1 | UN | 1 | 5 | B | D | N | N | 85045095 | 1 | 4011209506435 | 1.307 | KG | 140.6 | 140.6 | CP02 | CP02 | Changeover operating mechanism for contactors 3RT107, 3RT147, AC (50...60 Hz) / DC operation, 240 ... 277 V Operating mechanism: Standard,economy circuit Screw terminal | - | 0 | 0
3RT1975-5AU32 |  | 3RT1975-5AU32 | 1 | UN | 1 | 5 | B | D | N | N | 85045095 | 1 | 4011209584372 | 1.3 | KG | 179.55 | 179.55 | CP02 | CP02 | Changeover operating mechanism for contactors 3RT107, 3RT127, 3RT147, AC (50...60 Hz) / DC operation, 240 ... 277 V Operating mechanism: Standard,economy circuit Spring-type terminal | - | 0 | 0
3RT1975-5AV31 |  | 3RT1975-5AV31 | 1 | UN | 1 | 5 | B | D | N | N | 85045095 | 1 | 4011209506442 | 1.34 | KG | 140.6 | 136.8 | CP02 | CP02 | Changeover operating mechanism for contactors 3RT107, 3RT147, AC (50...60 Hz) / DC operation, 380 ... 420 V Operating mechanism: Standard,economy circuit Screw terminal | Lista Papel 2020 SI | 0 | 0
3RT1975-5AV31-Z | I45 | 3RT1975-5AV31-ZI45 | 1 | UN | 1 | 5 | B | D | N | N | 85045095 | 1 | 4047621020198 | 1.24 | KG | 174.8 | 174.8 | CP02 | CP02 | Changeover operating mechanism for contactors 3RT107, 3RT127, 3RT147, AC (50...60 Hz) / DC operation, 380 ... 420 V Operating mechanism: Standard,economy circuit Screw terminal | - | 0 | 7
3RT1975-5AV32 |  | 3RT1975-5AV32 | 1 | UN | 1 | 5 | B | D | N | N | 85045095 | 1 | 4011209584389 | 1.233 | KG | 179.55 | 179.55 | CP02 | CP02 | Changeover operating mechanism for contactors 3RT107, 3RT127, 3RT147, AC (50...60 Hz) / DC operation, 380 ... 420 V Operating mechanism: Standard,economy circuit Spring-type terminal | - | 0 | 0
3RT1975-5NB31 |  | 3RT1975-5NB31 | 1 | UN | 1 | 5 | B | D | N | N | 85045095 | 1 | 4011209506459 | 1.367 | KG | 411.35 | 411.35 | CP02 | CP02 | Changeover operating mechanism for contactors 3RT107, 3RT147, AC (50...60 Hz) / DC operation, 21 ... 27.3 V Operating mechanism: electronic with PLC input 24 V DC Screw terminal | - | 0 | 0
3RT1975-5NB31-Z | I45 | 3RT1975-5NB31-ZI45 | 1 | UN | 1 | 5 | B | D | N | N | 85045095 | 1 | 4047621020174 | 1.372 | KG | 511.1 | 511.1 | CP02 | CP02 | Changeover operating mechanism for contactors 3RT107, 3RT127, 3RT147, AC (50...60 Hz) / DC operation, 21 ... 27.3 V Operating mechanism: electronic with PLC interface 24 V DC Screw terminal | - | 0 | 7
3RT1975-5NB32 |  | 3RT1975-5NB32 | 1 | UN | 1 | 5 | B | D | N | N | 85045095 | 1 | 4011209584396 | 1.375 | KG | 441.75 | 441.75 | CP02 | CP02 | Changeover operating mechanism for contactors 3RT107, 3RT127, 3RT147, AC (50...60 Hz) / DC operation, 21 ... 27.3 V Operating mechanism: electronic with PLC interface 24 V DC Spring-type terminal | - | 0 | 0
3RT1975-5NF31 |  | 3RT1975-5NF31 | 1 | UN | 1 | 5 | B | D | N | N | 85045095 | 1 | 4011209506466 | 1.33 | KG | 411.35 | 399.95 | CP02 | CP02 | Changeover operating mechanism for contactors 3RT107, 3RT147, AC (50...60 Hz) / DC operation, 96 ... 127 V Operating mechanism: electronic with PLC input 24 V DC Screw terminal | Lista Papel 2020 SI | 0 | 0
3RT1975-5NF31-Z | I45 | 3RT1975-5NF31-ZI45 | 1 | UN | 1 | 5 | B | D | N | N | 85045095 | 1 | 4047621020167 | 1.33 | KG | 511.1 | 511.1 | CP02 | CP02 | Changeover operating mechanism for contactors 3RT107, 3RT127, 3RT147, AC (50...60 Hz) / DC operation, 96 ... 127 V Operating mechanism: electronic with PLC interface 24 V DC Screw terminal | - | 0 | 7
3RT1975-5NF32 |  | 3RT1975-5NF32 | 1 | UN | 1 | 5 | B | D | N | N | 85045095 | 1 | 4011209584402 | 1.32 | KG | 441.75 | 441.75 | CP02 | CP02 | Changeover operating mechanism for contactors 3RT107, 3RT127, 3RT147, AC (50...60 Hz) / DC operation, 96 ... 127 V Operating mechanism: electronic with PLC interface 24 V DC Spring-type terminal | - | 0 | 0
3RT1975-5NP31 |  | 3RT1975-5NP31 | 1 | UN | 1 | 5 | B | D | N | N | 85045095 | 1 | 4011209506473 | 1.06 | KG | 411.35 | 399.95 | CP02 | CP02 | Changeover operating mechanism for contactors 3RT107, 3RT147, AC (50...60 Hz) / DC operation, 200 ... 277 V, Drive: electronic with PLC input 24 V DC screw terminal | Lista Papel 2020 SI | 0 | 0
3RT1975-5NP31-Z | I45 | 3RT1975-5NP31-ZI45 | 1 | UN | 1 | 5 | B | D | N | N | 85045095 | 1 | 4047621020150 | 1.1 | KG | 511.1 | 511.1 | CP02 | CP02 | Changeover operating mechanism for contactors 3RT107, 3RT127, 3RT147, AC (50...60 Hz) / DC operation, 200 ... 277 V Operating mechanism: electronic with PLC interface 24 V DC Screw terminal | - | 0 | 7
3RT1975-5NP32 |  | 3RT1975-5NP32 | 1 | UN | 1 | 5 | B | D | N | N | 85045095 | 1 | 4011209584419 | 1.08 | KG | 441.75 | 441.75 | CP02 | CP02 | Changeover operating mechanism for contactors 3RT107, 3RT127, 3RT147, AC (50...60 Hz) / DC operation, 200 ... 277 V Operating mechanism: electronic with PLC interface 24 V DC Spring-type terminal | - | 0 | 0
3RT1975-5PF31 |  | 3RT1975-5PF31 | 1 | UN | 1 | 5 | B | D | N | N | 85045095 | 1 | 4011209506497 | 1.721 | KG | 627 | 608.95 | CP02 | CP02 | Changeover operating mechanism for contactors 3RT107, 3RT147 AC (50...60 Hz) / DC operation, 96 ... 127 V Operating mechanism: electronic with PLC input 24 V DC and RLT signal | Lista Papel 2020 SI | 0 | 0
3RT1975-5PP31 |  | 3RT1975-5PP31 | 1 | UN | 1 | 5 | B | D | N | N | 85045095 | 1 | 4011209506503 | 1.45 | KG | 627 | 608.95 | CP02 | CP02 | Changeover operating mechanism for contactors 3RT107, 3RT147 AC (50...60 Hz) / DC operation, 200 ... 220 V Operating mechanism: electronic with PLC input 24 V DC and RLT signal | Lista Papel 2020 SI | 0 | 0
3RT1975-5PP31-0SW0 |  | 3RT1975-5PP31-0SW0 | 1 | UN | 1 | 5 | B | D | EAR99 | N | 85045095 | 1 | 4011209565166 | 1.424 | KG | 778.05 | 778.05 | CP02 | CP02 | Changeover operating mechanism for contactors 3RT107 AC (50...60 Hz) / DC operation, 200 ... 277 V Operating mechanism: electronic with PLC input 24 V DC and RLT signal | - | 0 | 7
3RT1975-5QF31 |  | 3RT1975-5QF31 | 1 | UN | 1 | 5 | B | D | N | N | 85045095 | 1 | 4011209506527 | 1.755 | KG | 1045 | 1045 | CP02 | CP02 | Changeover operating mechanism for contactors 3RT107, 3RT147 AC (50...60 Hz) / DC operation, 96 ... 127 V Operating mechanism: electronic with AS-Interface and RLT signal | - | 0 | 7
3RT1975-5QP31 |  | 3RT1975-5QP31 | 1 | UN | 1 | 5 | B | D | N | N | 85045095 | 1 | 4011209506534 | 1.46 | KG | 1045 | 1045 | CP02 | CP02 | Changeover operating mechanism for contactors 3RT107, 3RT147 AC (50...60 Hz) / DC operation, 200 ... 220 V Operating mechanism: electronic with AS-Interface and RLT signal | - | 0 | 7
3RT1975-5XB41 |  | 3RT1975-5XB41 | 1 | UN | 1 | 5 | B | D | N | N | 85045095 | 1 | 4047621023113 | 1.372 | KG | 635.55 | 635.55 | CP02 | CP02 | Changeover operating mechanism for 3RT107.-.X..-0LA2 or 3RT147.-.X..-0LA2 24 V DC x(0.7-1.25) Supply voltage PLC input 24...110 V DC Screw terminal | - | 0 | 0
3RT1975-5XB42 |  | 3RT1975-5XB42 | 1 | UN | 1 | 5 | B | D | N | N | 85045095 | 1 | 4047621023267 | 1.335 | KG | 635.55 | 635.55 | CP02 | CP02 | Changeover operating mechanism for 3RT107.-.X..-0LA2 or 3RT147.-.X..-0LA2 24 V DC x(0.7-1.25) Supply voltage PLC input 24...110 V DC Spring-type terminal | - | 0 | 0
3RT1975-5XF41 |  | 3RT1975-5XF41 | 1 | UN | 1 | 5 | B | D | N | N | 85045095 | 1 | 4047621023137 | 1.28 | KG | 635.55 | 635.55 | CP02 | CP02 | Changeover operating mechanism for 3RT107.-.X..-0LA2 or 3RT147.-.X..-0LA2 110 V DC x(0.7-1.25) supply voltage PLC input 24...110 V DC Screw terminal | - | 0 | 0
3RT1975-5XF42 |  | 3RT1975-5XF42 | 1 | UN | 1 | 5 | B | D | N | N | 85045095 | 1 | 4047621023274 | 1.314 | KG | 635.55 | 635.55 | CP02 | CP02 | Changeover operating mechanism for 3RT107.-.X..-0LA2 or 3RT147.-.X..-0LA2 110 V DC x(0.7-1.25) supply voltage PLC input 24...110 V DC Spring-type terminal | - | 0 | 0
3RT1975-5XJ41 |  | 3RT1975-5XJ41 | 1 | UN | 1 | 5 | B | D | N | N | 85045095 | 1 | 4047621023120 | 1.372 | KG | 635.55 | 635.55 | CP02 | CP02 | Changeover operating mechanism for 3RT107.-.X..-0LA2 or 3RT147.-.X..-0LA2 72 V DC x(0.7-1.25) Supply voltage PLC input 24...110 V DC Screw terminal | - | 0 | 0
3RT1975-5XJ42 |  | 3RT1975-5XJ42 | 1 | UN | 1 | 5 | B | D | N | N | 85045095 | 1 | 4047621023212 | 1.372 | KG | 635.55 | 635.55 | CP02 | CP02 | Changeover operating mechanism for 3RT107.-.X..-0LA2 or 3RT147.-.X..-0LA2 72 V DC x(0.7-1.25) Supply voltage PLC input 24...110 V DC Spring-type terminal | - | 0 | 0
3RT1975-6A |  | 3RT1975-6A | 1 | UN | 1 | 1 | A | D | N | N | 85369095 | 1 | 4011209506541 | 0.776 | KG | 617.5 | 600.4 | CP02 | CP02 | Replacement contact pieces for 3RT1075 consists of 3 movable and 6 fixed contacts with mounting parts | Lista Papel 2020 SI | 0 | 0
3RT1975-6V |  | 3RT1975-6V | 1 | UN | 1 | 5 | B | D | N | N | 85369095 | 1 | 4011209506558 | 1.793 | KG | 1064 | 1035.5 | CP02 | CP02 | Vacuum interrupters for 3RT1275 consisting of 3 vacuum interrupters and mounting hardware | Lista Papel 2020 SI | 0 | 0
3RT1975-7A |  | 3RT1975-7A | 1 | UN | 1 | 5 | B | D | N | N | 85389099 | 1 | 4011209506565 | 1.646 | KG | 202.35 | 196.65 | CP02 | CP02 | Arc chute for 3RT1075 | Lista Papel 2020 SI | 0 | 0
3RT1975-7A-Z | I45 | 3RT1975-7A-ZI45 | 1 | UN | 1 | 5 | B | D | N | N | 85389099 | 1 | 4047621019895 | 1.646 | KG | 251.75 | 251.75 | CP02 | CP02 | Arc chute for Size S12, for contactor 3 3RT1075, 200 kW / AC-3 | - | 0 | 7
3RT1976-4D |  | 3RT1976-4D | 1 | UN | 1 | 20 | D | D | N | N | 85369095 | 1 | 4047621049007 | 1.472 | KG | 92.91 | 92.91 | CP04 | CP04 | Broadened connection for 3RT137 | - | 0 | 0
3RT1976-4EB10 |  | 3RT1976-4EB10 | 1 | UN | 1 | 20 | D | D | N | N | 85389099 | 1 | 4047621049045 | 0.342 | KG | 48.36 | 48.36 | CP04 | CP04 | Terminal cover for 3RT137 | - | 0 | 0
3RT1976-6A |  | 3RT1976-6A | 1 | UN | 1 | 2 | A | D | N | N | 85369095 | 1 | 4011209506688 | 0.92 | KG | 799.9 | 777.1 | CP02 | CP02 | Replacement contact pieces for 3RT1076 consists of 3 movable and 6 fixed contacts with mounting parts | Lista Papel 2020 SI | 0 | 0
3RT1976-6D |  | 3RT1976-6D | 1 | UN | 1 | 5 | B | D | N | N | 85369095 | 1 | 4011209506695 | 0.536 | KG | 639.35 | 639.35 | CP02 | CP02 | Replacement contact pieces for 3RT1476 consists of 3 movable and 6 fixed contacts with mounting parts | - | 0 | 0
3RT1976-6V |  | 3RT1976-6V | 1 | UN | 1 | 5 | B | D | N | N | 85369095 | 1 | 4011209506701 | 1.86 | KG | 1197 | 1159 | CP02 | CP02 | Vacuum interrupters for 3RT1276 consisting of 3 vacuum interrupters and mounting hardware | Lista Papel 2020 SI | 0 | 0
3RT1976-7A |  | 3RT1976-7A | 1 | UN | 1 | 5 | B | D | N | N | 85389099 | 1 | 4011209506718 | 1.642 | KG | 202.35 | 196.65 | CP02 | CP02 | Arc chute for 3RT1076 | Lista Papel 2020 SI | 0 | 0
3RT1976-7A-Z | I45 | 3RT1976-7A-ZI45 | 1 | UN | 1 | 5 | B | D | N | N | 85389099 | 1 | 4047621020235 | 1.642 | KG | 251.75 | 251.75 | CP02 | CP02 | Arc chute for Size S12, for contactor 3RT1076, 250 kW / AC-3 | - | 0 | 7
3RT1976-7B |  | 3RT1976-7B | 1 | UN | 1 | 5 | B | D | N | N | 85389099 | 1 | 4011209506725 | 1.654 | KG | 202.35 | 196.65 | CP02 | CP02 | Arc chute for 3RT1476 | Lista Papel 2020 SI | 0 | 0
3RT1976-7B-Z | I45 | 3RT1976-7B-ZI45 | 1 | UN | 1 | 5 | B | D | N | N | 85389099 | 1 | 4047621019901 | 1.654 | KG | 251.75 | 251.75 | CP02 | CP02 | Arc chute for Size S12, for contactor 3RT1476, 650 A / AC-1 | - | 0 | 7
3RT2015-1AB01 |  | 3RT2015-1AB01 | 1 | UN | 1 | 1 | A | D | N | N | 85364900 | 1 | 4011209783836 | 0.218 | KG | 31.92 | 31.07 | CP24 | CP24 | Power contactor, AC-3 7 A, 3 kW / 400 V 1 NO, 24 V AC, 50 / 60 Hz 3-pole, Size S00 screw terminal | Lista Papel 2020 SI | 0 | 0
3RT2015-1AB01-1AA0 |  | 3RT2015-1AB01-1AA0 | 1 | UN | 1 | 5 | B | D | N | N | 85364900 | 1 | 4011209899155 | 0.23 | KG | 35.15 | 35.15 | CP24 | CP24 | Power contactor, AC-3 7 A, 3 kW / 400 V 1 NO, 24 V AC, 50 / 60 Hz 3-pole, Size S00 screw terminal upright mounting position | - | 0 | 0
3RT2015-1AB01-2AA0 |  | 3RT2015-1AB01-2AA0 | 1 | UN | 1 | 5 | B | D | N | N | 85364900 | 1 | 4047621045887 | 0.236 | KG | 35.15 | 35.15 | CP24 | CP24 | Power contactor, AC-3 7 A, 3 kW / 400 V 1 NO, 24 V AC, 50 / 60 Hz 3-pole, Size S00 screw terminal suspended mounting position | - | 0 | 0
3RT2015-1AB01-Z | W97 | 3RT2015-1AB01-ZW97 | 1 | UN | 1 | 5 | B | D | N | N | 85364900 | 40 | 4011209910072 | 0.25 | KG | 31.92 | 31.92 | CP24 | CP24 | power contactor, AC-3 7 A, 3 kW / 400 V 1 NO, 24 V AC, 50 / 60 Hz 3-pole, Size S00 screw terminal Multi-unit packaging = 40 units | - | 0 | 0
3RT2015-1AB02 |  | 3RT2015-1AB02 | 1 | UN | 1 | 1 | A | D | N | N | 85364900 | 1 | 4011209827257 | 0.228 | KG | 31.92 | 31.07 | CP24 | CP24 | Power contactor, AC-3 7 A, 3 kW / 400 V 1 NC, 24 V AC, 50 / 60 Hz 3-pole, Size S00 screw terminal | Lista Papel 2020 SI | 0 | 0
3RT2015-1AB02-1AA0 |  | 3RT2015-1AB02-1AA0 | 1 | UN | 1 | 5 | B | D | N | N | 85364900 | 1 | 4011209901261 | 0.231 | KG | 35.15 | 35.15 | CP24 | CP24 | Power contactor, AC-3 7 A, 3 kW / 400 V 1 NC, 24 V AC, 50 / 60 Hz 3-pole, Size S00 screw terminal upright mounting position | - | 0 | 0
3RT2015-1AB02-2AA0 |  | 3RT2015-1AB02-2AA0 | 1 | UN | 1 | 5 | B | D | N | N | 85364900 | 1 | 4047621017341 | 0.23 | KG | 35.15 | 35.15 | CP24 | CP24 | Power contactor, AC-3 7 A, 3 kW / 400 V 1 NC, 24 V AC, 50 / 60 Hz 3-pole, Size S00 screw terminal suspended mounting position | - | 0 | 0
3RT2015-1AB02-Z | W97 | 3RT2015-1AB02-ZW97 | 1 | UN | 1 | 5 | B | D | N | N | 85364900 | 40 | 4047621009865 | 0.215 | KG | 31.92 | 31.92 | CP24 | CP24 | power contactor, AC-3 7 A, 3 kW / 400 V 1 NC, 24 V AC, 50 / 60 Hz 3-pole, Size S00 screw terminal Multi-unit packaging = 40 units | - | 0 | 0
3RT2015-1AB02-Z | X95 | 3RT2015-1AB02-ZX95 | 1 | UN | 1 | 5 | B | D | N | N | 85364900 | 144 | 4011209842502 | 0.215 | KG | 31.92 | 31.92 | CP24 | CP24 | power contactor, AC-3 7 A, 3 kW / 400 V 1 NC, 24 V AC, 50 / 60 Hz 3-pole, Size S00 screw terminal Reusable packaging = 144 units | - | 0 | 0
3RT2015-1AD01 |  | 3RT2015-1AD01 | 1 | UN | 1 | 5 | B | D | N | N | 85364900 | 1 | 4011209842120 | 0.23 | KG | 35.34 | 35.34 | CP24 | CP24 | Power contactor, AC-3 7 A, 3 kW / 400 V 1 NO, 42 V AC, 50 / 60 Hz 3-pole, Size S00 screw terminal | - | 0 | 0
3RT2015-1AD02 |  | 3RT2015-1AD02 | 1 | UN | 1 | 5 | B | D | N | N | 85364900 | 1 | 4011209842168 | 0.22 | KG | 35.34 | 35.34 | CP24 | CP24 | Power contactor, AC-3 7 A, 3 kW / 400 V 1 NC, 42 V AC, 50 / 60 Hz 3-pole, Size S00 screw terminal | - | 0 | 0
3RT2015-1AF01 |  | 3RT2015-1AF01 | 1 | UN | 1 | 1 | A | D | N | N | 85364900 | 1 | 4011209827264 | 0.233 | KG | 31.92 | 31.07 | CP24 | CP24 | Power contactor, AC-3 7 A, 3 kW / 400 V 1 NO, 110 V AC, 50 / 60 Hz 3-pole, Size S00 screw terminal | Lista Papel 2020 SI | 0 | 0
3RT2015-1AF02 |  | 3RT2015-1AF02 | 1 | UN | 1 | 1 | A | D | N | N | 85364900 | 1 | 4011209827271 | 0.226 | KG | 31.92 | 31.07 | CP24 | CP24 | Power contactor, AC-3 7 A, 3 kW / 400 V 1 NC, 110 V AC, 50 / 60 Hz 3-pole, Size S00 screw terminal | Lista Papel 2020 SI | 0 | 0
3RT2015-1AG61 |  | 3RT2015-1AG61 | 1 | UN | 1 | 2 | A | D | N | N | 85364900 | 1 | 4011209842205 | 0.229 | KG | 35.34 | 35.34 | CP24 | CP24 | Power contactor, AC-3 7 A, 3 kW / 400 V 1 NO, 100 V AC, 50 Hz 100-110 V, 60 Hz, 3-pole Size S00, screw terminal | - | 0 | 0
3RT2015-1AG62 |  | 3RT2015-1AG62 | 1 | UN | 1 | 5 | B | D | N | N | 85364900 | 1 | 4011209842243 | 0.229 | KG | 35.34 | 35.34 | CP24 | CP24 | Power contactor, AC-3 7 A, 3 kW / 400 V 1 NC, 100 V AC, 50 Hz 100-110 V, 60 Hz, 3-pole, Size S00, screw terminal | - | 0 | 0
3RT2015-1AH01 |  | 3RT2015-1AH01 | 1 | UN | 1 | 5 | B | D | N | N | 85364900 | 1 | 4011209828155 | 0.231 | KG | 31.92 | 31.92 | CP24 | CP24 | Power contactor, AC-3 7 A, 3 kW / 400 V 1 NO, 48 V AC, 50 / 60 Hz 3-pole, Size S00 screw terminal | - | 0 | 0
3RT2015-1AH02 |  | 3RT2015-1AH02 | 1 | UN | 1 | 5 | B | D | N | N | 85364900 | 1 | 4011209827288 | 0.231 | KG | 31.92 | 31.92 | CP24 | CP24 | Power contactor, AC-3 7 A, 3 kW / 400 V 1 NC, 48 V AC, 50 / 60 Hz 3-pole, Size S00 screw terminal | - | 0 | 0
3RT2015-1AK61 |  | 3RT2015-1AK61 | 1 | UN | 1 | 2 | A | D | N | N | 85364900 | 1 | 4011209828193 | 0.235 | KG | 31.92 | 31.92 | CP24 | CP24 | Power contactor, AC-3 7 A, 3 kW / 400 V 1 NO, 110 V AC, 50 Hz 120 V, 60 Hz, 3-pole, Size S00, screw terminal | - | 0 | 0
3RT2015-1AK61-1AA0 |  | 3RT2015-1AK61-1AA0 | 1 | UN | 1 | 5 | B | D | N | N | 85364900 | 1 | 4011209947573 | 0.234 | KG | 35.15 | 35.15 | CP24 | CP24 | Power contactor, AC-3 7 A, 3 kW / 400 V 1 NO, 110 V AC, 50 Hz 120 V, 60 Hz, 3-pole, Size S00, screw terminal upright mounting position | - | 0 | 0
3RT2015-1AK61-Z | X95 | 3RT2015-1AK61-ZX95 | 1 | UN | 1 | 5 | B | D | N | N | 85364900 | 144 | 4011209842670 | 0.219 | KG | 31.92 | 31.92 | CP24 | CP24 | power contactor, AC-3 7 A, 3 kW / 400 V 110 V AC/50 Hz, 120 V/60 Hz 3-pole, Size S00 screw terminal Reusable packaging Pack = 144 units | - | 0 | 0
3RT2015-1AK62 |  | 3RT2015-1AK62 | 1 | UN | 1 | 5 | B | D | N | N | 85364900 | 1 | 4011209827295 | 0.232 | KG | 31.92 | 31.92 | CP24 | CP24 | Power contactor, AC-3 7 A, 3 kW / 400 V 1 NC, 110 V AC, 50 Hz 120 V, 60Hz, 3-pole, Size S00, screw terminals | - | 0 | 0
3RT2015-1AK62-Z | W96 | 3RT2015-1AK62-ZW96 | 1 | UN | 1 | 5 | B | D | N | N | 85364900 | 72 | 4047621028682 | 0.232 | KG | 31.92 | 31.92 | CP24 | CP24 | power contactor, AC-3 7 A, 3 kW / 400 V 110 V AC/50 Hz, 120 V/60 Hz 3-pole, Size S00 screw terminal Multi-unit packaging Pack = 72 units | - | 0 | 0
3RT2015-1AK62-Z | X95 | 3RT2015-1AK62-ZX95 | 1 | UN | 1 | 5 | B | D | N | N | 85364900 | 144 | 4011209842748 | 0.219 | KG | 31.92 | 31.92 | CP24 | CP24 | power contactor, AC-3 7 A, 3 kW / 400 V 110 V AC/50 Hz, 120 V/60 Hz 3-pole, Size S00 screw terminal Reusable packaging Pack = 144 units | - | 0 | 0
3RT2015-1AK64-3MA0 |  | 3RT2015-1AK64-3MA0 | 1 | UN | 1 | 5 | B | D | N | N | 85364900 | 1 | 4011209907782 | 0.287 | KG | 52.54 | 52.54 | CP24 | CP24 | Power contactor, AC-3 7 A, 3 kW / 400 V 2 NO + 2 NC, 110 V AC, 50 Hz 120 V, 60 Hz 3-pole, Size S00 screw terminal Captive auxiliary switch for SUVA applications | - | 0 | 0
3RT2015-1AM21 |  | 3RT2015-1AM21 | 1 | UN | 1 | 0 | A | D | EAR99 | N | 85364900 | 1 | 4047621063379 | 0.235 | KG | 35.34 | 35.34 | CP24 | CP24 | Power contactor, AC-3 7 A, 3 kW / 400 V 1 NO, 208 V AC, 50 / 60 Hz 3-pole, Size S00 screw terminal | - | 0 | 7
3RT2015-1AM22 |  | 3RT2015-1AM22 | 1 | UN | 1 | 5 | B | D | N | N | 85364900 | 1 | 4047621011349 | 0.229 | KG | 35.34 | 35.34 | CP24 | CP24 | Power contactor, AC-3 7 A, 3 kW / 400 V 1 NC, 208 V AC, 50 / 60 Hz 3-pole, Size S00 screw terminal | - | 0 | 0
3RT2015-1AN21 |  | 3RT2015-1AN21 | 1 | UN | 1 | 5 | B | D | N | N | 85364900 | 1 | 4011209866867 | 0.228 | KG | 31.92 | 31.92 | CP24 | CP24 | Power contactor, AC-3 7 A, 3 kW / 400 V 1 NO, 220 V AC, 50 / 60 Hz 3-pole, Size S00 screw terminal | - | 0 | 0
3RT2015-1AN22 |  | 3RT2015-1AN22 | 1 | UN | 1 | 5 | B | D | N | N | 85364900 | 1 | 4011209866904 | 0.226 | KG | 31.92 | 31.92 | CP24 | CP24 | Power contactor, AC-3 7 A, 3 kW / 400 V 1 NC, 220 V AC, 50 / 60 Hz 3-pole, Size S00 screw terminal | - | 0 | 0
3RT2015-1AN24-3MA0 |  | 3RT2015-1AN24-3MA0 | 1 | UN | 1 | 5 | B | D | N | N | 85364900 | 1 | 4011209920668 | 0.277 | KG | 52.54 | 52.54 | CP24 | CP24 | Power contactor, AC-3 7 A, 3 kW / 400 V 2 NO + 2 NC, 220 V AC, 50/60 Hz 3-pole, Size S00 screw terminal Captive auxiliary switch for SUVA applications | - | 0 | 0
3RT2015-1AN61 |  | 3RT2015-1AN61 | 1 | UN | 1 | 5 | B | D | N | N | 85364900 | 1 | 4011209842014 | 0.227 | KG | 35.34 | 35.34 | CP24 | CP24 | Power contactor, AC-3 7 A, 3 kW / 400 V 1 NO, 200 V AC, 50 Hz 200-220 V, 60 Hz, 3-pole, Size S00, screw terminal | - | 0 | 0
3RT2015-1AN62 |  | 3RT2015-1AN62 | 1 | UN | 1 | 5 | B | D | N | N | 85364900 | 1 | 4011209842083 | 0.232 | KG | 35.34 | 35.34 | CP24 | CP24 | Power contactor, AC-3 7 A, 3 kW / 400 V 1 NO, 200 V AC, 50 Hz 200-220 V, 60 Hz, 3-pole, Size S00, screw terminal | - | 0 | 0
3RT2015-1AP01 |  | 3RT2015-1AP01 | 1 | UN | 1 | 1 | A | D | N | N | 85364900 | 1 | 4011209780767 | 0.23 | KG | 31.92 | 31.07 | CP24 | CP24 | Power contactor, AC-3 7 A, 3 kW / 400 V 1 NO, 230 V AC, 50 / 60 Hz 3-pole, Size S00 screw terminal | Lista Papel 2020 SI | 0 | 0
3RT2015-1AP01-1AA0 |  | 3RT2015-1AP01-1AA0 | 1 | UN | 1 | 5 | B | D | N | N | 85364900 | 1 | 4047621013251 | 0.23 | KG | 35.15 | 35.15 | CP24 | CP24 | Power contactor, AC-3 7 A, 3 kW / 400 V 1 NO, 230 V AC, 50 / 60 Hz 3-pole, Size S00 screw terminal upright mounting position | - | 0 | 0
3RT2015-1AP01-Z | W96 | 3RT2015-1AP01-ZW96 | 1 | UN | 1 | 5 | B | D | N | N | 85364900 | 72 | 4011209907683 | 0.25 | KG | 31.92 | 31.92 | CP24 | CP24 | power contactor, AC-3 7 A, 3 kW / 400 V 1 NO, 230 V AC, 50 / 60 Hz 3-pole, Size S00 Screw terminal Multi-unit packaging = 72 units | - | 0 | 0
3RT2015-1AP01-Z | W97 | 3RT2015-1AP01-ZW97 | 1 | UN | 1 | 5 | B | D | N | N | 85364900 | 40 | 4011209919587 | 0.25 | KG | 31.92 | 31.92 | CP24 | CP24 | power contactor, AC-3 7 A, 3 kW / 400 V 1 NO, 230 V AC, 50 / 60 Hz 3-pole, Size S00 screw terminal Multi-unit packaging = 40 units | - | 0 | 0
3RT2015-1AP01-Z | X95 | 3RT2015-1AP01-ZX95 | 1 | UN | 1 | 5 | B | D | N | N | 85364900 | 144 | 4011209842021 | 0.217 | KG | 31.92 | 31.92 | CP24 | CP24 | power contactor, AC-3 7 A, 3 kW / 400 V 1 NO, 230 V AC, 50 / 60 Hz 3-pole, Size S00 screw terminal Reusable packaging = 144 units | - | 0 | 0
3RT2015-1AP02 |  | 3RT2015-1AP02 | 1 | UN | 1 | 1 | A | D | N | N | 85364900 | 1 | 4011209786585 | 0.231 | KG | 31.92 | 31.07 | CP24 | CP24 | Power contactor, AC-3 7 A, 3 kW / 400 V 1 NC, 230 V AC, 50 / 60 Hz 3-pole, Size S00 screw terminal | Lista Papel 2020 SI | 0 | 0
3RT2015-1AP02-1AA0 |  | 3RT2015-1AP02-1AA0 | 1 | UN | 1 | 5 | B | D | N | N | 85364900 | 1 | 4011209900424 | 0.23 | KG | 35.15 | 35.15 | CP24 | CP24 | Power contactor, AC-3 7 A, 3 kW / 400 V 1 NC, 230 V AC, 50 / 60 Hz 3-pole, Size S00 screw terminal upright mounting position | - | 0 | 0
3RT2015-1AP02-Z | W96 | 3RT2015-1AP02-ZW96 | 1 | UN | 1 | 5 | B | D | N | N | 85364900 | 72 | 4011209903340 | 0.25 | KG | 31.92 | 31.92 | CP24 | CP24 | power contactor, AC-3 7 A, 3 kW / 400 V 1 NC, 230 V AC, 50 / 60 Hz 3-pole, Size S00 Screw terminal Multi-unit packaging = 72 units | - | 0 | 0
3RT2015-1AP02-Z | X95 | 3RT2015-1AP02-ZX95 | 1 | UN | 1 | 5 | B | D | N | N | 85364900 | 144 | 4011209842427 | 0.219 | KG | 31.92 | 31.92 | CP24 | CP24 | power contactor, AC-3 7 A, 3 kW / 400 V 1 NC, 230 V AC, 50 / 60 Hz 3-pole, Size S00 screw terminal Reusable packaging = 144 units | - | 0 | 0
3RT2015-1AP04-3MA0 |  | 3RT2015-1AP04-3MA0 | 1 | UN | 1 | 2 | A | D | N | N | 85364900 | 1 | 4011209842830 | 0.282 | KG | 52.54 | 51.02 | CP24 | CP24 | Power contactor, AC-3 7 A, 3 kW / 400 V 2 NO + 2 NC, 230 V AC, 50/60 Hz 3-pole, Size S00 screw terminal Captive auxiliary switch for SUVA applications | Lista Papel 2020 SI | 0 | 0
3RT2015-1AP61 |  | 3RT2015-1AP61 | 1 | UN | 1 | 5 | B | D | N | N | 85364900 | 1 | 4011209896437 | 0.229 | KG | 31.92 | 31.92 | CP24 | CP24 | Power contactor, AC-3 7 A, 3 kW / 400 V 1 NO, 220 V AC, 50 Hz 240 V, 60 Hz, 3-pole, Size S00, screw terminal | - | 0 | 0
3RT2015-1AP62 |  | 3RT2015-1AP62 | 1 | UN | 1 | 5 | B | D | N | N | 85364900 | 1 | 4011209896444 | 0.228 | KG | 31.92 | 31.92 | CP24 | CP24 | Power contactor, AC-3 7 A, 3 kW / 400 V 1 NC, 220 V AC, 50 Hz 3-pole, Size S00 Size S00, screw terminal | - | 0 | 0
3RT2015-1AQ01 |  | 3RT2015-1AQ01 | 1 | UN | 1 | 5 | B | D | N | N | 85364900 | 1 | 4011209867024 | 0.231 | KG | 35.34 | 35.34 | CP24 | CP24 | Power contactor, AC-3 7 A, 3 kW / 400 V 1 NO, 380 V AC, 50 / 60 Hz 3-pole, Size S00 screw terminal | - | 0 | 0
3RT2015-1AQ02 |  | 3RT2015-1AQ02 | 1 | UN | 1 | 5 | B | D | N | N | 85364900 | 1 | 4011209867062 | 0.231 | KG | 35.34 | 35.34 | CP24 | CP24 | Power contactor, AC-3 7 A, 3 kW / 400 V 1 NC, 380 V AC, 50 / 60 Hz 3-pole, Size S00 screw terminal | - | 0 | 0
3RT2015-1AR61 |  | 3RT2015-1AR61 | 1 | UN | 1 | 5 | B | D | N | N | 85364900 | 1 | 4011209842281 | 0.232 | KG | 35.34 | 35.34 | CP24 | CP24 | Power contactor, AC-3 7 A, 3 kW / 400 V 1 NO, 400 V AC 50 Hz 400-440 V, 60 Hz, 3-pole, Size S00, screw terminal | - | 0 | 0
3RT2015-1AR62 |  | 3RT2015-1AR62 | 1 | UN | 1 | 5 | B | D | N | N | 85364900 | 1 | 4011209842359 | 0.26 | KG | 35.34 | 35.34 | CP24 | CP24 | Power contactor, AC-3 7 A, 3 kW / 400 V 1 NC, 400 V AC, 50 Hz 400-440 V, 60 Hz, 3-pole, Size S00, screw terminal | - | 0 | 0
3RT2015-1AT61 |  | 3RT2015-1AT61 | 1 | UN | 1 | 5 | B | D | N | N | 85364900 | 1 | 4047621012506 | 0.228 | KG | 35.34 | 35.34 | CP24 | CP24 | Power contactor, AC-3 7 A, 3 kW / 400 V 1 NO, 600 V AC, 60 Hz 3-pole, Size S00 screw terminal | - | 0 | 0
3RT2015-1AT62 |  | 3RT2015-1AT62 | 1 | UN | 1 | 5 | B | D | N | N | 85364900 | 1 | 4047621032818 | 0.23 | KG | 35.34 | 35.34 | CP24 | CP24 | Power contactor, AC-3 7 A, 3 kW / 400 V 1 NC, 600 V AC, 60 Hz 3-pole, Size S00 screw terminal | - | 0 | 0
3RT2015-1AU01 |  | 3RT2015-1AU01 | 1 | UN | 1 | 5 | B | D | N | N | 85364900 | 1 | 4011209783843 | 0.228 | KG | 31.92 | 31.92 | CP24 | CP24 | Power contactor, AC-3 7 A, 3 kW / 400 V 1 NO, 240 V AC, 50 / 60 Hz 3-pole, Size S00 screw terminal | - | 0 | 0
3RT2015-1AU61 |  | 3RT2015-1AU61 | 1 | UN | 1 | 5 | B | D | N | N | 85364900 | 1 | 4011209953086 | 0.228 | KG | 35.34 | 35.34 | CP24 | CP24 | Power contactor, AC-3 7 A, 3 kW / 400 V 1 NO, AC 277, 60 Hz 3-pole, Size S00 screw terminal | - | 0 | 0
3RT2015-1AV01 |  | 3RT2015-1AV01 | 1 | UN | 1 | 5 | B | D | N | N | 85364900 | 1 | 4011209896659 | 0.228 | KG | 35.34 | 34.39 | CP24 | CP24 | Power contactor, AC-3 7 A, 3 kW / 400 V 1 NO, 400 V AC, 50 / 60 Hz 3-pole, Size S00 screw terminal | Lista Papel 2020 SI | 0 | 0
3RT2015-1AV02 |  | 3RT2015-1AV02 | 1 | UN | 1 | 5 | B | D | N | N | 85364900 | 1 | 4011209896666 | 0.23 | KG | 35.34 | 34.39 | CP24 | CP24 | Power contactor, AC-3 7 A, 3 kW / 400 V 1 NC, 400 V AC, 50 / 60 Hz 3-pole, Size S00 screw terminal | Lista Papel 2020 SI | 0 | 0
3RT2015-1AV61 |  | 3RT2015-1AV61 | 1 | UN | 1 | 5 | B | D | N | N | 85364900 | 1 | 4011209953192 | 0.229 | KG | 35.34 | 35.34 | CP24 | CP24 | Power contactor, AC-3 7 A, 3 kW / 400 V 1 NO, 480 V AC, 60 Hz 3-pole, Size S00 screw terminal | - | 0 | 0
3RT2015-1AV62 |  | 3RT2015-1AV62 | 1 | UN | 1 | 5 | B | D | N | N | 85364900 | 1 | 4047621002774 | 0.25 | KG | 35.34 | 35.34 | CP24 | CP24 | Power contactor, AC-3 7 A, 3 kW / 400 V 1 NC, 480 V AC, 60 Hz 3-pole, Size S00 screw terminal | - | 0 | 0
3RT2015-1BA41 |  | 3RT2015-1BA41 | 1 | UN | 1 | 5 | B | D | N | N | 85364900 | 1 | 4011209783867 | 0.296 | KG | 42.66 | 42.66 | CP24 | CP24 | Power contactor, AC-3 7 A, 3 kW / 400 V 1 NO, 12 V DC 3-pole, Size S00 screw terminal | - | 0 | 0
3RT2015-1BA42 |  | 3RT2015-1BA42 | 1 | UN | 1 | 5 | B | D | N | N | 85364900 | 1 | 4011209896871 | 0.295 | KG | 42.66 | 42.66 | CP24 | CP24 | Power contactor, AC-3 7 A, 3 kW / 400 V 1 NC, 12 V DC 3-pole, Size S00 screw terminal | - | 0 | 0
3RT2015-1BB41 |  | 3RT2015-1BB41 | 1 | UN | 1 | 1 | A | D | N | N | 85364900 | 1 | 4011209780774 | 0.291 | KG | 37.53 | 36.48 | CP24 | CP24 | Power contactor, AC-3 7 A, 3 kW / 400 V 1 NO, 24 V DC 3-pole, Size S00 screw terminal | Lista Papel 2020 SI | 0 | 0
3RT2015-1BB41-0CC0 |  | 3RT2015-1BB41-0CC0 | 1 | UN | 1 | 1 | A | D | N | N | 85364900 | 1 | 4011209827301 | 0.294 | KG | 42.37 | 41.14 | CP24 | CP24 | Power contactor, AC-3 7 A, 3 kW / 400 V 1 NO, 24 V DC communication-capable, 3-pole, Size S00, screw terminal | Lista Papel 2020 SI | 0 | 0
3RT2015-1BB41-1AA0 |  | 3RT2015-1BB41-1AA0 | 1 | UN | 1 | 5 | B | D | N | N | 85364900 | 1 | 4011209929678 | 0.299 | KG | 40.66 | 40.66 | CP24 | CP24 | Power contactor, AC-3 7 A, 3 kW / 400 V 1 NO, 24 V DC 3-pole, Size S00 screw terminal upright mounting position | - | 0 | 0
3RT2015-1BB41-Z | W96 | 3RT2015-1BB41-ZW96 | 1 | UN | 1 | 5 | B | D | N | N | 85364900 | 72 | 4011209897014 | 0.25 | KG | 37.53 | 37.53 | CP24 | CP24 | power contactor, AC-3 7 A, 3 kW / 400 V 1 NO, 24 V DC 3-pole, Size S00 Screw terminal Multi-unit packaging = 72 units | - | 0 | 0
3RT2015-1BB41-Z | W97 | 3RT2015-1BB41-ZW97 | 1 | UN | 1 | 5 | B | D | N | N | 85364900 | 40 | 4011209901964 | 0.25 | KG | 37.53 | 37.53 | CP24 | CP24 | power contactor, AC-3 7 A, 3 kW / 400 V 1 NO, 24 V DC 3-pole, Size S00 screw terminal Multi-unit packaging = 40 units | - | 0 | 0
3RT2015-1BB41-Z | X95 | 3RT2015-1BB41-ZX95 | 1 | UN | 1 | 5 | B | D | N | N | 85364900 | 72 | 4011209843639 | 0.281 | KG | 37.53 | 37.53 | CP24 | CP24 | power contactor, AC-3 7 A, 3 kW / 400 V 1 NO, 24 V DC 3-pole, Size S00 screw terminal Reusable packaging = 72 units | - | 0 | 0
3RT2015-1BB42 |  | 3RT2015-1BB42 | 1 | UN | 1 | 1 | A | D | N | N | 85364900 | 1 | 4011209780811 | 0.291 | KG | 37.53 | 36.48 | CP24 | CP24 | Power contactor, AC-3 7 A, 3 kW / 400 V 1 NC, 24 V DC 3-pole, Size S00 screw terminal | Lista Papel 2020 SI | 0 | 0
3RT2015-1BB42-0CC0 |  | 3RT2015-1BB42-0CC0 | 1 | UN | 1 | 1 | A | D | N | N | 85364900 | 1 | 4011209827318 | 0.292 | KG | 42.37 | 41.14 | CP24 | CP24 | Power contactor, AC-3 7 A, 3 kW / 400 V 1 NC, 24 V DC communication-capable, 3-pole, Size S00, screw terminal | Lista Papel 2020 SI | 0 | 0
3RT2015-1BB42-1AA0 |  | 3RT2015-1BB42-1AA0 | 1 | UN | 1 | 5 | B | D | N | N | 85364900 | 1 | 4011209947177 | 0.292 | KG | 40.66 | 40.66 | CP24 | CP24 | Power contactor, AC-3 7 A, 3 kW / 400 V 1 NC, 24 V DC 3-pole, Size S00 screw terminal upright mounting position | - | 0 | 0
3RT2015-1BB42-Z | W96 | 3RT2015-1BB42-ZW96 | 1 | UN | 1 | 5 | B | D | N | N | 85364900 | 72 | 4011209914209 | 0.25 | KG | 37.53 | 37.53 | CP24 | CP24 | power contactor, AC-3 7 A, 3 kW / 400 V 1 NC, 24 V DC 3-pole, Size S00 Screw terminal Multi-unit packaging = 72 units | - | 0 | 0
3RT2015-1BB42-Z | X95 | 3RT2015-1BB42-ZX95 | 1 | UN | 1 | 5 | B | D | N | N | 85364900 | 72 | 4011209843714 | 0.281 | KG | 37.53 | 37.53 | CP24 | CP24 | power contactor, AC-3 7 A, 3 kW / 400 V 1 NC, 24 V DC 3-pole, Size S00 screw terminal Reusable packaging = 72 units | - | 0 | 0
3RT2015-1BB44-3MA0 |  | 3RT2015-1BB44-3MA0 | 1 | UN | 1 | 1 | A | D | N | N | 85364900 | 1 | 4011209847255 | 0.344 | KG | 57.76 | 56.15 | CP24 | CP24 | Power contactor, AC-3 7 A, 3 kW / 400 V 2 NO + 2 NC, 24 V DC 3-pole, Size S00 screw terminal Captive auxiliary switch for SUVA applications | Lista Papel 2020 SI | 0 | 0
3RT2015-1BE41 |  | 3RT2015-1BE41 | 1 | UN | 1 | 5 | B | D | N | N | 85364900 | 1 | 4011209846371 | 0.295 | KG | 42.66 | 42.66 | CP24 | CP24 | Power contactor, AC-3 7 A, 3 kW / 400 V 1 NO, 60 V DC 3-pole, Size S00 screw terminal | - | 0 | 0
3RT2015-1BE42 |  | 3RT2015-1BE42 | 1 | UN | 1 | 5 | B | D | N | N | 85364900 | 1 | 4011209846418 | 0.292 | KG | 42.66 | 42.66 | CP24 | CP24 | Power contactor, AC-3 7 A, 3 kW / 400 V 1 NC, 60 V DC 3-pole, Size S00 screw terminal | - | 0 | 0
3RT2015-1BF41 |  | 3RT2015-1BF41 | 1 | UN | 1 | 5 | B | D | N | N | 85364900 | 1 | 4011209783874 | 0.29 | KG | 37.53 | 36.48 | CP24 | CP24 | Power contactor, AC-3 7 A, 3 kW / 400 V 1 NO, 110 V DC 3-pole, Size S00 screw terminal | Lista Papel 2020 SI | 0 | 0
3RT2015-1BF42 |  | 3RT2015-1BF42 | 1 | UN | 1 | 5 | B | D | N | N | 85364900 | 1 | 4011209843554 | 0.295 | KG | 37.53 | 36.48 | CP24 | CP24 | Power contactor, AC-3 7 A, 3 kW / 400 V 1 NC, 110 V DC 3-pole, Size S00 screw terminal | Lista Papel 2020 SI | 0 | 0
3RT2015-1BG41 |  | 3RT2015-1BG41 | 1 | UN | 1 | 5 | B | D | N | N | 85364900 | 1 | 4011209896833 | 0.29 | KG | 42.66 | 42.66 | CP24 | CP24 | Power contactor, AC-3 7 A, 3 kW / 400 V 1 NO, 125 V DC 3-pole, Size S00 screw terminal | - | 0 | 0
3RT2015-1BG42 |  | 3RT2015-1BG42 | 1 | UN | 1 | 5 | B | D | N | N | 85364900 | 1 | 4011209896208 | 0.288 | KG | 42.66 | 42.66 | CP24 | CP24 | Power contactor, AC-3 7 A, 3 kW / 400 V 1 NC, 125 V DC 3-pole, Size S00 screw terminal | - | 0 | 0
3RT2015-1BJ82 |  | 3RT2015-1BJ82 | 1 | UN | 1 | 5 | B | D | N | N | 85364900 | 1 | 4011209915411 | 0.287 | KG | 42.66 | 42.66 | CP24 | CP24 | Power contactor, AC-3 7 A, 3 kW / 400 V 1 NC, 72 V DC 3-pole, Size S00 screw terminal | - | 0 | 0
3RT2015-1BM41 |  | 3RT2015-1BM41 | 1 | UN | 1 | 2 | A | D | N | N | 85364900 | 1 | 4011209783881 | 0.294 | KG | 37.53 | 37.53 | CP24 | CP24 | Power contactor, AC-3 7 A, 3 kW / 400 V 1 NO, 220 V DC 3-pole, Size S00 screw terminal | - | 0 | 0
3RT2015-1BM42 |  | 3RT2015-1BM42 | 1 | UN | 1 | 5 | B | D | N | N | 85364900 | 1 | 4011209843486 | 0.287 | KG | 37.53 | 37.53 | CP24 | CP24 | Power contactor, AC-3 7 A, 3 kW / 400 V 1 NC, 220 V DC 3-pole, Size S00 screw terminal | - | 0 | 0
3RT2015-1BN41 |  | 3RT2015-1BN41 | 1 | UN | 1 | 5 | B | D | N | N | 85364900 | 1 | 4011209940789 | 0.287 | KG | 42.66 | 42.66 | CP24 | CP24 | Power contactor, AC-3 7 A, 3 kW / 400 V 1 NO, 250 V DC 3-pole, Size S00 screw terminal | - | 0 | 0
3RT2015-1BP41 |  | 3RT2015-1BP41 | 1 | UN | 1 | 5 | B | D | N | N | 85364900 | 1 | 4011209896246 | 0.289 | KG | 42.66 | 42.66 | CP24 | CP24 | Power contactor, AC-3 7 A, 3 kW / 400 V 1 NO, 230 V DC 3-pole, Size S00 screw terminal | - | 0 | 0
3RT2015-1BP42 |  | 3RT2015-1BP42 | 1 | UN | 1 | 5 | B | D | N | N | 85364900 | 1 | 4011209896277 | 0.29 | KG | 42.66 | 42.66 | CP24 | CP24 | Power contactor, AC-3 7 A, 3 kW / 400 V 1 NC, 230 V DC 3-pole, Size S00 screw terminal | - | 0 | 0
3RT2015-1BW41 |  | 3RT2015-1BW41 | 1 | UN | 1 | 5 | B | D | N | N | 85364900 | 1 | 4011209828315 | 0.287 | KG | 37.53 | 37.53 | CP24 | CP24 | Power contactor, AC-3 7 A, 3 kW / 400 V 1 NO, 48 V DC 3-pole, Size S00 screw terminal | - | 0 | 0
3RT2015-1BW42 |  | 3RT2015-1BW42 | 1 | UN | 1 | 5 | B | D | N | N | 85364900 | 1 | 4011209827325 | 0.287 | KG | 37.53 | 37.53 | CP24 | CP24 | Power contactor, AC-3 7 A, 3 kW / 400 V 1 NC, 48 V DC 3-pole, Size S00 screw terminal | - | 0 | 0
3RT2015-1CK64-3MA0 |  | 3RT2015-1CK64-3MA0 | 1 | UN | 1 | 5 | B | D | N | N | 85364900 | 1 | 4047621003894 | 0.287 | KG | 61.47 | 61.47 | CP24 | CP24 | Power contactor, AC-3 7 A, 3 kW / 400 V 2 NO + 2 NC, 110 V AC 50 Hz, 120 V, 60 Hz, with varistor plugged on, 3-pole, Size S00 screw terminal Captive auxiliary switch for SUVA applications | - | 0 | 0
3RT2015-1CP04-3MA0 |  | 3RT2015-1CP04-3MA0 | 1 | UN | 1 | 5 | B | D | N | N | 85364900 | 1 | 4011209864818 | 0.286 | KG | 61.47 | 61.47 | CP24 | CP24 | Power contactor, AC-3 7 A, 3 kW / 400 V 2 NO + 2 NC, 230 V AC 50 / 60 Hz, with varistor plugged on, 3-pole, Size S00 screw terminal Captive auxiliary switch for SUVA applications | - | 0 | 0
3RT2015-1FB41 |  | 3RT2015-1FB41 | 1 | UN | 1 | 1 | A | D | N | N | 85364900 | 1 | 4011209843578 | 0.292 | KG | 44.18 | 44.18 | CP24 | CP24 | Power contactor, AC-3 7 A, 3 kW / 400 V 1 NO, 24 V DC with diode integrated, 3-pole, Size S00, screw terminal | - | 0 | 0
3RT2015-1FB41-Z | W96 | 3RT2015-1FB41-ZW96 | 1 | UN | 1 | 0 | A | D | N | N | 85364900 | 72 | 4047621012605 | 0.25 | KG | 44.18 | 44.18 | CP24 | CP24 | power contactor, AC-3 7 A, 3 kW / 400 V 1 NO, 24 V DC with diode integrated, 3-pole, Size S00, screw terminal Multi-unit packaging 72 units | - | 0 | 0
3RT2015-1FB41-Z | X95 | 3RT2015-1FB41-ZX95 | 1 | UN | 1 | 5 | B | D | N | N | 85364900 | 132 | 4011209920163 | 0.281 | KG | 44.18 | 44.18 | CP24 | CP24 | power contactor, AC-3 7 A, 3 kW / 400 V 1 NO, 24 V DC with diode integrated, 3-pole, Size S00, screw terminal Reusable packaging = 132 units | - | 0 | 0
3RT2015-1FB42 |  | 3RT2015-1FB42 | 1 | UN | 1 | 1 | A | D | N | N | 85364900 | 1 | 4011209843615 | 0.294 | KG | 44.18 | 44.18 | CP24 | CP24 | Power contactor, AC-3 7 A, 3 kW / 400 V 1 NC, 24 V DC with diode integrated, 3-pole, Size S00, screw terminal | - | 0 | 0
3RT2015-1FB42-1AA0 |  | 3RT2015-1FB42-1AA0 | 1 | UN | 1 | 5 | B | D | EAR99 | N | 85364900 | 1 | 4047621066837 | 0.286 | KG | 47.41 | 47.41 | CP24 | CP24 | Power contactor, AC-3 7 A, 3 kW / 400 V 1 NC, 24 V DC with diode integrated, 3-pole, Size S00, screw terminal Upright mounting position | - | 0 | 7
3RT2015-1FB44-3MA0 |  | 3RT2015-1FB44-3MA0 | 1 | UN | 1 | 2 | A | D | N | N | 85364900 | 1 | 4011209864894 | 0.348 | KG | 64.6 | 64.6 | CP24 | CP24 | Power contactor, AC-3 7 A, 3 kW / 400 V 2 NO + 2 NC, 24 V DC with diode integrated 3-pole, Size S00 screw terminal Captive auxiliary switch for SUVA applications | - | 0 | 0
3RT2015-1HB41 |  | 3RT2015-1HB41 | 1 | UN | 1 | 5 | B | D | N | N | 85364900 | 1 | 4011209784925 | 0.296 | KG | 38 | 36.96 | CP24 | CP24 | Power contactor, AC-3 7 A, 3 kW / 400 V 1 NO, 24 V DC 0.7-1.25* US, 3-pole Size S00, screw terminal suitable for PLC outputs | Lista Papel 2020 SI | 0 | 0
3RT2015-1HB42 |  | 3RT2015-1HB42 | 1 | UN | 1 | 5 | B | D | N | N | 85364900 | 1 | 4011209843912 | 0.297 | KG | 38 | 36.96 | CP24 | CP24 | Power contactor, AC-3 7 A, 3 kW / 400 V 1 NC, 24 V DC 0.7-1.25* US, 3-pole Size S00, screw terminal suitable for PLC outputs | Lista Papel 2020 SI | 0 | 0
3RT2015-1JB41 |  | 3RT2015-1JB41 | 1 | UN | 1 | 2 | A | D | N | N | 85364900 | 1 | 4011209846074 | 0.294 | KG | 44.18 | 42.94 | CP24 | CP24 | Power contactor, AC-3 7 A, 3 kW / 400 V 1 NO, 24 V DC 0.7-1.25* US, with diode integrated, 3-pole, suitable for PLC outputs | Lista Papel 2020 SI | 0 | 0
3RT2015-1JB42 |  | 3RT2015-1JB42 | 1 | UN | 1 | 2 | A | D | N | N | 85364900 | 1 | 4011209846104 | 0.293 | KG | 44.18 | 42.94 | CP24 | CP24 | Power contactor, AC-3 7 A, 3 kW / 400 V 1 NC, 24 V DC 0.7-1.25* US, with diode integrated, 3-pole, Size S00, screw terminal suitable for PLC outputs | Lista Papel 2020 SI | 0 | 0
3RT2015-1KB41 |  | 3RT2015-1KB41 | 1 | UN | 1 | 2 | A | D | N | N | 85364900 | 1 | 4011209846944 | 0.294 | KG | 43.32 | 42.09 | CP24 | CP24 | Power contactor, AC-3 7 A, 3 kW / 400 V 1 NO, 24 V DC 0.7-1.25* US, suppressor diode integrated, 3-pole, Size S00, screw terminal suitable for PLC outputs | Lista Papel 2020 SI | 0 | 0
3RT2015-1KB42 |  | 3RT2015-1KB42 | 1 | UN | 1 | 2 | A | D | N | N | 85364900 | 1 | 4011209846975 | 0.294 | KG | 43.32 | 42.09 | CP24 | CP24 | Power contactor, AC-3 7 A, 3 kW / 400 V 1 NC, 24 V DC 0.7-1.25* US, suppressor diode integrated, 3-pole, Size S00, screw terminal suitable for PLC outputs | Lista Papel 2020 SI | 0 | 0
3RT2015-1MB41-0KT0 |  | 3RT2015-1MB41-0KT0 | 1 | UN | 1 | 5 | B | D | N | N | 85364900 | 1 | 4011209847286 | 0.297 | KG | 38 | 36.96 | CP24 | CP24 | Power contactor, AC-3 7 A, 3 kW / 400 V 1 NO, 24 V DC 0.85-1.85* US, 3-pole, Size S00, screw terminal | Lista Papel 2020 SI | 0 | 0
3RT2015-1MB42-0KT0 |  | 3RT2015-1MB42-0KT0 | 1 | UN | 1 | 5 | B | D | N | N | 85364900 | 1 | 4011209847316 | 0.294 | KG | 38 | 36.96 | CP24 | CP24 | Power contactor, AC-3 7 A, 3 kW / 400 V 1 NC, 24 V DC 0.85-1.85* US, 3-pole, Size S00, screw terminal | Lista Papel 2020 SI | 0 | 0
3RT2015-1QB41 |  | 3RT2015-1QB41 | 1 | UN | 1 | 5 | B | D | N | N | 85364900 | 1 | 4011209846234 | 0.3 | KG | 43.32 | 43.32 | CP24 | CP24 | Power contactor, AC-3 7 A, 3 kW / 400 V 1 NO, 24 V DC 0.7-1.25* US, with varistor plugged on, 3-pole, Size S00, screw terminal | - | 0 | 0
3RT2015-1QB42 |  | 3RT2015-1QB42 | 1 | UN | 1 | 5 | B | D | N | N | 85364900 | 1 | 4011209846265 | 0.312 | KG | 43.32 | 43.32 | CP24 | CP24 | Power contactor, AC-3 7 A, 3 kW / 400 V 1 NC, 24 V DC 0.7-1.25* US, with varistor plugged on, 3-pole, Size S00, screw terminal | - | 0 | 0
3RT2015-1SB41 |  | 3RT2015-1SB41 | 1 | UN | 1 | 5 | B | D | N | N | 85364900 | 1 | 4011209846593 | 0.292 | KG | 43.32 | 42.09 | CP24 | CP24 | Power contactor, AC-3 7 A, 3 kW / 400 V 1 NO, 24 V DC, 0.85-1.85*US with integrated suppressor diode Size S00, screw terminal | Lista Papel 2020 SI | 0 | 0
3RT2015-1SB42 |  | 3RT2015-1SB42 | 1 | UN | 1 | 5 | B | D | N | N | 85364900 | 1 | 4011209846630 | 0.295 | KG | 43.32 | 42.09 | CP24 | CP24 | Power contactor, AC-3 7 A, 3 kW / 400 V 1 NC, 24 V DC, 0.85-1.85*US with integrated suppressor diode Size S00, screw terminal | Lista Papel 2020 SI | 0 | 0
3RT2015-1UB41 |  | 3RT2015-1UB41 | 1 | UN | 1 | 5 | B | D | N | N | 85364900 | 1 | 4047621053844 | 0.298 | KG | 44.18 | 44.18 | CP24 | CP24 | Power contactor, AC-3 7 A, 3 kW / 400 V 1 NO, 24 V DC with varistor integrated, 3-pole, Size S00, screw terminal | - | 0 | 0
3RT2015-1UB42 |  | 3RT2015-1UB42 | 1 | UN | 1 | 5 | B | D | N | N | 85364900 | 1 | 4047621053851 | 0.292 | KG | 44.18 | 44.18 | CP24 | CP24 | Power contactor, AC-3 7 A, 3 kW / 400 V 1 NC, 24 V DC with varistor integrated, 3-pole, Size S00, screw terminal | - | 0 | 0
3RT2015-1VB41 |  | 3RT2015-1VB41 | 1 | UN | 1 | 5 | B | D | N | N | 85364900 | 1 | 4011209843998 | 0.298 | KG | 44.18 | 42.94 | CP24 | CP24 | Power contactor, AC-3 7 A, 3 kW / 400 V 1 NO, 24 V DC 0.85-1.85* US, with diode integrated, 3-pole, Size S00, screw terminal | Lista Papel 2020 SI | 0 | 0
3RT2015-1VB42 |  | 3RT2015-1VB42 | 1 | UN | 1 | 5 | B | D | N | N | 85364900 | 1 | 4011209844056 | 0.298 | KG | 44.18 | 42.94 | CP24 | CP24 | Power contactor, AC-3 7 A, 3 kW / 400 V 1 NC, 24 V DC 0.85-1.85* US, with diode integrated, 3-pole, Size S00, screw terminal | Lista Papel 2020 SI | 0 | 0
3RT2015-1WB41 |  | 3RT2015-1WB41 | 1 | UN | 1 | 5 | B | D | N | N | 85364900 | 1 | 4011209846760 | 0.32 | KG | 43.32 | 43.32 | CP24 | CP24 | Power contactor, AC-3 7 A, 3 kW / 400 V 1 NO, 24 V DC 0.85-1.85* US, with varistor plugged on, 3-pole, Size S00, screw terminal | - | 0 | 0
3RT2015-1WB42 |  | 3RT2015-1WB42 | 1 | UN | 1 | 5 | B | D | N | N | 85364900 | 1 | 4011209846791 | 0.313 | KG | 43.32 | 43.32 | CP24 | CP24 | Power contactor, AC-3 7 A, 3 kW / 400 V 1 NC, 24 V DC 0.85-1.85* US, with varistor plugged on, 3-pole, Size S00, screw terminal | - | 0 | 0
3RT2015-2AB01 |  | 3RT2015-2AB01 | 1 | UN | 1 | 1 | A | D | N | N | 85364900 | 1 | 4011209785205 | 0.252 | KG | 31.92 | 31.07 | CP24 | CP24 | Power contactor, AC-3 7 A, 3 kW / 400 V 1 NO, 24 V AC, 50 / 60 Hz 3-pole, Size S00 Spring-type terminal | Lista Papel 2020 SI | 0 | 0
3RT2015-2AB01-1AA0 |  | 3RT2015-2AB01-1AA0 | 1 | UN | 1 | 5 | B | D | N | N | 85364900 | 1 | 4011209940772 | 0.247 | KG | 35.15 | 35.15 | CP24 | CP24 | Power contactor, AC-3 7 A, 3 kW / 400 V 1 NO, 24 V AC, 50 / 60 Hz 3-pole, Size S00 Spring-type terminal upright mounting position | - | 0 | 0
3RT2015-2AB01-Z | W97 | 3RT2015-2AB01-ZW97 | 1 | UN | 1 | 5 | B | D | N | N | 85364900 | 32 | 4011209929616 | 0.25 | KG | 31.92 | 31.92 | CP24 | CP24 | power contactor, AC-3 7 A, 3 kW / 400 V 1 NO, 24 V AC, 50 / 60 Hz 3-pole, Size S00 Spring-type terminal Multi-unit packaging = 32 units | - | 0 | 0
3RT2015-2AB01-Z | X95 | 3RT2015-2AB01-ZX95 | 1 | UN | 1 | 1 | A | D | N | N | 85364900 | 120 | 4011209843011 | 0.238 | KG | 31.92 | 31.92 | CP24 | CP24 | power contactor, AC-3 7 A, 3 kW / 400 V 1 NO, 24 V AC, 50 / 60 Hz 3-pole, Size S00 Spring-type terminal Reusable packaging = 120 units | - | 0 | 0
3RT2015-2AB02 |  | 3RT2015-2AB02 | 1 | UN | 1 | 1 | A | D | N | N | 85364900 | 1 | 4011209827332 | 0.248 | KG | 31.92 | 31.07 | CP24 | CP24 | Power contactor, AC-3 7 A, 3 kW / 400 V 1 NC, 24 V AC, 50 / 60 Hz 3-pole, Size S00 Spring-type terminal | Lista Papel 2020 SI | 0 | 0
3RT2015-2AB02-Z | W96 | 3RT2015-2AB02-ZW96 | 1 | UN | 1 | 5 | B | D | N | N | 85364900 | 60 | 4011209913264 | 0.25 | KG | 31.92 | 31.92 | CP24 | CP24 | power contactor, AC-3 7 A, 3 kW / 400 V 1 NC, 24 V AC, 50 / 60 Hz 3-pole, Size S00, Spring-type terminal Multi-unit packaging = 60 units | - | 0 | 0
3RT2015-2AB02-Z | X95 | 3RT2015-2AB02-ZX95 | 1 | UN | 1 | 5 | B | D | N | N | 85364900 | 120 | 4011209843080 | 0.236 | KG | 31.92 | 31.92 | CP24 | CP24 | power contactor, AC-3 7 A, 3 kW / 400 V 1 NC, 24 V AC, 50 / 60 Hz 3-pole, Size S00, Spring-type terminal Reusable packaging = 120 units | - | 0 | 0
3RT2015-2AD01 |  | 3RT2015-2AD01 | 1 | UN | 1 | 5 | B | D | N | N | 85364900 | 1 | 4011209842755 | 0.252 | KG | 35.34 | 35.34 | CP24 | CP24 | Power contactor, AC-3 7 A, 3 kW / 400 V 1 NO, 42 V AC, 50 / 60 Hz 3-pole, Size S00 Spring-type terminal | - | 0 | 0
3RT2015-2AD02 |  | 3RT2015-2AD02 | 1 | UN | 1 | 5 | B | D | N | N | 85364900 | 1 | 4011209842823 | 0.25 | KG | 35.34 | 35.34 | CP24 | CP24 | Power contactor, AC-3 7 A, 3 kW / 400 V 1 NC, 42 V AC, 50 / 60 Hz 3-pole, Size S00 Spring-type terminal | - | 0 | 0
3RT2015-2AF01 |  | 3RT2015-2AF01 | 1 | UN | 1 | 1 | A | D | N | N | 85364900 | 1 | 4011209827349 | 0.254 | KG | 31.92 | 31.07 | CP24 | CP24 | Power contactor, AC-3 7 A, 3 kW / 400 V 1 NO, 110 V AC, 50/60 Hz 3-pole, Size S00 Spring-type terminal | Lista Papel 2020 SI | 0 | 0
3RT2015-2AF02 |  | 3RT2015-2AF02 | 1 | UN | 1 | 1 | A | D | N | N | 85364900 | 1 | 4011209827356 | 0.251 | KG | 31.92 | 31.07 | CP24 | CP24 | Power contactor, AC-3 7 A, 3 kW / 400 V 1 NC, 110 V AC, 50 / 60 Hz 3-pole, Size S00 Spring-type terminal | Lista Papel 2020 SI | 0 | 0
3RT2015-2AF04 |  | 3RT2015-2AF04 | 1 | UN | 1 | 5 | B | D | N | N | 85364900 | 1 | 4011209896918 | 0.292 | KG | 50.26 | 50.26 | CP24 | CP24 | Power contactor, AC-3 7 A, 3 kW / 400 V 2 NO + 2 NC, 110 V AC 50 / 60 Hz, 3-pole, Size S00, Spring-type terminal Removable auxiliary switch | - | 0 | 0
3RT2015-2AH01 |  | 3RT2015-2AH01 | 1 | UN | 1 | 5 | B | D | N | N | 85364900 | 1 | 4011209828230 | 0.253 | KG | 31.92 | 31.92 | CP24 | CP24 | Power contactor, AC-3 7 A, 3 kW / 400 V 1 NO, 48 V AC 50 / 60 Hz, 3-pole, Size S00, Spring-type terminal | - | 0 | 0
3RT2015-2AH01-Z | W96 | 3RT2015-2AH01-ZW96 | 1 | UN | 1 | 5 | B | D | N | N | 85364900 | 60 | 4011209929517 | 0.25 | KG | 31.92 | 31.92 | CP24 | CP24 | power contactor, AC-3 7 A, 3 kW / 400 V 1 NO, 48 V AC 50 / 60 Hz, 3-pole, Size S00, Spring-type terminal Multi-unit packaging = 60 units | - | 0 | 0
3RT2015-2AH01-Z | X95 | 3RT2015-2AH01-ZX95 | 1 | UN | 1 | 5 | B | D | N | N | 85364900 | 120 | 4011209843172 | 0.237 | KG | 31.92 | 31.92 | CP24 | CP24 | power contactor, AC-3 7 A, 3 kW / 400 V 1 NO, 48 V AC, 50 / 60 Hz 3-pole, Size S00 Spring-type terminal Reusable packaging = 120 units | - | 0 | 0
3RT2015-2AH02 |  | 3RT2015-2AH02 | 1 | UN | 1 | 5 | B | D | N | N | 85364900 | 1 | 4011209827363 | 0.25 | KG | 31.92 | 31.92 | CP24 | CP24 | Power contactor, AC-3 7 A, 3 kW / 400 V 1 NC, 48 V AC, 50 / 60 Hz 3-pole, Size S00 Spring-type terminal | - | 0 | 0
3RT2015-2AK61 |  | 3RT2015-2AK61 | 1 | UN | 1 | 5 | B | D | N | N | 85364900 | 1 | 4011209828278 | 0.252 | KG | 31.92 | 31.92 | CP24 | CP24 | Power contactor, AC-3 7 A, 3 kW / 400 V 1 NO, 110 V AC, 50 Hz 120 V, 60 Hz, 3-pole, Size S00, Spring-type terminal | - | 0 | 0
3RT2015-2AK61-1AA0 |  | 3RT2015-2AK61-1AA0 | 1 | UN | 1 | 5 | B | D | N | N | 85364900 | 1 | 4011209974685 | 0.25 | KG | 35.15 | 35.15 | CP24 | CP24 | Power contactor, AC-3 7 A, 3 kW / 400 V 1 NO, 110 V AC, 50 Hz 120 V, 60 Hz, 3-pole, Size S00, Spring-type terminal upright mounting position | - | 0 | 0
3RT2015-2AK61-Z | W96 | 3RT2015-2AK61-ZW96 | 1 | UN | 1 | 5 | B | D | EAR99 | N | 85364900 | 60 | 4047621007465 | 0.234 | KG | 31.64 | 31.64 | CP24 | CP24 | power contactor, AC-3 7 A, 3 kW / 400 V 1 NO, 110 V AC, 50 Hz 120 V, 60 Hz, 3-pole, Size S00, Spring-type terminal Multi-unit packaging = 60 units | - | 0 | 0
3RT2015-2AK61-Z | W97 | 3RT2015-2AK61-ZW97 | 1 | UN | 1 | 5 | B | D | N | N | 85364900 | 32 | 4011209938601 | 0.25 | KG | 31.92 | 31.92 | CP24 | CP24 | power contactor, AC-3 7 A, 3 kW / 400 V 1 NO, 110 V AC, 50 Hz 120 V, 60 Hz, 3-pole, Size S00, Spring-type terminal Multi-unit packaging = 32 units | - | 0 | 0
3RT2015-2AK61-Z | X95 | 3RT2015-2AK61-ZX95 | 1 | UN | 1 | 5 | B | D | N | N | 85364900 | 120 | 4011209843257 | 0.234 | KG | 31.92 | 31.92 | CP24 | CP24 | power contactor, AC-3 7 A, 3 kW / 400 V 1 NO, 110 V AC, 50 Hz 120 V, 60 Hz, 3-pole, Size S00, Spring-type terminal Reusable packaging = 120 units | - | 0 | 0
3RT2015-2AK62 |  | 3RT2015-2AK62 | 1 | UN | 1 | 5 | B | D | N | N | 85364900 | 1 | 4011209827370 | 0.257 | KG | 31.92 | 31.92 | CP24 | CP24 | Power contactor, AC-3 7 A, 3 kW / 400 V 1 NO, 110 V AC, 50 Hz 120 V, 60 Hz, 3-pole, Size S00, Spring-type terminal | - | 0 | 0
3RT2015-2AK64-3MA0 |  | 3RT2015-2AK64-3MA0 | 1 | UN | 1 | 5 | B | D | N | N | 85364900 | 1 | 4011209944763 | 0.316 | KG | 52.54 | 52.54 | CP24 | CP24 | Power contactor, AC-3 7 A, 3 kW / 400 V 2 NO + 2 NC, 110 V AC, 50 Hz 120 V, 60 Hz, 3-pole Size S00, Spring-type terminal Captive auxiliary switch for SUVA applications | - | 0 | 0
3RT2015-2AN21 |  | 3RT2015-2AN21 | 1 | UN | 1 | 5 | B | D | N | N | 85364900 | 1 | 4011209896574 | 0.253 | KG | 31.92 | 31.92 | CP24 | CP24 | Power contactor, AC-3 7 A, 3 kW / 400 V 1 NO, 220 V AC, 50 / 60 Hz 3-pole, Size S00 Spring-type terminal | - | 0 | 0
3RT2015-2AN22 |  | 3RT2015-2AN22 | 1 | UN | 1 | 5 | B | D | N | N | 85364900 | 1 | 4011209896581 | 0.251 | KG | 31.92 | 31.92 | CP24 | CP24 | Power contactor, AC-3 7 A, 3 kW / 400 V 1 NC, 220 V AC, 50 / 60 Hz 3-pole, Size S00 Spring-type terminal | - | 0 | 0
3RT2015-2AP01 |  | 3RT2015-2AP01 | 1 | UN | 1 | 1 | A | D | N | N | 85364900 | 1 | 4011209785212 | 0.253 | KG | 31.92 | 31.07 | CP24 | CP24 | Power contactor, AC-3 7 A, 3 kW / 400 V 1 NO, 230 V AC, 50 / 60 Hz 3-pole, Size S00 Spring-type terminal | Lista Papel 2020 SI | 0 | 0
3RT2015-2AP01-1AA0 |  | 3RT2015-2AP01-1AA0 | 1 | UN | 1 | 5 | B | D | N | N | 85364900 | 1 | 4011209938335 | 0.254 | KG | 35.15 | 35.15 | CP24 | CP24 | Power contactor, AC-3 7 A, 3 kW / 400 V 1 NO, 220 V AC, 50 / 60 Hz 3-pole, Size S00 Spring-type terminal upright mounting position | - | 0 | 0
3RT2015-2AP01-Z | W97 | 3RT2015-2AP01-ZW97 | 1 | UN | 1 | 5 | B | D | N | N | 85364900 | 32 | 4011209929029 | 0.25 | KG | 31.92 | 31.92 | CP24 | CP24 | power contactor, AC-3 7 A, 3 kW / 400 V 1 NO, 220 V AC, 50 / 60 Hz 3-pole, Size S00 Spring-type terminal Multi-unit packaging = 32 units | - | 0 | 0
3RT2015-2AP01-Z | X95 | 3RT2015-2AP01-ZX95 | 1 | UN | 1 | 5 | B | D | N | N | 85364900 | 120 | 4011209842939 | 0.237 | KG | 31.92 | 31.92 | CP24 | CP24 | power contactor, AC-3 7 A, 3 kW / 400 V 1 NO, 220 V AC, 50 / 60 Hz 3-pole, Size S00 Spring-type terminal Reusable packaging = 120 units | - | 0 | 0
3RT2015-2AP02 |  | 3RT2015-2AP02 | 1 | UN | 1 | 1 | A | D | N | N | 85364900 | 1 | 4011209827387 | 0.251 | KG | 31.92 | 31.07 | CP24 | CP24 | Power contactor, AC-3 7 A, 3 kW / 400 V 1 NC, 230 V AC, 50/60 Hz 3-pole, size S00 Spring-type terminal | Lista Papel 2020 SI | 0 | 0
3RT2015-2AP02-1AA0 |  | 3RT2015-2AP02-1AA0 | 1 | UN | 1 | 5 | B | D | N | N | 85364900 | 1 | 4047621000350 | 0.253 | KG | 35.15 | 35.15 | CP24 | CP24 | Power contactor, AC-3 7 A, 3 kW / 400 V 1 NC, 220 V AC, 50 / 60 Hz 3-pole, Size S00 Spring-type terminal upright mounting position | - | 0 | 0
3RT2015-2AP02-Z | W96 | 3RT2015-2AP02-ZW96 | 1 | UN | 1 | 5 | B | D | EAR99 | N | 85364900 | 60 | 4047621071824 | 0.236 | KG | 31.92 | 31.92 | CP24 | CP24 | Power contactor, AC-3 7 A, 3 kW / 400 V 230 V AC, 50/60 Hz 3-pole, size S00 Spring-type terminals Multi-unit packaging; Pack = 60 units |  | 0 | 0
3RT2015-2AP02-Z | W97 | 3RT2015-2AP02-ZW97 | 1 | UN | 1 | 5 | B | D | N | N | 85364900 | 32 | 4047621017686 | 0.236 | KG | 31.92 | 31.92 | CP24 | CP24 | power contactor, AC-3 7 A, 3 kW / 400 V 230 V AC, 50/60 Hz 3-pole, Size S00 Spring-type terminal Multi-unit packaging; Pack = 32 units | - | 0 | 0
3RT2015-2AP02-Z | X95 | 3RT2015-2AP02-ZX95 | 1 | UN | 1 | 5 | B | D | N | N | 85364900 | 120 | 4011209843004 | 0.236 | KG | 31.92 | 31.92 | CP24 | CP24 | power contactor, AC-3 7 A, 3 kW / 400 V 1 NC, 220 V AC, 50 / 60 Hz 3-pole, Size S00 Spring-type terminal Reusable packaging = 120 units | - | 0 | 0
3RT2015-2AP04-3MA0 |  | 3RT2015-2AP04-3MA0 | 1 | UN | 1 | 5 | B | D | N | N | 85364900 | 1 | 4011209842878 | 0.31 | KG | 52.54 | 51.02 | CP24 | CP24 | Power contactor, AC-3 7 A, 3 kW / 400 V 2 NO + 2 NC, 230 V AC 50 / 60 Hz, 3-pole, Size S00, Spring-type terminal Captive auxiliary switch for SUVA applications | Lista Papel 2020 SI | 0 | 0
3RT2015-2AP61 |  | 3RT2015-2AP61 | 1 | UN | 1 | 5 | B | D | N | N | 85364900 | 1 | 4011209896499 | 0.252 | KG | 31.92 | 31.92 | CP24 | CP24 | Power contactor, AC-3 7 A, 3 kW / 400 V 1 NO, 220 V AC, 50 Hz 240 V, 60 Hz, 3-pole, Size S00, Spring-type terminal | - | 0 | 0
3RT2015-2AP61-1AA0 |  | 3RT2015-2AP61-1AA0 | 1 | UN | 1 | 5 | B | D | N | N | 85364900 | 1 | 4011209929661 | 0.252 | KG | 35.15 | 35.15 | CP24 | CP24 | Power contactor, AC-3 7 A, 3 kW / 400 V 1 NO, 220 V AC, 50 Hz 240 V, 60 Hz, 3-pole, Size S00, Spring-type terminal upright mounting position | - | 0 | 0
3RT2015-2AP62 |  | 3RT2015-2AP62 | 1 | UN | 1 | 5 | B | D | N | N | 85364900 | 1 | 4011209896505 | 0.251 | KG | 31.92 | 31.92 | CP24 | CP24 | Power contactor, AC-3 7 A, 3 kW / 400 V 1 NO, 220 V AC, 50 Hz 240 V, 60 Hz, 3-pole, Size S00, Spring-type terminal | - | 0 | 0
3RT2015-2AV01 |  | 3RT2015-2AV01 | 1 | UN | 1 | 5 | B | D | N | N | 85364900 | 1 | 4011209896734 | 0.255 | KG | 35.34 | 34.39 | CP24 | CP24 | Power contactor, AC-3 7 A, 3 kW / 400 V 1 NO, 400 V AC, 50 / 60 Hz 3-pole, Size S00 Spring-type terminal | Lista Papel 2020 SI | 0 | 0
3RT2015-2AV02 |  | 3RT2015-2AV02 | 1 | UN | 1 | 5 | B | D | N | N | 85364900 | 1 | 4011209896741 | 0.252 | KG | 35.34 | 34.39 | CP24 | CP24 | Power contactor, AC-3 7 A, 3 kW / 400 V 1 NC, 400 V AC, 50 / 60 Hz 3-pole, Size S00 Spring-type terminal | Lista Papel 2020 SI | 0 | 0
3RT2015-2BB41 |  | 3RT2015-2BB41 | 1 | UN | 1 | 1 | A | D | N | N | 85364900 | 1 | 4011209785243 | 0.316 | KG | 37.53 | 36.48 | CP24 | CP24 | Power contactor, AC-3 7 A, 3 kW / 400 V 1 NO, 24 V DC 3-pole, Size S00 Spring-type terminal | Lista Papel 2020 SI | 0 | 0
3RT2015-2BB41-0CC0 |  | 3RT2015-2BB41-0CC0 | 1 | UN | 1 | 1 | A | D | N | N | 85364900 | 1 | 4011209827394 | 0.299 | KG | 42.37 | 41.14 | CP24 | CP24 | Power contactor, AC-3 7 A, 3 kW / 400 V 1 NO, 24 V DC communication-capable, 3-pole, Size S00, Spring-type terminal | Lista Papel 2020 SI | 0 | 0
3RT2015-2BB41-Z | W96 | 3RT2015-2BB41-ZW96 | 1 | UN | 1 | 5 | B | D | N | N | 85364900 | 60 | 4047621021898 | 0.294 | KG | 37.53 | 37.53 | CP24 | CP24 | power contactor, AC-3 7 A, 3 kW / 400 V 24 V DC 3-pole, Size S00 Spring-type terminal Multi-unit packaging Pack = 60 units | - | 0 | 0
3RT2015-2BB41-Z | W97 | 3RT2015-2BB41-ZW97 | 1 | UN | 1 | 0 | A | D | EAR99 | N | 85364900 | 32 | 4011209907690 | 0.25 | KG | 37.53 | 37.53 | CP24 | CP24 | power contactor, AC-3 7 A, 3 kW / 400 V 1 NO, 24 V DC 3-pole, Size S00 Spring-type terminal Multi-unit packaging = 32 units | - | 0 | 0
3RT2015-2BB41-Z | X95 | 3RT2015-2BB41-ZX95 | 1 | UN | 1 | 5 | B | D | N | N | 85364900 | 120 | 4011209843943 | 0.294 | KG | 37.53 | 37.53 | CP24 | CP24 | power contactor, AC-3 7 A, 3 kW / 400 V 1 NO, 24 V DC 3-pole, Size S00 Spring-type terminal Reusable packaging = 120 units | - | 0 | 0
3RT2015-2BB42 |  | 3RT2015-2BB42 | 1 | UN | 1 | 1 | A | D | N | N | 85364900 | 1 | 4011209827400 | 0.312 | KG | 37.53 | 36.48 | CP24 | CP24 | Power contactor, AC-3 7 A, 3 kW / 400 V 1 NC, 24 V DC 3-pole, Size S00 Spring-type terminal | Lista Papel 2020 SI | 0 | 0
3RT2015-2BB42-0CC0 |  | 3RT2015-2BB42-0CC0 | 1 | UN | 1 | 2 | A | D | N | N | 85364900 | 1 | 4011209827417 | 0.316 | KG | 42.37 | 41.14 | CP24 | CP24 | Power contactor, AC-3 7 A, 3 kW / 400 V 1 NC, 24 V DC communication-capable, 3-pole, Size S00, Spring-type terminal | Lista Papel 2020 SI | 0 | 0
3RT2015-2BB42-1AA0 |  | 3RT2015-2BB42-1AA0 | 1 | UN | 1 | 5 | B | D | N | N | 85364900 | 1 | 4047621011172 | 0.31 | KG | 40.66 | 40.66 | CP24 | CP24 | Power contactor, AC-3 7 A, 3 kW / 400 V 1 NC, 24 V DC 3-pole, Size S00 Spring-type terminal upright mounting position | - | 0 | 0
3RT2015-2BB42-Z | W96 | 3RT2015-2BB42-ZW96 | 1 | UN | 1 | 5 | B | D | N | N | 85364900 | 60 | 4011209902299 | 0.25 | KG | 37.53 | 37.53 | CP24 | CP24 | power contactor, AC-3 7 A, 3 kW / 400 V 1 NC, 24 V DC 3-pole, Size S00 Spring-type terminal Multi-unit packaging = 60 units | - | 0 | 0
3RT2015-2BB42-Z | W97 | 3RT2015-2BB42-ZW97 | 1 | UN | 1 | 5 | B | D | N | N | 85364900 | 32 | 4011209902305 | 0.25 | KG | 37.53 | 37.53 | CP24 | CP24 | power contactor, AC-3 7 A, 3 kW / 400 V 1 NC, 24 V DC 3-pole, Size S00 Spring-type terminal Multi-unit packaging = 32 units | - | 0 | 0
3RT2015-2BB42-Z | X95 | 3RT2015-2BB42-ZX95 | 1 | UN | 1 | 5 | B | D | N | N | 85364900 | 120 | 4011209849273 | 0.299 | KG | 37.53 | 37.53 | CP24 | CP24 | power contactor, AC-3 7 A, 3 kW / 400 V 1 NC, 24 V DC 3-pole, Size S00 Spring-type terminal Reusable packaging = 120 units | - | 0 | 0
3RT2015-2BB44-3MA0 |  | 3RT2015-2BB44-3MA0 | 1 | UN | 1 | 2 | A | D | N | N | 85364900 | 1 | 4011209847347 | 0.376 | KG | 57.76 | 56.15 | CP24 | CP24 | Power contactor, AC-3 7 A, 3 kW / 400 V 24 V DC 3-pole, Size S00 Spring-type terminal Captive auxiliary switch for SUVA applications | Lista Papel 2020 SI | 0 | 0
3RT2015-2BE41 |  | 3RT2015-2BE41 | 1 | UN | 1 | 5 | B | D | N | N | 85364900 | 1 | 4011209846456 | 0.311 | KG | 42.66 | 42.66 | CP24 | CP24 | Power contactor, AC-3 7 A, 3 kW / 400 V 1 NO, 60 V DC 3-pole, Size S00 Spring-type terminal | - | 0 | 0
3RT2015-2BE42 |  | 3RT2015-2BE42 | 1 | UN | 1 | 5 | B | D | N | N | 85364900 | 1 | 4011209846494 | 0.313 | KG | 42.66 | 42.66 | CP24 | CP24 | Power contactor, AC-3 7 A, 3 kW / 400 V 1 NC, 60 V DC 3-pole, Size S00 Spring-type terminal | - | 0 | 0
3RT2015-2BF41 |  | 3RT2015-2BF41 | 1 | UN | 1 | 5 | B | D | N | N | 85364900 | 1 | 4011209785250 | 0.314 | KG | 37.53 | 36.48 | CP24 | CP24 | Power contactor, AC-3 7 A, 3 kW / 400 V 1 NO, 110 V DC 3-pole, Size S00 Spring-type terminal | Lista Papel 2020 SI | 0 | 0
3RT2015-2BF42 |  | 3RT2015-2BF42 | 1 | UN | 1 | 5 | B | D | N | N | 85364900 | 1 | 4011209843875 | 0.316 | KG | 37.53 | 36.48 | CP24 | CP24 | Power contactor, AC-3 7 A, 3 kW / 400 V 1 NC, 110 V DC 3-pole, Size S00 Spring-type terminal | Lista Papel 2020 SI | 0 | 0
3RT2015-2BF48-3MA4 |  | 3RT2015-2BF48-3MA4 | 1 | UN | 1 | 5 | B | D | N | N | 85364900 | 1 | 4011209897076 | 0.367 | KG | 59.57 | 59.57 | CP24 | CP24 | Power contactor, AC-3 7 A, 3 kW / 400 V 110 V DC 3-pole, Size S00 Spring-type terminal Captive auxiliary switch center auxiliary NC contact path | - | 0 | 0
3RT2015-2BG41 |  | 3RT2015-2BG41 | 1 | UN | 1 | 5 | B | D | N | N | 85364900 | 1 | 4011209937093 | 0.311 | KG | 42.66 | 42.66 | CP24 | CP24 | Power contactor, AC-3 7 A, 3 kW / 400 V 1 NO, 125 V DC 3-pole, Size S00 Spring-type terminal | - | 0 | 0
3RT2015-2BG42 |  | 3RT2015-2BG42 | 1 | UN | 1 | 5 | B | D | N | N | 85364900 | 1 | 4047621045399 | 0.31 | KG | 42.66 | 42.66 | CP24 | CP24 | Power contactor, AC-3 7 A, 3 kW / 400 V 1 NC, 125 V DC 3-pole, Size S00 Spring-type terminal | - | 0 | 0
3RT2015-2BM41 |  | 3RT2015-2BM41 | 1 | UN | 1 | 5 | B | D | N | N | 85364900 | 1 | 4011209785267 | 0.305 | KG | 37.53 | 37.53 | CP24 | CP24 | Power contactor, AC-3 7 A, 3 kW / 400 V 1 NO, 220 V DC 3-pole, Size S00 Spring-type terminal | - | 0 | 0
3RT2015-2BM42 |  | 3RT2015-2BM42 | 1 | UN | 1 | 5 | B | D | N | N | 85364900 | 1 | 4011209843868 | 0.316 | KG | 37.53 | 37.53 | CP24 | CP24 | Power contactor, AC-3 7 A, 3 kW / 400 V 1 NC, 220 V DC 3-pole, Size S00 Spring-type terminal | - | 0 | 0
3RT2015-2BW41 |  | 3RT2015-2BW41 | 1 | UN | 1 | 5 | B | D | N | N | 85364900 | 1 | 4011209828353 | 0.309 | KG | 37.53 | 37.53 | CP24 | CP24 | Power contactor, AC-3 7 A, 3 kW / 400 V 1 NO, 48 V DC 3-pole, Size S00 Spring-type terminal | - | 0 | 0
3RT2015-2BW42 |  | 3RT2015-2BW42 | 1 | UN | 1 | 5 | B | D | N | N | 85364900 | 1 | 4011209827424 | 0.309 | KG | 37.53 | 37.53 | CP24 | CP24 | Power contactor, AC-3 7 A, 3 kW / 400 V 1 NC, 48 V DC 3-pole, Size S00 Spring-type terminal | - | 0 | 0
3RT2015-2CK64-3MA0 |  | 3RT2015-2CK64-3MA0 | 1 | UN | 1 | 5 | B | D | N | N | 85364900 | 1 | 4047621058382 | 0.33 | KG | 61.47 | 61.47 | CP24 | CP24 | Power contactor, AC-3 7 A, 3 kW / 400 V 2 NO + 2 NC, 110 V AC, 50 Hz 120 V, 60 Hz, with plugged-on varistor, 3-pole, Size S00, Spring-type terminal Captive auxiliary switch for SUVA applications | - | 0 | 0
3RT2015-2CP04-3MA0 |  | 3RT2015-2CP04-3MA0 | 1 | UN | 1 | 5 | B | D | N | N | 85364900 | 1 | 4011209864856 | 0.316 | KG | 61.47 | 61.47 | CP24 | CP24 | Power contactor, AC-3 7 A, 3 kW / 400 V 2 NO + 2 NC, 230 V AC 50 / 60 Hz, with plugged-on varistor, 3-pole, Size S00, Spring-type terminal Captive auxiliary switch for SUVA applications | - | 0 | 0
3RT2015-2EK61 |  | 3RT2015-2EK61 | 1 | UN | 1 | 5 | B | D | N | N | 85364900 | 1 | 4011209974678 | 0.271 | KG | 46.46 | 46.46 | CP24 | CP24 | Power contactor, AC-3 7 A, 3 kW / 400 V 1 NO, 110 V AC, 50 Hz 120 V AC, 60 Hz, 3-pole, Size S00, Spring-type terminal RC element 3RT2916-1CC00 plugged on | - | 0 | 0
3RT2015-2EP01 |  | 3RT2015-2EP01 | 1 | UN | 1 | 5 | B | D | N | N | 85364900 | 1 | 4011209974661 | 0.268 | KG | 46.46 | 46.46 | CP24 | CP24 | Power contactor, AC-3 7 A, 3 kW / 400 V 1 NO, 230 V AC, 50 / 60 Hz 3-pole, Size S00 Spring-type terminal RC element 3RT2916-1CD00 plugged on | - | 0 | 0
3RT2015-2FB41 |  | 3RT2015-2FB41 | 1 | UN | 1 | 1 | A | D | N | N | 85364900 | 1 | 4011209847125 | 0.314 | KG | 44.18 | 44.18 | CP24 | CP24 | Power contactor, AC-3 7 A, 3 kW / 400 V 1 NO, 24 V DC with diode integrated, 3-pole, Size S00, Spring-type terminal | - | 0 | 0
3RT2015-2FB42 |  | 3RT2015-2FB42 | 1 | UN | 1 | 1 | A | D | N | N | 85364900 | 1 | 4011209847156 | 0.314 | KG | 44.18 | 44.18 | CP24 | CP24 | Power contactor, AC-3 7 A, 3 kW / 400 V 1 NC, 24 V DC with diode integrated, 3-pole, Size S00, Spring-type terminal | - | 0 | 0
3RT2015-2FB42-1AA0 |  | 3RT2015-2FB42-1AA0 | 1 | UN | 1 | 5 | B | D | EAR99 | N | 85364900 | 1 | 4047621066844 | 0.308 | KG | 47.41 | 47.41 | CP24 | CP24 | Power contactor, AC-3 7 A, 3 kW / 400 V 1 NC, 24 V DC with diode integrated, 3-pole, Size S00, spring-type terminal Upright mounting position | - | 0 | 7
3RT2015-2FB44-3MA0 |  | 3RT2015-2FB44-3MA0 | 1 | UN | 1 | 2 | A | D | N | N | 85364900 | 1 | 4011209864931 | 0.367 | KG | 64.6 | 64.6 | CP24 | CP24 | Power contactor, AC-3 7 A, 3 kW / 400 V 2 NO + 2 NC, 24 V DC with diode integrated 3-pole, Size S00 Spring-type terminal Captive auxiliary switch for SUVA applications | - | 0 | 0
3RT2015-2HB41 |  | 3RT2015-2HB41 | 1 | UN | 1 | 5 | B | D | N | N | 85364900 | 1 | 4011209785274 | 0.317 | KG | 38 | 36.96 | CP24 | CP24 | Power contactor, AC-3 7 A, 3 kW / 400 V 1 NO, 24 V DC 0.7-1.25* US, 3-pole, Size S00, Spring-type terminal suitable for PLC outputs | Lista Papel 2020 SI | 0 | 0
3RT2015-2HB42 |  | 3RT2015-2HB42 | 1 | UN | 1 | 5 | B | D | N | N | 85364900 | 1 | 4011209843806 | 0.317 | KG | 38 | 36.96 | CP24 | CP24 | Power contactor, AC-3 7 A, 3 kW / 400 V 1 NC, 24 V DC 0.7-1.25* US, 3-pole, Size S00, Spring-type terminal suitable for PLC outputs | Lista Papel 2020 SI | 0 | 0
3RT2015-2JB41 |  | 3RT2015-2JB41 | 1 | UN | 1 | 2 | A | D | N | N | 85364900 | 1 | 4011209830981 | 0.315 | KG | 44.18 | 42.94 | CP24 | CP24 | Power contactor, AC-3 7 A, 3 kW / 400 V 1 NO, 24 V DC 0.7-1.25* US, with diode integrated, 3-pole, Size S00, Spring-type terminal suitable for PLC outputs | Lista Papel 2020 SI | 0 | 0
3RT2015-2JB41-Z | X95 | 3RT2015-2JB41-ZX95 | 1 | UN | 1 | 5 | B | D | N | N | 85364900 | 120 | 4011209938533 | 0.315 | KG | 44.18 | 44.18 | CP24 | CP24 | power contactor, AC-3 7 A, 3 kW / 400 V 1 NO, 24 V DC 0.7-1.25* US, with diode integrated, 3-pole, Size S00, Spring-type terminal suitable for PLC outputs Reusable packaging = 120 units | - | 0 | 0
3RT2015-2JB42 |  | 3RT2015-2JB42 | 1 | UN | 1 | 5 | B | D | N | N | 85364900 | 1 | 4011209846159 | 0.316 | KG | 44.18 | 42.94 | CP24 | CP24 | Power contactor, AC-3 7 A, 3 kW / 400 V 1 NC, 24 V DC 0.7-1.25* US, with diode integrated, 3-pole, Size S00, Spring-type terminal suitable for PLC outputs | Lista Papel 2020 SI | 0 | 0
3RT2015-2KA42 |  | 3RT2015-2KA42 | 1 | UN | 1 | 5 | B | D | N | N | 85364900 | 1 | 4011209928954 | 0.314 | KG | 48.64 | 48.64 | CP24 | CP24 | Power contactor, AC-3 7 A, 3 kW / 400 V 1 NC, 12 V DC 0.7-1.25* US, suppressor diode integrated, 3-pole, Size S00, Spring-type terminal | - | 0 | 0
3RT2015-2KB41 |  | 3RT2015-2KB41 | 1 | UN | 1 | 2 | A | D | N | N | 85364900 | 1 | 4011209847002 | 0.315 | KG | 43.32 | 42.09 | CP24 | CP24 | Power contactor, AC-3 7 A, 3 kW / 400 V 1 NO, 24 V DC 0.7-1.25* US, suppressor diode integrated, 3-pole, Size S00, Spring-type terminal | Lista Papel 2020 SI | 0 | 0
3RT2015-2KB42 |  | 3RT2015-2KB42 | 1 | UN | 1 | 1 | A | D | N | N | 85364900 | 1 | 4011209847033 | 0.318 | KG | 43.32 | 42.09 | CP24 | CP24 | Power contactor, AC-3 7 A, 3 kW / 400 V 1 NC, 24 V DC 0.7-1.25* US, suppressor diode integrated, 3-pole, Size S00, Spring-type terminal | Lista Papel 2020 SI | 0 | 0
3RT2015-2KB42-Z | W97 | 3RT2015-2KB42-ZW97 | 1 | UN | 1 | 5 | B | D | EAR99 | N | 85364900 | 32 | 4047621009643 | 0.318 | KG | 43.32 | 43.32 | CP24 | CP24 | power contactor, AC-3 7 A, 3 kW / 400 V 1 NC, 24 V DC 0.7-1.25* US, suppressor diode integrated, 3-pole, Size S00, Spring-type terminal Multi-unit packaging = 32 units suitable for PLC outputs | - | 0 | 0
3RT2015-2KB42-Z | X95 | 3RT2015-2KB42-ZX95 | 1 | UN | 1 | 5 | B | D | N | N | 85364900 | 120 | 4047621008769 | 0.296 | KG | 43.32 | 43.32 | CP24 | CP24 | power contactor, AC-3 7 A, 3 kW / 400 V 1 NC, 24 V DC 0.7-1.25* US, suppressor diode integrated, 3-pole, Size S00, Spring-type terminal Reusable packaging = 120 units suitable for PLC outputs | - | 0 | 0
3RT2015-2MB41-0KT0 |  | 3RT2015-2MB41-0KT0 | 1 | UN | 1 | 5 | B | D | N | N | 85364900 | 1 | 4011209847385 | 0.319 | KG | 38 | 36.96 | CP24 | CP24 | Power contactor, AC-3 7 A, 3 kW / 400 V 1 NO, 24 V DC 0.85-1.85* US, 3-pole, Size S00, Spring-type terminal | Lista Papel 2020 SI | 0 | 0
3RT2015-2MB42-0KT0 |  | 3RT2015-2MB42-0KT0 | 1 | UN | 1 | 5 | B | D | N | N | 85364900 | 1 | 4011209847415 | 0.317 | KG | 38 | 36.96 | CP24 | CP24 | Power contactor, AC-3 7 A, 3 kW / 400 V 1 NC, 24 V DC 0.85-1.85* US, 3-pole, Size S00, Spring-type terminal | Lista Papel 2020 SI | 0 | 0
3RT2015-2QB41 |  | 3RT2015-2QB41 | 1 | UN | 1 | 5 | B | D | N | N | 85364900 | 1 | 4011209846296 | 0.331 | KG | 43.32 | 43.32 | CP24 | CP24 | Power contactor, AC-3 7 A, 3 kW / 400 V 1 NO, 24 V DC 0.7-1.25* US, with varistor plugged on, 3-pole, Size S00, Spring-type terminal | - | 0 | 0
3RT2015-2QB42 |  | 3RT2015-2QB42 | 1 | UN | 1 | 5 | B | D | N | N | 85364900 | 1 | 4011209846326 | 0.329 | KG | 43.32 | 43.32 | CP24 | CP24 | Power contactor, AC-3 7 A, 3 kW / 400 V 1 NC, 24 V DC 0.7-1.25* US, with varistor plugged on, 3-pole, Size S00, Spring-type terminal | - | 0 | 0
3RT2015-2SB41 |  | 3RT2015-2SB41 | 1 | UN | 1 | 5 | B | D | N | N | 85364900 | 1 | 4011209846678 | 0.32 | KG | 43.32 | 42.09 | CP24 | CP24 | Power contactor, AC-3 7 A, 3 kW / 400 V 1 NO, 24 V DC 0.85-1.85* US, with Suppressor diode integrated, Size S00, Spring-type terminal | Lista Papel 2020 SI | 0 | 0
3RT2015-2SB42 |  | 3RT2015-2SB42 | 1 | UN | 1 | 5 | B | D | N | N | 85364900 | 1 | 4011209846708 | 0.32 | KG | 43.32 | 42.09 | CP24 | CP24 | Power contactor, AC-3 7 A, 3 kW / 400 V 1 NC, 24 V DC 0.85-1.85* US, with Suppressor diode integrated, Size S00, Spring-type terminal | Lista Papel 2020 SI | 0 | 0
3RT2015-2UB41 |  | 3RT2015-2UB41 | 1 | UN | 1 | 5 | B | D | N | N | 85364900 | 1 | 4011209920149 | 0.314 | KG | 43.51 | 43.51 | CP24 | CP24 | Power contactor, AC-3 7 A, 3 kW / 400 V 1 NO, 24 V DC 0.8-1.1*Us with integrated varistor, 3-pole, Size S00, Spring-type terminal | - | 0 | 0
3RT2015-2UB42 |  | 3RT2015-2UB42 | 1 | UN | 1 | 5 | B | D | N | N | 85364900 | 1 | 4011209929043 | 0.313 | KG | 43.51 | 43.51 | CP24 | CP24 | Power contactor, AC-3 7 A, 3 kW / 400 V 1 NC, 24 V DC, 0.8-1.1*Us with integrated varistor, Size S00, Spring-type terminal | - | 0 | 0
3RT2015-2VB41 |  | 3RT2015-2VB41 | 1 | UN | 1 | 5 | B | D | N | N | 85364900 | 1 | 4011209830998 | 0.32 | KG | 44.18 | 42.94 | CP24 | CP24 | Power contactor, AC-3 7 A, 3 kW / 400 V 1 NO, 24 V DC 0.85-1.85* US, with diode integrated, 3-pole, Size S00, Spring-type terminal | Lista Papel 2020 SI | 0 | 0
3RT2015-2VB42 |  | 3RT2015-2VB42 | 1 | UN | 1 | 5 | B | D | N | N | 85364900 | 1 | 4011209849259 | 0.323 | KG | 44.18 | 42.94 | CP24 | CP24 | Power contactor, AC-3 7 A, 3 kW / 400 V 1 NC, 24 V DC 0.85-1.85* US, with diode integrated, 3-pole, Size S00, Spring-type terminal | Lista Papel 2020 SI | 0 | 0
3RT2015-2WB41 |  | 3RT2015-2WB41 | 1 | UN | 1 | 5 | B | D | N | N | 85364900 | 1 | 4011209846821 | 0.33 | KG | 43.32 | 43.32 | CP24 | CP24 | Power contactor, AC-3 7 A, 3 kW / 400 V 1 NO, 24 V DC 0.85-1.85* US, with varistor integrated, 3-pole, Size S00, Spring-type terminal | - | 0 | 0
3RT2015-2WB42 |  | 3RT2015-2WB42 | 1 | UN | 1 | 5 | B | D | N | N | 85364900 | 1 | 4011209846852 | 0.333 | KG | 43.32 | 43.32 | CP24 | CP24 | Power contactor, AC-3 7 A, 3 kW / 400 V 1 NC, 24 V DC 0.85-1.85* US, with varistor integrated, 3-pole, Size S00, Spring-type terminal | - | 0 | 0
3RT2015-2XF42-0LA2 |  | 3RT2015-2XF42-0LA2 | 1 | UN | 1 | 5 | B | D | N | N | 85364900 | 1 | 4047621016085 | 0.322 | KG | 65.65 | 65.65 | CP24 | CP24 | Traction converter, AC-3 7 A, 3 kW / 400 V 1 NC, 72-125 V DC, 0.7-1.25*Us with integrated varistor Size S00, spring-type terminal Suitable for PLC outputs | - | 0 | 0
3RT2015-4AB01 |  | 3RT2015-4AB01 | 1 | UN | 1 | 5 | B | D | N | N | 85364900 | 1 | 4011209785786 | 0.225 | KG | 31.92 | 31.92 | CP24 | CP24 | Power contactor, AC-3 7 A, 3 kW / 400 V 1 NO, 24 V AC, 50 Hz 3-pole, Size S00 ring cable lug connection | - | 0 | 0
3RT2015-4AG61 |  | 3RT2015-4AG61 | 1 | UN | 1 | 5 | B | D | N | N | 85364900 | 1 | 4011209843431 | 0.224 | KG | 35.34 | 35.34 | CP24 | CP24 | Power contactor, AC-3 7 A, 3 kW / 400 V 1 NO, 100 V AC, 50 Hz 100-110 V, 60 Hz, 3-pole, Size S00, ring cable lug connection | - | 0 | 0
3RT2015-4AG62 |  | 3RT2015-4AG62 | 1 | UN | 1 | 5 | B | D | N | N | 85364900 | 1 | 4011209844940 | 0.21 | KG | 35.34 | 35.34 | CP24 | CP24 | Power contactor, AC-3 7 A, 3 kW / 400 V 1 NC, 100 V AC, 50 Hz 100-110 V, 60 Hz, 3-pole, Size S00, ring cable lug connection | - | 0 | 0
3RT2015-4AK61 |  | 3RT2015-4AK61 | 1 | UN | 1 | 5 | B | D | N | N | 85364900 | 1 | 4011209843332 | 0.226 | KG | 31.92 | 31.92 | CP24 | CP24 | Power contactor, AC-3 7 A, 3 kW / 400 V 1 NO, 110 V AC, 50 Hz, 120 V 60 Hz, 3-pole, Size S00 ring cable lug connection | - | 0 | 0
3RT2015-4AK62 |  | 3RT2015-4AK62 | 1 | UN | 1 | 5 | B | D | N | N | 85364900 | 1 | 4011209844414 | 0.227 | KG | 31.92 | 31.92 | CP24 | CP24 | Power contactor, AC-3 7 A, 3 kW / 400 V 1 NC, 110 V AC, 50 Hz, 120 V 60 Hz, 3-pole, Size S00 ring cable lug connection | - | 0 | 0
3RT2015-4AN61 |  | 3RT2015-4AN61 | 1 | UN | 1 | 5 | B | D | N | N | 85364900 | 1 | 4011209843370 | 0.231 | KG | 35.34 | 35.34 | CP24 | CP24 | Power contactor, AC-3 7 A, 3 kW / 400 V 1 NO, 200 V AC, 50 Hz 200-220 V, 60 Hz, 3-pole, Size S00, ring cable lug connection | - | 0 | 0
3RT2015-4AN62 |  | 3RT2015-4AN62 | 1 | UN | 1 | 5 | B | D | N | N | 85364900 | 1 | 4011209844902 | 0.224 | KG | 35.34 | 35.34 | CP24 | CP24 | Power contactor, AC-3 7 A, 3 kW / 400 V 1 NC, 200 V AC, 50 Hz 200-220 V, 60 Hz, 3-pole, Size S00, ring cable lug connection | - | 0 | 0
3RT2015-4AP61 |  | 3RT2015-4AP61 | 1 | UN | 1 | 5 | B | D | N | N | 85364900 | 1 | 4011209934252 | 0.229 | KG | 31.92 | 31.92 | CP24 | CP24 | Power contactor, AC-3 7 A, 3 kW / 400 V 1 NO, 220 V AC, 50 Hz 240 V, 60 Hz, 3-pole, Size S00, ring cable lug connection | - | 0 | 0
3RT2015-4AP62 |  | 3RT2015-4AP62 | 1 | UN | 1 | 5 | B | D | N | N | 85364900 | 1 | 4011209915732 | 0.225 | KG | 31.92 | 31.92 | CP24 | CP24 | Power contactor, AC-3 7 A, 3 kW / 400 V 1 NC, 220 V AC, 50 Hz 240 V, 60 Hz, 3-pole, Size S00, ring cable lug connection | - | 0 | 0
3RT2015-4AR61 |  | 3RT2015-4AR61 | 1 | UN | 1 | 5 | B | D | N | N | 85364900 | 1 | 4011209843448 | 0.223 | KG | 35.34 | 35.34 | CP24 | CP24 | Power contactor, AC-3 7 A, 3 kW / 400 V 1 NO, 400 V AC, 50 Hz 400-440 V, 60 Hz, 3-pole, Size S00, ring cable lug connection | - | 0 | 0
3RT2015-4AR62 |  | 3RT2015-4AR62 | 1 | UN | 1 | 5 | B | D | N | N | 85364900 | 1 | 4011209844988 | 0.222 | KG | 35.34 | 35.34 | CP24 | CP24 | Power contactor, AC-3 7 A, 3 kW / 400 V 1 NC, 400 V AC, 50 Hz 400-440 V, 60 Hz, 3-pole, Size S00, ring cable lug connection | - | 0 | 0
3RT2015-4BB41 |  | 3RT2015-4BB41 | 1 | UN | 1 | 5 | B | D | N | N | 85364900 | 1 | 4011209785816 | 0.286 | KG | 37.53 | 37.53 | CP24 | CP24 | Power contactor, AC-3 7 A, 3 kW / 400 V 1 NO, 24 V DC 3-pole, Size S00 ring cable lug connection | - | 0 | 0
3RT2015-4BB41-Z | X95 | 3RT2015-4BB41-ZX95 | 1 | UN | 1 | 5 | B | D | N | N | 85364900 | 132 | 4011209844223 | 0.276 | KG | 37.53 | 37.53 | CP24 | CP24 | power contactor, AC-3 7 A, 3 kW / 400 V 1 NO, 24 V DC 3-pole, Size S00 ring cable lug connection Reusable packaging = 132 units | - | 0 | 0
3RT2015-4BB42 |  | 3RT2015-4BB42 | 1 | UN | 1 | 5 | B | D | N | N | 85364900 | 1 | 4011209847446 | 0.29 | KG | 37.53 | 37.53 | CP24 | CP24 | Power contactor, AC-3 7 A, 3 kW / 400 V 1 NC, 24 V DC 3-pole, Size S00 ring cable lug connection | - | 0 | 0
3RT2016-1AB01 |  | 3RT2016-1AB01 | 1 | UN | 1 | 1 | A | D | N | N | 85364900 | 1 | 4011209783898 | 0.229 | KG | 34.3 | 33.35 | CP24 | CP24 | Power contactor, AC-3 9 A, 4 kW / 400 V 1 NO, 24 V AC, 50 / 60 Hz 3-pole, Size S00 screw terminal | Lista Papel 2020 SI | 0 | 0
3RT2016-1AB01-1AA0 |  | 3RT2016-1AB01-1AA0 | 1 | UN | 1 | 5 | B | D | N | N | 85364900 | 1 | 4011209953253 | 0.235 | KG | 37.62 | 37.62 | CP24 | CP24 | Power contactor, AC-3 9 A, 4 kW / 400 V 1 NO, 24 V AC, 50 / 60 Hz 3-pole, Size S00 screw terminal upright mounting position | - | 0 | 0
3RT2016-1AB01-Z | W97 | 3RT2016-1AB01-ZW97 | 1 | UN | 1 | 5 | B | D | N | N | 85364900 | 40 | 4011209916036 | 0.25 | KG | 34.3 | 34.3 | CP24 | CP24 | power contactor, AC-3 9 A, 4 kW / 400 V 1 NO, 24 V AC, 50 / 60 Hz 3-pole, Size S00 screw terminal Multi-unit packaging = 40 units | - | 0 | 0
3RT2016-1AB01-Z | X95 | 3RT2016-1AB01-ZX95 | 1 | UN | 1 | 5 | B | D | N | N | 85364900 | 144 | 4011209842441 | 0.217 | KG | 34.3 | 34.3 | CP24 | CP24 | power contactor, AC-3 9 A, 4 kW / 400 V 1 NO, 24 V AC, 50 / 60 Hz 3-pole, Size S00 screw terminal Reusable packaging = 144 units | - | 0 | 0
3RT2016-1AB02 |  | 3RT2016-1AB02 | 1 | UN | 1 | 1 | A | D | N | N | 85364900 | 1 | 4011209827431 | 0.229 | KG | 34.3 | 33.35 | CP24 | CP24 | Power contactor, AC-3 9 A, 4 kW / 400 V 1 NC, 24 V AC, 50 / 60 Hz 3-pole, Size S00 screw terminal | Lista Papel 2020 SI | 0 | 0
3RT2016-1AB02-Z | W97 | 3RT2016-1AB02-ZW97 | 1 | UN | 1 | 5 | B | D | N | N | 85364900 | 40 | 4011209890565 | 0.25 | KG | 34.3 | 34.3 | CP24 | CP24 | power contactor, AC-3 9 A, 4 kW / 400 V 1 NC, 24 V AC, 50 / 60 Hz 3-pole, Size S00 screw terminal Multi-unit packaging = 40 units | - | 0 | 0
3RT2016-1AB02-Z | X95 | 3RT2016-1AB02-ZX95 | 1 | UN | 1 | 5 | B | D | N | N | 85364900 | 144 | 4011209842496 | 0.216 | KG | 34.3 | 34.3 | CP24 | CP24 | power contactor, AC-3 9 A, 4 kW / 400 V 1 NC, 24 V AC, 50 / 60 Hz 3-pole, Size S00 screw terminal Reusable packaging = 144 units | - | 0 | 0
3RT2016-1AD01 |  | 3RT2016-1AD01 | 1 | UN | 1 | 5 | B | D | N | N | 85364900 | 1 | 4011209842137 | 0.233 | KG | 37.81 | 37.81 | CP24 | CP24 | Power contactor, AC-3 9 A, 4 kW / 400 V 1 NO, 42 V AC, 50 / 60 Hz 3-pole, Size S00 screw terminal | - | 0 | 0
3RT2016-1AD02 |  | 3RT2016-1AD02 | 1 | UN | 1 | 5 | B | D | N | N | 85364900 | 1 | 4011209842175 | 0.23 | KG | 37.81 | 37.81 | CP24 | CP24 | Power contactor, AC-3 9 A, 4 kW / 400 V 1 NC, 42 V AC, 50 / 60 Hz 3-pole, Size S00 screw terminal | - | 0 | 0
3RT2016-1AF01 |  | 3RT2016-1AF01 | 1 | UN | 1 | 1 | A | D | N | N | 85364900 | 1 | 4011209827448 | 0.233 | KG | 34.3 | 33.35 | CP24 | CP24 | Power contactor, AC-3 9 A, 4 kW / 400 V 1 NO, 110 V AC, 50/60 Hz 3-pole, Size S00 screw terminal | Lista Papel 2020 SI | 0 | 0
3RT2016-1AF01-1AA0 |  | 3RT2016-1AF01-1AA0 | 1 | UN | 1 | 5 | B | D | N | N | 85364900 | 1 | 4047621053585 | 0.23 | KG | 37.62 | 37.62 | CP24 | CP24 | Power contactor, AC-3 9 A, 4 kW / 400 V 1 NO, 110 V AC, 50/60 Hz 3-pole, Size S00 screw terminal upright mounting position | - | 0 | 0
3RT2016-1AF02 |  | 3RT2016-1AF02 | 1 | UN | 1 | 1 | A | D | N | N | 85364900 | 1 | 4011209827455 | 0.23 | KG | 34.3 | 33.35 | CP24 | CP24 | Power contactor, AC-3 9 A, 4 kW / 400 V 1 NC, 110 V AC, 50 / 60 Hz 3-pole, Size S00 screw terminal | Lista Papel 2020 SI | 0 | 0
3RT2016-1AG61 |  | 3RT2016-1AG61 | 1 | UN | 1 | 5 | B | D | N | N | 85364900 | 1 | 4011209842212 | 0.23 | KG | 37.81 | 37.81 | CP24 | CP24 | Power contactor, AC-3 9 A, 4 kW / 400 V 1 NO, 100 V AC, 50 Hz 100-110 V, 60 Hz, 3-pole Size S00, screw terminal | - | 0 | 0
3RT2016-1AG62 |  | 3RT2016-1AG62 | 1 | UN | 1 | 5 | B | D | N | N | 85364900 | 1 | 4011209842250 | 0.23 | KG | 37.81 | 37.81 | CP24 | CP24 | Power contactor, AC-3 9 A, 4 kW / 400 V 1 NC, 100 V AC, 50 Hz 100-110 V, 60 Hz, 3-pole, Size S00, screw terminal | - | 0 | 0
3RT2016-1AH01 |  | 3RT2016-1AH01 | 1 | UN | 1 | 5 | B | D | N | N | 85364900 | 1 | 4011209828162 | 0.233 | KG | 34.3 | 34.3 | CP24 | CP24 | Power contactor, AC-3 9 A, 4 kW / 400 V 1 NO, 48 V AC, 50 / 60 Hz 3-pole, Size S00 screw terminal | - | 0 | 0
3RT2016-1AH02 |  | 3RT2016-1AH02 | 1 | UN | 1 | 5 | B | D | N | N | 85364900 | 1 | 4011209827462 | 0.23 | KG | 34.3 | 34.3 | CP24 | CP24 | Power contactor, AC-3 9 A, 4 kW / 400 V 1 NC, 48 V AC, 50 / 60 Hz 3-pole, Size S00 screw terminal | - | 0 | 0
3RT2016-1AK21 |  | 3RT2016-1AK21 | 1 | UN | 1 | 5 | B | D | N | N | 85364900 | 1 | 4011209929906 | 0.234 | KG | 37.81 | 37.81 | CP24 | CP24 | Power contactor, AC-3 9 A, 4 kW / 400 V 1 NO, 120 V AC, 50 / 60 Hz 3-pole, Size S00 screw terminal | - | 0 | 0
3RT2016-1AK22 |  | 3RT2016-1AK22 | 1 | UN | 1 | 5 | B | D | N | N | 85364900 | 1 | 4011209929852 | 0.227 | KG | 37.81 | 37.81 | CP24 | CP24 | Power contactor, AC-3 9 A, 4 kW / 400 V 1 NC, 120 V AC, 50 / 60 Hz 3-pole, Size S00 screw terminal | - | 0 | 0
3RT2016-1AK61 |  | 3RT2016-1AK61 | 1 | UN | 1 | 2 | A | D | N | N | 85364900 | 1 | 4011209828209 | 0.23 | KG | 34.3 | 34.3 | CP24 | CP24 | Power contactor, AC-3 9 A, 4 kW / 400 V 1 NO, 110 V AC, 50 Hz, 120 V 60 Hz, 3-pole, Size S00 screw terminal | - | 0 | 0
3RT2016-1AK61-Z | W96 | 3RT2016-1AK61-ZW96 | 1 | UN | 1 | 5 | B | D | N | N | 85364900 | 72 | 4047621018096 | 0.23 | KG | 34.3 | 34.3 | CP24 | CP24 | power contactor, AC-3 9 A, 4 kW / 400 V 1 NO, 110 V AC/50 Hz 120 V/60 Hz 3-pole, Size S00 screw terminal Multi-unit packaging Pack = 72 units | - | 0 | 0
3RT2016-1AK61-Z | W97 | 3RT2016-1AK61-ZW97 | 1 | UN | 1 | 5 | B | D | N | N | 85364900 | 40 | 4047621018102 | 0.23 | KG | 34.3 | 34.3 | CP24 | CP24 | power contactor, AC-3 9 A, 4 kW / 400 V 1 NO, 110 V AC/50 Hz 120 V/60 Hz 3-pole, Size S00 screw terminal Multi-unit packaging Pack = 40 units | - | 0 | 0
3RT2016-1AK61-Z | X95 | 3RT2016-1AK61-ZX95 | 1 | UN | 1 | 5 | B | D | N | N | 85364900 | 144 | 4011209842687 | 0.219 | KG | 34.3 | 34.3 | CP24 | CP24 | power contactor, AC-3 9 A, 4 kW / 400 V 1 NO, 110 V AC, 50 Hz, 120 V 60 Hz, 3-pole, Size S00 screw terminal Reusable packaging = 144 units | - | 0 | 0
3RT2016-1AK62 |  | 3RT2016-1AK62 | 1 | UN | 1 | 5 | B | D | N | N | 85364900 | 1 | 4011209827479 | 0.231 | KG | 34.3 | 34.3 | CP24 | CP24 | Power contactor, AC-3 9 A, 4 kW / 400 V 1 NC, 110 V AC, 50 Hz, 120 V 60 Hz, 3-pole, Size S00 screw terminal | - | 0 | 0
3RT2016-1AK62-1AA0 |  | 3RT2016-1AK62-1AA0 | 1 | UN | 1 | 5 | B | D | N | N | 85364900 | 1 | 4047621045870 | 0.231 | KG | 37.62 | 37.62 | CP24 | CP24 | Power contactor, AC-3 9 A, 4 kW / 400 V 1 NC, 110 V AC, 50 Hz, 120 V 60 Hz, 3-pole, Size S00 screw terminal upright mounting position | - | 0 | 0
3RT2016-1AK64-3MA0 |  | 3RT2016-1AK64-3MA0 | 1 | UN | 1 | 5 | B | D | N | N | 85364900 | 1 | 4011209912687 | 0.286 | KG | 54.72 | 54.72 | CP24 | CP24 | Power contactor, AC-3 9 A, 4 kW / 400 V 2 NO+2 NC 110 V AC, 50 Hz 120 V, 60 Hz 3-pole, Size S00 screw terminal Captive auxiliary switch for SUVA applications | - | 0 | 0
3RT2016-1AL02 |  | 3RT2016-1AL02 | 1 | UN | 1 | 5 | B | D | N | N | 85364900 | 1 | 4011209929869 | 0.232 | KG | 37.81 | 37.81 | CP24 | CP24 | Power contactor, AC-3 9 A, 4 kW / 400 V 1 NC, 125 V AC, 50 Hz 3-pole, Size S00 screw terminal | - | 0 | 0
3RT2016-1AM12 |  | 3RT2016-1AM12 | 1 | UN | 1 | 5 | B | D | N | N | 85364900 | 1 | 4011209929876 | 0.226 | KG | 37.81 | 37.81 | CP24 | CP24 | Power contactor, AC-3 9 A, 4 kW / 400 V 1 NC, 198 V AC, 50 Hz / 208 V 60 Hz, 3-pole, Size S00 screw terminal | - | 0 | 0
3RT2016-1AM21 |  | 3RT2016-1AM21 | 1 | UN | 1 | 5 | B | D | N | N | 85364900 | 1 | 4011209929913 | 0.231 | KG | 37.81 | 37.81 | CP24 | CP24 | Power contactor, AC-3 9 A, 4 kW / 400 V 1 NO, 208 V AC, 50 / 60 Hz 3-pole, Size S00 screw terminal | - | 0 | 0
3RT2016-1AM22 |  | 3RT2016-1AM22 | 1 | UN | 1 | 5 | B | D | N | N | 85364900 | 1 | 4011209929883 | 0.23 | KG | 37.81 | 37.81 | CP24 | CP24 | Power contactor, AC-3 9 A, 4 kW / 400 V 1 NC, 208 V AC, 50 / 60 Hz 3-pole, Size S00 screw terminal | - | 0 | 0
3RT2016-1AN21 |  | 3RT2016-1AN21 | 1 | UN | 1 | 5 | B | D | N | N | 85364900 | 1 | 4011209866874 | 0.227 | KG | 34.3 | 34.3 | CP24 | CP24 | Power contactor, AC-3 9 A, 4 kW / 400 V 1 NO, 220 V AC, 50 / 60 Hz 3-pole, Size S00 screw terminal | - | 0 | 0
3RT2016-1AN22 |  | 3RT2016-1AN22 | 1 | UN | 1 | 5 | B | D | N | N | 85364900 | 1 | 4011209866911 | 0.226 | KG | 34.3 | 34.3 | CP24 | CP24 | Power contactor, AC-3 9 A, 4 kW / 400 V 1 NC, 220 V AC, 50 / 60 Hz 3-pole, Size S00 screw terminal | - | 0 | 0
3RT2016-1AN61 |  | 3RT2016-1AN61 | 1 | UN | 1 | 5 | B | D | N | N | 85364900 | 1 | 4011209842052 | 0.228 | KG | 37.81 | 37.81 | CP24 | CP24 | Power contactor, AC-3 9 A, 4 kW / 400 V 1 NO, 200 V AC, 50 Hz 200-220 V, 60 Hz, 3-pole, Size S00, screw terminal | - | 0 | 0
3RT2016-1AN62 |  | 3RT2016-1AN62 | 1 | UN | 1 | 5 | B | D | N | N | 85364900 | 1 | 4011209842090 | 0.232 | KG | 37.81 | 37.81 | CP24 | CP24 | Power contactor, AC-3 9 A, 4 kW / 400 V 1 NC, 200 V AC, 50 Hz 200-220 V, 60 Hz, 3-pole, Size S00, screw terminal | - | 0 | 0
3RT2016-1AP01 |  | 3RT2016-1AP01 | 1 | UN | 1 | 1 | A | D | N | N | 85364900 | 1 | 4011209783904 | 0.23 | KG | 34.3 | 33.35 | CP24 | CP24 | Power contactor, AC-3 9 A, 4 kW / 400 V 1 NO, 230 V AC, 50 / 60 Hz 3-pole, Size S00 screw terminal | Lista Papel 2020 SI | 0 | 0
3RT2016-1AP01-1AA0 |  | 3RT2016-1AP01-1AA0 | 1 | UN | 1 | 5 | B | D | N | N | 85364900 | 1 | 4011209947566 | 0.232 | KG | 37.62 | 37.62 | CP24 | CP24 | Power contactor, AC-3 9 A, 4 kW / 400 V 1 NO, 230 V AC, 50 / 60 Hz 3-pole, Size S00 screw terminal upright mounting position | - | 0 | 0
3RT2016-1AP01-Z | W96 | 3RT2016-1AP01-ZW96 | 1 | UN | 1 | 5 | B | D | N | N | 85364900 | 72 | 4011209902190 | 0.25 | KG | 34.3 | 34.3 | CP24 | CP24 | power contactor, AC-3 9 A, 4 kW / 400 V 1 NO, 230 V AC, 50 / 60 Hz 3-pole, Size S00 Screw terminal Multi-unit packaging = 72 units | - | 0 | 0
3RT2016-1AP01-Z | W97 | 3RT2016-1AP01-ZW97 | 1 | UN | 1 | 5 | B | D | EAR99 | N | 85364900 | 40 | 4011209912816 | 0.25 | KG | 34.3 | 34.3 | CP24 | CP24 | power contactor, AC-3 9 A, 4 kW / 400 V 1 NO, 230 V AC, 50 / 60 Hz 3-pole, Size S00 screw terminal Multi-unit packaging = 40 units | - | 0 | 0
3RT2016-1AP01-Z | X95 | 3RT2016-1AP01-ZX95 | 1 | UN | 1 | 5 | B | D | N | N | 85364900 | 144 | 4011209842366 | 0.218 | KG | 34.3 | 34.3 | CP24 | CP24 | power contactor, AC-3 9 A, 4 kW / 400 V 1 NO, 230 V AC, 50 / 60 Hz 3-pole, Size S00 screw terminal Reusable packaging = 144 units | - | 0 | 0
3RT2016-1AP02 |  | 3RT2016-1AP02 | 1 | UN | 1 | 1 | A | D | N | N | 85364900 | 1 | 4011209784949 | 0.23 | KG | 34.3 | 33.35 | CP24 | CP24 | Power contactor, AC-3 9 A, 4 kW / 400 V 1 NC, 230 V AC, 50 / 60 Hz 3-pole, Size S00 screw terminal | Lista Papel 2020 SI | 0 | 0
3RT2016-1AP02-2AA0 |  | 3RT2016-1AP02-2AA0 | 1 | UN | 1 | 5 | B | D | N | N | 85364900 | 1 | 4047621014760 | 0.232 | KG | 37.62 | 37.62 | CP24 | CP24 | Power contactor, AC-3 9 A, 4 kW / 400 V 1 NC, 230 V AC, 50 / 60 Hz 3-pole, Size S00 screw terminal suspended mounting position | - | 0 | 0
3RT2016-1AP02-Z | W96 | 3RT2016-1AP02-ZW96 | 1 | UN | 1 | 5 | B | D | N | N | 85364900 | 72 | 4011209903357 | 0.25 | KG | 34.3 | 34.3 | CP24 | CP24 | power contactor, AC-3 9 A, 4 kW / 400 V 1 NC, 230 V AC, 50 / 60 Hz 3-pole, Size S00 Screw terminal Multi-unit packaging = 72 units | - | 0 | 0
3RT2016-1AP02-Z | W97 | 3RT2016-1AP02-ZW97 | 1 | UN | 1 | 5 | B | D | EAR99 | N | 85364900 | 40 | 4047621000084 | 0.25 | KG | 34.3 | 34.3 | CP24 | CP24 | power contactor, AC-3 9 A, 4 kW / 400 V 1 NC, 230 V AC, 50 / 60 Hz 3-pole, Size S00 screw terminal Multi-unit packaging = 40 units | - | 0 | 0
3RT2016-1AP02-Z | X95 | 3RT2016-1AP02-ZX95 | 1 | UN | 1 | 5 | B | D | N | N | 85364900 | 144 | 4011209842410 | 0.218 | KG | 34.3 | 34.3 | CP24 | CP24 | power contactor, AC-3 9 A, 4 kW / 400 V 1 NC, 230 V AC, 50 / 60 Hz 3-pole, Size S00 screw terminal Reusable packaging = 144 units | - | 0 | 0
3RT2016-1AP04-3MA0 |  | 3RT2016-1AP04-3MA0 | 1 | UN | 1 | 2 | A | D | N | N | 85364900 | 1 | 4011209842847 | 0.279 | KG | 54.72 | 53.2 | CP24 | CP24 | Power contactor, AC-3 9 A, 4 kW / 400 V 2 NO + 2 NC, 230 V AC, 50/60 Hz 3-pole, Size S00 Screw terminal Captive auxiliary switch for SUVA applications | Lista Papel 2020 SI | 0 | 0
3RT2016-1AP61 |  | 3RT2016-1AP61 | 1 | UN | 1 | 5 | B | D | N | N | 85364900 | 1 | 4011209890169 | 0.228 | KG | 34.3 | 34.3 | CP24 | CP24 | Power contactor, AC-3 9 A, 4 kW / 400 V 1 NO, 220 V AC, 50 Hz / 240 V 60 Hz, 3-pole, Size S00 screw terminal | - | 0 | 0
3RT2016-1AP62 |  | 3RT2016-1AP62 | 1 | UN | 1 | 5 | B | D | N | N | 85364900 | 1 | 4011209896451 | 0.23 | KG | 34.3 | 34.3 | CP24 | CP24 | Power contactor, AC-3 9 A, 4 kW / 400 V 1 NC, 220 V AC, 50 Hz / 240 V 60 Hz, 3-pole, Size S00 screw terminal | - | 0 | 0
3RT2016-1AQ01 |  | 3RT2016-1AQ01 | 1 | UN | 1 | 5 | B | D | N | N | 85364900 | 1 | 4011209867031 | 0.232 | KG | 37.81 | 37.81 | CP24 | CP24 | Power contactor, AC-3 9 A, 4 kW / 400 V 1 NO, 380 V AC, 50 / 60 Hz 3-pole, Size S00 screw terminal | - | 0 | 0
3RT2016-1AQ02 |  | 3RT2016-1AQ02 | 1 | UN | 1 | 5 | B | D | N | N | 85364900 | 1 | 4011209867079 | 0.231 | KG | 37.81 | 37.81 | CP24 | CP24 | Power contactor, AC-3 9 A, 4 kW / 400 V 1 NC, 380 V AC, 50 / 60 Hz 3-pole, Size S00 screw terminal | - | 0 | 0
3RT2016-1AR61 |  | 3RT2016-1AR61 | 1 | UN | 1 | 2 | A | D | N | N | 85364900 | 1 | 4011209842298 | 0.229 | KG | 37.81 | 37.81 | CP24 | CP24 | Power contactor, AC-3 9 A, 4 kW / 400 V 1 NO, 400 V AC, 50 Hz 400-440 V, 60 Hz, 3-pole, Size S00, screw terminal | - | 0 | 0
3RT2016-1AR62 |  | 3RT2016-1AR62 | 1 | UN | 1 | 5 | B | D | N | N | 85364900 | 1 | 4011209842342 | 0.23 | KG | 37.81 | 37.81 | CP24 | CP24 | Power contactor, AC-3 9 A, 4 kW / 400 V 1 NC, 400 V AC, 50 Hz 400-440 V, 60 Hz, 3-pole, Size S00, screw terminal | - | 0 | 0
3RT2016-1AT61 |  | 3RT2016-1AT61 | 1 | UN | 1 | 5 | B | D | N | N | 85364900 | 1 | 4047621030777 | 0.234 | KG | 37.81 | 37.81 | CP24 | CP24 | Power contactor, AC-3 9 A, 4 kW / 400 V 1 NO, 600 V AC, 60 Hz 3-pole, Size S00 screw terminal | - | 0 | 0
3RT2016-1AU01 |  | 3RT2016-1AU01 | 1 | UN | 1 | 5 | B | D | N | N | 85364900 | 1 | 4011209783928 | 0.232 | KG | 34.3 | 34.3 | CP24 | CP24 | Power contactor, AC-3 9 A, 4 kW / 400 V 1 NO, 240 V AC, 50 / 60 Hz 3-pole, Size S00 screw terminal | - | 0 | 0
3RT2016-1AU01-1AA0 |  | 3RT2016-1AU01-1AA0 | 1 | UN | 1 | 5 | B | D | N | N | 85364900 | 1 | 4047621003801 | 0.238 | KG | 37.62 | 37.62 | CP24 | CP24 | Power contactor, AC-3 9 A, 4 kW / 400 V 1 NO, 240 V AC, 50 / 60 Hz 3-pole, Size S00 screw terminal upright mounting position | - | 0 | 0
3RT2016-1AU02 |  | 3RT2016-1AU02 | 1 | UN | 1 | 5 | B | D | N | N | 85364900 | 1 | 4011209929890 | 0.236 | KG | 34.3 | 34.3 | CP24 | CP24 | Power contactor, AC-3 9 A, 4 kW / 400 V 1 NC, 240 V AC, 50 / 60 Hz 3-pole, Size S00 screw terminal | - | 0 | 0
3RT2016-1AV01 |  | 3RT2016-1AV01 | 1 | UN | 1 | 2 | A | D | N | N | 85364900 | 1 | 4011209896673 | 0.231 | KG | 37.81 | 36.77 | CP24 | CP24 | Power contactor, AC-3 9 A, 4 kW / 400 V 1 NO, 400 V AC, 50 / 60 Hz 3-pole, Size S00 screw terminal | Lista Papel 2020 SI | 0 | 0
3RT2016-1AV01-1AA0 |  | 3RT2016-1AV01-1AA0 | 1 | UN | 1 | 5 | B | D | N | N | 85364900 | 1 | 4011209935792 | 0.23 | KG | 41.04 | 41.04 | CP24 | CP24 | Power contactor, AC-3 9 A, 4 kW / 400 V 1 NO, 400 V AC, 50 / 60 Hz 3-pole, Size S00 screw terminal upright mounting position | - | 0 | 0
3RT2016-1AV02 |  | 3RT2016-1AV02 | 1 | UN | 1 | 5 | B | D | N | N | 85364900 | 1 | 4011209896680 | 0.23 | KG | 37.81 | 36.77 | CP24 | CP24 | Power contactor, AC-3 9 A, 4 kW / 400 V 1 NC, 400 V AC, 50 / 60 Hz 3-pole, Size S00 screw terminal | Lista Papel 2020 SI | 0 | 0
3RT2016-1AV61 |  | 3RT2016-1AV61 | 1 | UN | 1 | 5 | B | D | N | N | 85364900 | 1 | 4011209953185 | 0.23 | KG | 37.81 | 37.81 | CP24 | CP24 | Power contactor, AC-3 9 A, 4 kW / 400 V 1 NO, 480 V AC, 60 Hz 3-pole, Size S00 screw terminal | - | 0 | 0
3RT2016-1AV62 |  | 3RT2016-1AV62 | 1 | UN | 1 | 5 | B | D | N | N | 85364900 | 1 | 4011209953178 | 0.26 | KG | 37.81 | 37.81 | CP24 | CP24 | Power contactor, AC-3 9 A, 4 kW / 400 V 1 NC, 480 V AC, 60 Hz 3-pole, Size S00 screw terminal | - | 0 | 0
3RT2016-1BA41 |  | 3RT2016-1BA41 | 1 | UN | 1 | 5 | B | D | N | N | 85364900 | 1 | 4011209783935 | 0.29 | KG | 45.32 | 45.32 | CP24 | CP24 | Power contactor, AC-3 9 A, 4 kW / 400 V 1 NO, 12 V DC 3-pole, Size S00 screw terminal | - | 0 | 0
3RT2016-1BA42 |  | 3RT2016-1BA42 | 1 | UN | 1 | 5 | B | D | N | N | 85364900 | 1 | 4011209896888 | 0.293 | KG | 45.32 | 45.32 | CP24 | CP24 | Power contactor, AC-3 9 A, 4 kW / 400 V 1 NC, 12 V DC 3-pole, Size S00 screw terminal | - | 0 | 0
3RT2016-1BB41 |  | 3RT2016-1BB41 | 1 | UN | 1 | 1 | A | D | N | N | 85364900 | 1 | 4011209783942 | 0.29 | KG | 40.09 | 38.95 | CP24 | CP24 | Power contactor, AC-3 9 A, 4 kW / 400 V 1 NO, 24 V DC 3-pole, Size S00 screw terminal | Lista Papel 2020 SI | 0 | 0
3RT2016-1BB41-0CC0 |  | 3RT2016-1BB41-0CC0 | 1 | UN | 1 | 1 | A | D | N | N | 85364900 | 1 | 4011209827486 | 0.294 | KG | 44.94 | 43.7 | CP24 | CP24 | Power contactor, AC-3 9 A, 4 kW / 400 V 1 NO, 24 V DC communication-capable, 3-pole, Size S00, screw terminal | Lista Papel 2020 SI | 0 | 0
3RT2016-1BB41-1AA0 |  | 3RT2016-1BB41-1AA0 | 1 | UN | 1 | 5 | B | D | N | N | 85364900 | 1 | 4011209920606 | 0.29 | KG | 43.23 | 43.23 | CP24 | CP24 | Power contactor, AC-3 9 A, 4 kW / 400 V 1 NO, 24 V DC 3-pole, Size S00 screw terminal upright mounting position | - | 0 | 0
3RT2016-1BB41-Z | W96 | 3RT2016-1BB41-ZW96 | 1 | UN | 1 | 5 | B | D | N | N | 85364900 | 72 | 4011209897021 | 0.25 | KG | 40.09 | 40.09 | CP24 | CP24 | power contactor, AC-3 9 A, 4 kW / 400 V 1 NO, 24 V DC 3-pole, Size S00 Screw terminal Multi-unit packaging = 72 units | - | 0 | 0
3RT2016-1BB41-Z | W97 | 3RT2016-1BB41-ZW97 | 1 | UN | 1 | 5 | B | D | N | N | 85364900 | 40 | 4011209890619 | 0.25 | KG | 40.09 | 40.09 | CP24 | CP24 | power contactor, AC-3 9 A, 4 kW / 400 V 1 NO, 24 V DC 3-pole, Size S00 screw terminal Multi-unit packaging = 40 units | - | 0 | 0
3RT2016-1BB41-Z | X95 | 3RT2016-1BB41-ZX95 | 1 | UN | 1 | 5 | B | D | N | N | 85364900 | 72 | 4011209843653 | 0.279 | KG | 40.09 | 40.09 | CP24 | CP24 | power contactor, AC-3 9 A, 4 kW / 400 V 1 NO, 24 V DC 3-pole, Size S00 screw terminal Reusable packaging = 72 units | - | 0 | 0
3RT2016-1BB42 |  | 3RT2016-1BB42 | 1 | UN | 1 | 1 | A | D | N | N | 85364900 | 1 | 4011209784956 | 0.292 | KG | 40.09 | 38.95 | CP24 | CP24 | Power contactor, AC-3 9 A, 4 kW / 400 V 1 NC, 24 V DC 3-pole, Size S00 screw terminal | Lista Papel 2020 SI | 0 | 0
3RT2016-1BB42-0CC0 |  | 3RT2016-1BB42-0CC0 | 1 | UN | 1 | 2 | A | D | N | N | 85364900 | 1 | 4011209827493 | 0.292 | KG | 44.94 | 43.7 | CP24 | CP24 | Power contactor, AC-3 9 A, 4 kW / 400 V 1 NC, 24 V DC communication-capable, 3-pole, Size S00, screw terminal | Lista Papel 2020 SI | 0 | 0
3RT2016-1BB42-1AA0 |  | 3RT2016-1BB42-1AA0 | 1 | UN | 1 | 5 | B | D | N | N | 85364900 | 1 | 4011209920590 | 0.295 | KG | 43.23 | 43.23 | CP24 | CP24 | Power contactor, AC-3 9 A, 4 kW / 400 V 1 NC, 24 V DC 3-pole, Size S00 screw terminal upright mounting position | - | 0 | 0
3RT2016-1BB42-Z | W96 | 3RT2016-1BB42-ZW96 | 1 | UN | 1 | 5 | B | D | N | N | 85364900 | 72 | 4047621000022 | 0.25 | KG | 40.09 | 40.09 | CP24 | CP24 | power contactor, AC-3 9 A, 4 kW / 400 V 1 NC, 24 V DC 3-pole, Size S00 Screw terminal Multi-unit packaging = 72 units | - | 0 | 0
3RT2016-1BB42-Z | W97 | 3RT2016-1BB42-ZW97 | 1 | UN | 1 | 5 | B | D | N | N | 85364900 | 40 | 4011209890688 | 0.25 | KG | 40.09 | 40.09 | CP24 | CP24 | power contactor, AC-3 9 A, 4 kW / 400 V 1 NC, 24 V DC 3-pole, Size S00 screw terminal Multi-unit packaging = 40 units | - | 0 | 0
3RT2016-1BB42-Z | X95 | 3RT2016-1BB42-ZX95 | 1 | UN | 1 | 2 | A | D | N | N | 85364900 | 72 | 4011209843707 | 0.281 | KG | 40.09 | 40.09 | CP24 | CP24 | power contactor, AC-3 9 A, 4 kW / 400 V 1 NC, 24 V DC 3-pole, Size S00 screw terminal Reusable packaging = 72 units | - | 0 | 0
3RT2016-1BB44 |  | 3RT2016-1BB44 | 1 | UN | 1 | 2 | A | D | N | N | 85364900 | 1 | 4011209896949 | 0.338 | KG | 58.24 | 58.24 | CP24 | CP24 | Power contactor, AC-3 9 A, 4 kW / 400 V 2 NO + 2 NC, 24 V DC 3-pole, Size S00 screw terminal Removable auxiliary switch | - | 0 | 0
3RT2016-1BB44-3MA0 |  | 3RT2016-1BB44-3MA0 | 1 | UN | 1 | 1 | A | D | N | N | 85364900 | 1 | 4011209827509 | 0.34 | KG | 60.52 | 58.81 | CP24 | CP24 | Power contactor, AC-3 9 A, 4 kW / 400 V 2 NO + 2 NC, 24 V DC 3-pole, Size S00 screw terminal Captive auxiliary switch for SUVA applications | Lista Papel 2020 SI | 0 | 0
3RT2016-1BE41 |  | 3RT2016-1BE41 | 1 | UN | 1 | 5 | B | D | N | N | 85364900 | 1 | 4011209846388 | 0.292 | KG | 45.32 | 45.32 | CP24 | CP24 | Power contactor, AC-3 9 A, 4 kW / 400 V 1 NO, 60 V DC 3-pole, Size S00 screw terminal | - | 0 | 0
3RT2016-1BE42 |  | 3RT2016-1BE42 | 1 | UN | 1 | 5 | B | D | N | N | 85364900 | 1 | 4011209846425 | 0.296 | KG | 45.32 | 45.32 | CP24 | CP24 | Power contactor, AC-3 9 A, 4 kW / 400 V 1 NC, 60 V DC, 3-pole, Size S00 screw terminal | - | 0 | 0
3RT2016-1BF41 |  | 3RT2016-1BF41 | 1 | UN | 1 | 5 | B | D | N | N | 85364900 | 1 | 4011209783959 | 0.291 | KG | 40.09 | 38.95 | CP24 | CP24 | Power contactor, AC-3 9 A, 4 kW / 400 V 1 NO, 110 V DC 3-pole, Size S00 screw terminal | Lista Papel 2020 SI | 0 | 0
3RT2016-1BF42 |  | 3RT2016-1BF42 | 1 | UN | 1 | 5 | B | D | N | N | 85364900 | 1 | 4011209843547 | 0.293 | KG | 40.09 | 38.95 | CP24 | CP24 | Power contactor, AC-3 9 A, 4 kW / 400 V 1 NC, 110 V DC 3-pole, Size S00 screw terminal | Lista Papel 2020 SI | 0 | 0
3RT2016-1BG41 |  | 3RT2016-1BG41 | 1 | UN | 1 | 5 | B | D | N | N | 85364900 | 1 | 4011209896185 | 0.291 | KG | 45.32 | 45.32 | CP24 | CP24 | Power contactor, AC-3 9 A, 4 kW / 400 V 1 NO, 125 V DC 3-pole, Size S00 screw terminal | - | 0 | 0
3RT2016-1BG42 |  | 3RT2016-1BG42 | 1 | UN | 1 | 5 | B | D | N | N | 85364900 | 1 | 4011209896192 | 0.288 | KG | 45.32 | 45.32 | CP24 | CP24 | Power contactor, AC-3 9 A, 4 kW / 400 V 1 NC, 125 V DC 3-pole, Size S00 screw terminal | - | 0 | 0
3RT2016-1BJ81 |  | 3RT2016-1BJ81 | 1 | UN | 1 | 5 | B | D | N | N | 85364900 | 1 | 4011209914254 | 0.287 | KG | 45.32 | 45.32 | CP24 | CP24 | Power contactor, AC-3 9 A, 4 kW / 400 V 1 NO, 72 V DC 3-pole, Size S00 screw terminal | - | 0 | 0
3RT2016-1BM41 |  | 3RT2016-1BM41 | 1 | UN | 1 | 5 | B | D | N | N | 85364900 | 1 | 4011209783966 | 0.29 | KG | 40.09 | 40.09 | CP24 | CP24 | Power contactor, AC-3 9 A, 4 kW / 400 V 1 NO, 220 V DC 3-pole, Size S00 screw terminal | - | 0 | 0
3RT2016-1BM42 |  | 3RT2016-1BM42 | 1 | UN | 1 | 5 | B | D | N | N | 85364900 | 1 | 4011209843493 | 0.295 | KG | 40.09 | 40.09 | CP24 | CP24 | Power contactor, AC-3 9 A, 4 kW / 400 V 1 NC, 220 V DC 3-pole, Size S00 screw terminal | - | 0 | 0
3RT2016-1BP41 |  | 3RT2016-1BP41 | 1 | UN | 1 | 5 | B | D | N | N | 85364900 | 1 | 4011209896253 | 0.288 | KG | 45.32 | 45.32 | CP24 | CP24 | Power contactor, AC-3 9 A, 4 kW / 400 V 1 NO, 230 V DC 3-pole, Size S00 screw terminal | - | 0 | 0
3RT2016-1BP42 |  | 3RT2016-1BP42 | 1 | UN | 1 | 5 | B | D | N | N | 85364900 | 1 | 4011209896284 | 0.32 | KG | 45.32 | 45.32 | CP24 | CP24 | Power contactor, AC-3 9 A, 4 kW / 400 V 1 NC, 230 V DC 3-pole, Size S00 screw terminal | - | 0 | 0
3RT2016-1BW41 |  | 3RT2016-1BW41 | 1 | UN | 1 | 5 | B | D | N | N | 85364900 | 1 | 4011209828322 | 0.288 | KG | 40.09 | 40.09 | CP24 | CP24 | Power contactor, AC-3 9 A, 4 kW / 400 V 1 NO, 48 V DC 3-pole, Size S00 screw terminal | - | 0 | 0
3RT2016-1BW42 |  | 3RT2016-1BW42 | 1 | UN | 1 | 5 | B | D | N | N | 85364900 | 1 | 4011209827516 | 0.287 | KG | 40.09 | 40.09 | CP24 | CP24 | Power contactor, AC-3 9 A, 4 kW / 400 V 1 NC, 48 V DC 3-pole, Size S00 screw terminal | - | 0 | 0
3RT2016-1CF07 |  | 3RT2016-1CF07 | 1 | UN | 1 | 5 | B | D | N | N | 85364900 | 1 | 4011209931251 | 0.288 | KG | 69.83 | 69.83 | CP24 | CP24 | Power contactor, AC-3 9 A, 4 kW / 400 V 3 NO + 2 NC, 110 V AC 50 / 60 Hz, 3-pole, Size S00, screw terminal Varistor plugged on | - | 0 | 0
3RT2016-1CF07-Z | X95 | 3RT2016-1CF07-ZX95 | 1 | UN | 1 | 5 | B | D | N | N | 85364900 | 72 | 4011209931312 | 0.258 | KG | 69.83 | 69.83 | CP24 | CP24 | power contactor, AC-3 9 A, 4 kW / 400 V 3 NO + 2 NC, 110 V AC 50 / 60 Hz, 3-pole, Size S00, screw terminal Varistor plugged on Reusable packaging = 72 units | - | 0 | 9
3RT2016-1CG67 |  | 3RT2016-1CG67 | 1 | UN | 1 | 5 | B | D | N | N | 85364900 | 1 | 4011209931244 | 0.279 | KG | 73.25 | 73.25 | CP24 | CP24 | Power contactor, AC-3 9 A, 4 kW / 400 V 3 NO + 2 NC, 100 V AC 50 / 60 Hz, 3-pole, Size S00, screw terminal Varistor plugged on | - | 0 | 9
3RT2016-1CH07 |  | 3RT2016-1CH07 | 1 | UN | 1 | 5 | B | D | N | N | 85364900 | 1 | 4011209931237 | 0.285 | KG | 69.83 | 69.83 | CP24 | CP24 | Power contactor, AC-3 9 A, 4 kW / 400 V 3 NO + 2 NC, 48 V AC 50 / 60 Hz, 3-pole, Size S00, screw terminal Varistor plugged on | - | 0 | 9
3RT2016-1CK27 |  | 3RT2016-1CK27 | 1 | UN | 1 | 5 | B | D | N | N | 85364900 | 1 | 4011209931268 | 0.286 | KG | 73.25 | 73.25 | CP24 | CP24 | Power contactor, AC-3 9 A, 4 kW / 400 V 3 NO + 2 NC, 120 V AC 50 / 60 Hz, 3-pole, Size S00, screw terminal Varistor plugged on | - | 0 | 0
3RT2016-1CK27-Z | X95 | 3RT2016-1CK27-ZX95 | 1 | UN | 1 | 5 | B | D | N | N | 85364900 | 72 | 4011209931329 | 0.258 | KG | 73.25 | 73.25 | CP24 | CP24 | power contactor, AC-3 9 A, 4 kW / 400 V 3 NO + 2 NC, AC 120 V 50 / 60 Hz, 3-pole, Size S00, screw terminal Varistor plugged on Reusable packaging = 72 units | - | 0 | 9
3RT2016-1CK64-3MA0 |  | 3RT2016-1CK64-3MA0 | 1 | UN | 1 | 5 | B | D | N | N | 85364900 | 1 | 4011209915428 | 0.3 | KG | 63.84 | 63.84 | CP24 | CP24 | Power contactor, AC-3 9 A, 4 kW / 400 V 2 NO + 2 NC, 110 V AC, 50 Hz 120 V, 60 Hz, with plugged on Varistor, 3-pole, Size S00 screw terminal Captive auxiliary switch for SUVA applications | - | 0 | 0
3RT2016-1CM27 |  | 3RT2016-1CM27 | 1 | UN | 1 | 5 | B | D | N | N | 85364900 | 1 | 4011209931275 | 0.285 | KG | 73.25 | 73.25 | CP24 | CP24 | Power contactor, AC-3 9 A, 4 kW / 400 V 3 NO + 2 NC, 208 V AC 50 / 60 Hz, 3-pole, Size S00, screw terminal Varistor plugged on | - | 0 | 9
3RT2016-1CN27 |  | 3RT2016-1CN27 | 1 | UN | 1 | 5 | B | D | N | N | 85364900 | 1 | 4011209931282 | 0.283 | KG | 69.83 | 69.83 | CP24 | CP24 | Power contactor, AC-3 9 A, 4 kW / 400 V 3 NO + 2 NC, 220 V AC 50 / 60 Hz, 3-pole, Size S00, screw terminal Varistor plugged on | - | 0 | 0
3RT2016-1CN27-Z | X95 | 3RT2016-1CN27-ZX95 | 1 | UN | 1 | 5 | B | D | N | N | 85364900 | 72 | 4011209931336 | 0.258 | KG | 69.83 | 69.83 | CP24 | CP24 | power contactor, AC-3 9 A, 4 kW / 400 V 3 NO + 2 NC, 220 V AC 50 / 60 Hz, 3-pole, Size S00, screw terminal Varistor plugged on Reusable packaging = 72 units | - | 0 | 9
3RT2016-1CP04-3MA0 |  | 3RT2016-1CP04-3MA0 | 1 | UN | 1 | 5 | B | D | N | N | 85364900 | 1 | 4011209864825 | 0.286 | KG | 63.84 | 63.84 | CP24 | CP24 | Power contactor, AC-3 9 A, 4 kW / 400 V 2 NO + 2 NC, 230 V AC 50 / 60 Hz, with plugged on Varistor, 3-pole, Size S00 screw terminal Captive auxiliary switch for SUVA applications | - | 0 | 0
3RT2016-1CP07 |  | 3RT2016-1CP07 | 1 | UN | 1 | 5 | B | D | N | N | 85364900 | 1 | 4011209931299 | 0.285 | KG | 69.83 | 69.83 | CP24 | CP24 | Power contactor, AC-3 9 A, 4 kW / 400 V 3 NO + 2 NC, 230 V AC 50 / 60 Hz, 3-pole, Size S00, screw terminal Varistor plugged on | - | 0 | 0
3RT2016-1CP07-Z | X95 | 3RT2016-1CP07-ZX95 | 1 | UN | 1 | 5 | B | D | N | N | 85364900 | 72 | 4011209931343 | 0.258 | KG | 69.83 | 69.83 | CP24 | CP24 | power contactor, AC-3 9 A, 4 kW / 400 V 3 NO + 2 NC, 230 V AC 50 / 60 Hz, 3-pole, Size S00, screw terminal Varistor plugged on Reusable packaging = 72 units | - | 0 | 9
3RT2016-1CU07 |  | 3RT2016-1CU07 | 1 | UN | 1 | 5 | B | D | N | N | 85364900 | 1 | 4011209931305 | 0.287 | KG | 69.83 | 69.83 | CP24 | CP24 | Power contactor, AC-3 9 A, 4 kW / 400 V 3 NO + 2 NC, 240 V AC 50 / 60 Hz, 3-pole, Size S00, screw terminal Varistor plugged on | - | 0 | 9
3RT2016-1DB47 |  | 3RT2016-1DB47 | 1 | UN | 1 | 5 | B | D | N | N | 85364900 | 1 | 4011209931367 | 0.349 | KG | 75.53 | 75.53 | CP24 | CP24 | Power contactor, AC-3 9 A, 4 kW / 400 V front-side auxiliary switch 3 NO + 2 NC, 3-pole, Size S00, screw terminal, 24 V DC, Varistor plugged on | - | 0 | 9
3RT2016-1DE47 |  | 3RT2016-1DE47 | 1 | UN | 1 | 5 | B | D | N | N | 85364900 | 1 | 4011209931381 | 0.347 | KG | 80.85 | 80.85 | CP24 | CP24 | Power contactor, AC-3 9 A, 4 kW / 400 V front-side auxiliary switch 3 NO + 2 NC, 3-pole, Size S00, screw terminal, 60 V DC, integrated varistor | - | 0 | 9
3RT2016-1DF47 |  | 3RT2016-1DF47 | 1 | UN | 1 | 5 | B | D | N | N | 85364900 | 1 | 4011209931398 | 0.344 | KG | 75.53 | 75.53 | CP24 | CP24 | Power contactor, AC-3 9 A, 4 kW / 400 V front-side auxiliary switch 3 NO + 2 NC, 3-pole, Size S00, screw terminal, 110 V DC, Varistor plugged on | - | 0 | 9
3RT2016-1DG47 |  | 3RT2016-1DG47 | 1 | UN | 1 | 5 | B | D | N | N | 85364900 | 1 | 4011209931404 | 0.347 | KG | 80.85 | 80.85 | CP24 | CP24 | Power contactor, AC-3 9 A, 4 kW / 400 V front-side auxiliary switch 3 NO + 2 NC, 3-pole, Size S00, screw terminal, 125 V DC, Varistor plugged on | - | 0 | 9
3RT2016-1DM47 |  | 3RT2016-1DM47 | 1 | UN | 1 | 5 | B | D | N | N | 85364900 | 1 | 4011209931411 | 0.34 | KG | 75.53 | 75.53 | CP24 | CP24 | Power contactor, AC-3 9 A, 4 kW / 400 V front-side auxiliary switch 3 NO + 2 NC, 3-pole, Size S00, screw terminal, 220 V DC, Varistor plugged on | - | 0 | 9
3RT2016-1DW47 |  | 3RT2016-1DW47 | 1 | UN | 1 | 5 | B | D | N | N | 85364900 | 1 | 4011209931374 | 0.34 | KG | 75.53 | 75.53 | CP24 | CP24 | Power contactor, AC-3 9 A, 4 kW / 400 V front-side auxiliary switch 3 NO + 2 NC, 3-pole, Size S00, screw terminal, 48 V DC, Varistor plugged on | - | 0 | 9
3RT2016-1FA41 |  | 3RT2016-1FA41 | 1 | UN | 1 | 5 | B | D | N | N | 85364900 | 1 | 4047621013398 | 0.299 | KG | 51.87 | 51.87 | CP24 | CP24 | Power contactor, AC-3 9 A, 4 kW / 400 V 1 NO, 12 V DC, with diode integrated, 3-pole, Size S00, screw terminal | - | 0 | 0
3RT2016-1FB41 |  | 3RT2016-1FB41 | 1 | UN | 1 | 1 | A | D | N | N | 85364900 | 1 | 4011209843561 | 0.294 | KG | 46.74 | 46.74 | CP24 | CP24 | Power contactor, AC-3 9 A, 4 kW / 400 V 1 NO, 24 V DC with diode integrated, 3-pole, Size S00, screw terminal | - | 0 | 0
3RT2016-1FB41-Z | W96 | 3RT2016-1FB41-ZW96 | 1 | UN | 1 | 5 | B | D | N | N | 85364900 | 72 |  | 0.28 | KG | 46.74 | 46.74 | CP24 | CP24 | power contactor, AC-3 9 A, 4 kW / 400 V 1 NO, 24 V DC with diode integrated, 3-pole, Size S00, screw terminal Multi-unit packaging = 72 units | - | 0 | 0
3RT2016-1FB41-Z | X95 | 3RT2016-1FB41-ZX95 | 1 | UN | 1 | 5 | B | D | N | N | 85364900 | 72 | 4011209915749 | 0.28 | KG | 46.74 | 46.74 | CP24 | CP24 | power contactor, AC-3 9 A, 4 kW / 400 V 1 NO, 24 V DC with diode integrated, 3-pole, Size S00, screw terminal Reusable, 72 units | - | 0 | 0
3RT2016-1FB42 |  | 3RT2016-1FB42 | 1 | UN | 1 | 1 | A | D | N | N | 85364900 | 1 | 4011209843608 | 0.294 | KG | 46.74 | 46.74 | CP24 | CP24 | Power contactor, AC-3 9 A, 4 kW / 400 V 1 NC, 24 V DC with diode integrated, 3-pole, Size S00, screw terminal | - | 0 | 0
3RT2016-1FB44-3MA0 |  | 3RT2016-1FB44-3MA0 | 1 | UN | 1 | 2 | A | D | N | N | 85364900 | 1 | 4011209864900 | 0.339 | KG | 67.17 | 67.17 | CP24 | CP24 | Power contactor, AC-3 9 A, 4 kW / 400 V 2 NO + 2 NC, 24 V DC with diode integrated 3-pole, Size S00 screw terminal Captive auxiliary switch for SUVA applications | - | 0 | 0
3RT2016-1HB41 |  | 3RT2016-1HB41 | 1 | UN | 1 | 5 | B | D | N | N | 85364900 | 1 | 4011209784963 | 0.29 | KG | 40.47 | 39.33 | CP24 | CP24 | Power contactor, AC-3 9 A, 4 kW / 400 V 1 NO, 24 V DC 0.7-1.25* US, 3-pole, Size S00, screw terminal suitable for PLC outputs | Lista Papel 2020 SI | 0 | 0
3RT2016-1HB42 |  | 3RT2016-1HB42 | 1 | UN | 1 | 2 | A | D | N | N | 85364900 | 1 | 4011209843929 | 0.298 | KG | 40.47 | 39.33 | CP24 | CP24 | Power contactor, AC-3 9 A, 4 kW / 400 V 1 NC, 24 V DC 0.7-1.25* US, 3-pole, Size S00, screw terminal suitable for PLC outputs | Lista Papel 2020 SI | 0 | 0
3RT2016-1JB41 |  | 3RT2016-1JB41 | 1 | UN | 1 | 1 | A | D | N | N | 85364900 | 1 | 4011209846081 | 0.297 | KG | 46.74 | 45.41 | CP24 | CP24 | Power contactor, AC-3 9 A, 4 kW / 400 V 1 NO, 24 V DC 0.7-1.25* US, with diode integrated, 3-pole, Size S00, screw terminal suitable for PLC outputs | Lista Papel 2020 SI | 0 | 0
3RT2016-1JB41-Z | W97 | 3RT2016-1JB41-ZW97 | 1 | UN | 1 | 5 | B | D | N | N | 85364900 | 40 | 4047621022314 | 0.297 | KG | 46.74 | 46.74 | CP24 | CP24 | power contactor, AC-3 9 A, 4 kW / 400 V 1 NO, 24 V DC, 0.7-1.25*US with integrated diode, 3-pole Size S00, screw terminal suitable for PLC outputs Multi-unit packaging 40 units | - | 0 | 0
3RT2016-1JB41-Z | X95 | 3RT2016-1JB41-ZX95 | 1 | UN | 1 | 5 | B | D | N | N | 85364900 | 72 | 4047621022291 | 0.281 | KG | 46.74 | 46.74 | CP24 | CP24 | power contactor, AC-3 9 A, 4 kW / 400 V 1 NO, 24 V DC, 0.7-1.25*US with integrated diode, 3-pole Size S00, screw terminal suitable for PLC outputs Reusable packaging = 72 units | - | 0 | 0
3RT2016-1JB42 |  | 3RT2016-1JB42 | 1 | UN | 1 | 2 | A | D | N | N | 85364900 | 1 | 4011209846111 | 0.293 | KG | 46.74 | 45.41 | CP24 | CP24 | Power contactor, AC-3 9 A, 4 kW / 400 V 1 NC, 24 V DC 0.7-1.25* US, with diode Size S00, screw terminal suitable for PLC outputs | Lista Papel 2020 SI | 0 | 0
3RT2016-1JB42-1AA0 |  | 3RT2016-1JB42-1AA0 | 1 | UN | 1 | 5 | B | D | EAR99 | N | 85364900 | 1 | 4047621064253 | 0.296 | KG | 49.97 | 49.97 | CP24 | CP24 | Power contactor, AC-3 9 A, 4 kW / 400 V 1 NC, 24 V DC 0.7-1.25* US, with diode Size S00, screw terminal Suitable for PLC outputs Upright mounting position | - | 0 | 0
3RT2016-1KB41 |  | 3RT2016-1KB41 | 1 | UN | 1 | 2 | A | D | N | N | 85364900 | 1 | 4011209846951 | 0.295 | KG | 46.08 | 44.75 | CP24 | CP24 | Power contactor, AC-3 9 A, 4 kW / 400 V 1 NO, 24 V DC, 0.7-1.25*US with integrated suppressor diode 3-pole, Size S00, screw terminal suitable for PLC outputs | Lista Papel 2020 SI | 0 | 0
3RT2016-1KB42 |  | 3RT2016-1KB42 | 1 | UN | 1 | 2 | A | D | N | N | 85364900 | 1 | 4011209846982 | 0.294 | KG | 46.08 | 44.75 | CP24 | CP24 | Power contactor, AC-3 9 A, 4 kW / 400 V 1 NC, 24 V DC, 0.7-1.25*US with integrated suppressor diode 3-pole, Size S00, screw terminal suitable for PLC outputs | Lista Papel 2020 SI | 0 | 0
3RT2016-1KB42-0LA1 |  | 3RT2016-1KB42-0LA1 | 1 | UN | 1 | 5 | B | D | EAR99 | N | 85364900 | 1 |  | 0.294 | KG | 78.47 | 78.47 | CP24 | CP24 | Traction contactor, AC-3 9 A, 4 kW / 400 V 1 NC, 24 V DC, 0.7-1.25*US with integrated suppressor diode 3-pole, Size S00, screw terminal suitable for PLC outputs coil designation A1+ |  | 0 | 7
3RT2016-1KB42-0LA3 |  | 3RT2016-1KB42-0LA3 | 1 | UN | 1 | 5 | B | D | EAR99 | N | 85364900 | 1 | 4047621071510 | 0.315 | KG | 78.47 | 78.47 | CP24 | CP24 | Traction contactor, AC-3 9 A, 4 kW / 400 V 1 NC, 24 V DC, 0.7-1.25*US with integrated suppressor diode 3-pole, Size S00, screw terminal suitable for PLC outputs coil designation A1+ |  | 0 | 7
3RT2016-1MB41-0KT0 |  | 3RT2016-1MB41-0KT0 | 1 | UN | 1 | 5 | B | D | N | N | 85364900 | 1 | 4011209847293 | 0.298 | KG | 40.47 | 39.33 | CP24 | CP24 | Power contactor, AC-3 9 A, 4 kW / 400 V 1 NO, 24 V DC 0.85-1.85* US, 3-pole, Size S00, screw terminal | Lista Papel 2020 SI | 0 | 0
3RT2016-1MB42-0KT0 |  | 3RT2016-1MB42-0KT0 | 1 | UN | 1 | 5 | B | D | N | N | 85364900 | 1 | 4011209847323 | 0.3 | KG | 40.47 | 39.33 | CP24 | CP24 | Power contactor, AC-3 9 A, 4 kW / 400 V 1 NC, 24 V DC 0.85-1.85* US, 3-pole, Size S00, screw terminal | Lista Papel 2020 SI | 0 | 0
3RT2016-1QB41 |  | 3RT2016-1QB41 | 1 | UN | 1 | 5 | B | D | N | N | 85364900 | 1 | 4011209846241 | 0.3 | KG | 45.98 | 45.98 | CP24 | CP24 | Power contactor, AC-3 9 A, 4 kW / 400 V 1 NO, 24 V DC 0.7-1.25* US, with varistor plugged on, 3-pole, Size S00, screw terminal | - | 0 | 0
3RT2016-1QB42 |  | 3RT2016-1QB42 | 1 | UN | 1 | 5 | B | D | N | N | 85364900 | 1 | 4011209846272 | 0.312 | KG | 45.98 | 45.98 | CP24 | CP24 | Power contactor, AC-3 9 A, 4 kW / 400 V 1 NC, 24 V DC 0.7-1.25* US, with varistor plugged on, 3-pole, Size S00, screw terminal | - | 0 | 0
3RT2016-1SB41 |  | 3RT2016-1SB41 | 1 | UN | 1 | 5 | B | D | N | N | 85364900 | 1 | 4011209846616 | 0.298 | KG | 45.98 | 44.65 | CP24 | CP24 | Power contactor, AC-3 9 A, 4 kW / 400 V 1 NO, 24 V DC 0.85-1.85*US with integrated suppressor diode Size S00, screw terminal | Lista Papel 2020 SI | 0 | 0
3RT2016-1SB42 |  | 3RT2016-1SB42 | 1 | UN | 1 | 5 | B | D | N | N | 85364900 | 1 | 4011209846654 | 0.299 | KG | 45.98 | 44.65 | CP24 | CP24 | Power contactor, AC-3 9 A, 4 kW / 400 V 1 NC, 24 V DC 0.85-1.85*US with integrated suppressor diode Size S00, screw terminal | Lista Papel 2020 SI | 0 | 0
3RT2016-1TP02-0RA0 |  | 3RT2016-1TP02-0RA0 | 1 | UN | 1 | 5 | B | D | N | N | 85364900 | 1 | 4047621031279 | 0.219 | KG | 47.6 | 47.6 | CP24 | CP24 | Power contactor, AC-3 9 A, 4 kW / 400 V 1 NC, 230 V AC, 50 / 60 Hz 3-pole, Size S00 screw terminal Ambient temperature -30 - +70 Â°C with varistor integrated, therm. rating max. 0.857, operating range coil 0.95 - 1.03 US, US = 230 V, temp. max. 70 Â°C, Frequency of operation 0.857 Z, mechanical service life 3 million | - | 0 | 9
3RT2016-1UB41 |  | 3RT2016-1UB41 | 1 | UN | 1 | 5 | B | D | N | N | 85364900 | 1 | 4047621053868 | 0.29 | KG | 46.74 | 46.74 | CP24 | CP24 | Power contactor, AC-3 9 A, 4 kW / 400 V 1 NO, 24 V DC with varistor integrated, 3-pole, Size S00, screw terminal | - | 0 | 0
3RT2016-1UB42 |  | 3RT2016-1UB42 | 1 | UN | 1 | 5 | B | D | N | N | 85364900 | 1 | 4047621053875 | 0.306 | KG | 46.74 | 46.74 | CP24 | CP24 | Power contactor, AC-3 9 A, 4 kW / 400 V 1 NC, 24 V DC with varistor integrated, 3-pole, Size S00, screw terminal | - | 0 | 0
3RT2016-1UB42-1AA0 |  | 3RT2016-1UB42-1AA0 | 1 | UN | 1 | 5 | B | D | EAR99 | N | 85364900 | 1 | 4047621071015 | 0.29 | KG | 49.97 | 49.97 | CP24 | CP24 | Power contactor, AC-3 9 A, 4 kW / 400 V 1 NC, 24 V DC with varistor integrated, 3-pole, size S00, screw terminals Upright mounting position |  | 0 | 7
3RT2016-1UB42-Z | W96 | 3RT2016-1UB42-ZW96 | 1 | UN | 1 | 0 | A | D | N | N | 85364900 | 72 | 4047621072791 | 0.286 | KG | 46.74 | 46.74 | CP24 | CP24 | Power contactor, AC-3 9 A, 4 kW / 400 V 1 NC, 24 V DC with varistor integrated, 3-pole, size S00, screw terminals |  | 0 | 7
3RT2016-1UB42-Z | X95 | 3RT2016-1UB42-ZX95 | 1 | UN | 1 | 0 | A | D | N | N | 85364900 | 144 | 4047621072784 | 0.275 | KG | 46.74 | 46.74 | CP24 | CP24 | Power contactor, AC-3 9 A, 4 kW / 400 V 1 NC, 24 V DC with varistor integrated, 3-pole, size S00, screw terminals |  | 0 | 7
3RT2016-1VB41 |  | 3RT2016-1VB41 | 1 | UN | 1 | 5 | B | D | N | N | 85364900 | 1 | 4011209844032 | 0.297 | KG | 46.74 | 45.41 | CP24 | CP24 | Power contactor, AC-3 9 A, 4 kW / 400 V 1 NO, 24 V DC 0.85-1.85* US, with diode integrated, 3-pole, Size S00, screw terminal | Lista Papel 2020 SI | 0 | 0
3RT2016-1VB42 |  | 3RT2016-1VB42 | 1 | UN | 1 | 5 | B | D | N | N | 85364900 | 1 | 4011209844063 | 0.296 | KG | 46.74 | 45.41 | CP24 | CP24 | Power contactor, AC-3 9 A, 4 kW / 400 V 1 NC, 24 V DC 0.85-1.85* US, with diode integrated, 3-pole, Size S00, screw terminal | Lista Papel 2020 SI | 0 | 0
3RT2016-1WB41 |  | 3RT2016-1WB41 | 1 | UN | 1 | 5 | B | D | N | N | 85364900 | 1 | 4011209846777 | 0.31 | KG | 45.98 | 45.98 | CP24 | CP24 | Power contactor, AC-3 9 A, 4 kW / 400 V 1 NO, 24 V DC 0.85-1.85* US, with varistor Size S00, screw terminal Size S00, screw terminal | - | 0 | 0
3RT2016-1WB42 |  | 3RT2016-1WB42 | 1 | UN | 1 | 5 | B | D | N | N | 85364900 | 1 | 4011209846807 | 0.302 | KG | 45.98 | 45.98 | CP24 | CP24 | Power contactor, AC-3 9 A, 4 kW / 400 V 1 NC, 24 V DC 0.85-1.85* US, with varistor plugged on, 3-pole, Size S00, screw terminal | - | 0 | 0
3RT2016-2AB01 |  | 3RT2016-2AB01 | 1 | UN | 1 | 1 | A | D | N | N | 85364900 | 1 | 4011209785328 | 0.253 | KG | 34.3 | 33.35 | CP24 | CP24 | Power contactor, AC-3 9 A, 4 kW / 400 V 1 NO, 24 V AC, 50 / 60 Hz, 3-pole, Size S00 Spring-type terminal | Lista Papel 2020 SI | 0 | 0
3RT2016-2AB01-Z | W96 | 3RT2016-2AB01-ZW96 | 1 | UN | 1 | 5 | B | D | N | N | 85364900 | 60 | 4011209913271 | 0.25 | KG | 34.3 | 34.3 | CP24 | CP24 | power contactor, AC-3 9 A, 4 kW / 400 V 1 NO, 24 V AC, 50 / 60 Hz, 3-pole, Size S00, Spring-type terminal Multi-unit packaging = 60 units | - | 0 | 0
3RT2016-2AB01-Z | W97 | 3RT2016-2AB01-ZW97 | 1 | UN | 1 | 5 | B | D | N | N | 85364900 | 32 |  | 0.25 | KG | 34.3 | 34.3 | CP24 | CP24 | power contactor, AC-3 9 A, 4 kW / 400 V 1 NO, 24 V AC, 50 / 60 Hz, 3-pole, Size S00, Reusable packaging = 120 units, Spring-type terminal Multi-unit packaging = 32 units | - | 0 | 0
3RT2016-2AB01-Z | X95 | 3RT2016-2AB01-ZX95 | 1 | UN | 1 | 5 | B | D | N | N | 85364900 | 120 | 4011209843028 | 0.237 | KG | 34.3 | 34.3 | CP24 | CP24 | power contactor, AC-3 9 A, 4 kW / 400 V 1 NO, 24 V AC, 50 / 60 Hz, 3-pole, Size S00, Reusable packaging = 120 units, Spring-type terminal | - | 0 | 0
3RT2016-2AB02 |  | 3RT2016-2AB02 | 1 | UN | 1 | 1 | A | D | N | N | 85364900 | 1 | 4011209827523 | 0.252 | KG | 34.3 | 33.35 | CP24 | CP24 | Power contactor, AC-3 9 A, 4 kW / 400 V 1 NC, 24 V AC, 50 / 60 Hz 3-pole, Size S00 Spring-type terminal | Lista Papel 2020 SI | 0 | 0
3RT2016-2AB02-Z | W96 | 3RT2016-2AB02-ZW96 | 1 | UN | 1 | 5 | B | D | N | N | 85364900 | 60 | 4011209896055 | 0.25 | KG | 34.3 | 34.3 | CP24 | CP24 | power contactor, AC-3 9 A, 4 kW / 400 V 1 NC, 24 V AC, 50 / 60 Hz 3-pole, Size S00 Spring-type terminal Multi-unit packaging = 60 units | - | 0 | 0
3RT2016-2AB02-Z | W97 | 3RT2016-2AB02-ZW97 | 1 | UN | 1 | 5 | B | D | N | N | 85364900 | 32 | 4011209896062 | 0.25 | KG | 34.3 | 34.3 | CP24 | CP24 | power contactor, AC-3 9 A, 4 kW / 400 V 1 NC, 24 V AC, 50 / 60 Hz 3-pole, Size S00 Spring-type terminal Multi-unit packaging = 32 units | - | 0 | 0
3RT2016-2AB02-Z | X95 | 3RT2016-2AB02-ZX95 | 1 | UN | 1 | 1 | A | D | N | N | 85364900 | 120 | 4011209843073 | 0.238 | KG | 34.3 | 34.3 | CP24 | CP24 | power contactor, AC-3 9 A, 4 kW / 400 V 1 NC, 24 V AC, 50 / 60 Hz 3-pole, Size S00 Spring-type terminal Reusable packaging = 120 units | - | 0 | 0
3RT2016-2AD01 |  | 3RT2016-2AD01 | 1 | UN | 1 | 5 | B | D | N | N | 85364900 | 1 | 4011209842762 | 0.25 | KG | 37.81 | 37.81 | CP24 | CP24 | Power contactor, AC-3 9 A, 4 kW / 400 V 1 NO, 42 V AC, 50 / 60 Hz, 3-pole, Size S00 Spring-type terminal | - | 0 | 0
3RT2016-2AD02 |  | 3RT2016-2AD02 | 1 | UN | 1 | 5 | B | D | N | N | 85364900 | 1 | 4011209842816 | 0.255 | KG | 37.81 | 37.81 | CP24 | CP24 | Power contactor, AC-3 9 A, 4 kW / 400 V 1 NC, 42 V AC, 50 / 60 Hz 3-pole, Size S00 Spring-type terminal | - | 0 | 0
3RT2016-2AF01 |  | 3RT2016-2AF01 | 1 | UN | 1 | 1 | A | D | N | N | 85364900 | 1 | 4011209827530 | 0.252 | KG | 34.3 | 33.35 | CP24 | CP24 | Power contactor, AC-3 9 A, 4 kW / 400 V 1 NO, 110 V AC, 50/60 Hz 3-pole, Size S00 Spring-type terminal | Lista Papel 2020 SI | 0 | 0
3RT2016-2AF02 |  | 3RT2016-2AF02 | 1 | UN | 1 | 1 | A | D | N | N | 85364900 | 1 | 4011209827547 | 0.253 | KG | 34.3 | 33.35 | CP24 | CP24 | Power contactor, AC-3 9 A, 4 kW / 400 V 1 NC, 110 V AC, 50 / 60 Hz 3-pole, Size S00 Spring-type terminal | Lista Papel 2020 SI | 0 | 0
3RT2016-2AF04 |  | 3RT2016-2AF04 | 1 | UN | 1 | 5 | B | D | N | N | 85364900 | 1 | 4011209896901 | 0.309 | KG | 52.63 | 52.63 | CP24 | CP24 | Power contactor, AC-3 9 A, 4 kW / 400 V 2 NO + 2 NC, 110 V AC, 50 / 60 Hz, 3-pole, Size S00, Spring-type terminal Removable auxiliary switch | - | 0 | 0
3RT2016-2AH01 |  | 3RT2016-2AH01 | 1 | UN | 1 | 5 | B | D | N | N | 85364900 | 1 | 4011209828247 | 0.254 | KG | 34.3 | 34.3 | CP24 | CP24 | Power contactor, AC-3 9 A, 4 kW / 400 V 48 V AC, 50 / 60 Hz, 3-pole, Size S00 Spring-type terminal | - | 0 | 0
3RT2016-2AH02 |  | 3RT2016-2AH02 | 1 | UN | 1 | 5 | B | D | N | N | 85364900 | 1 | 4011209827554 | 0.254 | KG | 34.3 | 34.3 | CP24 | CP24 | Power contactor, AC-3 9 A, 4 kW / 400 V 48 V AC, 50 / 60 Hz, 3-pole, Size S00 Spring-type terminal | - | 0 | 0
3RT2016-2AK61 |  | 3RT2016-2AK61 | 1 | UN | 1 | 5 | B | D | N | N | 85364900 | 1 | 4011209828285 | 0.252 | KG | 34.3 | 34.3 | CP24 | CP24 | Power contactor, AC-3 9 A, 4 kW / 400 V 110 V AC, 50 Hz, 120 V, 60 Hz, 3-pole, Size S00 Spring-type terminal | - | 0 | 0
3RT2016-2AK61-Z | W97 | 3RT2016-2AK61-ZW97 | 1 | UN | 1 | 5 | B | D | N | N | 85364900 | 32 | 4011209938588 | 0.25 | KG | 34.3 | 34.3 | CP24 | CP24 | power contactor, AC-3 9 A, 4 kW / 400 V 110 V AC, 50 Hz, 120 V, 60 Hz, 3-pole, Size S00 Spring-type terminal Multi-unit packaging 32 units | - | 0 | 0
3RT2016-2AK61-Z | X95 | 3RT2016-2AK61-ZX95 | 1 | UN | 1 | 5 | B | D | N | N | 85364900 | 120 | 4011209843264 | 0.236 | KG | 34.3 | 34.3 | CP24 | CP24 | power contactor, AC-3 9 A, 4 kW / 400 V 110 V AC, 50 Hz, 120 V, 60 Hz, 3-pole, Size S00 Spring-type terminal Reusable packaging = 120 units | - | 0 | 0
3RT2016-2AK62 |  | 3RT2016-2AK62 | 1 | UN | 1 | 5 | B | D | N | N | 85364900 | 1 | 4011209827561 | 0.253 | KG | 34.3 | 34.3 | CP24 | CP24 | Power contactor, AC-3 9 A, 4 kW / 400 V 110 V AC, 50 Hz, 120 V, 60 Hz, 3-pole, Size S00 Spring-type terminal | - | 0 | 0
3RT2016-2AK62-Z | W97 | 3RT2016-2AK62-ZW97 | 1 | UN | 1 | 5 | B | D | N | N | 85364900 | 32 | 4011209938595 | 0.25 | KG | 34.3 | 34.3 | CP24 | CP24 | power contactor, AC-3 9 A, 4 kW / 400 V 110 V AC, 50 Hz, 120 V, 60 Hz, 3-pole, Size S00 Spring-type terminal Multi-unit packaging 32 units | - | 0 | 0
3RT2016-2AK62-Z | X95 | 3RT2016-2AK62-ZX95 | 1 | UN | 1 | 5 | B | D | N | N | 85364900 | 120 | 4011209843318 | 0.236 | KG | 34.3 | 34.3 | CP24 | CP24 | power contactor, AC-3 9 A, 4 kW / 400 V 110 V AC, 50 Hz, 120 V, 60 Hz, 3-pole, Size S00 Spring-type terminal Reusable packaging = 120 units | - | 0 | 0
3RT2016-2AK64-3MA0 |  | 3RT2016-2AK64-3MA0 | 1 | UN | 1 | 5 | B | D | N | N | 85364900 | 1 | 4011209946842 | 0.305 | KG | 54.72 | 54.72 | CP24 | CP24 | Power contactor, AC-3 9 A, 4 kW / 400 V 2 NO + 2 NC 110 V AC 50 Hz / 120 V, 60 Hz 3-pole, Size S00 Spring-type terminal Captive auxiliary switch for SUVA applications | - | 0 | 0
3RT2016-2AN21 |  | 3RT2016-2AN21 | 1 | UN | 1 | 5 | B | D | N | N | 85364900 | 1 | 4011209896598 | 0.252 | KG | 34.3 | 34.3 | CP24 | CP24 | Power contactor, AC-3 9 A, 4 kW / 400 V 1 NO, 220 V AC, 50 / 60 Hz, 3-pole, Size S00 Spring-type terminal | - | 0 | 0
3RT2016-2AN22 |  | 3RT2016-2AN22 | 1 | UN | 1 | 5 | B | D | N | N | 85364900 | 1 | 4011209896604 | 0.252 | KG | 34.3 | 34.3 | CP24 | CP24 | Power contactor, AC-3 9 A, 4 kW / 400 V 1 NC, 220 V AC, 50 / 60 Hz 3-pole, Size S00 Spring-type terminal | - | 0 | 0
3RT2016-2AP01 |  | 3RT2016-2AP01 | 1 | UN | 1 | 1 | A | D | N | N | 85364900 | 1 | 4011209785335 | 0.252 | KG | 34.3 | 33.35 | CP24 | CP24 | Power contactor, AC-3 9 A, 4 kW / 400 V 1 NO, 230 V AC, 50 / 60 Hz, 3-pole, Size S00 Spring-type terminal | Lista Papel 2020 SI | 0 | 0
3RT2016-2AP01-Z | W97 | 3RT2016-2AP01-ZW97 | 1 | UN | 1 | 5 | B | D | N | N | 85364900 | 32 | 4011209946880 | 0.25 | KG | 34.3 | 34.3 | CP24 | CP24 | power contactor, AC-3 9 A, 4 kW / 400 V 1 NO, 230 V AC, 50 / 60 Hz, 3-pole, Size S00 Spring-type terminal Multi-unit packaging = 32 units | - | 0 | 0
3RT2016-2AP01-Z | X95 | 3RT2016-2AP01-ZX95 | 1 | UN | 1 | 5 | B | D | N | N | 85364900 | 120 | 4011209842946 | 0.238 | KG | 34.3 | 34.3 | CP24 | CP24 | power contactor, AC-3 9 A, 4 kW / 400 V 1 NO, 230 V AC, 50 / 60 Hz, 3-pole, Size S00 Spring-type terminal Reusable packaging = 120 units | - | 0 | 0
3RT2016-2AP02 |  | 3RT2016-2AP02 | 1 | UN | 1 | 1 | A | D | N | N | 85364900 | 1 | 4011209785342 | 0.25 | KG | 34.3 | 33.35 | CP24 | CP24 | Power contactor, AC-3 9 A, 4 kW / 400 V 1 NC, 230 V AC, 50 / 60 Hz 3-pole, Size S00 Spring-type terminal | Lista Papel 2020 SI | 0 | 0
3RT2016-2AP02-Z | W96 | 3RT2016-2AP02-ZW96 | 1 | UN | 1 | 5 | B | D | N | N | 85364900 | 60 | 4011209913301 | 0.25 | KG | 34.3 | 34.3 | CP24 | CP24 | power contactor, AC-3 9 A, 4 kW / 400 V 1 NC, 230 V AC, 50 / 60 Hz 3-pole, Size S00 Spring-type terminal Multi-unit packaging = 60 units | - | 0 | 0
3RT2016-2AP02-Z | W97 | 3RT2016-2AP02-ZW97 | 1 | UN | 1 | 5 | B | D | N | N | 85364900 | 32 | 4047621010427 | 0.25 | KG | 34.3 | 34.3 | CP24 | CP24 | power contactor, AC-3 9 A, 4 kW / 400 V 1 NC, 230 V AC, 50 / 60 Hz 3-pole, Size S00 Spring-type terminal Multi-unit packaging = 32 units | - | 0 | 0
3RT2016-2AP02-Z | X95 | 3RT2016-2AP02-ZX95 | 1 | UN | 1 | 5 | B | D | N | N | 85364900 | 120 | 4011209842991 | 0.236 | KG | 34.3 | 34.3 | CP24 | CP24 | power contactor, AC-3 9 A, 4 kW / 400 V 1 NC, 230 V AC, 50 / 60 Hz 3-pole, Size S00 Spring-type terminal Reusable packaging = 120 units | - | 0 | 0
3RT2016-2AP04-3MA0 |  | 3RT2016-2AP04-3MA0 | 1 | UN | 1 | 5 | B | D | N | N | 85364900 | 1 | 4011209827578 | 0.31 | KG | 54.72 | 53.2 | CP24 | CP24 | Power contactor, AC-3 9 A, 4 kW / 400 V 2 NO + 2 NC 230 V AC 50/60 Hz, 3-pole, Size S00 Spring-type terminal Captive auxiliary switch for SUVA applications | Lista Papel 2020 SI | 0 | 0
3RT2016-2AP61 |  | 3RT2016-2AP61 | 1 | UN | 1 | 5 | B | D | N | N | 85364900 | 1 | 4011209896512 | 0.253 | KG | 34.3 | 34.3 | CP24 | CP24 | Power contactor, AC-3 9 A, 4 kW / 400 V 1 NO, 220 V AC, 50 Hz, 240 V, 60 Hz, 3-pole, Size S00 Spring-type terminal | - | 0 | 0
3RT2016-2AP62 |  | 3RT2016-2AP62 | 1 | UN | 1 | 5 | B | D | N | N | 85364900 | 1 | 4011209896529 | 0.254 | KG | 34.3 | 34.3 | CP24 | CP24 | Power contactor, AC-3 9 A, 4 kW / 400 V 1 NC, 220 V AC, 50 Hz, 240 V 60 Hz, 3-pole, Size S00 Spring-type terminal | - | 0 | 0
3RT2016-2AV01 |  | 3RT2016-2AV01 | 1 | UN | 1 | 5 | B | D | N | N | 85364900 | 1 | 4011209896758 | 0.256 | KG | 37.81 | 36.77 | CP24 | CP24 | Power contactor, AC-3 9 A, 4 kW / 400 V 1 NO, 400 V AC, 50 / 60 Hz, 3-pole, Size S00 Spring-type terminal | Lista Papel 2020 SI | 0 | 0
3RT2016-2AV02 |  | 3RT2016-2AV02 | 1 | UN | 1 | 5 | B | D | N | N | 85364900 | 1 | 4011209896789 | 0.251 | KG | 37.81 | 36.77 | CP24 | CP24 | Power contactor, AC-3 9 A, 4 kW / 400 V 1 NC, 400 V AC, 50 / 60 Hz 3-pole, Size S00 Spring-type terminal | Lista Papel 2020 SI | 0 | 0
3RT2016-2BA41 |  | 3RT2016-2BA41 | 1 | UN | 1 | 5 | B | D | N | N | 85364900 | 1 | 4047621030685 | 0.312 | KG | 45.32 | 45.32 | CP24 | CP24 | Power contactor, AC-3 9 A, 4 kW / 400 V 1 NO, 12 V DC 3-pole, Size S00 Spring-type terminal | - | 0 | 0
3RT2016-2BA42 |  | 3RT2016-2BA42 | 1 | UN | 1 | 5 | B | D | N | N | 85364900 | 1 | 4047621025100 | 0.314 | KG | 45.32 | 45.32 | CP24 | CP24 | Power contactor, AC-3 9 A, 4 kW / 400 V 1 NC, 12 V DC 3-pole, Size S00 Spring-type terminal | - | 0 | 0
3RT2016-2BB41 |  | 3RT2016-2BB41 | 1 | UN | 1 | 1 | A | D | N | N | 85364900 | 1 | 4011209785366 | 0.315 | KG | 40.09 | 38.95 | CP24 | CP24 | Power contactor, AC-3 9 A, 4 kW / 400 V 1 NO, 24 V DC 3-pole, Size S00 Spring-type terminal | Lista Papel 2020 SI | 0 | 0
3RT2016-2BB41-0CC0 |  | 3RT2016-2BB41-0CC0 | 1 | UN | 1 | 2 | A | D | N | N | 85364900 | 1 | 4011209827585 | 0.313 | KG | 44.94 | 43.7 | CP24 | CP24 | Power contactor, AC-3 9 A, 4 kW / 400 V 1 NO, 24 V DC communication-capable, 3-pole, Size S00, Spring-type terminal | Lista Papel 2020 SI | 0 | 0
3RT2016-2BB41-1AA0 |  | 3RT2016-2BB41-1AA0 | 1 | UN | 1 | 5 | B | D | N | N | 85364900 | 1 | 4047621018300 | 0.31 | KG | 43.23 | 43.23 | CP24 | CP24 | Power contactor, AC-3 9 A, 4 kW / 400 V 1 NO, 24 V DC 3-pole, Size S00 Spring-type terminal upright mounting position | - | 0 | 0
3RT2016-2BB41-Z | W96 | 3RT2016-2BB41-ZW96 | 1 | UN | 1 | 5 | B | D | N | N | 85364900 | 60 | 4011209907676 | 0.25 | KG | 40.09 | 40.09 | CP24 | CP24 | power contactor, AC-3 9 A, 4 kW / 400 V 1 NO, 24 V DC 3-pole, Size S00 Spring-type terminal Multi-unit packaging = 60 units | - | 0 | 0
3RT2016-2BB41-Z | W97 | 3RT2016-2BB41-ZW97 | 1 | UN | 1 | 5 | B | D | N | N | 85364900 | 32 | 4047621007946 | 0.299 | KG | 40.09 | 40.09 | CP24 | CP24 | power contactor, AC-3 9 A, 4 kW / 400 V 1 NO, 24 V DC 3-pole, Size S00 Spring-type terminal Multi-unit packaging = 32 units | - | 0 | 0
3RT2016-2BB41-Z | X95 | 3RT2016-2BB41-ZX95 | 1 | UN | 1 | 5 | B | D | N | N | 85364900 | 120 | 4011209843950 | 0.299 | KG | 40.09 | 40.09 | CP24 | CP24 | power contactor, AC-3 9 A, 4 kW / 400 V 1 NO, 24 V DC 3-pole, Size S00 Spring-type terminal Reusable packaging = 120 units | - | 0 | 0
3RT2016-2BB42 |  | 3RT2016-2BB42 | 1 | UN | 1 | 1 | A | D | N | N | 85364900 | 1 | 4011209785373 | 0.315 | KG | 40.09 | 38.95 | CP24 | CP24 | Power contactor, AC-3 9 A, 4 kW / 400 V 1 NC, 24 V DC 3-pole, Size S00 Spring-type terminal | Lista Papel 2020 SI | 0 | 0
3RT2016-2BB42-0CC0 |  | 3RT2016-2BB42-0CC0 | 1 | UN | 1 | 2 | A | D | N | N | 85364900 | 1 | 4011209827592 | 0.316 | KG | 44.94 | 43.7 | CP24 | CP24 | Power contactor, AC-3 9 A, 4 kW / 400 V 1 NC, 24 V DC communication-capable, 3-pole, Size S00, Spring-type terminal | Lista Papel 2020 SI | 0 | 0
3RT2016-2BB42-1AA0 |  | 3RT2016-2BB42-1AA0 | 1 | UN | 1 | 5 | B | D | N | N | 85364900 | 1 | 4011209911802 | 0.313 | KG | 43.23 | 43.23 | CP24 | CP24 | Power contactor, AC-3 9 A, 4 kW / 400 V 1 NC, 24 V DC upright mounting position, 3-pole, Size S00, Spring-type terminal | - | 0 | 0
3RT2016-2BB42-Z | W96 | 3RT2016-2BB42-ZW96 | 1 | UN | 1 | 5 | B | D | N | N | 85364900 | 60 | 4011209921818 | 0.25 | KG | 40.09 | 40.09 | CP24 | CP24 | power contactor, AC-3 9 A, 4 kW / 400 V 1 NC, 24 V DC 3-pole, Size S00 Spring-type terminal Multi-unit packaging = 60 units | - | 0 | 0
3RT2016-2BB42-Z | W97 | 3RT2016-2BB42-ZW97 | 1 | UN | 1 | 5 | B | D | N | N | 85364900 | 32 | 4011209919556 | 0.25 | KG | 40.09 | 40.09 | CP24 | CP24 | power contactor, AC-3 9 A, 4 kW / 400 V 1 NC, 24 V DC 3-pole, Size S00 Spring-type terminal Multi-unit packaging = 32 units | - | 0 | 0
3RT2016-2BB42-Z | X95 | 3RT2016-2BB42-ZX95 | 1 | UN | 1 | 5 | B | D | N | N | 85364900 | 120 | 4011209844124 | 0.297 | KG | 40.09 | 40.09 | CP24 | CP24 | power contactor, AC-3 9 A, 4 kW / 400 V 1 NC, 24 V DC 3-pole, Size S00 Spring-type terminal Reusable packaging = 120 units | - | 0 | 0
3RT2016-2BB44 |  | 3RT2016-2BB44 | 1 | UN | 1 | 2 | A | D | N | N | 85364900 | 1 | 4011209896932 | 0.365 | KG | 58.24 | 58.24 | CP24 | CP24 | Power contactor, AC-3 9 A, 4 kW / 400 V 2 NO + 2 NC, 24 V DC, 3-pole, Size S00 Spring-type terminal Removable auxiliary switch | - | 0 | 0
3RT2016-2BB44-3MA0 |  | 3RT2016-2BB44-3MA0 | 1 | UN | 1 | 2 | A | D | N | N | 85364900 | 1 | 4011209847354 | 0.367 | KG | 60.52 | 58.81 | CP24 | CP24 | Power contactor, AC-3 9 A, 4 kW / 400 V 2 NO + 2 NC 24 V, 3-pole, Size S00 Spring-type terminal Captive auxiliary switch for SUVA applications | Lista Papel 2020 SI | 0 | 0
3RT2016-2BE41 |  | 3RT2016-2BE41 | 1 | UN | 1 | 5 | B | D | N | N | 85364900 | 1 | 4011209846463 | 0.314 | KG | 45.32 | 45.32 | CP24 | CP24 | Power contactor, AC-3 9 A, 4 kW / 400 V 1 NO, 60 V DC, 3-pole, Size S00 Spring-type terminal | - | 0 | 0
3RT2016-2BE42 |  | 3RT2016-2BE42 | 1 | UN | 1 | 5 | B | D | N | N | 85364900 | 1 | 4011209846500 | 0.317 | KG | 45.32 | 45.32 | CP24 | CP24 | Power contactor, AC-3 9 A, 4 kW / 400 V 1 NC, 60 V DC, 3-pole, Size S00 Spring-type terminal | - | 0 | 0
3RT2016-2BF41 |  | 3RT2016-2BF41 | 1 | UN | 1 | 5 | B | D | N | N | 85364900 | 1 | 4011209785380 | 0.315 | KG | 40.09 | 38.95 | CP24 | CP24 | Power contactor, AC-3 9 A, 4 kW / 400 V 1 NO, 110 V DC 3-pole, Size S00 Spring-type terminal | Lista Papel 2020 SI | 0 | 0
3RT2016-2BF42 |  | 3RT2016-2BF42 | 1 | UN | 1 | 5 | B | D | N | N | 85364900 | 1 | 4011209843882 | 0.312 | KG | 40.09 | 38.95 | CP24 | CP24 | Power contactor, AC-3 9 A, 4 kW / 400 V 1 NC, 110 V DC 3-pole, Size S00 Spring-type terminal | Lista Papel 2020 SI | 0 | 0
3RT2016-2BG41 |  | 3RT2016-2BG41 | 1 | UN | 1 | 0 | A | D | N | N | 85364900 | 1 | 4047621059709 | 0.31 | KG | 45.32 | 45.32 | CP24 | CP24 | Power contactor, AC-3 9 A, 4 kW / 400 V 1 NO, 125 V DC, 3-pole, Size S00 Spring-type terminal | - | 0 | 0
3RT2016-2BG42 |  | 3RT2016-2BG42 | 1 | UN | 1 | 0 | A | D | N | N | 85364900 | 1 | 4047621059716 | 0.31 | KG | 45.32 | 45.32 | CP24 | CP24 | Power contactor, AC-3 9 A, 4 kW / 400 V 1 NC, 125 V DC, 3-pole, Size S00 Spring-type terminal | - | 0 | 0
3RT2016-2BM41 |  | 3RT2016-2BM41 | 1 | UN | 1 | 5 | B | D | N | N | 85364900 | 1 | 4011209785397 | 0.34 | KG | 40.09 | 40.09 | CP24 | CP24 | Power contactor, AC-3 9 A, 4 kW / 400 V 1 NO, 220 V DC 3-pole, Size S00 Spring-type terminal | - | 0 | 0
3RT2016-2BM42 |  | 3RT2016-2BM42 | 1 | UN | 1 | 5 | B | D | N | N | 85364900 | 1 | 4011209843851 | 0.317 | KG | 40.09 | 40.09 | CP24 | CP24 | Power contactor, AC-3 9 A, 4 kW / 400 V 1 NC, 220 V DC 3-pole, Size S00 Spring-type terminal | - | 0 | 0
3RT2016-2BW41 |  | 3RT2016-2BW41 | 1 | UN | 1 | 5 | B | D | N | N | 85364900 | 1 | 4011209828360 | 0.307 | KG | 40.09 | 40.09 | CP24 | CP24 | Power contactor, AC-3 9 A, 4 kW / 400 V 1 NO, 48 V DC, 3-pole, Size S00 Spring-type terminal | - | 0 | 0
3RT2016-2BW42 |  | 3RT2016-2BW42 | 1 | UN | 1 | 5 | B | D | N | N | 85364900 | 1 | 4011209827608 | 0.301 | KG | 40.09 | 40.09 | CP24 | CP24 | Power contactor, AC-3 9 A, 4 kW / 400 V 1 NC, 48 V DC, 3-pole, Size S00 Spring-type terminal | - | 0 | 0
3RT2016-2CP04-3MA0 |  | 3RT2016-2CP04-3MA0 | 1 | UN | 1 | 5 | B | D | N | N | 85364900 | 1 | 4011209864863 | 0.315 | KG | 63.84 | 63.84 | CP24 | CP24 | Power contactor, AC-3 9 A, 4 kW / 400 V 2 NO + 2 NC, 230 V AC 50 / 60 Hz, with plugged on Varistor, 3-pole, Size S00, Spring-type terminal Captive auxiliary switch for SUVA applications | - | 0 | 0
3RT2016-2DB41-1AA0 |  | 3RT2016-2DB41-1AA0 | 1 | UN | 1 | 5 | B | D | N | N | 85364900 | 1 | 4047621011059 | 0.323 | KG | 57.57 | 57.57 | CP24 | CP24 | Power contactor, AC-3 9 A, 4 kW / 400 V 1 NO, 24 V DC 3-pole, Size S00 Spring-type terminal upright mounting position connected to varistor | - | 0 | 0
3RT2016-2DB44 |  | 3RT2016-2DB44 | 1 | UN | 1 | 5 | B | D | N | N | 85364900 | 1 | 4047621045061 | 0.373 | KG | 72.68 | 72.68 | CP24 | CP24 | Power contactor, AC-3 9 A, 4 kW / 400 V 2 NO + 2 NC, 24 V DC 3-pole, Size S00 Spring-type terminal connected to varistor | - | 0 | 0
3RT2016-2EP01 |  | 3RT2016-2EP01 | 1 | UN | 1 | 5 | B | D | N | N | 85364900 | 1 | 4047621011011 | 0.272 | KG | 48.64 | 48.64 | CP24 | CP24 | Power contactor, AC-3 9 A, 4 kW / 400 V 1 NO, 230 V AC, 50 / 60 Hz, 3-pole, Size S00 Spring-type terminal with plugged on RC element | - | 0 | 0
3RT2016-2EP01-1AA0 |  | 3RT2016-2EP01-1AA0 | 1 | UN | 1 | 5 | B | D | N | N | 85364900 | 1 | 4047621011479 | 0.262 | KG | 51.87 | 51.87 | CP24 | CP24 | Power contactor, AC-3 9 A, 4 kW / 400 V 1 NO, 230 V AC, 50 / 60 Hz 3-pole, Size S00 Spring-type terminal for upright mounting position with RC element connection | - | 0 | 0
3RT2016-2EP02 |  | 3RT2016-2EP02 | 1 | UN | 1 | 5 | B | D | N | N | 85364900 | 1 | 4047621011004 | 0.266 | KG | 48.64 | 48.64 | CP24 | CP24 | Power contactor, AC-3 9 A, 4 kW / 400 V 1 NC, 230 V AC, 50 / 60 Hz 3-pole, Size S00 Spring-type terminal with plugged on RC element | - | 0 | 0
3RT2016-2FB41 |  | 3RT2016-2FB41 | 1 | UN | 1 | 1 | A | D | N | N | 85364900 | 1 | 4011209847132 | 0.313 | KG | 46.74 | 46.74 | CP24 | CP24 | Power contactor, AC-3 9 A, 4 kW / 400 V 1 NO, 24 V DC with diode integrated, 3-pole, Size S00, Spring-type terminal | - | 0 | 0
3RT2016-2FB41-1AA0 |  | 3RT2016-2FB41-1AA0 | 1 | UN | 1 | 5 | B | D | N | N | 85364900 | 1 | 4011209918399 | 0.314 | KG | 49.97 | 49.97 | CP24 | CP24 | Power contactor, AC-3 9 A, 4 kW / 400 V 1 NO, 24 V DC with diode integrated, 3-pole, Size S00, Spring-type terminal upright mounting position | - | 0 | 0
3RT2016-2FB42 |  | 3RT2016-2FB42 | 1 | UN | 1 | 1 | A | D | N | N | 85364900 | 1 | 4011209847163 | 0.315 | KG | 46.74 | 46.74 | CP24 | CP24 | Power contactor, AC-3 9 A, 4 kW / 400 V 1 NC,24 V DC, with diode integrated, 3-pole, Size S00, Spring-type terminal | - | 0 | 0
3RT2016-2FB44-3MA0 |  | 3RT2016-2FB44-3MA0 | 1 | UN | 1 | 2 | A | D | N | N | 85364900 | 1 | 4011209864948 | 0.376 | KG | 67.17 | 67.17 | CP24 | CP24 | Power contactor, AC-3 9 A, 4 kW / 400 V 2 NO + 2 NC, 24 V DC with diode integrated 3-pole, Size S00 Spring-type terminal Captive auxiliary switch for SUVA applications | - | 0 | 0
3RT2016-2GG21 |  | 3RT2016-2GG21 | 1 | UN | 1 | 5 | B | D | EAR99 | N | 85364900 | 1 | 4011209828438 | 0.31 | KG | 63.08 | 63.08 | CP24 | CP24 | Power contactor, AC-3 9 A, 4 kW / 400 V 1 NO, 110 V AC, 50 / 60 Hz 3-pole, Size S00 Spring-type terminal Full-wave rectifier integrated | - | 0 | 7
3RT2016-2GG22 |  | 3RT2016-2GG22 | 1 | UN | 1 | 5 | B | D | EAR99 | N | 85364900 | 1 | 4047621010700 | 0.302 | KG | 63.08 | 63.08 | CP24 | CP24 | Power contactor, AC-3 9 A, 4 kW / 400 V 1 NC, 110 V AC, 50 / 60 Hz 3-pole, Size S00 Spring-type terminal Full-wave rectifier integrated | - | 0 | 0
3RT2016-2HB41 |  | 3RT2016-2HB41 | 1 | UN | 1 | 5 | B | D | N | N | 85364900 | 1 | 4011209785403 | 0.3 | KG | 40.47 | 39.33 | CP24 | CP24 | Power contactor, AC-3 9 A, 4 kW / 400 V 1 NO, 24 V DC 0.7-1.25*US 3-pole, Size S00 Spring-type terminal suitable for PLC outputs | Lista Papel 2020 SI | 0 | 0
3RT2016-2HB42 |  | 3RT2016-2HB42 | 1 | UN | 1 | 5 | B | D | N | N | 85364900 | 1 | 4011209843813 | 0.315 | KG | 40.47 | 39.33 | CP24 | CP24 | Power contactor, AC-3 9 A, 4 kW / 400 V 1 NC, 24 V DC 0.7-1.25*US 3-pole, Size S00 Spring-type terminal suitable for PLC outputs | Lista Papel 2020 SI | 0 | 0
3RT2016-2JB41 |  | 3RT2016-2JB41 | 1 | UN | 1 | 5 | B | D | N | N | 85364900 | 1 | 4011209846135 | 0.316 | KG | 46.74 | 45.41 | CP24 | CP24 | Power contactor, AC-3 9 A, 4 kW / 400 V 1 NO, 24 V DC 0.7-1.25*US 3-pole, Size S00 Spring-type terminal with integrated diode, suitable for PLC outputs | Lista Papel 2020 SI | 0 | 0
3RT2016-2JB41-Z | W96 | 3RT2016-2JB41-ZW96 | 1 | UN | 1 | 5 | B | D | N | N | 85364900 | 60 | 4011209938519 | 0.316 | KG | 46.74 | 46.74 | CP24 | CP24 | power contactor, AC-3 9 A, 4 kW / 400 V 1 NO, 24 V DC 0.7-1.25*US 3-pole, Size S00 Spring-type terminal with integrated diode, suitable for PLC outputs Multi-unit packaging Pack = 60 units | - | 0 | 0
3RT2016-2JB41-Z | X95 | 3RT2016-2JB41-ZX95 | 1 | UN | 1 | 5 | B | D | N | N | 85364900 | 120 | 4011209938502 | 0.304 | KG | 46.74 | 46.74 | CP24 | CP24 | power contactor, AC-3 9 A, 4 kW / 400 V 1 NO, 24 V DC 0.7-1.25*US 3-pole, Size S00 Spring-type terminal with integrated diode, suitable for PLC outputs Multi-unit packaging Pack = 120 units | - | 0 | 0
3RT2016-2JB42 |  | 3RT2016-2JB42 | 1 | UN | 1 | 5 | B | D | N | N | 85364900 | 1 | 4011209846166 | 0.317 | KG | 46.74 | 45.41 | CP24 | CP24 | Power contactor, AC-3 9 A, 4 kW / 400 V 1 NC, 24 V DC 0.7-1.25*US 3-pole, Size S00 Spring-type terminal with integrated diode, suitable for PLC outputs | Lista Papel 2020 SI | 0 | 0
3RT2016-2KA42 |  | 3RT2016-2KA42 | 1 | UN | 1 | 5 | B | D | N | N | 85364900 | 1 | 4011209936638 | 0.316 | KG | 51.21 | 51.21 | CP24 | CP24 | Power contactor, AC-3 9 A, 4 kW / 400 V 1 NC, 12 V DC, 0.7-1.25*US 3-pole, Size S00 Spring-type terminal with integrated suppressor diode Spring-type terminal suitable for PLC outputs | - | 0 | 0
3RT2016-2KB41 |  | 3RT2016-2KB41 | 1 | UN | 1 | 2 | A | D | N | N | 85364900 | 1 | 4011209847019 | 0.315 | KG | 46.08 | 44.75 | CP24 | CP24 | Power contactor, AC-3 9 A, 4 kW / 400 V 1 NO, 24 V DC 0.7-1.25*US 3-pole, Size S00 Spring-type terminal with integrated suppressor diode Spring-type terminal suitable for PLC outputs | Lista Papel 2020 SI | 0 | 0
3RT2016-2KB42 |  | 3RT2016-2KB42 | 1 | UN | 1 | 2 | A | D | N | N | 85364900 | 1 | 4011209847040 | 0.316 | KG | 46.08 | 44.75 | CP24 | CP24 | Power contactor, AC-3 9 A, 4 kW / 400 V 1 NC, 24 V DC 0.7-1.25*US 3-pole, Size S00 Spring-type terminal with integrated suppressor diode Spring-type terminal suitable for PLC outputs | Lista Papel 2020 SI | 0 | 0
3RT2016-2KB42-Z | W96 | 3RT2016-2KB42-ZW96 | 1 | UN | 1 | 5 | B | D | N | N | 85364900 | 60 | 4047621015217 | 0.316 | KG | 46.08 | 46.08 | CP24 | CP24 | power contactor, AC-3 9 A, 4 kW / 400 V 1 NC, 24 V DC, 0.7-1.25*US 3-pole, Size S00 Spring-type terminal with integrated suppressor diode Spring-type terminal suitable for PLC outputs Multi-unit packaging Pack = 60 units | - | 0 | 0
3RT2016-2KB42-Z | X95 | 3RT2016-2KB42-ZX95 | 1 | UN | 1 | 5 | B | D | N | N | 85364900 | 120 | 4047621015200 | 0.295 | KG | 46.08 | 46.08 | CP24 | CP24 | power contactor, AC-3 9 A, 4 kW / 400 V 1 NC, 24 V DC 0.7-1.25*US 3-pole, Size S00 Spring-type terminal with integrated suppressor diode Spring-type terminal suitable for PLC outputs Multi-unit packaging Pack = 120 units | - | 0 | 0
3RT2016-2LJ82-0LA0 |  | 3RT2016-2LJ82-0LA0 | 1 | UN | 1 | 5 | B | D | N | N | 85364900 | 1 | 4011209920705 | 0.326 | KG | 69.92 | 69.92 | CP24 | CP24 | Traction contactor, AC-3 9 A, 4 kW / 400 V 72 V DC 0.7-1.25* US, with varistor integrated, 3-pole, Size S00, Spring-type terminal | - | 0 | 0
3RT2016-2MB41-0KT0 |  | 3RT2016-2MB41-0KT0 | 1 | UN | 1 | 5 | B | D | N | N | 85364900 | 1 | 4011209847392 | 0.317 | KG | 40.47 | 39.33 | CP24 | CP24 | Power contactor, AC-3 9 A, 4 kW / 400 V 1 NO, 24 V DC 0.85-1.85* US, 3-pole, Size S00, Spring-type terminal | Lista Papel 2020 SI | 0 | 0
3RT2016-2MB42-0KT0 |  | 3RT2016-2MB42-0KT0 | 1 | UN | 1 | 5 | B | D | N | N | 85364900 | 1 | 4011209847422 | 0.316 | KG | 40.47 | 39.33 | CP24 | CP24 | Power contactor, AC-3 9 A, 4 kW / 400 V 1 NC, 24 V DC 0.85-1.85* US, 3-pole, Size S00, Spring-type terminal | Lista Papel 2020 SI | 0 | 0
3RT2016-2QB41 |  | 3RT2016-2QB41 | 1 | UN | 1 | 5 | B | D | N | N | 85364900 | 1 | 4011209846302 | 0.335 | KG | 45.98 | 45.98 | CP24 | CP24 | Power contactor, AC-3 9 A, 4 kW / 400 V 1 NO, 24 V DC 0.7-1.25* US, with varistor plugged on, 3-pole, Size S00, Spring-type terminal | - | 0 | 0
3RT2016-2QB42 |  | 3RT2016-2QB42 | 1 | UN | 1 | 5 | B | D | N | N | 85364900 | 1 | 4011209846333 | 0.333 | KG | 45.98 | 45.98 | CP24 | CP24 | Power contactor, AC-3 9 A, 4 kW / 400 V 1 NC, 24 V DC 0.7-1.25* US, with varistor plugged on, 3-pole, Size S00, Spring-type terminal | - | 0 | 0
3RT2016-2SB41 |  | 3RT2016-2SB41 | 1 | UN | 1 | 5 | B | D | N | N | 85364900 | 1 | 4011209846685 | 0.317 | KG | 45.98 | 44.65 | CP24 | CP24 | Power contactor, AC-3 9 A, 4 kW / 400 V 1 NO, 24 V DC 0.85-1.85* US, with Suppressor diode integrated Size S00, Spring-type terminal | Lista Papel 2020 SI | 0 | 0
3RT2016-2SB42 |  | 3RT2016-2SB42 | 1 | UN | 1 | 5 | B | D | N | N | 85364900 | 1 | 4011209846715 | 0.36 | KG | 45.98 | 44.65 | CP24 | CP24 | Power contactor, AC-3 9 A, 4 kW / 400 V 1 NC, 24 V DC 0.85-1.85* US, with Suppressor diode integrated, Size S00, Spring-type terminal | Lista Papel 2020 SI | 0 | 0
3RT2016-2UB41 |  | 3RT2016-2UB41 | 1 | UN | 1 | 5 | B | D | N | N | 85364900 | 1 | 4047621053882 | 0.312 | KG | 46.74 | 46.74 | CP24 | CP24 | Power contactor, AC-3 9 A, 4 kW / 400 V 1 NO, 24 V DC with varistor integrated, 3-pole, Size S00, spring-type terminal | - | 0 | 0
3RT2016-2UB42 |  | 3RT2016-2UB42 | 1 | UN | 1 | 5 | B | D | N | N | 85364900 | 1 | 4011209912281 | 0.312 | KG | 46.84 | 46.84 | CP24 | CP24 | Power contactor, AC-3 9 A, 4 kW / 400 V 1 NC, 24 V DC varistor integrated, 3-pole, Spring-type terminal | - | 0 | 0
3RT2016-2VB41 |  | 3RT2016-2VB41 | 1 | UN | 1 | 5 | B | D | N | N | 85364900 | 1 | 4011209844100 | 0.32 | KG | 46.74 | 45.41 | CP24 | CP24 | Power contactor, AC-3 9 A, 4 kW / 400 V 1 NO, 24 V DC 0.85-1.85* US, with diode integrated, 3-pole, Size S00, Spring-type terminal | Lista Papel 2020 SI | 0 | 0
3RT2016-2VB42 |  | 3RT2016-2VB42 | 1 | UN | 1 | 5 | B | D | N | N | 85364900 | 1 | 4011209849266 | 0.318 | KG | 46.74 | 45.41 | CP24 | CP24 | Power contactor, AC-3 9 A, 4 kW / 400 V 1 NC, 24 V DC 0.85-1.85* US, with diode integrated, 3-pole, Size S00, Spring-type terminal | Lista Papel 2020 SI | 0 | 0
3RT2016-2WB41 |  | 3RT2016-2WB41 | 1 | UN | 1 | 5 | B | D | N | N | 85364900 | 1 | 4011209846838 | 0.324 | KG | 45.98 | 45.98 | CP24 | CP24 | Power contactor, AC-3 9 A, 4 kW / 400 V 1 NO, 24 V DC 0.85-1.85* US, with varistor plugged on, 3-pole, Size S00, Spring-type terminal | - | 0 | 0
3RT2016-2WB42 |  | 3RT2016-2WB42 | 1 | UN | 1 | 5 | B | D | N | N | 85364900 | 1 | 4011209846869 | 0.35 | KG | 45.98 | 45.98 | CP24 | CP24 | Power contactor, AC-3 9 A, 4 kW / 400 V 1 NC, 24 V DC 0.85-1.85* US, with varistor plugged on, 3-pole, Size S00, Spring-type terminal | - | 0 | 0
3RT2016-2XB41-0LA2 |  | 3RT2016-2XB41-0LA2 | 1 | UN | 1 | 5 | B | D | N | N | 85364900 | 1 | 4047621045979 | 0.313 | KG | 72.58 | 72.58 | CP24 | CP24 | Traction contactor, AC-3 9 A, 4 kW / 400 V 1 NO, 24-34 V DC, 0.7-1.25* US with integrated varistor Size S00, Spring-type terminal suitable for PLC outputs | - | 0 | 7
3RT2016-2XB42-0LA2 |  | 3RT2016-2XB42-0LA2 | 1 | UN | 1 | 5 | B | D | N | N | 85364900 | 1 | 4047621016092 | 0.31 | KG | 72.58 | 72.58 | CP24 | CP24 | Traction contactor, AC-3 9 A, 4 kW / 400 V 1 NC, 24-34 V DC, 0.7-1.25* US with integrated varistor Size S00, Spring-type terminal suitable for PLC outputs | - | 0 | 0
3RT2016-2XF41-0LA2 |  | 3RT2016-2XF41-0LA2 | 1 | UN | 1 | 5 | B | D | N | N | 85364900 | 1 | 4047621045412 | 0.305 | KG | 72.58 | 72.58 | CP24 | CP24 | Traction contactor, AC-3 9 A, 4 kW / 400 V 1 NO, 72 - 125 V DC, 0.7-1.25* US with integrated varistor Size S00, Spring-type terminal suitable for PLC outputs | - | 0 | 0
3RT2016-2XF42-0LA2 |  | 3RT2016-2XF42-0LA2 | 1 | UN | 1 | 5 | B | D | N | N | 85364900 | 1 | 4047621016108 | 0.326 | KG | 72.58 | 72.58 | CP24 | CP24 | Traction contactor, AC-3 9 A, 4 kW / 400 V 1 NC, 72 - 125 V DC, 0.7-1.25* US with integrated varistor Size S00, Spring-type terminal suitable for PLC outputs | - | 0 | 0
3RT2016-2XJ41-0LA2 |  | 3RT2016-2XJ41-0LA2 | 1 | UN | 1 | 0 | A | D | EAR99 | N | 85364900 | 1 | 4047621019598 | 0.326 | KG | 96.9 | 96.9 | CP24 | CP24 | Traction contactor, AC-3 9 A, 4 kW / 400 V 1 NO, 72 V DC, 0.7-1.25* US with integrated varistor Size S00, Spring-type terminal suitable for PLC outputs | - | 0 | 7
3RT2016-2XJ42-0LA2 |  | 3RT2016-2XJ42-0LA2 | 1 | UN | 1 | 0 | A | D | EAR99 | N | 85364900 | 1 | 4047621019437 | 0.326 | KG | 96.9 | 96.9 | CP24 | CP24 | Traction contactor, AC-3 9 A, 4 kW / 400 V 1 NC, 72 V DC, 0.7-1.25* US with integrated varistor Size S00, Spring-type terminal suitable for PLC outputs | - | 0 | 7
3RT2016-4AG61 |  | 3RT2016-4AG61 | 1 | UN | 1 | 5 | B | D | N | N | 85364900 | 1 | 4011209843424 | 0.223 | KG | 37.81 | 37.81 | CP24 | CP24 | Power contactor, AC-3 9 A, 4 kW / 400 V 1 NO, 100 V AC, 50 Hz 100-110 V, 60 Hz, 3-pole, Size S00, ring cable lug connection | - | 0 | 0
3RT2016-4AG62 |  | 3RT2016-4AG62 | 1 | UN | 1 | 5 | B | D | N | N | 85364900 | 1 | 4011209844957 | 0.217 | KG | 37.81 | 37.81 | CP24 | CP24 | Power contactor, AC-3 9 A, 4 kW / 400 V 1 NC, 100 V AC, 50 Hz 3-pole, Size S00 ring cable lug connection | - | 0 | 0
3RT2016-4AK61 |  | 3RT2016-4AK61 | 1 | UN | 1 | 5 | B | D | N | N | 85364900 | 1 | 4011209843349 | 0.225 | KG | 34.3 | 34.3 | CP24 | CP24 | Power contactor, AC-3 9 A, 4 kW / 400 V 1 NO, 110 V AC, 50 Hz 120 V, 60 Hz, 3-pole, Size S00, ring cable lug connection | - | 0 | 0
3RT2016-4AK62 |  | 3RT2016-4AK62 | 1 | UN | 1 | 5 | B | D | N | N | 85364900 | 1 | 4011209844421 | 0.224 | KG | 34.3 | 34.3 | CP24 | CP24 | Power contactor, AC-3 9 A, 4 kW / 400 V 1 NC, 110 V AC, 50 Hz 120 V, 60 Hz, 3-pole, Size S00, ring cable lug connection | - | 0 | 0
3RT2016-4AN61 |  | 3RT2016-4AN61 | 1 | UN | 1 | 5 | B | D | N | N | 85364900 | 1 | 4011209827615 | 0.226 | KG | 37.81 | 37.81 | CP24 | CP24 | Power contactor, AC-3 9 A, 4 kW / 400 V 1 NO, 200 V AC, 50 Hz 200-220 V, 60 Hz, 3-pole, Size S00, ring cable lug connection | - | 0 | 0
3RT2016-4AN62 |  | 3RT2016-4AN62 | 1 | UN | 1 | 5 | B | D | N | N | 85364900 | 1 | 4011209844919 | 0.225 | KG | 37.81 | 37.81 | CP24 | CP24 | Power contactor, AC-3 9 A, 4 kW / 400 V 1 NC, 200 V AC, 50 Hz 200-220 V, 60 Hz, 3-pole, Size S00, ring cable lug connection | - | 0 | 0
3RT2016-4AP01 |  | 3RT2016-4AP01 | 1 | UN | 1 | 5 | B | D | N | N | 85364900 | 1 | 4011209785878 | 0.224 | KG | 34.3 | 34.3 | CP24 | CP24 | Power contactor, AC-3 9 A, 4 kW / 400 V 1 NO, 230 V AC, 50 / 60 Hz 3-pole, Size S00 ring cable lug connection | - | 0 | 0
3RT2016-4AP61 |  | 3RT2016-4AP61 | 1 | UN | 1 | 5 | B | D | N | N | 85364900 | 1 | 4011209935730 | 0.223 | KG | 34.3 | 34.3 | CP24 | CP24 | Power contactor, AC-3 9 A, 4 kW / 400 V 1 NO, 220 V AC, 50 Hz, 240 V 60 Hz, 3-pole, Size S00 ring cable lug connection | - | 0 | 0
3RT2016-4AP62 |  | 3RT2016-4AP62 | 1 | UN | 1 | 0 | A | D | N | N | 85364900 | 1 | 4047621054599 | 0.225 | KG | 34.3 | 34.3 | CP24 | CP24 | Power contactor, AC-3 9 A, 4 kW / 400 V 1 NC, 220 V AC, 50 Hz, 240 V 60 Hz, 3-pole, Size S00 ring cable lug connection | - | 0 | 0
3RT2016-4AR61 |  | 3RT2016-4AR61 | 1 | UN | 1 | 5 | B | D | N | N | 85364900 | 1 | 4011209843455 | 0.21 | KG | 37.81 | 37.81 | CP24 | CP24 | Power contactor, AC-3 9 A, 4 kW / 400 V 1 NO, 400 V AC, 50 Hz 3-pole, Size S00 ring cable lug connection | - | 0 | 0
3RT2016-4AR62 |  | 3RT2016-4AR62 | 1 | UN | 1 | 5 | B | D | N | N | 85364900 | 1 | 4011209844995 | 0.222 | KG | 37.81 | 37.81 | CP24 | CP24 | Power contactor, AC-3 9 A, 4 kW / 400 V 1 NC, 400 V AC, 50 Hz 400-440 V, 60 Hz, 3-pole, Size S00, ring cable lug connection | - | 0 | 0
3RT2016-4BB41 |  | 3RT2016-4BB41 | 1 | UN | 1 | 5 | B | D | N | N | 85364900 | 1 | 4011209785892 | 0.289 | KG | 40.09 | 40.09 | CP24 | CP24 | Power contactor, AC-3 9 A, 4 kW / 400 V 1 NO, 24 V DC 3-pole, Size S00 ring cable lug connection | - | 0 | 0
3RT2016-4BB42 |  | 3RT2016-4BB42 | 1 | UN | 1 | 5 | B | D | N | N | 85364900 | 1 | 4011209847453 | 0.29 | KG | 40.09 | 40.09 | CP24 | CP24 | Power contactor, AC-3 9 A, 4 kW / 400 V 1 NC, 24 V DC 3-pole, Size S00 ring cable lug connection | - | 0 | 0
3RT2017-1AB01 |  | 3RT2017-1AB01 | 1 | UN | 1 | 1 | A | D | N | N | 85364900 | 1 | 4011209783973 | 0.232 | KG | 42.28 | 41.04 | CP24 | CP24 | Power contactor, AC-3 12 A, 5.5 kW / 400 V 1 NO, 24 V AC, 50 / 60 Hz 3-pole, Size S00 screw terminal | Lista Papel 2020 SI | 0 | 0
3RT2017-1AB01-1AA0 |  | 3RT2017-1AB01-1AA0 | 1 | UN | 1 | 5 | B | D | N | N | 85364900 | 1 | 4011209938977 | 0.24 | KG | 45.41 | 45.41 | CP24 | CP24 | Power contactor, AC-3 12 A, 5.5 kW / 400 V 1 NO, 24 V AC, 50/60 Hz 3-pole, Size S00 Screw terminal Upright mounting position | - | 0 | 0
3RT2017-1AB01-Z | W97 | 3RT2017-1AB01-ZW97 | 1 | UN | 1 | 5 | B | D | N | N | 85364900 | 40 | 4011209890718 | 0.25 | KG | 42.28 | 42.28 | CP24 | CP24 | power contactor, AC-3 12 A, 5.5 kW / 400 V 1 NO, 24 V AC, 50 / 60 Hz 3-pole, Size S00 screw terminal Multi-unit packaging = 40 units | - | 0 | 0
3RT2017-1AB01-Z | X95 | 3RT2017-1AB01-ZX95 | 1 | UN | 1 | 5 | B | D | N | N | 85364900 | 144 | 4011209842458 | 0.219 | KG | 42.28 | 42.28 | CP24 | CP24 | power contactor, AC-3 12 A, 5.5 kW / 400 V 1 NO, 24 V AC, 50 / 60 Hz 3-pole, Size S00 screw terminal Reusable packaging = 144 units | - | 0 | 0
3RT2017-1AB02 |  | 3RT2017-1AB02 | 1 | UN | 1 | 1 | A | D | N | N | 85364900 | 1 | 4011209784987 | 0.233 | KG | 42.28 | 41.04 | CP24 | CP24 | Power contactor, AC-3 12 A, 5.5 kW / 400 V 1 NC, 24 V AC, 50 / 60 Hz 3-pole, Size S00 screw terminal | Lista Papel 2020 SI | 0 | 0
3RT2017-1AB02-1AA0 |  | 3RT2017-1AB02-1AA0 | 1 | UN | 1 | 5 | B | D | N | N | 85364900 | 1 | 4011209948976 | 0.229 | KG | 45.41 | 45.41 | CP24 | CP24 | Power contactor, AC-3 12 A, 5.5 kW / 400 V 1 NC, 24 V AC, 50 / 60 Hz 3-pole, Size S00 screw terminal upright mounting position | - | 0 | 0
3RT2017-1AB02-Z | W97 | 3RT2017-1AB02-ZW97 | 1 | UN | 1 | 5 | B | D | N | N | 85364900 | 40 | 4047621009858 | 0.25 | KG | 42.28 | 42.28 | CP24 | CP24 | power contactor, AC-3 12 A, 5.5 kW / 400 V 1 NC, 24 V AC, 50 / 60 Hz 3-pole, Size S00 screw terminal Multi-unit packaging = 40 units | - | 0 | 0
3RT2017-1AB02-Z | X95 | 3RT2017-1AB02-ZX95 | 1 | UN | 1 | 5 | B | D | N | N | 85364900 | 144 | 4011209842489 | 0.218 | KG | 42.28 | 42.28 | CP24 | CP24 | power contactor, AC-3 12 A, 5.5 kW / 400 V 1 NC, 24 V AC, 50 / 60 Hz 3-pole, Size S00 screw terminal Reusable packaging = 144 units | - | 0 | 0
3RT2017-1AD01 |  | 3RT2017-1AD01 | 1 | UN | 1 | 5 | B | D | N | N | 85364900 | 1 | 4011209842144 | 0.232 | KG | 45.7 | 45.7 | CP24 | CP24 | Power contactor, AC-3 12 A, 5.5 kW / 400 V 1 NO, 42 V AC, 50 / 60 Hz 3-pole, Size S00 screw terminal | - | 0 | 0
3RT2017-1AD02 |  | 3RT2017-1AD02 | 1 | UN | 1 | 5 | B | D | N | N | 85364900 | 1 | 4011209842182 | 0.233 | KG | 45.7 | 45.7 | CP24 | CP24 | Power contactor, AC-3 12 A, 5.5 kW / 400 V 1 NC, 42 V AC, 50 / 60 Hz 3-pole, Size S00 screw terminal | - | 0 | 0
3RT2017-1AF01 |  | 3RT2017-1AF01 | 1 | UN | 1 | 1 | A | D | N | N | 85364900 | 1 | 4011209827622 | 0.231 | KG | 42.28 | 41.04 | CP24 | CP24 | Power contactor, AC-3 12 A, 5.5 kW / 400 V 1 NO, 110 V AC, 50 / 60 Hz 3-pole, Size S00 screw terminal | Lista Papel 2020 SI | 0 | 0
3RT2017-1AF02 |  | 3RT2017-1AF02 | 1 | UN | 1 | 1 | A | D | N | N | 85364900 | 1 | 4011209827639 | 0.233 | KG | 42.28 | 41.04 | CP24 | CP24 | Power contactor, AC-3 12 A, 5.5 kW / 400 V 1 NC, 110 V AC, 50 / 60 Hz 3-pole, Size S00 screw terminal | Lista Papel 2020 SI | 0 | 0
3RT2017-1AG61 |  | 3RT2017-1AG61 | 1 | UN | 1 | 5 | B | D | N | N | 85364900 | 1 | 4011209842229 | 0.233 | KG | 45.7 | 45.7 | CP24 | CP24 | Power contactor, AC-3 12 A, 5.5 kW / 400 V 1 NO, 100 V AC, 50 Hz 100-110 V, 60 Hz, 3-pole Size S00, screw terminal | - | 0 | 0
3RT2017-1AG62 |  | 3RT2017-1AG62 | 1 | UN | 1 | 5 | B | D | N | N | 85364900 | 1 | 4011209842267 | 0.233 | KG | 45.7 | 45.7 | CP24 | CP24 | Power contactor, AC-3 12 A, 5.5 kW / 400 V 1 NC, 100 V AC, 50 Hz 100-110 V, 60 Hz, 3-pole Size S00, screw terminal | - | 0 | 0
3RT2017-1AH01 |  | 3RT2017-1AH01 | 1 | UN | 1 | 5 | B | D | N | N | 85364900 | 1 | 4011209828179 | 0.235 | KG | 42.28 | 42.28 | CP24 | CP24 | Power contactor, AC-3 12 A, 5.5 kW / 400 V 1 NO, 48 V AC, 50 / 60 Hz 3-pole, Size S00 screw terminal | - | 0 | 0
3RT2017-1AH02 |  | 3RT2017-1AH02 | 1 | UN | 1 | 5 | B | D | N | N | 85364900 | 1 | 4011209827646 | 0.232 | KG | 42.28 | 42.28 | CP24 | CP24 | Power contactor, AC-3 12 A, 5.5 kW / 400 V 1 NC, 48 V AC, 50 / 60 Hz 3-pole, Size S00 screw terminal | - | 0 | 0
3RT2017-1AK61 |  | 3RT2017-1AK61 | 1 | UN | 1 | 2 | A | D | N | N | 85364900 | 1 | 4011209828216 | 0.233 | KG | 42.28 | 42.28 | CP24 | CP24 | Power contactor, AC-3 12 A, 5.5 kW / 400 V 1 NO, 110 V AC, 50 Hz, 120 V 60 Hz, 3-pole, Size S00 screw terminal | - | 0 | 0
3RT2017-1AK61-Z | W96 | 3RT2017-1AK61-ZW96 | 1 | UN | 1 | 5 | B | D | N | N | 85364900 | 72 | 4047621018119 | 0.233 | KG | 42.28 | 42.28 | CP24 | CP24 | power contactor, AC-3 12 A, 5.5 kW / 400 V 110 V AC/50 Hz, 120 V/60 Hz 3-pole, Size S00 screw terminal Multi-unit packaging Pack = 72 units | - | 0 | 0
3RT2017-1AK61-Z | W97 | 3RT2017-1AK61-ZW97 | 1 | UN | 1 | 5 | B | D | N | N | 85364900 | 40 | 4047621018126 | 0.233 | KG | 42.28 | 42.28 | CP24 | CP24 | power contactor, AC-3 12 A, 5.5 kW / 400 V 110 V AC/50 Hz, 120 V/60 Hz 3-pole, Size S00 screw terminal Multi-unit packaging Pack = 40 units | - | 0 | 0
3RT2017-1AK62 |  | 3RT2017-1AK62 | 1 | UN | 1 | 5 | B | D | N | N | 85364900 | 1 | 4011209827653 | 0.233 | KG | 42.28 | 42.28 | CP24 | CP24 | Power contactor, AC-3 12 A, 5.5 kW / 400 V 1 NC, 110 V AC, 50 Hz, 120 V 60 Hz, 3-pole, Size S00 screw terminal | - | 0 | 0
3RT2017-1AK64-3MA0 |  | 3RT2017-1AK64-3MA0 | 1 | UN | 1 | 5 | B | D | N | N | 85364900 | 1 | 4011209901612 | 0.28 | KG | 62.7 | 62.7 | CP24 | CP24 | Power contactor, AC-3 12 A, 5.5 kW / 400 V 2 NO + 2 NC, 110 V AC, 50 Hz 120 V, 60 Hz 3-pole, Size S00 Captive auxiliary switch for SUVA applications | - | 0 | 0
3RT2017-1AM21 |  | 3RT2017-1AM21 | 1 | UN | 1 | 5 | B | D | N | N | 85364900 | 1 | 4011209953147 | 0.23 | KG | 45.7 | 45.7 | CP24 | CP24 | Power contactor, AC-3 12 A, 5.5 kW / 400 V 1 NO, 208 V AC, 50 / 60 Hz, 3-pole, Size S00 screw terminal | - | 0 | 0
3RT2017-1AM22 |  | 3RT2017-1AM22 | 1 | UN | 1 | 5 | B | D | N | N | 85364900 | 1 | 4011209953154 | 0.235 | KG | 45.7 | 45.7 | CP24 | CP24 | Power contactor, AC-3 12 A, 5.5 kW / 400 V 1 NC, 208 V AC, 50 / 60 Hz 3-pole, Size S00 screw terminal | - | 0 | 0
3RT2017-1AN21 |  | 3RT2017-1AN21 | 1 | UN | 1 | 5 | B | D | N | N | 85364900 | 1 | 4011209866881 | 0.247 | KG | 42.28 | 42.28 | CP24 | CP24 | Power contactor, AC-3 12 A, 5.5 kW / 400 V 1 NO, 220 V AC, 50 / 60 Hz 3-pole, Size S00 screw terminal | - | 0 | 0
3RT2017-1AN22 |  | 3RT2017-1AN22 | 1 | UN | 1 | 5 | B | D | N | N | 85364900 | 1 | 4011209866928 | 0.234 | KG | 42.28 | 42.28 | CP24 | CP24 | Power contactor, AC-3 12 A, 5.5 kW / 400 V 1 NC, 220 V AC, 50 / 60 Hz 3-pole, Size S00 screw terminal | - | 0 | 0
3RT2017-1AN61 |  | 3RT2017-1AN61 | 1 | UN | 1 | 5 | B | D | N | N | 85364900 | 1 | 4011209842069 | 0.235 | KG | 45.7 | 45.7 | CP24 | CP24 | Power contactor, AC-3 12 A, 5.5 kW / 400 V 1 NO, 200 V AC, 50 Hz 200-220 V, 60 Hz, 3-pole Size S00, screw terminal | - | 0 | 0
3RT2017-1AN62 |  | 3RT2017-1AN62 | 1 | UN | 1 | 5 | B | D | N | N | 85364900 | 1 | 4011209842106 | 0.236 | KG | 45.7 | 45.7 | CP24 | CP24 | Power contactor, AC-3 12 A, 5.5 kW / 400 V 1 NC, 200 V AC, 50 Hz 200-220 V, 60 Hz, 3-pole Size S00, screw terminal | - | 0 | 0
3RT2017-1AP01 |  | 3RT2017-1AP01 | 1 | UN | 1 | 1 | A | D | N | N | 85364900 | 1 | 4011209783980 | 0.231 | KG | 42.28 | 41.04 | CP24 | CP24 | Power contactor, AC-3 12 A, 5.5 kW / 400 V 1 NO, 230 V AC, 50 / 60 Hz 3-pole, Size S00 screw terminal | Lista Papel 2020 SI | 0 | 0
3RT2017-1AP01-1AA0 |  | 3RT2017-1AP01-1AA0 | 1 | UN | 1 | 5 | B | D | N | N | 85364900 | 1 | 4011209899292 | 0.245 | KG | 45.41 | 45.41 | CP24 | CP24 | Power contactor, AC-3 12 A, 5.5 kW / 400 V 1 NO, 230 V AC, 50 / 60 Hz 3-pole, Size S00 screw terminal upright mounting position | - | 0 | 0
3RT2017-1AP01-2AA0 |  | 3RT2017-1AP01-2AA0 | 1 | UN | 1 | 5 | B | D | N | N | 85364900 | 1 | 4047621045375 | 0.239 | KG | 45.41 | 45.41 | CP24 | CP24 | Power contactor, AC-3 12 A, 5.5 kW / 400 V 1 NO, 230 V AC, 50 / 60 Hz 3-pole, Size S00 screw terminal suspended mounting position | - | 0 | 0
3RT2017-1AP01-Z | W96 | 3RT2017-1AP01-ZW96 | 1 | UN | 1 | 0 | A | D | N | N | 85364900 | 72 | 4011209907737 | 0.19 | KG | 42.28 | 42.28 | CP24 | CP24 | power contactor, AC-3 12 A, 5.5 kW / 400 V 1 NO, 230 V AC, 50 / 60 Hz 3-pole, Size S00 Screw terminal Multi-unit packaging = 72 units | - | 0 | 0
3RT2017-1AP01-Z | W97 | 3RT2017-1AP01-ZW97 | 1 | UN | 1 | 5 | B | D | N | N | 85364900 | 40 | 4011209916029 | 0.19 | KG | 42.28 | 42.28 | CP24 | CP24 | power contactor, AC-3 12 A, 5.5 kW / 400 V 1 NO, 230 V AC, 50 / 60 Hz 3-pole, Size S00 screw terminal Multi-unit packaging = 40 units | - | 0 | 0
3RT2017-1AP01-Z | X95 | 3RT2017-1AP01-ZX95 | 1 | UN | 1 | 5 | B | D | N | N | 85364900 | 144 | 4011209842373 | 0.221 | KG | 42.28 | 42.28 | CP24 | CP24 | power contactor, AC-3 12 A, 5.5 kW / 400 V 1 NO, 230 V AC, 50 / 60 Hz 3-pole, Size S00 screw terminal Reusable packaging = 144 units | - | 0 | 0
3RT2017-1AP02 |  | 3RT2017-1AP02 | 1 | UN | 1 | 1 | A | D | N | N | 85364900 | 1 | 4011209784994 | 0.233 | KG | 42.28 | 41.04 | CP24 | CP24 | Power contactor, AC-3 12 A, 5.5 kW / 400 V 1 NC, 230 V AC, 50 / 60 Hz 3-pole, Size S00 screw terminal | Lista Papel 2020 SI | 0 | 0
3RT2017-1AP02-1AA0 |  | 3RT2017-1AP02-1AA0 | 1 | UN | 1 | 5 | B | D | N | N | 85364900 | 1 | 4011209900431 | 0.235 | KG | 45.41 | 45.41 | CP24 | CP24 | Power contactor, AC-3 12 A, 5.5 kW / 400 V 1 NC, 230 V AC, 50 / 60 Hz 3-pole, Size S00 screw terminal upright mounting position | - | 0 | 0
3RT2017-1AP02-2AA0 |  | 3RT2017-1AP02-2AA0 | 1 | UN | 1 | 5 | B | D | N | N | 85364900 | 1 | 4047621028149 | 0.232 | KG | 45.41 | 45.41 | CP24 | CP24 | Power contactor, AC-3 12 A, 5.5 kW / 400 V 1 NC, 230 V AC, 50 / 60 Hz 3-pole, Size S00 screw terminal suspended mounting position | - | 0 | 0
3RT2017-1AP02-Z | W96 | 3RT2017-1AP02-ZW96 | 1 | UN | 1 | 5 | B | D | N | N | 85364900 | 72 | 4011209903364 | 0.19 | KG | 42.28 | 42.28 | CP24 | CP24 | power contactor, AC-3 12 A, 5.5 kW / 400 V 1 NC, 230 V AC, 50 / 60 Hz 3-pole, Size S00 Screw terminal Multi-unit packaging = 72 units | - | 0 | 0
3RT2017-1AP02-Z | W97 | 3RT2017-1AP02-ZW97 | 1 | UN | 1 | 5 | B | D | N | N | 85364900 | 40 | 4011209934061 | 0.19 | KG | 42.28 | 42.28 | CP24 | CP24 | power contactor, AC-3 12 A, 5.5 kW / 400 V 1 NC, 230 V AC, 50 / 60 Hz 3-pole, Size S00 screw terminal Multi-unit packaging = 40 units | - | 0 | 0
3RT2017-1AP02-Z | X95 | 3RT2017-1AP02-ZX95 | 1 | UN | 1 | 5 | B | D | N | N | 85364900 | 144 | 4011209842403 | 0.22 | KG | 42.28 | 42.28 | CP24 | CP24 | power contactor, AC-3 12 A, 5.5 kW / 400 V 1 NC, 230 V AC, 50 / 60 Hz 3-pole, Size S00 screw terminal Reusable packaging = 144 units | - | 0 | 0
3RT2017-1AP04-3MA0 |  | 3RT2017-1AP04-3MA0 | 1 | UN | 1 | 2 | A | D | N | N | 85364900 | 1 | 4011209842854 | 0.278 | KG | 62.7 | 60.9 | CP24 | CP24 | Power contactor, AC-3 12 A, 5.5 kW / 400 V 2 NO + 2 NC, 230 V AC, 50 / 60 Hz 3-pole, Size S00 screw terminal Captive auxiliary switch for SUVA applications | Lista Papel 2020 SI | 0 | 0
3RT2017-1AP61 |  | 3RT2017-1AP61 | 1 | UN | 1 | 5 | B | D | N | N | 85364900 | 1 | 4011209896468 | 0.236 | KG | 42.28 | 42.28 | CP24 | CP24 | Power contactor, AC-3 12 A, 5.5 kW / 400 V 1 NO, 220 V AC, 50 Hz, 240 V 60 Hz, 3-pole, Size S00 screw terminal | - | 0 | 0
3RT2017-1AP62 |  | 3RT2017-1AP62 | 1 | UN | 1 | 5 | B | D | N | N | 85364900 | 1 | 4011209896475 | 0.236 | KG | 42.28 | 42.28 | CP24 | CP24 | Power contactor, AC-3 12 A, 5.5 kW / 400 V 1 NC, 220 V AC, 50 Hz, 240 V 60 Hz, 3-pole, Size S00 screw terminal | - | 0 | 0
3RT2017-1AQ01 |  | 3RT2017-1AQ01 | 1 | UN | 1 | 5 | B | D | N | N | 85364900 | 1 | 4011209867048 | 0.229 | KG | 45.7 | 45.7 | CP24 | CP24 | Power contactor, AC-3 12 A, 5.5 kW / 400 V 1 NO, 380 V AC, 50 / 60 Hz 3-pole, Size S00 screw terminal | - | 0 | 0
3RT2017-1AQ02 |  | 3RT2017-1AQ02 | 1 | UN | 1 | 5 | B | D | N | N | 85364900 | 1 | 4011209867086 | 0.232 | KG | 45.7 | 45.7 | CP24 | CP24 | Power contactor, AC-3 12 A, 5.5 kW / 400 V 1 NC, 380 V AC, 50 / 60 Hz 3-pole, Size S00 screw terminal | - | 0 | 0
3RT2017-1AR61 |  | 3RT2017-1AR61 | 1 | UN | 1 | 5 | B | D | N | N | 85364900 | 1 | 4011209842304 | 0.233 | KG | 45.7 | 45.7 | CP24 | CP24 | Power contactor, AC-3 12 A, 5.5 kW / 400 V 1 NO, 400 V AC, 50 Hz 400-440 V, 60 Hz, 3-pole Size S00, screw terminal | - | 0 | 0
3RT2017-1AR62 |  | 3RT2017-1AR62 | 1 | UN | 1 | 5 | B | D | N | N | 85364900 | 1 | 4011209842335 | 0.23 | KG | 45.7 | 45.7 | CP24 | CP24 | Power contactor, AC-3 12 A, 5.5 kW / 400 V 1 NC, 400 V AC, 50 Hz 400-440 V, 60 Hz, 3-pole Size S00, screw terminal | - | 0 | 0
3RT2017-1AT61 |  | 3RT2017-1AT61 | 1 | UN | 1 | 5 | B | D | N | N | 85364900 | 1 | 4047621002934 | 0.233 | KG | 45.7 | 45.7 | CP24 | CP24 | Power contactor, AC-3 12 A, 5.5 kW / 400 V 1 NO, 600 V AC, 60 Hz 3-pole, Size S00 screw terminal | - | 0 | 0
3RT2017-1AT62 |  | 3RT2017-1AT62 | 1 | UN | 1 | 0 | A | D | N | N | 85364900 | 1 | 4047621052007 | 0.235 | KG | 45.7 | 45.7 | CP24 | CP24 | Power contactor, AC-3 12 A, 5.5 kW / 400 V 1 NC, 600 V AC, 60 Hz 3-pole, Size S00 screw terminal | - | 0 | 0
3RT2017-1AU01 |  | 3RT2017-1AU01 | 1 | UN | 1 | 5 | B | D | N | N | 85364900 | 1 | 4011209784000 | 0.235 | KG | 42.28 | 42.28 | CP24 | CP24 | Power contactor, AC-3 12 A, 5.5 kW / 400 V 1 NO, 240 V AC, 50 / 60 Hz 3-pole, Size S00 screw terminal | - | 0 | 0
3RT2017-1AV01 |  | 3RT2017-1AV01 | 1 | UN | 1 | 2 | A | D | N | N | 85364900 | 1 | 4011209896697 | 0.233 | KG | 45.7 | 44.37 | CP24 | CP24 | Power contactor, AC-3 12 A, 5.5 kW / 400 V 1 NO, 400 V AC, 50 / 60 Hz 3-pole, Size S00 screw terminal | Lista Papel 2020 SI | 0 | 0
3RT2017-1AV01-Z | W96 | 3RT2017-1AV01-ZW96 | 1 | UN | 1 | 0 | A | D | N | N | 85364900 | 72 |  | 0.233 | KG | 45.7 | 45.7 | CP24 | CP24 | Power contactor, AC-3 12 A, 5.5 kW / 400 V 1 NO, 400 V AC, 50 / 60 Hz 3-pole, Size S00 screw terminal Multi-unit packaging Pack = 72 units | - | 0 | 7
3RT2017-1AV01-Z | X95 | 3RT2017-1AV01-ZX95 | 1 | UN | 1 | 0 | A | D | N | N | 85364900 | 144 |  | 0.233 | KG | 45.7 | 45.7 | CP24 | CP24 | Power contactor, AC-3 12 A, 5.5 kW / 400 V 1 NO, 400 V AC, 50 / 60 Hz 3-pole, Size S00 screw terminal Reusable packaging = 144 | - | 0 | 0
3RT2017-1AV02 |  | 3RT2017-1AV02 | 1 | UN | 1 | 5 | B | D | N | N | 85364900 | 1 | 4011209896703 | 0.24 | KG | 45.7 | 44.37 | CP24 | CP24 | Power contactor, AC-3 12 A, 5.5 kW / 400 V 1 NC, 400 V AC, 50 / 60 Hz 3-pole, Size S00 screw terminal | Lista Papel 2020 SI | 0 | 0
3RT2017-1AV61 |  | 3RT2017-1AV61 | 1 | UN | 1 | 5 | B | D | N | N | 85364900 | 1 | 4011209953161 | 0.235 | KG | 45.7 | 45.7 | CP24 | CP24 | Power contactor, AC-3 12 A, 5.5 kW / 400 V 1 NO, 480 V AC, 60 Hz 3-pole, Size S00 screw terminal | - | 0 | 0
3RT2017-1AV62 |  | 3RT2017-1AV62 | 1 | UN | 1 | 5 | B | D | N | N | 85364900 | 1 | 4047621002927 | 0.239 | KG | 45.7 | 45.7 | CP24 | CP24 | Power contactor, AC-3 12 A, 5.5 kW / 400 V 1 NC, 480 V AC, 60 Hz 3-pole, Size S00 screw terminal | - | 0 | 0
3RT2017-1BA41 |  | 3RT2017-1BA41 | 1 | UN | 1 | 5 | B | D | N | N | 85364900 | 1 | 4011209784017 | 0.295 | KG | 53.96 | 53.96 | CP24 | CP24 | Power contactor, AC-3 12 A, 5.5 kW / 400 V 1 NO, 12 V DC 3-pole, Size S00 screw terminal | - | 0 | 0
3RT2017-1BB41 |  | 3RT2017-1BB41 | 1 | UN | 1 | 1 | A | D | N | N | 85364900 | 1 | 4011209784024 | 0.294 | KG | 48.64 | 47.31 | CP24 | CP24 | power contactor, AC-3 12 A, 5.5 kW / 400 V 1 NO, 24 V DC 3-pole, Size S00 screw terminal | Lista Papel 2020 SI | 0 | 0
3RT2017-1BB41-0CC0 |  | 3RT2017-1BB41-0CC0 | 1 | UN | 1 | 2 | A | D | N | N | 85364900 | 1 | 4011209827660 | 0.292 | KG | 53.68 | 52.16 | CP24 | CP24 | power contactor, AC-3 12 A, 5.5 kW / 400 V 1 NO, 24 V DC communication-capable, 3-pole Size S00, screw terminal | Lista Papel 2020 SI | 0 | 0
3RT2017-1BB41-1AA0 |  | 3RT2017-1BB41-1AA0 | 1 | UN | 1 | 5 | B | D | N | N | 85364900 | 1 | 4011209920156 | 0.292 | KG | 51.87 | 51.87 | CP24 | CP24 | power contactor, AC-3 12 A, 5.5 kW / 400 V 1 NO, 24 V DC 3-pole, Size S00 screw terminal upright mounting position | - | 0 | 0
3RT2017-1BB41-Z | W97 | 3RT2017-1BB41-ZW97 | 1 | UN | 1 | 5 | B | D | N | N | 85364900 | 40 | 4011209890756 | 0.25 | KG | 48.64 | 48.64 | CP24 | CP24 | power contactor, AC-3 12 A, 5.5 kW / 400 V 1 NO, 24 V DC 3-pole, Size S00 screw terminal Multi-unit packaging = 40 units | - | 0 | 0
3RT2017-1BB41-Z | X95 | 3RT2017-1BB41-ZX95 | 1 | UN | 1 | 5 | B | D | N | N | 85364900 | 72 | 4011209843660 | 0.28 | KG | 48.64 | 48.64 | CP24 | CP24 | power contactor, AC-3 12 A, 5.5 kW / 400 V 1 NO, 24 V DC 3-pole, Size S00 screw terminal Reusable packaging = 72 units | - | 0 | 0
3RT2017-1BB42 |  | 3RT2017-1BB42 | 1 | UN | 1 | 1 | A | D | N | N | 85364900 | 1 | 4011209785007 | 0.29 | KG | 48.64 | 47.31 | CP24 | CP24 | power contactor, AC-3 12 A, 5.5 kW / 400 V 1 NC, 24 V DC 3-pole, Size S00 screw terminal | Lista Papel 2020 SI | 0 | 0
3RT2017-1BB42-0CC0 |  | 3RT2017-1BB42-0CC0 | 1 | UN | 1 | 5 | B | D | N | N | 85364900 | 1 | 4011209827677 | 0.292 | KG | 53.68 | 52.16 | CP24 | CP24 | power contactor, AC-3 12 A, 5.5 kW / 400 V 1 NC, 24 V DC communication-capable, 3-pole Size S00, screw terminal | Lista Papel 2020 SI | 0 | 0
3RT2017-1BB42-1AA0 |  | 3RT2017-1BB42-1AA0 | 1 | UN | 1 | 5 | B | D | N | N | 85364900 | 1 | 4011209947115 | 0.29 | KG | 51.87 | 51.87 | CP24 | CP24 | power contactor, AC-3 12 A, 5.5 kW / 400 V 1 NC, 24 V DC 3-pole, Size S00 screw terminal upright mounting position | - | 0 | 0
3RT2017-1BB42-Z | W96 | 3RT2017-1BB42-ZW96 | 1 | UN | 1 | 5 | B | D | N | N | 85364900 | 72 | 4011209935693 | 0.25 | KG | 48.64 | 48.64 | CP24 | CP24 | power contactor, AC-3 12 A, 5.5 kW / 400 V 1 NC, 24 V DC 3-pole, Size S00 Screw terminal Multi-unit packaging = 72 units | - | 0 | 0
3RT2017-1BB42-Z | W97 | 3RT2017-1BB42-ZW97 | 1 | UN | 1 | 5 | B | D | N | N | 85364900 | 40 | 4011209935709 | 0.25 | KG | 48.64 | 48.64 | CP24 | CP24 | power contactor, AC-3 12 A, 5.5 kW / 400 V 1 NC, 24 V DC 3-pole, Size S00 screw terminal Multi-unit packaging = 40 units | - | 0 | 0
3RT2017-1BB42-Z | X95 | 3RT2017-1BB42-ZX95 | 1 | UN | 1 | 5 | B | D | N | N | 85364900 | 72 | 4011209843691 | 0.281 | KG | 48.64 | 48.64 | CP24 | CP24 | power contactor, AC-3 12 A, 5.5 kW / 400 V 1 NC, 24 V DC 3-pole, Size S00 screw terminal Reusable packaging = 72 units | - | 0 | 0
3RT2017-1BB44-3MA0 |  | 3RT2017-1BB44-3MA0 | 1 | UN | 1 | 2 | A | D | N | N | 85364900 | 1 | 4011209847262 | 0.343 | KG | 69.16 | 67.17 | CP24 | CP24 | power contactor, AC-3 12 A, 5.5 kW / 400 V 2 NO + 2 NC, 24 V DC 3-pole, Size S00 screw terminal Captive auxiliary switch for SUVA applications | Lista Papel 2020 SI | 0 | 0
3RT2017-1BD41 |  | 3RT2017-1BD41 | 1 | UN | 1 | 5 | B | D | N | N | 85364900 | 1 | 4047621051437 | 0.29 | KG | 53.96 | 53.96 | CP24 | CP24 | power contactor, AC-3 12 A, 5.5 kW / 400 V 1 NO, 42 V DC 3-pole, Size S00 screw terminal | - | 0 | 7
3RT2017-1BE41 |  | 3RT2017-1BE41 | 1 | UN | 1 | 5 | B | D | N | N | 85364900 | 1 | 4011209846395 | 0.295 | KG | 53.96 | 53.96 | CP24 | CP24 | power contactor, AC-3 12 A, 5.5 kW / 400 V 1 NO, 60 V DC 3-pole, Size S00 screw terminal | - | 0 | 0
3RT2017-1BE42 |  | 3RT2017-1BE42 | 1 | UN | 1 | 5 | B | D | N | N | 85364900 | 1 | 4011209846432 | 0.292 | KG | 53.96 | 53.96 | CP24 | CP24 | power contactor, AC-3 12 A, 5.5 kW / 400 V 1 NC, 60 V DC 3-pole, Size S00 screw terminal | - | 0 | 0
3RT2017-1BF41 |  | 3RT2017-1BF41 | 1 | UN | 1 | 5 | B | D | N | N | 85364900 | 1 | 4011209784031 | 0.285 | KG | 48.64 | 47.31 | CP24 | CP24 | power contactor, AC-3 12 A, 5.5 kW / 400 V 1 NO, 110 V DC 3-pole, Size S00 screw terminal | Lista Papel 2020 SI | 0 | 0
3RT2017-1BF42 |  | 3RT2017-1BF42 | 1 | UN | 1 | 5 | B | D | N | N | 85364900 | 1 | 4011209843530 | 0.298 | KG | 48.64 | 47.31 | CP24 | CP24 | power contactor, AC-3 12 A, 5.5 kW / 400 V 1 NC, 110 V DC 3-pole, Size S00 screw terminal | Lista Papel 2020 SI | 0 | 0
3RT2017-1BG41 |  | 3RT2017-1BG41 | 1 | UN | 1 | 5 | B | D | N | N | 85364900 | 1 | 4011209896864 | 0.307 | KG | 53.96 | 53.96 | CP24 | CP24 | power contactor, AC-3 12 A, 5.5 kW / 400 V 1 NO, 125 V DC 3-pole, Size S00 screw terminal | - | 0 | 0
3RT2017-1BG42 |  | 3RT2017-1BG42 | 1 | UN | 1 | 5 | B | D | N | N | 85364900 | 1 | 4011209896215 | 0.292 | KG | 53.96 | 53.96 | CP24 | CP24 | power contactor, AC-3 12 A, 5.5 kW / 400 V 1 NC, 125 V DC 3-pole, Size S00 screw terminal | - | 0 | 0
3RT2017-1BM41 |  | 3RT2017-1BM41 | 1 | UN | 1 | 5 | B | D | N | N | 85364900 | 1 | 4011209784048 | 0.294 | KG | 48.64 | 48.64 | CP24 | CP24 | power contactor, AC-3 12 A, 5.5 kW / 400 V 1 NO, 220 V DC 3-pole, Size S00 screw terminal | - | 0 | 0
3RT2017-1BM42 |  | 3RT2017-1BM42 | 1 | UN | 1 | 5 | B | D | N | N | 85364900 | 1 | 4011209843509 | 0.294 | KG | 48.64 | 48.64 | CP24 | CP24 | power contactor, AC-3 12 A, 5.5 kW / 400 V 1 NC, 220 V DC 3-pole, Size S00 screw terminal | - | 0 | 0
3RT2017-1BP41 |  | 3RT2017-1BP41 | 1 | UN | 1 | 5 | B | D | N | N | 85364900 | 1 | 4011209896260 | 0.31 | KG | 53.96 | 53.96 | CP24 | CP24 | power contactor, AC-3 12 A, 5.5 kW / 400 V 1 NO, 230 V DC 3-pole, Size S00 screw terminal | - | 0 | 0
3RT2017-1BP42 |  | 3RT2017-1BP42 | 1 | UN | 1 | 5 | B | D | N | N | 85364900 | 1 | 4011209896291 | 0.289 | KG | 53.96 | 53.96 | CP24 | CP24 | power contactor, AC-3 12 A, 5.5 kW / 400 V 1 NC, 230 V DC 3-pole, Size S00 screw terminal | - | 0 | 0
3RT2017-1BW41 |  | 3RT2017-1BW41 | 1 | UN | 1 | 5 | B | D | N | N | 85364900 | 1 | 4011209828339 | 0.288 | KG | 48.64 | 48.64 | CP24 | CP24 | power contactor, AC-3 12 A, 5.5 kW / 400 V 1 NO, 48 V DC 3-pole, Size S00 screw terminal | - | 0 | 0
3RT2017-1BW42 |  | 3RT2017-1BW42 | 1 | UN | 1 | 5 | B | D | N | N | 85364900 | 1 | 4011209827684 | 0.287 | KG | 48.64 | 48.64 | CP24 | CP24 | power contactor, AC-3 12 A, 5.5 kW / 400 V 1 NC, 48 V DC 3-pole, Size S00 screw terminal | - | 0 | 0
3RT2017-1BW44-3MA0 |  | 3RT2017-1BW44-3MA0 | 1 | UN | 1 | 5 | B | D | N | N | 85364900 | 1 | 4047621049236 | 0.335 | KG | 69.16 | 69.16 | CP24 | CP24 | power contactor, AC-3 12 A, 5.5 kW / 400 V 2 NO + 2 NC, 48 V DC 3-pole, Size S00 screw terminal Captive auxiliary switch for SUVA applications | - | 0 | 0
3RT2017-1CK64-3MA0 |  | 3RT2017-1CK64-3MA0 | 1 | UN | 1 | 5 | B | D | N | N | 85364900 | 1 | 4011209936645 | 0.291 | KG | 71.73 | 71.73 | CP24 | CP24 | power contactor, AC-3 12 A, 5.5 kW / 400 V 2 NO + 2 NC, 110 V AC, 50 Hz 120 V, 60 Hz, with plugged-on varistor, 3-pole Size S00, screw terminal Captive auxiliary switch for SUVA applications | - | 0 | 0
3RT2017-1CP04-3MA0 |  | 3RT2017-1CP04-3MA0 | 1 | UN | 1 | 5 | B | D | N | N | 85364900 | 1 | 4011209864832 | 0.29 | KG | 71.73 | 71.73 | CP24 | CP24 | power contactor, AC-3 12 A, 5.5 kW / 400 V 2 NO + 2 NC, 230 V AC 50 / 60 Hz, with plugged-on varistor, 3-pole Size S00, screw terminal Captive auxiliary switch for SUVA applications | - | 0 | 0
3RT2017-1FB41 |  | 3RT2017-1FB41 | 1 | UN | 1 | 1 | A | D | N | N | 85364900 | 1 | 4011209843585 | 0.291 | KG | 55.48 | 55.48 | CP24 | CP24 | power contactor, AC-3 12 A, 5.5 kW / 400 V 1 NO, 24 V DC with diode integrated, 3-pole Size S00, screw terminal | - | 0 | 0
3RT2017-1FB42 |  | 3RT2017-1FB42 | 1 | UN | 1 | 1 | A | D | N | N | 85364900 | 1 | 4011209843592 | 0.294 | KG | 55.48 | 55.48 | CP24 | CP24 | power contactor, AC-3 12 A, 5.5 kW / 400 V 1 NC, 24 V DC with diode integrated, 3-pole Size S00, screw terminal | - | 0 | 0
3RT2017-1FB44-3MA0 |  | 3RT2017-1FB44-3MA0 | 1 | UN | 1 | 2 | A | D | N | N | 85364900 | 1 | 4011209864917 | 0.346 | KG | 75.91 | 75.91 | CP24 | CP24 | power contactor, AC-3 12 A, 5.5 kW / 400 V 2 NO + 2 NC, 24 V DC with diode integrated 3-pole, Size S00 screw terminal Captive auxiliary switch for SUVA applications | - | 0 | 0
3RT2017-1HB41 |  | 3RT2017-1HB41 | 1 | UN | 1 | 5 | B | D | N | N | 85364900 | 1 | 4011209785014 | 0.294 | KG | 48.64 | 47.31 | CP24 | CP24 | power contactor, AC-3 12 A, 5.5 kW / 400 V 1 NO, 24 V DC 0.7-1.25*US 3-pole, Size S00 screw terminal suitable for PLC outputs | Lista Papel 2020 SI | 0 | 0
3RT2017-1HB42 |  | 3RT2017-1HB42 | 1 | UN | 1 | 1 | A | D | N | N | 85364900 | 1 | 4011209843936 | 0.296 | KG | 48.64 | 47.31 | CP24 | CP24 | power contactor, AC-3 12 A, 5.5 kW / 400 V 1 NC, 24 V DC 0.7-1.25*US 3-pole, Size S00 screw terminal suitable for PLC outputs | Lista Papel 2020 SI | 0 | 0
3RT2017-1JB41 |  | 3RT2017-1JB41 | 1 | UN | 1 | 2 | A | D | N | N | 85364900 | 1 | 4011209846098 | 0.294 | KG | 55.48 | 53.96 | CP24 | CP24 | power contactor, AC-3 12 A, 5.5 kW / 400 V 1 NO, 24 V DC 0.7-1.25*US with integrated diode, 3-pole Size S00, screw terminal suitable for PLC outputs | Lista Papel 2020 SI | 0 | 0
3RT2017-1JB42 |  | 3RT2017-1JB42 | 1 | UN | 1 | 5 | B | D | N | N | 85364900 | 1 | 4011209846128 | 0.293 | KG | 55.48 | 53.96 | CP24 | CP24 | power contactor, AC-3 12 A, 5.5 kW / 400 V 1 NC, 24 V DC 0.7-1.25*US with integrated diode, 3-pole Size S00, screw terminal suitable for PLC outputs | Lista Papel 2020 SI | 0 | 0
3RT2017-1KB41 |  | 3RT2017-1KB41 | 1 | UN | 1 | 2 | A | D | N | N | 85364900 | 1 | 4011209846968 | 0.29 | KG | 54.72 | 53.2 | CP24 | CP24 | power contactor, AC-3 12 A, 5.5 kW / 400 V 1 NO, 24 V DC 0.7-1.25*US with integrated suppressor diode 3-pole, Size S00 screw terminal suitable for PLC outputs | Lista Papel 2020 SI | 0 | 0
3RT2017-1KB42 |  | 3RT2017-1KB42 | 1 | UN | 1 | 2 | A | D | N | N | 85364900 | 1 | 4011209846999 | 0.294 | KG | 54.72 | 53.2 | CP24 | CP24 | power contactor, AC-3 12 A, 5.5 kW / 400 V 1 NC, 24 V DC 0.7-1.25*US with integrated suppressor diode 3-pole, Size S00 screw terminal suitable for PLC outputs | Lista Papel 2020 SI | 0 | 0
3RT2017-1LB41 |  | 3RT2017-1LB41 | 1 | UN | 1 | 5 | B | D | EAR99 | N | 85364900 | 1 | 4047621064260 | 0.34 | KG | 54.91 | 54.91 | CP24 | CP24 | Power contactor, AC-3 12 A, 5.5 kW / 400 V 1 NO, 24 V DC 0.7-1.25* Us, with varistor integrated, 3-pole Size S00, screw terminal | - | 0 | 7
3RT2017-1MB41-0KT0 |  | 3RT2017-1MB41-0KT0 | 1 | UN | 1 | 5 | B | D | N | N | 85364900 | 1 | 4011209847309 | 0.296 | KG | 48.64 | 47.31 | CP24 | CP24 | power contactor, AC-3 12 A, 5.5 kW / 400 V 1 NO, 24 V DC 0.85-1.85*US 3-pole, Size S00 screw terminal | Lista Papel 2020 SI | 0 | 0
3RT2017-1MB42-0KT0 |  | 3RT2017-1MB42-0KT0 | 1 | UN | 1 | 5 | B | D | N | N | 85364900 | 1 | 4011209847330 | 0.31 | KG | 48.64 | 47.31 | CP24 | CP24 | power contactor, AC-3 12 A, 5.5 kW / 400 V 1 NC, 24 V DC 0.85-1.85*US 3-pole, Size S00 screw terminal | Lista Papel 2020 SI | 0 | 0
3RT2017-1QB41 |  | 3RT2017-1QB41 | 1 | UN | 1 | 5 | B | D | N | N | 85364900 | 1 | 4011209846258 | 0.305 | KG | 54.72 | 54.72 | CP24 | CP24 | power contactor, AC-3 12 A, 5.5 kW / 400 V 1 NO, 24 V DC 0.7-1.25* US, with varistor plugged on, 3-pole Size S00, screw terminal | - | 0 | 0
3RT2017-1QB42 |  | 3RT2017-1QB42 | 1 | UN | 1 | 5 | B | D | N | N | 85364900 | 1 | 4011209846289 | 0.31 | KG | 54.72 | 54.72 | CP24 | CP24 | power contactor, AC-3 12 A, 5.5 kW / 400 V 1 NC, 24 V DC 0.7-1.25* US, with varistor plugged on, 3-pole Size S00, screw terminal | - | 0 | 0
3RT2017-1SB41 |  | 3RT2017-1SB41 | 1 | UN | 1 | 5 | B | D | N | N | 85364900 | 1 | 4011209846623 | 0.295 | KG | 54.72 | 53.2 | CP24 | CP24 | power contactor, AC-3 12 A, 5.5 kW / 400 V 1 NO, 24 V DC 0.85-1.85*US with integrated suppressor diode Size S00, screw terminal | Lista Papel 2020 SI | 0 | 0
3RT2017-1SB42 |  | 3RT2017-1SB42 | 1 | UN | 1 | 5 | B | D | N | N | 85364900 | 1 | 4011209846661 | 0.295 | KG | 54.72 | 53.2 | CP24 | CP24 | power contactor, AC-3 12 A, 5.5 kW / 400 V 1 NC, 24 V DC 0.85-1.85*US with integrated suppressor diode Size S00, screw terminal | Lista Papel 2020 SI | 0 | 0
3RT2017-1UB41 |  | 3RT2017-1UB41 | 1 | UN | 1 | 5 | B | D | N | N | 85364900 | 1 | 4047621053899 | 0.29 | KG | 55.48 | 55.48 | CP24 | CP24 | Power contactor, AC-3 12 A, 5.5 kW / 400 V 1 NO, 24 V DC with varistor integrated, 3-pole Size S00, screw terminal | - | 0 | 0
3RT2017-1UB41-1AA0 |  | 3RT2017-1UB41-1AA0 | 1 | UN | 1 | 5 | B | D | EAR99 | N | 85364900 | 1 | 4047621071039 | 0.29 | KG | 58.71 | 58.71 | CP24 | CP24 | Power contactor, AC-3 12 A, 5.5 kW / 400 V 1 NO, 24 V DC with varistor integrated, 3-pole Size S00, screw terminal Upright mounting position |  | 0 | 7
3RT2017-1UB41-1AA0-Z | W96 | 3RT2017-1UB41-1AA0-ZW96 | 1 | UN | 1 | 0 | A | D | EAR99 | N | 85364900 | 72 | 4047621072159 | 0.286 | KG | 58.71 | 58.71 | CP24 | CP24 | power contactor, AC-3 12 A, 5.5 kW / 400 V 1 NO, 24 V DC with varistor integrated, 3-pole Size S00, screw terminal upright mounting position |  | 0 | 7
3RT2017-1UB41-1AA0-Z | X95 | 3RT2017-1UB41-1AA0-ZX95 | 1 | UN | 1 | 0 | A | D | EAR99 | N | 85364900 | 144 | 4047621072135 | 0.275 | KG | 58.71 | 58.71 | CP24 | CP24 | power contactor, AC-3 12 A, 5.5 kW / 400 V 1 NO, 24 V DC with varistor integrated, 3-pole Size S00, screw terminal upright mounting position |  | 0 | 7
3RT2017-1UB42 |  | 3RT2017-1UB42 | 1 | UN | 1 | 5 | B | D | N | N | 85364900 | 1 | 4047621053905 | 0.293 | KG | 55.48 | 55.48 | CP24 | CP24 | Power contactor, AC-3 12 A, 5.5 kW / 400 V 1 NC, 24 V DC with varistor integrated, 3-pole Size S00, screw terminal | - | 0 | 0
3RT2017-1UB42-1AA0 |  | 3RT2017-1UB42-1AA0 | 1 | UN | 1 | 5 | B | D | EAR99 | N | 85364900 | 1 | 4047621071008 | 0.29 | KG | 58.71 | 58.71 | CP24 | CP24 | Power contactor, AC-3 12 A, 5.5 kW / 400 V 1 NC, 24 V DC with varistor integrated, 3-pole, size S00, screw terminals Upright mounting position |  | 0 | 7
3RT2017-1UB42-1AA0-Z | W96 | 3RT2017-1UB42-1AA0-ZW96 | 1 | UN | 1 | 0 | A | D | EAR99 | N | 85364900 | 72 | 4047621072173 | 0.286 | KG | 58.71 | 58.71 | CP24 | CP24 | power contactor, AC-3 12 A, 5.5 kW / 400 V 1 NC, 24 V DC with varistor integrated, 3-pole Size S00, screw terminal upright mounting position |  | 0 | 7
3RT2017-1UB42-1AA0-Z | X95 | 3RT2017-1UB42-1AA0-ZX95 | 1 | UN | 1 | 0 | A | D | EAR99 | N | 85364900 | 144 | 4047621072166 | 0.275 | KG | 58.71 | 58.71 | CP24 | CP24 | power contactor, AC-3 12 A, 5.5 kW / 400 V 1 NC, 24 V DC with varistor integrated, 3-pole Size S00, screw terminal upright mounting position |  | 0 | 7
3RT2017-1VB41 |  | 3RT2017-1VB41 | 1 | UN | 1 | 5 | B | D | N | N | 85364900 | 1 | 4011209844001 | 0.296 | KG | 55.48 | 53.96 | CP24 | CP24 | power contactor, AC-3 12 A, 5.5 kW / 400 V 1 NO, 24 V DC 0.85-1.85*US with integrated diode, 3-pole Size S00, screw terminal | Lista Papel 2020 SI | 0 | 0
3RT2017-1VB42 |  | 3RT2017-1VB42 | 1 | UN | 1 | 5 | B | D | N | N | 85364900 | 1 | 4011209844094 | 0.297 | KG | 55.48 | 53.96 | CP24 | CP24 | power contactor, AC-3 12 A, 5.5 kW / 400 V 1 NC, 24 V DC 0.85-1.85*US with integrated diode, 3-pole Size S00, screw terminal | Lista Papel 2020 SI | 0 | 0
3RT2017-1WB41 |  | 3RT2017-1WB41 | 1 | UN | 1 | 5 | B | D | N | N | 85364900 | 1 | 4011209846784 | 0.31 | KG | 54.72 | 54.72 | CP24 | CP24 | power contactor, AC-3 12 A, 5.5 kW / 400 V 1 NO, 24 V DC 0.85-1.85*US with varistor plugged on 3-pole, Size S00 screw terminal | - | 0 | 0
3RT2017-1WB42 |  | 3RT2017-1WB42 | 1 | UN | 1 | 5 | B | D | N | N | 85364900 | 1 | 4011209846814 | 0.302 | KG | 54.72 | 54.72 | CP24 | CP24 | power contactor, AC-3 12 A, 5.5 kW / 400 V 1 NC, 24 V DC 0.85-1.85*US with varistor plugged on 3-pole, Size S00 screw terminal | - | 0 | 0
3RT2017-1XB42-0LA2 |  | 3RT2017-1XB42-0LA2 | 1 | UN | 1 | 5 | B | D | N | N | 85364900 | 1 | 4047621016047 | 0.301 | KG | 78.47 | 78.47 | CP24 | CP24 | Traction contactor, AC-3 12 A, 5.5 kW / 400 V 1 NC, 24-34 V DC, 0.7-1.25*US with integrated varistor Size S00, screw terminal suitable for PLC outputs | - | 0 | 0
3RT2017-1XF42-0LA2 |  | 3RT2017-1XF42-0LA2 | 1 | UN | 1 | 5 | B | D | N | N | 85364900 | 1 | 4047621016054 | 0.29 | KG | 78.47 | 78.47 | CP24 | CP24 | Traction contactor, AC-3 12 A, 5.5 kW / 400 V 1 NC, 72 - 125 V DC, 0.7-1.25*US with integrated varistor Size S00, screw terminal suitable for PLC outputs | - | 0 | 0
3RT2017-2AB01 |  | 3RT2017-2AB01 | 1 | UN | 1 | 1 | A | D | N | N | 85364900 | 1 | 4011209785427 | 0.25 | KG | 42.28 | 41.04 | CP24 | CP24 | power contactor, AC-3 12 A, 5.5 kW / 400 V 1 NO, 24 V AC, 50 / 60 Hz 3-pole, Size S00 Spring-type terminal | Lista Papel 2020 SI | 0 | 0
3RT2017-2AB01-1AA0 |  | 3RT2017-2AB01-1AA0 | 1 | UN | 1 | 5 | B | D | N | N | 85364900 | 1 | 4011209915565 | 0.254 | KG | 45.41 | 45.41 | CP24 | CP24 | power contactor, AC-3 12 A, 5.5 kW / 400 V 1 NC, 24 V AC, 50 / 60 Hz 3-pole, Size S00 Spring-type terminal upright mounting position | - | 0 | 0
3RT2017-2AB01-1AA0-Z | X95 | 3RT2017-2AB01-1AA0-ZX95 | 1 | UN | 1 | 5 | B | D | N | N | 85364900 | 120 | 4047621046433 | 0.254 | KG | 45.41 | 45.41 | CP24 | CP24 | power contactor, AC-3 12 A, 5.5 kW / 400 V 1 NC, 24 V AC, 50 / 60 Hz 3-pole, Size S00 Spring-type terminal upright mounting position Reusable packaging = 120 units | - | 0 | 0
3RT2017-2AB01-Z | W96 | 3RT2017-2AB01-ZW96 | 1 | UN | 1 | 5 | B | D | N | N | 85364900 | 60 | 4011209913325 | 0.19 | KG | 42.28 | 42.28 | CP24 | CP24 | power contactor, AC-3 12 A, 5.5 kW / 400 V 1 NO, 24 V AC, 50 / 60 Hz 3-pole, Size S00 Spring-type terminal Multi-unit packaging = 60 units | - | 0 | 0
3RT2017-2AB01-Z | X95 | 3RT2017-2AB01-ZX95 | 1 | UN | 1 | 5 | B | D | N | N | 85364900 | 120 | 4011209843035 | 0.241 | KG | 42.28 | 42.28 | CP24 | CP24 | power contactor, AC-3 12 A, 5.5 kW / 400 V 1 NO, 24 V AC, 50 / 60 Hz 3-pole, Size S00 Reusable packaging = 120 units Spring-type terminal | - | 0 | 0
3RT2017-2AB02 |  | 3RT2017-2AB02 | 1 | UN | 1 | 1 | A | D | N | N | 85364900 | 1 | 4011209785434 | 0.254 | KG | 42.28 | 41.04 | CP24 | CP24 | power contactor, AC-3 12 A, 5.5 kW / 400 V 1 NC, 24 V AC, 50 / 60 Hz 3-pole, Size S00 Spring-type terminal | Lista Papel 2020 SI | 0 | 0
3RT2017-2AB02-Z | W96 | 3RT2017-2AB02-ZW96 | 1 | UN | 1 | 5 | B | D | N | N | 85364900 | 60 | 4011209913318 | 0.19 | KG | 42.28 | 42.28 | CP24 | CP24 | power contactor, AC-3 12 A, 5.5 kW / 400 V 1 NC, 24 V AC, 50 / 60 Hz 3-pole, Size S00 Reusable packaging = 120 units Spring-type terminal Multi-unit packaging = 60 units | - | 0 | 0
3RT2017-2AB02-Z | W97 | 3RT2017-2AB02-ZW97 | 1 | UN | 1 | 5 | B | D | N | N | 85364900 | 32 |  | 0.19 | KG | 42.28 | 42.28 | CP24 | CP24 | power contactor, AC-3 12 A, 5.5 kW / 400 V 1 NC, 24 V AC, 50 / 60 Hz 3-pole, Size S00 Multi-unit packaging = 32 units | - | 0 | 0
3RT2017-2AB02-Z | X95 | 3RT2017-2AB02-ZX95 | 1 | UN | 1 | 5 | B | D | N | N | 85364900 | 120 | 4011209843066 | 0.242 | KG | 42.28 | 42.28 | CP24 | CP24 | power contactor, AC-3 12 A, 5.5 kW / 400 V 1 NC, 24 V AC, 50 / 60 Hz 3-pole, Size S00 Reusable packaging = 120 units Spring-type terminal | - | 0 | 0
3RT2017-2AD01 |  | 3RT2017-2AD01 | 1 | UN | 1 | 5 | B | D | N | N | 85364900 | 1 | 4011209842779 | 0.254 | KG | 45.7 | 45.7 | CP24 | CP24 | power contactor, AC-3 12 A, 5.5 kW / 400 V 1 NO, 42 V AC, 50 / 60 Hz 3-pole, Size S00 Spring-type terminal | - | 0 | 0
3RT2017-2AD02 |  | 3RT2017-2AD02 | 1 | UN | 1 | 5 | B | D | N | N | 85364900 | 1 | 4011209842809 | 0.256 | KG | 45.7 | 45.7 | CP24 | CP24 | power contactor, AC-3 12 A, 5.5 kW / 400 V 1 NC, 42 V AC, 50 / 60 Hz 3-pole, Size S00 Spring-type terminal | - | 0 | 0
3RT2017-2AF01 |  | 3RT2017-2AF01 | 1 | UN | 1 | 1 | A | D | N | N | 85364900 | 1 | 4011209827691 | 0.253 | KG | 42.28 | 41.04 | CP24 | CP24 | power contactor, AC-3 12 A, 5.5 kW / 400 V 1 NO, 110 V AC, 50 / 60 Hz 3-pole, Size S00 Spring-type terminal | Lista Papel 2020 SI | 0 | 0
3RT2017-2AF02 |  | 3RT2017-2AF02 | 1 | UN | 1 | 1 | A | D | N | N | 85364900 | 1 | 4011209827707 | 0.253 | KG | 42.28 | 41.04 | CP24 | CP24 | power contactor, AC-3 12 A, 5.5 kW / 400 V 1 NC, 110 V AC, 50 / 60 Hz 3-pole, Size S00 Spring-type terminal | Lista Papel 2020 SI | 0 | 0
3RT2017-2AH01 |  | 3RT2017-2AH01 | 1 | UN | 1 | 5 | B | D | N | N | 85364900 | 1 | 4011209828254 | 0.26 | KG | 42.28 | 42.28 | CP24 | CP24 | power contactor, AC-3 12 A, 5.5 kW / 400 V 1 NO, 48 V AC, 50 / 60 Hz 3-pole, Size S00 Spring-type terminal | - | 0 | 0
3RT2017-2AH01-Z | W96 | 3RT2017-2AH01-ZW96 | 1 | UN | 1 | 5 | B | D | N | N | 85364900 | 60 | 4011209929753 | 0.19 | KG | 42.28 | 42.28 | CP24 | CP24 | power contactor, AC-3 12 A, 5.5 kW / 400 V 1 NO, 48 V AC, 50 / 60 Hz 3-pole, Size S00 Spring-type terminal Multi-unit packaging = 60 units | - | 0 | 0
3RT2017-2AH01-Z | X95 | 3RT2017-2AH01-ZX95 | 1 | UN | 1 | 5 | B | D | N | N | 85364900 | 120 | 4011209843196 | 0.235 | KG | 42.28 | 42.28 | CP24 | CP24 | power contactor, AC-3 12 A, 5.5 kW / 400 V 1 NO, 48 V AC, 50 / 60 Hz 3-pole, Size S00 Spring-type terminal Reusable packaging = 120 units | - | 0 | 0
3RT2017-2AH02 |  | 3RT2017-2AH02 | 1 | UN | 1 | 5 | B | D | N | N | 85364900 | 1 | 4011209827714 | 0.267 | KG | 42.28 | 42.28 | CP24 | CP24 | power contactor, AC-3 12 A, 5.5 kW / 400 V 1 NC, 48 V AC, 50 / 60 Hz 3-pole, Size S00 Spring-type terminal | - | 0 | 0
3RT2017-2AH02-Z | W96 | 3RT2017-2AH02-ZW96 | 1 | UN | 1 | 5 | B | D | N | N | 85364900 | 60 | 4011209929593 | 0.19 | KG | 42.28 | 42.28 | CP24 | CP24 | power contactor, AC-3 12 A, 5.5 kW / 400 V 1 NC, 48 V AC, 50 / 60 Hz 3-pole, Size S00 Spring-type terminal Multi-unit packaging = 60 units | - | 0 | 0
3RT2017-2AH02-Z | X95 | 3RT2017-2AH02-ZX95 | 1 | UN | 1 | 5 | B | D | N | N | 85364900 | 120 | 4011209843226 | 0.242 | KG | 42.28 | 42.28 | CP24 | CP24 | power contactor, AC-3 12 A, 5.5 kW / 400 V 1 NC, 48 V AC, 50 / 60 Hz 3-pole, Size S00 Spring-type terminal Reusable packaging = 120 units | - | 0 | 0
3RT2017-2AK61 |  | 3RT2017-2AK61 | 1 | UN | 1 | 5 | B | D | N | N | 85364900 | 1 | 4011209828292 | 0.256 | KG | 42.28 | 42.28 | CP24 | CP24 | power contactor, AC-3 12 A, 5.5 kW / 400 V 1 NO, 110 V AC, 50 Hz, 120 V 60 Hz, 3-pole, Size S00 Spring-type terminal | - | 0 | 0
3RT2017-2AK62 |  | 3RT2017-2AK62 | 1 | UN | 1 | 5 | B | D | N | N | 85364900 | 1 | 4011209827721 | 0.256 | KG | 42.28 | 42.28 | CP24 | CP24 | power contactor, AC-3 12 A, 5.5 kW / 400 V 1 NC, 110 V AC, 50 Hz, 120 V 60 Hz, 3-pole, Size S00 Spring-type terminal | - | 0 | 0
3RT2017-2AK64-3MA0 |  | 3RT2017-2AK64-3MA0 | 1 | UN | 1 | 5 | B | D | N | N | 85364900 | 1 | 4011209911611 | 0.314 | KG | 62.7 | 62.7 | CP24 | CP24 | power contactor, AC-3 12 A, 5.5 kW / 400 V 2 NO + 2 NC, 110 V AC, 50 Hz 120 V, 60 Hz 3-pole, Size S00 Spring-type terminal Captive auxiliary switch for SUVA applications | - | 0 | 0
3RT2017-2AN21 |  | 3RT2017-2AN21 | 1 | UN | 1 | 5 | B | D | N | N | 85364900 | 1 | 4011209896611 | 0.256 | KG | 42.28 | 42.28 | CP24 | CP24 | power contactor, AC-3 12 A, 5.5 kW / 400 V 1 NO, 220 V AC, 50 / 60 Hz 3-pole, Size S00 Spring-type terminal | - | 0 | 0
3RT2017-2AN22 |  | 3RT2017-2AN22 | 1 | UN | 1 | 5 | B | D | N | N | 85364900 | 1 | 4011209896628 | 0.257 | KG | 42.28 | 42.28 | CP24 | CP24 | power contactor, AC-3 12 A, 5.5 kW / 400 V 1 NC, 220 V AC, 50 / 60 Hz 3-pole, Size S00 Spring-type terminal | - | 0 | 0
3RT2017-2AP01 |  | 3RT2017-2AP01 | 1 | UN | 1 | 1 | A | D | N | N | 85364900 | 1 | 4011209785441 | 0.255 | KG | 42.28 | 41.04 | CP24 | CP24 | power contactor, AC-3 12 A, 5.5 kW / 400 V 1 NO, 230 V AC, 50 / 60 Hz 3-pole, Size S00 Spring-type terminal | Lista Papel 2020 SI | 0 | 0
3RT2017-2AP01-1AA0 |  | 3RT2017-2AP01-1AA0 | 1 | UN | 1 | 5 | B | D | N | N | 85364900 | 1 | 4011209974692 | 0.253 | KG | 45.41 | 45.41 | CP24 | CP24 | power contactor, AC-3 12 A, 5.5 kW / 400 V 1 NO, 230 V AC, 50 / 60 Hz 3-pole, Size S00 Spring-type terminal upright mounting position | - | 0 | 0
3RT2017-2AP01-Z | W96 | 3RT2017-2AP01-ZW96 | 1 | UN | 1 | 5 | B | D | N | N | 85364900 | 60 | 4011209913349 | 0.19 | KG | 42.28 | 42.28 | CP24 | CP24 | power contactor, AC-3 12 A, 5.5 kW / 400 V 1 NO, 230 V AC, 50 / 60 Hz 3-pole, Size S00 Spring-type terminal Multi-unit packaging Pack = 60 units | - | 0 | 0
3RT2017-2AP01-Z | X95 | 3RT2017-2AP01-ZX95 | 1 | UN | 1 | 5 | B | D | N | N | 85364900 | 120 | 4011209842953 | 0.241 | KG | 42.28 | 42.28 | CP24 | CP24 | power contactor, AC-3 12 A, 5.5 kW / 400 V 1 NO, 230 V AC, 50 / 60 Hz 3-pole, Size S00 Spring-type terminal Reusable packaging Pack = 120 units | - | 0 | 0
3RT2017-2AP02 |  | 3RT2017-2AP02 | 1 | UN | 1 | 1 | A | D | N | N | 85364900 | 1 | 4011209785458 | 0.256 | KG | 42.28 | 41.04 | CP24 | CP24 | power contactor, AC-3 12 A, 5.5 kW / 400 V 1 NC, 230 V AC, 50 / 60 Hz 3-pole, Size S00 Spring-type terminal | Lista Papel 2020 SI | 0 | 0
3RT2017-2AP02-1AA0 |  | 3RT2017-2AP02-1AA0 | 1 | UN | 1 | 5 | B | D | N | N | 85364900 | 1 | 4011209974708 | 0.27 | KG | 45.41 | 45.41 | CP24 | CP24 | power contactor, AC-3 12 A, 5.5 kW / 400 V 1 NC, 230 V AC, 50 / 60 Hz 3-pole, Size S00 Spring-type terminal upright mounting position | - | 0 | 0
3RT2017-2AP02-Z | W96 | 3RT2017-2AP02-ZW96 | 1 | UN | 1 | 5 | B | D | N | N | 85364900 | 60 | 4011209913332 | 0.19 | KG | 42.28 | 42.28 | CP24 | CP24 | power contactor, AC-3 12 A, 5.5 kW / 400 V 1 NC, 230 V AC, 50 / 60 Hz 3-pole, Size S00 Spring-type terminal Multi-unit packaging Pack = 60 units | - | 0 | 0
3RT2017-2AP02-Z | W97 | 3RT2017-2AP02-ZW97 | 1 | UN | 1 | 5 | B | D | N | N | 85364900 | 32 | 4047621012612 | 0.241 | KG | 42.28 | 42.28 | CP24 | CP24 | power contactor, AC-3 12 A, 5.5 kW / 400 V 1 NC, 230 V AC, 50 / 60 Hz 3-pole, Size S00 Spring-type terminal Multi-unit packaging Pack = 32 units | - | 0 | 0
3RT2017-2AP02-Z | X95 | 3RT2017-2AP02-ZX95 | 1 | UN | 1 | 5 | B | D | N | N | 85364900 | 120 | 4011209842984 | 0.241 | KG | 42.28 | 42.28 | CP24 | CP24 | power contactor, AC-3 12 A, 5.5 kW / 400 V 1 NC, 230 V AC, 50 / 60 Hz 3-pole, Size S00 Spring-type terminal Reusable packaging Pack = 120 units | - | 0 | 0
3RT2017-2AP04 |  | 3RT2017-2AP04 | 1 | UN | 1 | 5 | B | D | N | N | 85364900 | 1 | 4011209896925 | 0.31 | KG | 60.42 | 60.42 | CP24 | CP24 | power contactor, AC-3 12 A, 5.5 kW / 400 V 2 NO + 2 NC, 230 V AC 50 / 60 Hz, 3-pole Size S00, Spring-type terminal Removable auxiliary switch | - | 0 | 0
3RT2017-2AP04-3MA0 |  | 3RT2017-2AP04-3MA0 | 1 | UN | 1 | 5 | B | D | N | N | 85364900 | 1 | 4011209842915 | 0.317 | KG | 62.7 | 60.9 | CP24 | CP24 | power contactor, AC-3 12 A, 5.5 kW / 400 V 2 NO + 2 NC, 230 V AC 50 / 60 Hz, 3-pole Size S00, Spring-type terminal Captive auxiliary switch for SUVA applications | Lista Papel 2020 SI | 0 | 0
3RT2017-2AP61 |  | 3RT2017-2AP61 | 1 | UN | 1 | 5 | B | D | N | N | 85364900 | 1 | 4011209896536 | 0.255 | KG | 42.28 | 42.28 | CP24 | CP24 | power contactor, AC-3 12 A, 5.5 kW / 400 V 1 NO, 220 V AC, 50 Hz 240 V, 60 Hz, 3-pole Size S00, Spring-type terminal | - | 0 | 0
3RT2017-2AP62 |  | 3RT2017-2AP62 | 1 | UN | 1 | 5 | B | D | N | N | 85364900 | 1 | 4011209896543 | 0.24 | KG | 42.28 | 42.28 | CP24 | CP24 | power contactor, AC-3 12 A, 5.5 kW / 400 V 1 NC, 220 V AC, 50 Hz 240 V, 60 Hz, 3-pole Size S00, Spring-type terminal | - | 0 | 0
3RT2017-2AV01 |  | 3RT2017-2AV01 | 1 | UN | 1 | 5 | B | D | N | N | 85364900 | 1 | 4011209896796 | 0.256 | KG | 45.7 | 44.37 | CP24 | CP24 | power contactor, AC-3 12 A, 5.5 kW / 400 V 1 NO, 400 V AC, 50 / 60 Hz 3-pole, Size S00 Spring-type terminal | Lista Papel 2020 SI | 0 | 0
3RT2017-2AV02 |  | 3RT2017-2AV02 | 1 | UN | 1 | 5 | B | D | N | N | 85364900 | 1 | 4011209896802 | 0.251 | KG | 45.7 | 44.37 | CP24 | CP24 | power contactor, AC-3 12 A, 5.5 kW / 400 V 1 NC, 400 V AC, 50 / 60 Hz 3-pole, Size S00 Spring-type terminal | Lista Papel 2020 SI | 0 | 0
3RT2017-2BB41 |  | 3RT2017-2BB41 | 1 | UN | 1 | 1 | A | D | N | N | 85364900 | 1 | 4011209785489 | 0.311 | KG | 48.64 | 47.31 | CP24 | CP24 | power contactor, AC-3 12 A, 5.5 kW / 400 V 1 NO, 24 V DC 3-pole, Size S00 Spring-type terminal | Lista Papel 2020 SI | 0 | 0
3RT2017-2BB41-0CC0 |  | 3RT2017-2BB41-0CC0 | 1 | UN | 1 | 1 | A | D | N | N | 85364900 | 1 | 4011209827745 | 0.316 | KG | 53.68 | 52.16 | CP24 | CP24 | power contactor, AC-3 12 A, 5.5 kW / 400 V 1 NO, 24 V DC communication-capable, 3-pole Size S00, Spring-type terminal | Lista Papel 2020 SI | 0 | 0
3RT2017-2BB41-Z | W97 | 3RT2017-2BB41-ZW97 | 1 | UN | 1 | 5 | B | D | N | N | 85364900 | 32 | 4047621003313 | 0.19 | KG | 48.64 | 48.64 | CP24 | CP24 | power contactor, AC-3 12 A, 5.5 kW / 400 V 1 NO, 24 V DC 3-pole, Size S00 Spring-type terminal Multi-unit packaging Pack = 32 units | - | 0 | 0
3RT2017-2BB41-Z | X95 | 3RT2017-2BB41-ZX95 | 1 | UN | 1 | 5 | B | D | N | N | 85364900 | 120 | 4011209843967 | 0.295 | KG | 48.64 | 48.64 | CP24 | CP24 | power contactor, AC-3 12 A, 5.5 kW / 400 V 1 NO, 24 V DC 3-pole, Size S00 Spring-type terminal Reusable packaging Pack = 120 units | - | 0 | 0
3RT2017-2BB42 |  | 3RT2017-2BB42 | 1 | UN | 1 | 1 | A | D | N | N | 85364900 | 1 | 4011209785496 | 0.311 | KG | 48.64 | 47.31 | CP24 | CP24 | power contactor, AC-3 12 A, 5.5 kW / 400 V 1 NC, 24 V DC 3-pole, Size S00 Spring-type terminal | Lista Papel 2020 SI | 0 | 0
3RT2017-2BB42-0CC0 |  | 3RT2017-2BB42-0CC0 | 1 | UN | 1 | 1 | A | D | N | N | 85364900 | 1 | 4011209827752 | 0.315 | KG | 53.68 | 52.16 | CP24 | CP24 | power contactor, AC-3 12 A, 5.5 kW / 400 V 1 NC, 24 V DC communication-capable, 3-pole Size S00, Spring-type terminal | Lista Papel 2020 SI | 0 | 0
3RT2017-2BB42-1AA0 |  | 3RT2017-2BB42-1AA0 | 1 | UN | 1 | 5 | B | D | N | N | 85364900 | 1 | 4011209915701 | 0.313 | KG | 51.87 | 51.87 | CP24 | CP24 | power contactor, AC-3 12 A, 5.5 kW / 400 V 1 NC, 24 V DC 3-pole, Size S00 Spring-type terminal upright mounting position | - | 0 | 0
3RT2017-2BB42-1AA0-Z | W96 | 3RT2017-2BB42-1AA0-ZW96 | 1 | UN | 1 | 5 | B | D | N | N | 85364900 | 60 | 4047621050997 | 0.311 | KG | 51.87 | 51.87 | CP24 | CP24 | power contactor, AC-3 12 A, 5.5 kW / 400 V 1 NC, 24 V DC 3-pole, Size S00 Spring-type terminal upright mounting position Multi-unit packaging Pack = 60 units | - | 0 | 0
3RT2017-2BB42-1AA0-Z | X95 | 3RT2017-2BB42-1AA0-ZX95 | 1 | UN | 1 | 5 | B | D | N | N | 85364900 | 120 | 4047621047034 | 0.296 | KG | 51.87 | 51.87 | CP24 | CP24 | power contactor, AC-3 12 A, 5.5 kW / 400 V 1 NC, 24 V DC 3-pole, Size S00 Spring-type terminal upright mounting position Reusable packaging Pack = 120 units | - | 0 | 0
3RT2017-2BB42-Z | W96 | 3RT2017-2BB42-ZW96 | 1 | UN | 1 | 5 | B | D | N | N | 85364900 | 60 | 4047621000039 | 0.19 | KG | 48.64 | 48.64 | CP24 | CP24 | power contactor, AC-3 12 A, 5.5 kW / 400 V 1 NC, 24 V DC 3-pole, Size S00 Spring-type terminal Multi-unit packaging = 60 units | - | 0 | 0
3RT2017-2BB42-Z | X95 | 3RT2017-2BB42-ZX95 | 1 | UN | 1 | 5 | B | D | N | N | 85364900 | 120 | 4011209844131 | 0.299 | KG | 48.64 | 48.64 | CP24 | CP24 | power contactor, AC-3 12 A, 5.5 kW / 400 V 1 NC, 24 V DC 3-pole, Size S00 Spring-type terminal Reusable packaging = 120 units | - | 0 | 0
3RT2017-2BB44-3MA0 |  | 3RT2017-2BB44-3MA0 | 1 | UN | 1 | 2 | A | D | N | N | 85364900 | 1 | 4011209847361 | 0.372 | KG | 69.16 | 67.17 | CP24 | CP24 | power contactor, AC-3 12 A, 5.5 kW / 400 V 2 NO + 2 NC, 24 V DC 3-pole, Size S00 Spring-type terminal Captive auxiliary switch for SUVA applications | Lista Papel 2020 SI | 0 | 0
3RT2017-2BE41 |  | 3RT2017-2BE41 | 1 | UN | 1 | 5 | B | D | N | N | 85364900 | 1 | 4011209846470 | 0.315 | KG | 53.96 | 53.96 | CP24 | CP24 | power contactor, AC-3 12 A, 5.5 kW / 400 V 1 NO, 60 V DC 3-pole, Size S00 Spring-type terminal | - | 0 | 0
3RT2017-2BE42 |  | 3RT2017-2BE42 | 1 | UN | 1 | 5 | B | D | N | N | 85364900 | 1 | 4011209846517 | 0.316 | KG | 53.96 | 53.96 | CP24 | CP24 | power contactor, AC-3 12 A, 5.5 kW / 400 V 1 NC, 60 V DC 3-pole, Size S00 Spring-type terminal | - | 0 | 0
3RT2017-2BF41 |  | 3RT2017-2BF41 | 1 | UN | 1 | 5 | B | D | N | N | 85364900 | 1 | 4011209785502 | 0.315 | KG | 48.64 | 47.31 | CP24 | CP24 | power contactor, AC-3 12 A, 5.5 kW / 400 V 1 NO, 110 V DC 3-pole, Size S00 Spring-type terminal | Lista Papel 2020 SI | 0 | 0
3RT2017-2BF42 |  | 3RT2017-2BF42 | 1 | UN | 1 | 5 | B | D | N | N | 85364900 | 1 | 4011209843899 | 0.314 | KG | 48.64 | 47.31 | CP24 | CP24 | power contactor, AC-3 12 A, 5.5 kW / 400 V 1 NC, 110 V DC 3-pole, Size S00 Spring-type terminal | Lista Papel 2020 SI | 0 | 0
3RT2017-2BG41 |  | 3RT2017-2BG41 | 1 | UN | 1 | 5 | B | D | N | N | 85364900 | 1 | 4011209953864 | 0.31 | KG | 53.96 | 53.96 | CP24 | CP24 | power contactor, AC-3 12 A, 5.5 kW / 400 V 1 NO, 125 V DC 3-pole, Size S00 Spring-type terminal | - | 0 | 0
3RT2017-2BM41 |  | 3RT2017-2BM41 | 1 | UN | 1 | 5 | B | D | N | N | 85364900 | 1 | 4011209785519 | 0.314 | KG | 48.64 | 48.64 | CP24 | CP24 | power contactor, AC-3 12 A, 5.5 kW / 400 V 1 NO, 220 V DC 3-pole, Size S00 Spring-type terminal | - | 0 | 0
3RT2017-2BM42 |  | 3RT2017-2BM42 | 1 | UN | 1 | 5 | B | D | N | N | 85364900 | 1 | 4011209843837 | 0.313 | KG | 48.64 | 48.64 | CP24 | CP24 | power contactor, AC-3 12 A, 5.5 kW / 400 V 1 NC, 220 V DC 3-pole, Size S00 Spring-type terminal | - | 0 | 0
3RT2017-2BM42-Z | W97 | 3RT2017-2BM42-ZW97 | 1 | UN | 1 | 5 | B | D | N | N | 85364900 | 32 | 4047621026534 | 0.3 | KG | 48.64 | 48.64 | CP24 | CP24 | power contactor, AC-3 12 A, 5.5 kW / 400 V 1 NC, 220 V DC 3-pole, Size S00 Spring-type terminal Multi-unit packaging 32 units | - | 0 | 0
3RT2017-2BM42-Z | X95 | 3RT2017-2BM42-ZX95 | 1 | UN | 1 | 5 | B | D | N | N | 85364900 | 120 | 4047621026527 | 0.294 | KG | 48.64 | 48.64 | CP24 | CP24 | power contactor, AC-3 12 A, 5.5 kW / 400 V 1 NC, 220 V DC 3-pole, Size S00 Spring-type terminal Reusable packaging = 120 units | - | 0 | 0
3RT2017-2BW41 |  | 3RT2017-2BW41 | 1 | UN | 1 | 5 | B | D | N | N | 85364900 | 1 | 4011209828377 | 0.308 | KG | 48.64 | 48.64 | CP24 | CP24 | power contactor, AC-3 12 A, 5.5 kW / 400 V 1 NO, 48 V DC 3-pole, Size S00 Spring-type terminal | - | 0 | 0
3RT2017-2BW42 |  | 3RT2017-2BW42 | 1 | UN | 1 | 5 | B | D | N | N | 85364900 | 1 | 4011209827769 | 0.308 | KG | 48.64 | 48.64 | CP24 | CP24 | power contactor, AC-3 12 A, 5.5 kW / 400 V 1 NC, 48 V DC 3-pole, Size S00 Spring-type terminal | - | 0 | 0
3RT2017-2CP04-3MA0 |  | 3RT2017-2CP04-3MA0 | 1 | UN | 1 | 5 | B | D | N | N | 85364900 | 1 | 4011209864870 | 0.319 | KG | 71.73 | 71.73 | CP24 | CP24 | power contactor, AC-3 12 A, 5.5 kW / 400 V 2 NO + 2 NC, 230 V AC 50 / 60 Hz, with plugged on Varistor, 3-pole, Size S00 Spring-type terminal Captive auxiliary switch for SUVA applications | - | 0 | 0
3RT2017-2EP02 |  | 3RT2017-2EP02 | 1 | UN | 1 | 5 | B | D | N | N | 85364900 | 1 | 4047621010991 | 0.269 | KG | 56.62 | 56.62 | CP24 | CP24 | power contactor, AC-3 12 A, 5.5 kW / 400 V 1 NC, 230 V AC, 50 / 60 Hz 3-pole, Size S00 Spring-type terminal with plugged on RC element | - | 0 | 0
3RT2017-2FB41 |  | 3RT2017-2FB41 | 1 | UN | 1 | 1 | A | D | N | N | 85364900 | 1 | 4011209847149 | 0.315 | KG | 55.48 | 55.48 | CP24 | CP24 | power contactor, AC-3 12 A, 5.5 kW / 400 V 1 NO, 24 V DC with diode integrated, 3-pole Size S00, Spring-type terminal | - | 0 | 0
3RT2017-2FB41-1AA0 |  | 3RT2017-2FB41-1AA0 | 1 | UN | 1 | 5 | B | D | N | N | 85364900 | 1 | 4011209918382 | 0.313 | KG | 58.62 | 58.62 | CP24 | CP24 | power contactor, AC-3 12 A, 5.5 kW / 400 V 1 NO, 24 V DC with diode integrated, 3-pole Size S00, Spring-type terminal upright mounting position | - | 0 | 0
3RT2017-2FB42 |  | 3RT2017-2FB42 | 1 | UN | 1 | 1 | A | D | N | N | 85364900 | 1 | 4011209847170 | 0.316 | KG | 55.48 | 55.48 | CP24 | CP24 | power contactor, AC-3 12 A, 5.5 kW / 400 V 1 NC, 24 V DC with diode integrated, 3-pole Size S00, Spring-type terminal | - | 0 | 0
3RT2017-2FB44-3MA0 |  | 3RT2017-2FB44-3MA0 | 1 | UN | 1 | 5 | B | D | N | N | 85364900 | 1 | 4011209864955 | 0.373 | KG | 75.91 | 75.91 | CP24 | CP24 | power contactor, AC-3 12 A, 5.5 kW / 400 V 2 NO + 2 NC, 24 V DC with diode integrated 3-pole, Size S00 Spring-type terminal Captive auxiliary switch for SUVA applications | - | 0 | 0
3RT2017-2FF42 |  | 3RT2017-2FF42 | 1 | UN | 1 | 5 | B | D | N | N | 85364900 | 1 | 4011209899100 | 0.313 | KG | 55.48 | 55.48 | CP24 | CP24 | power contactor, AC-3 12 A, 5.5 kW / 400 V 1 NC, 110 V DC, with diode integrated, 3-pole Size S00, Spring-type terminal | - | 0 | 0
3RT2017-2FF48-0KT1 |  | 3RT2017-2FF48-0KT1 | 1 | UN | 1 | 5 | B | D | N | N | 85364900 | 1 | 4011209909748 | 0.423 | KG | 87.88 | 87.88 | CP24 | CP24 | power contactor, AC-3 12 A, 5.5 kW / 400 V 1 NC, 110 V DC, with diode integrated, 3-pole Size S00, Spring-type terminal 3RH2921-2DA11 (1 NO + 1 NC) mounted left and right | - | 0 | 0
3RT2017-2FW42 |  | 3RT2017-2FW42 | 1 | UN | 1 | 1 | A | D | N | N | 85364900 | 1 | 4011209900127 | 0.309 | KG | 55.48 | 55.48 | CP24 | CP24 | power contactor, AC-3 12 A, 5.5 kW / 400 V 1 NC, 48 V DC, with diode integrated, 3-pole Size S00, Spring-type terminal | - | 0 | 0
3RT2017-2FW48-0PT3 |  | 3RT2017-2FW48-0PT3 | 1 | UN | 1 | 5 | B | D | N | N | 85364900 | 1 | 4011209938571 | 0.37 | KG | 78.57 | 78.57 | CP24 | CP24 | power contactor, AC-3 12 A, 5.5 kW / 400 V 1 NC, 48 V DC, with diode integrated, 3-pole Size S00, Spring-type terminal 3RH2921-2DA11 mounted on the left | - | 0 | 9
3RT2017-2GG22 |  | 3RT2017-2GG22 | 1 | UN | 1 | 5 | B | D | EAR99 | N | 85364900 | 1 | 4011209947184 | 0.33 | KG | 71.73 | 71.73 | CP24 | CP24 | power contactor, AC-3 12 A, 5.5 kW / 400 V 1 NC, 110 V AC, 50 / 60 Hz 3-pole, Size S00 Spring-type terminal Full-wave rectifier integrated | - | 0 | 0
3RT2017-2GG22-Z | W97 | 3RT2017-2GG22-ZW97 | 1 | UN | 1 | 5 | B | D | N | N | 85364900 | 32 | 4047621013428 | 0.19 | KG | 71.73 | 71.73 | CP24 | CP24 | power contactor, AC-3 12 A, 5.5 kW / 400 V 1 NC, 110 V AC, 50 / 60 Hz 3-pole, Size S00 Spring-type terminal Reusable packaging = 32 units Full-wave rectifier integrated | - | 0 | 0
3RT2017-2GG22-Z | X95 | 3RT2017-2GG22-ZX95 | 1 | UN | 1 | 5 | B | D | EAR99 | N | 85364900 | 120 | 4047621013411 | 0.295 | KG | 71.73 | 71.73 | CP24 | CP24 | power contactor, AC-3 12 A, 5.5 kW / 400 V 1 NC, 110 V AC, 50 / 60 Hz 3-pole, Size S00 Spring-type terminal Reusable packaging = 120 units Full-wave rectifier integrated | - | 0 | 0
3RT2017-2HB41 |  | 3RT2017-2HB41 | 1 | UN | 1 | 5 | B | D | N | N | 85364900 | 1 | 4011209785526 | 0.317 | KG | 48.64 | 47.31 | CP24 | CP24 | power contactor, AC-3 12 A, 5.5 kW / 400 V 1 NO, 24 V DC 0.7-1.25*US 3-pole, Size S00 Spring-type terminal suitable for PLC outputs | Lista Papel 2020 SI | 0 | 0
3RT2017-2HB42 |  | 3RT2017-2HB42 | 1 | UN | 1 | 5 | B | D | N | N | 85364900 | 1 | 4011209843820 | 0.316 | KG | 48.64 | 47.31 | CP24 | CP24 | power contactor, AC-3 12 A, 5.5 kW / 400 V 1 NC, 24 V DC 0.7-1.25*US 3-pole, Size S00 Spring-type terminal suitable for PLC outputs | Lista Papel 2020 SI | 0 | 0
3RT2017-2JB41 |  | 3RT2017-2JB41 | 1 | UN | 1 | 5 | B | D | N | N | 85364900 | 1 | 4011209846142 | 0.316 | KG | 55.48 | 53.96 | CP24 | CP24 | power contactor, AC-3 12 A, 5.5 kW / 400 V 1 NO, 24 V DC 0.7-1.25*US with integrated diode, 3-pole Size S00, Spring-type terminal suitable for PLC outputs | Lista Papel 2020 SI | 0 | 0
3RT2017-2JB41-Z | W96 | 3RT2017-2JB41-ZW96 | 1 | UN | 1 | 5 | B | D | N | N | 85364900 | 60 | 4011209938496 | 0.19 | KG | 55.48 | 55.48 | CP24 | CP24 | power contactor, AC-3 12 A, 5.5 kW / 400 V 1 NO, 24 V DC 0.7-1.25*US with integrated diode, 3-pole Size S00, Spring-type terminal Multi-unit packaging 60 units suitable for PLC outputs | - | 0 | 0
3RT2017-2JB41-Z | X95 | 3RT2017-2JB41-ZX95 | 1 | UN | 1 | 5 | B | D | N | N | 85364900 | 120 | 4011209938489 | 0.316 | KG | 55.48 | 55.48 | CP24 | CP24 | power contactor, AC-3 12 A, 5.5 kW / 400 V 1 NO, 24 V DC 0.7-1.25*US with integrated diode, 3-pole Size S00, Spring-type terminal Reusable packaging = 120 units suitable for PLC outputs | - | 0 | 0
3RT2017-2JB42 |  | 3RT2017-2JB42 | 1 | UN | 1 | 5 | B | D | N | N | 85364900 | 1 | 4011209846173 | 0.316 | KG | 55.48 | 53.96 | CP24 | CP24 | power contactor, AC-3 12 A, 5.5 kW / 400 V 1 NC, 24 V DC 0.7-1.25*US with integrated diode, 3-pole Size S00, Spring-type terminal suitable for PLC outputs | Lista Papel 2020 SI | 0 | 0
3RT2017-2JB42-Z | W96 | 3RT2017-2JB42-ZW96 | 1 | UN | 1 | 5 | B | D | N | N | 85364900 | 60 | 4011209944947 | 0.19 | KG | 55.48 | 55.48 | CP24 | CP24 | power contactor, AC-3 12 A, 5.5 kW / 400 V 1 NC, 24 V DC 0.7-1.25*US with integrated diode, 3-pole Size S00, Spring-type terminal Multi-unit packaging 60 units suitable for PLC outputs | - | 0 | 0
3RT2017-2JB42-Z | X95 | 3RT2017-2JB42-ZX95 | 1 | UN | 1 | 5 | B | D | N | N | 85364900 | 120 | 4011209944756 | 0.316 | KG | 55.48 | 55.48 | CP24 | CP24 | power contactor, AC-3 12 A, 5.5 kW / 400 V 1 NC, 24 V DC 0.7-1.25*US with integrated diode, 3-pole Size S00, Spring-type terminal Reusable packaging = 120 units suitable for PLC outputs | - | 0 | 0
3RT2017-2KA42 |  | 3RT2017-2KA42 | 1 | UN | 1 | 5 | B | D | N | N | 85364900 | 1 | 4011209899148 | 0.318 | KG | 60.23 | 60.23 | CP24 | CP24 | power contactor, AC-3 12 A, 5.5 kW / 400 V 1 NC, 24 V DC 0.7-1.25*US with integrated suppressor diode 3-pole, Size S00 Spring-type terminal suitable for PLC outputs | - | 0 | 0
3RT2017-2KB41 |  | 3RT2017-2KB41 | 1 | UN | 1 | 1 | A | D | N | N | 85364900 | 1 | 4011209847026 | 0.316 | KG | 54.72 | 53.2 | CP24 | CP24 | power contactor, AC-3 12 A, 5.5 kW / 400 V 1 NO, 24 V DC 0.7-1.25*US with integrated suppressor diode 3-pole, Size S00 Spring-type terminal suitable for PLC outputs | Lista Papel 2020 SI | 0 | 0
3RT2017-2KB41-1AA0 |  | 3RT2017-2KB41-1AA0 | 1 | UN | 1 | 5 | B | D | N | N | 85364900 | 1 | 4047621026558 | 0.32 | KG | 57.95 | 57.95 | CP24 | CP24 | power contactor, AC-3 12 A, 5.5 kW / 400 V 1 NO, 24 V DC 0.7-1.25*US with integrated suppressor diode 3-pole, Size S00 Spring-type terminal suitable for PLC outputs upright mounting position | - | 0 | 0
3RT2017-2KB42 |  | 3RT2017-2KB42 | 1 | UN | 1 | 1 | A | D | N | N | 85364900 | 1 | 4011209847057 | 0.316 | KG | 54.72 | 53.2 | CP24 | CP24 | power contactor, AC-3 12 A, 5.5 kW / 400 V 1 NC, 24 V DC 0.7-1.25*US with integrated suppressor diode 3-pole, Size S00 Spring-type terminal suitable for PLC outputs | Lista Papel 2020 SI | 0 | 0
3RT2017-2KB42-0LA0 |  | 3RT2017-2KB42-0LA0 | 1 | UN | 1 | 5 | B | D | N | N | 85364900 | 1 | 4011209849297 | 0.347 | KG | 76.1 | 76.1 | CP24 | CP24 | Traction contactor, AC-3 12 A, 5.5 kW / 400 V 24 V DC, 0.7-1.25*US with integrated suppressor diode 3-pole, Size S00 Spring-type terminal suitable for PLC outputs | - | 0 | 0
3RT2017-2KB42-1AA0 |  | 3RT2017-2KB42-1AA0 | 1 | UN | 1 | 5 | B | D | N | N | 85364900 | 1 | 4047621033273 | 0.315 | KG | 57.95 | 57.95 | CP24 | CP24 | power contactor, AC-3 12 A, 5.5 kW / 400 V 1 NC, 24 V DC 0.7-1.25*US with integrated suppressor diode 3-pole, Size S00 Spring-type terminal suitable for PLC outputs upright mounting position | - | 0 | 0
3RT2017-2KB42-1LA0 |  | 3RT2017-2KB42-1LA0 | 1 | UN | 1 | 5 | B | D | N | N | 85364900 | 1 | 4011209890466 | 0.329 | KG | 79.14 | 79.14 | CP24 | CP24 | Traction contactor, AC-3 12 A, 5.5 kW / 400 V 24 V DC, 0.7-1.25*US with integrated suppressor diode 3-pole, Size S00 Spring-type terminal suitable for PLC outputs for upright mounting position | - | 0 | 0
3RT2017-2KF41 |  | 3RT2017-2KF41 | 1 | UN | 1 | 5 | B | D | N | N | 85364900 | 1 | 4011209860391 | 0.316 | KG | 54.91 | 54.91 | CP24 | CP24 | power contactor, AC-3 12 A, 5.5 kW / 400 V 1 NO, 110 V DC 0.7-1.25*US with integrated suppressor diode 3-pole, Size S00 Spring-type terminal suitable for PLC outputs | - | 0 | 0
3RT2017-2KF41-1AA0 |  | 3RT2017-2KF41-1AA0 | 1 | UN | 1 | 5 | B | D | N | N | 85364900 | 1 | 4047621006796 | 0.311 | KG | 58.14 | 58.14 | CP24 | CP24 | power contactor, AC-3 12 A, 5.5 kW / 400 V 1 NO, 110 V DC 0.7-1.25*US with integrated suppressor diode 3-pole, Size S00 Spring-type terminal upright mounting position suitable for PLC outputs | - | 0 | 0
3RT2017-2KF42 |  | 3RT2017-2KF42 | 1 | UN | 1 | 5 | B | D | N | N | 85364900 | 1 | 4011209860407 | 0.316 | KG | 54.91 | 54.91 | CP24 | CP24 | power contactor, AC-3 12 A, 5.5 kW / 400 V 1 NC, 110 V DC 0.7-1.25*US with integrated suppressor diode 3-pole, Size S00 Spring-type terminal suitable for PLC outputs | - | 0 | 0
3RT2017-2KF42-0LA0 |  | 3RT2017-2KF42-0LA0 | 1 | UN | 1 | 5 | B | D | N | N | 85364900 | 1 | 4011209785533 | 0.322 | KG | 76.1 | 76.1 | CP24 | CP24 | Traction contactor, AC-3 12 A, 5.5 kW / 400 V 110 V DC, 0.7-1.25*US with integrated suppressor diode 3-pole, Size S00 Spring-type terminal suitable for PLC outputs | - | 0 | 0
3RT2017-2KF42-1LA0 |  | 3RT2017-2KF42-1LA0 | 1 | UN | 1 | 5 | B | D | N | N | 85364900 | 1 | 4011209892217 | 0.327 | KG | 79.14 | 79.14 | CP24 | CP24 | Traction contactor, AC-3 12 A, 5.5 kW / 400 V 110 V DC, 0.7-1.25*US with integrated suppressor diode 3-pole, Size S00 Spring-type terminal suitable for PLC outputs for upright mounting position | - | 0 | 0
3RT2017-2KG42 |  | 3RT2017-2KG42 | 1 | UN | 1 | 5 | B | D | N | N | 85364900 | 1 | 4011209948723 | 0.307 | KG | 60.04 | 60.04 | CP24 | CP24 | power contactor, AC-3 12 A, 5.5 kW / 400 V 1 NC, 125 V DC 0.7-1.25*US with integrated suppressor diode 3-pole, Size S00 Spring-type terminal suitable for PLC outputs | - | 0 | 0
3RT2017-2KG42-0LA0 |  | 3RT2017-2KG42-0LA0 | 1 | UN | 1 | 0 | A | D | N | N | 85364900 | 1 | 4047621056623 | 0.325 | KG | 81.23 | 81.23 | CP24 | CP24 | Traction contactor, AC-3 12 A, 5.5 kW / 400 V 125 V DC, 0.7-1.25*US with integrated suppressor diode 3-pole, Size S00 Spring-type terminal suitable for PLC outputs | - | 0 | 0
3RT2017-2KJ82-0LA0 |  | 3RT2017-2KJ82-0LA0 | 1 | UN | 1 | 5 | B | D | N | N | 85364900 | 1 | 4047621045955 | 0.337 | KG | 81.23 | 81.23 | CP24 | CP24 | Traction contactor, AC-3 12 A, 5.5 kW / 400 V 72 V DC, 0.7-1.25*US with integrated suppressor diode 3-pole, Size S00 Spring-type terminal suitable for PLC outputs | - | 0 | 0
3RT2017-2KV41 |  | 3RT2017-2KV41 | 1 | UN | 1 | 5 | B | D | N | N | 85364900 | 1 | 4047621029498 | 0.313 | KG | 59.95 | 59.95 | CP24 | CP24 | power contactor, AC-3 12 A, 5.5 kW / 400 V 1 NO, 36 V DC 0.7-1.25*US with integrated suppressor diode 3-pole, Size S00 Spring-type terminal suitable for PLC outputs | - | 0 | 0
3RT2017-2LB41 |  | 3RT2017-2LB41 | 1 | UN | 1 | 5 | B | D | N | N | 85364900 | 1 | 4011209890039 | 0.317 | KG | 54.91 | 54.91 | CP24 | CP24 | power contactor, AC-3 12 A, 5.5 kW / 400 V 1 NO, 24 V DC 0.7-1.25* US, with varistor integrated, 3-pole Size S00, Spring-type terminal | - | 0 | 0
3RT2017-2LB41-1AA0 |  | 3RT2017-2LB41-1AA0 | 1 | UN | 1 | 5 | B | D | N | N | 85364900 | 1 | 4011209944855 | 0.322 | KG | 58.14 | 58.14 | CP24 | CP24 | power contactor, AC-3 12 A, 5.5 kW / 400 V 1 NO, 24 V DC 0.7-1.25* US, with varistor integrated, 3-pole Size S00, Spring-type terminal upright mounting position | - | 0 | 0
3RT2017-2LB42 |  | 3RT2017-2LB42 | 1 | UN | 1 | 5 | B | D | N | N | 85364900 | 1 | 4011209890374 | 0.319 | KG | 54.91 | 54.91 | CP24 | CP24 | power contactor, AC-3 12 A, 5.5 kW / 400 V 1 NC, 24 V DC 0.7-1.25* US, with varistor integrated, 3-pole Size S00, Spring-type terminal | - | 0 | 0
3RT2017-2LB42-0LA0 |  | 3RT2017-2LB42-0LA0 | 1 | UN | 1 | 5 | B | D | N | N | 85364900 | 1 | 4011209890053 | 0.332 | KG | 76.1 | 76.1 | CP24 | CP24 | Traction contactor, AC-3 12 A, 5.5 kW / 400 V 24 V DC, 0.7-1.25*US with integrated varistor 3-pole, Size S00 Spring-type terminal | - | 0 | 0
3RT2017-2LB42-1AA0 |  | 3RT2017-2LB42-1AA0 | 1 | UN | 1 | 5 | B | D | N | N | 85364900 | 1 | 4011209947191 | 0.319 | KG | 58.14 | 58.14 | CP24 | CP24 | power contactor, AC-3 12 A, 5.5 kW / 400 V 1 NC, 24 V DC 0.7-1.25* US, with varistor integrated, 3-pole Size S00, Spring-type terminal upright mounting position | - | 0 | 0
3RT2017-2LB42-1LA0 |  | 3RT2017-2LB42-1LA0 | 1 | UN | 1 | 5 | B | D | N | N | 85364900 | 1 | 4011209944879 | 0.336 | KG | 79.14 | 79.14 | CP24 | CP24 | Traction contactor, AC-3 12 A, 5.5 kW / 400 V 24 V DC 0.7-1.25* US, with varistor integrated, 3-pole Size S00, Spring-type terminal Spring-type terminal upright mounting position | - | 0 | 0
3RT2017-2LF41 |  | 3RT2017-2LF41 | 1 | UN | 1 | 5 | B | D | N | N | 85364900 | 1 | 4011209890060 | 0.318 | KG | 54.91 | 54.91 | CP24 | CP24 | power contactor, AC-3 12 A, 5.5 kW / 400 V 1 NO, 110 V DC 0.7-1.25* US, with varistor integrated, 3-pole Size S00, Spring-type terminal | - | 0 | 0
3RT2017-2LF42 |  | 3RT2017-2LF42 | 1 | UN | 1 | 5 | B | D | N | N | 85364900 | 1 | 4011209890077 | 0.319 | KG | 54.91 | 54.91 | CP24 | CP24 | power contactor, AC-3 12 A, 5.5 kW / 400 V 1 NC, 110 V DC 0.7-1.25* US, with varistor integrated, 3-pole Size S00, Spring-type terminal | - | 0 | 0
3RT2017-2LF42-0LA0 |  | 3RT2017-2LF42-0LA0 | 1 | UN | 1 | 5 | B | D | N | N | 85364900 | 1 | 4011209890084 | 0.323 | KG | 76.1 | 76.1 | CP24 | CP24 | Traction contactor, AC-3 12 A, 5.5 kW / 400 V 110 V DC 0.7-1.25* US, with varistor integrated, 3-pole Size S00, Spring-type terminal | - | 0 | 0
3RT2017-2LF42-1LA0 |  | 3RT2017-2LF42-1LA0 | 1 | UN | 1 | 5 | B | D | N | N | 85364900 | 1 | 4011209935761 | 0.322 | KG | 79.14 | 79.14 | CP24 | CP24 | Traction contactor, AC-3 12 A, 5.5 kW / 400 V 110 V DC 0.7-1.25* US, with varistor integrated, 3-pole Size S00, Spring-type terminal upright mounting position | - | 0 | 0
3RT2017-2LJ82-0LA0 |  | 3RT2017-2LJ82-0LA0 | 1 | UN | 1 | 5 | B | D | N | N | 85364900 | 1 | 4011209929326 | 0.332 | KG | 81.23 | 81.23 | CP24 | CP24 | Traction contactor, AC-3 12 A, 5.5 kW / 400 V 72 V DC 0.7-1.25* US, with varistor integrated, 3-pole Size S00, Spring-type terminal | - | 0 | 0
3RT2017-2MB41-0KT0 |  | 3RT2017-2MB41-0KT0 | 1 | UN | 1 | 5 | B | D | N | N | 85364900 | 1 | 4011209847408 | 0.319 | KG | 48.64 | 47.31 | CP24 | CP24 | power contactor, AC-3 12 A, 5.5 kW / 400 V 1 NO, 24 V DC 0.85-1.85*US 3-pole, Size S00 Spring-type terminal | Lista Papel 2020 SI | 0 | 0
3RT2017-2MB42-0KT0 |  | 3RT2017-2MB42-0KT0 | 1 | UN | 1 | 5 | B | D | N | N | 85364900 | 1 | 4011209847439 | 0.317 | KG | 48.64 | 47.31 | CP24 | CP24 | power contactor, AC-3 12 A, 5.5 kW / 400 V 1 NC, 24 V DC 0.85-1.85*US 3-pole, Size S00 Spring-type terminal | Lista Papel 2020 SI | 0 | 0
3RT2017-2QB41 |  | 3RT2017-2QB41 | 1 | UN | 1 | 5 | B | D | N | N | 85364900 | 1 | 4011209846319 | 0.332 | KG | 54.72 | 54.72 | CP24 | CP24 | power contactor, AC-3 12 A, 5.5 kW / 400 V 1 NO, 24 V DC 0.7-1.25* US, with varistor plugged on, 3-pole Size S00, Spring-type terminal | - | 0 | 0
3RT2017-2QB42 |  | 3RT2017-2QB42 | 1 | UN | 1 | 5 | B | D | N | N | 85364900 | 1 | 4011209846340 | 0.332 | KG | 54.72 | 54.72 | CP24 | CP24 | power contactor, AC-3 12 A, 5.5 kW / 400 V 1 NC, 24 V DC 0.7-1.25* US, with varistor plugged on, 3-pole Size S00, Spring-type terminal | - | 0 | 0
3RT2017-2SB41 |  | 3RT2017-2SB41 | 1 | UN | 1 | 5 | B | D | N | N | 85364900 | 1 | 4011209846692 | 0.323 | KG | 54.72 | 53.2 | CP24 | CP24 | power contactor, AC-3 12 A, 5.5 kW / 400 V 1 NO, 24 V DC 0.85-1.85* US, with Suppressor diode integrated Size S00, Spring-type terminal | Lista Papel 2020 SI | 0 | 0
3RT2017-2SB42 |  | 3RT2017-2SB42 | 1 | UN | 1 | 5 | B | D | N | N | 85364900 | 1 | 4011209846722 | 0.321 | KG | 54.72 | 53.2 | CP24 | CP24 | power contactor, AC-3 12 A, 5.5 kW / 400 V 1 NC, 24 V DC 0.85-1.85* US, with Suppressor diode integrated Size S00, Spring-type terminal | Lista Papel 2020 SI | 0 | 0
3RT2017-2UB41 |  | 3RT2017-2UB41 | 1 | UN | 1 | 5 | B | D | N | N | 85364900 | 1 | 4047621053912 | 0.31 | KG | 55.48 | 55.48 | CP24 | CP24 | Power contactor, AC-3 12 A, 5.5 kW / 400 V 1 NO, 24 V DC with varistor integrated, 3-pole Size S00, spring-type terminal | - | 0 | 0
3RT2017-2UB42 |  | 3RT2017-2UB42 | 1 | UN | 1 | 5 | B | D | N | N | 85364900 | 1 | 4047621053929 | 0.321 | KG | 55.48 | 55.48 | CP24 | CP24 | Power contactor, AC-3 12 A, 5.5 kW / 400 V 1 NC, 24 V DC with varistor integrated, 3-pole Size S00, spring-type terminal | - | 0 | 0
3RT2017-2UW42 |  | 3RT2017-2UW42 | 1 | UN | 1 | 5 | B | D | N | N | 85364900 | 1 | 4047621053936 | 0.309 | KG | 55.48 | 55.48 | CP24 | CP24 | Power contactor, AC-3 12 A, 5.5 kW / 400 V 1 NC, 48 V DC with varistor integrated, 3-pole Size S00, spring-type terminal | - | 0 | 0
3RT2017-2VB41 |  | 3RT2017-2VB41 | 1 | UN | 1 | 5 | B | D | N | N | 85364900 | 1 | 4011209844018 | 0.32 | KG | 55.48 | 53.96 | CP24 | CP24 | power contactor, AC-3 12 A, 5.5 kW / 400 V 1 NO, 24 V DC 0.85-1.85* US, with diode integrated, 3-pole Size S00, Spring-type terminal | Lista Papel 2020 SI | 0 | 0
3RT2017-2VB42 |  | 3RT2017-2VB42 | 1 | UN | 1 | 5 | B | D | N | N | 85364900 | 1 | 4011209844117 | 0.32 | KG | 55.48 | 53.96 | CP24 | CP24 | power contactor, AC-3 12 A, 5.5 kW / 400 V 1 NC, 24 V DC 0.85-1.85* US, with diode integrated, 3-pole Size S00, Spring-type terminal | Lista Papel 2020 SI | 0 | 0
3RT2017-2WB41 |  | 3RT2017-2WB41 | 1 | UN | 1 | 5 | B | D | N | N | 85364900 | 1 | 4011209846845 | 0.329 | KG | 54.72 | 54.72 | CP24 | CP24 | power contactor, AC-3 12 A, 5.5 kW / 400 V 1 NO, 24 V DC 0.85-1.85* US, with varistor plugged on, 3-pole Size S00, Spring-type terminal | - | 0 | 0
3RT2017-2WB42 |  | 3RT2017-2WB42 | 1 | UN | 1 | 5 | B | D | N | N | 85364900 | 1 | 4011209846876 | 0.333 | KG | 54.72 | 54.72 | CP24 | CP24 | power contactor, AC-3 12 A, 5.5 kW / 400 V 1 NC, 24 V DC 0.85-1.85* US, with varistor plugged on, 3-pole Size S00, Spring-type terminal | - | 0 | 0
3RT2017-2XB41-0LA2 |  | 3RT2017-2XB41-0LA2 | 1 | UN | 1 | 5 | B | D | N | N | 85364900 | 1 | 4047621016191 | 0.31 | KG | 78.47 | 78.47 | CP24 | CP24 | Traction contactor, AC-3 12 A, 5.5 kW / 400 V 1 NO, 24-34 V DC, 0.7-1.25*US with integrated varistor Size S00, Spring-type terminal suitable for PLC outputs | - | 0 | 0
3RT2017-2XB42-0LA2 |  | 3RT2017-2XB42-0LA2 | 1 | UN | 1 | 5 | B | D | N | N | 85364900 | 1 | 4047621011417 | 0.31 | KG | 78.47 | 78.47 | CP24 | CP24 | Traction contactor, AC-3 12 A, 5.5 kW / 400 V 1 NC, 24-34 V DC, 0.7-1.25*US with integrated varistor Size S00, Spring-type terminal suitable for PLC outputs | - | 0 | 0
3RT2017-2XF41-0LA2 |  | 3RT2017-2XF41-0LA2 | 1 | UN | 1 | 5 | B | D | N | N | 85364900 | 1 | 4047621016207 | 0.313 | KG | 78.47 | 78.47 | CP24 | CP24 | Traction contactor, AC-3 12 A, 5.5 kW / 400 V 1 NO, 72 - 125 V DC, 0.7-1.25*US with integrated varistor Size S00, Spring-type terminal suitable for PLC outputs | - | 0 | 0
3RT2017-2XF42-0LA2 |  | 3RT2017-2XF42-0LA2 | 1 | UN | 1 | 5 | B | D | N | N | 85364900 | 1 | 4047621011424 | 0.31 | KG | 78.47 | 78.47 | CP24 | CP24 | Traction contactor, AC-3 12 A, 5.5 kW / 400 V 1 NC, 72 - 125 V DC, 0.7-1.25*US with integrated varistor Size S00, Spring-type terminal suitable for PLC outputs | - | 0 | 0
3RT2017-2XJ41-0LA2 |  | 3RT2017-2XJ41-0LA2 | 1 | UN | 1 | 0 | A | D | EAR99 | N | 85364900 | 1 | 4047621019604 | 0.332 | KG | 112.1 | 112.1 | CP24 | CP24 | Traction contactor, AC-3 12 A, 5.5 kW / 400 V 1 NO, 72 V DC, 0.7-1.25*US with integrated varistor Size S00, Spring-type terminal suitable for PLC outputs | - | 0 | 7
3RT2017-2XJ42-0LA2 |  | 3RT2017-2XJ42-0LA2 | 1 | UN | 1 | 0 | A | D | EAR99 | N | 85364900 | 1 | 4047621019444 | 0.332 | KG | 112.1 | 112.1 | CP24 | CP24 | Traction contactor, AC-3 12 A, 5.5 kW / 400 V 1 NC, 72 V DC, 0.7-1.25*US with integrated varistor Size S00, Spring-type terminal suitable for PLC outputs | - | 0 | 7
3RT2017-4AB02 |  | 3RT2017-4AB02 | 1 | UN | 1 | 5 | B | D | N | N | 85364900 | 1 | 4011209827776 | 0.225 | KG | 42.28 | 42.28 | CP24 | CP24 | power contactor, AC-3 12 A, 5.5 kW / 400 V 1 NC, 24 V AC, 50 / 60 Hz 3-pole, Size S00 ring cable lug connection | - | 0 | 0
3RT2017-4AG61 |  | 3RT2017-4AG61 | 1 | UN | 1 | 5 | B | D | N | N | 85364900 | 1 | 4011209843417 | 0.23 | KG | 45.7 | 45.7 | CP24 | CP24 | power contactor, AC-3 12 A, 5.5 kW / 400 V 1 NO, 100 V AC, 50 Hz 100-110 V, 60 Hz, 3-pole Size S00 ring cable lug connection | - | 0 | 0
3RT2017-4AG62 |  | 3RT2017-4AG62 | 1 | UN | 1 | 5 | B | D | N | N | 85364900 | 1 | 4011209844964 | 0.21 | KG | 45.7 | 45.7 | CP24 | CP24 | power contactor, AC-3 12 A, 5.5 kW / 400 V 1 NC, 100 V AC, 50 Hz 100-110 V, 60 Hz, 3-pole Size S00 ring cable lug connection | - | 0 | 0
3RT2017-4AK61 |  | 3RT2017-4AK61 | 1 | UN | 1 | 5 | B | D | N | N | 85364900 | 1 | 4011209843356 | 0.228 | KG | 42.28 | 42.28 | CP24 | CP24 | power contactor, AC-3 12 A, 5.5 kW / 400 V 1 NO, 110 V AC, 50 Hz, 120 V 60 Hz, 3-pole, Size S00 ring cable lug connection | - | 0 | 0
3RT2017-4AK62 |  | 3RT2017-4AK62 | 1 | UN | 1 | 5 | B | D | N | N | 85364900 | 1 | 4011209844438 | 0.227 | KG | 42.28 | 42.28 | CP24 | CP24 | power contactor, AC-3 12 A, 5.5 kW / 400 V 1 NC, 110 V AC, 50 Hz, 120 V 60 Hz, 3-pole, Size S00 ring cable lug connection | - | 0 | 0
3RT2017-4AN61 |  | 3RT2017-4AN61 | 1 | UN | 1 | 5 | B | D | N | N | 85364900 | 1 | 4011209843387 | 0.23 | KG | 45.7 | 45.7 | CP24 | CP24 | power contactor, AC-3 12 A, 5.5 kW / 400 V 1 NO, 200 V AC, 50 Hz, 200-220 V, 60 Hz, 3-pole Size S00 ring cable lug connection | - | 0 | 0
3RT2017-4AN62 |  | 3RT2017-4AN62 | 1 | UN | 1 | 5 | B | D | N | N | 85364900 | 1 | 4011209844926 | 0.23 | KG | 45.7 | 45.7 | CP24 | CP24 | power contactor, AC-3 12 A, 5.5 kW / 400 V 1 NC, 200 V AC, 50 Hz 200-220 V, 60 Hz, 3-pole Size S00 ring cable lug connection | - | 0 | 0
3RT2017-4AP01 |  | 3RT2017-4AP01 | 1 | UN | 1 | 5 | B | D | N | N | 85364900 | 1 | 4011209785953 | 0.228 | KG | 42.28 | 42.28 | CP24 | CP24 | power contactor, AC-3 12 A, 5.5 kW / 400 V 1 NO, 230 V AC, 50 / 60 Hz 3-pole, Size S00 ring cable lug connection | - | 0 | 0
3RT2017-4AR61 |  | 3RT2017-4AR61 | 1 | UN | 1 | 5 | B | D | N | N | 85364900 | 1 | 4011209843462 | 0.21 | KG | 45.7 | 45.7 | CP24 | CP24 | power contactor, AC-3 12 A, 5.5 kW / 400 V 1 NO, 400 V AC, 50 Hz 400-440 V, 60 Hz, 3-pole Size S00 ring cable lug connection | - | 0 | 0
3RT2017-4AR62 |  | 3RT2017-4AR62 | 1 | UN | 1 | 5 | B | D | N | N | 85364900 | 1 | 4011209845008 | 0.21 | KG | 45.7 | 45.7 | CP24 | CP24 | power contactor, AC-3 12 A, 5.5 kW / 400 V 1 NC, 400 V AC, 50 Hz 400-440 V, 60 Hz, 3-pole Size S00 ring cable lug connection | - | 0 | 0
3RT2017-4BB41 |  | 3RT2017-4BB41 | 1 | UN | 1 | 5 | B | D | N | N | 85364900 | 1 | 4011209785977 | 0.285 | KG | 48.64 | 48.64 | CP24 | CP24 | power contactor, AC-3 12 A, 5.5 kW / 400 V 1 NO, 24 V DC 3-pole, Size S00 ring cable lug connection | - | 0 | 0
3RT2017-4BB42 |  | 3RT2017-4BB42 | 1 | UN | 1 | 5 | B | D | N | N | 85364900 | 1 | 4011209847460 | 0.284 | KG | 48.64 | 48.64 | CP24 | CP24 | power contactor, AC-3 12 A, 5.5 kW / 400 V 1 NC, 24 V DC 3-pole, Size S00 ring cable lug connection | - | 0 | 0
3RT2017-4KB41 |  | 3RT2017-4KB41 | 1 | UN | 1 | 5 | B | D | N | N | 85364900 | 1 | 4011209902701 | 0.29 | KG | 54.72 | 54.72 | CP24 | CP24 | power contactor, AC-3 12 A, 5.5 kW / 400 V 1 NO, 24 V DC 0.7-1.25* US, with Suppressor diode integrated 3-pole, Size S00 ring cable lug connection suitable for PLC outputs | - | 0 | 0
3RT2017-4KB42 |  | 3RT2017-4KB42 | 1 | UN | 1 | 5 | B | D | N | N | 85364900 | 1 | 4011209902671 | 0.29 | KG | 54.72 | 54.72 | CP24 | CP24 | power contactor, AC-3 12 A, 5.5 kW / 400 V 1 NC, 24 V DC 0.7-1.25* US, with Suppressor diode integrated 3-pole, Size S00 ring cable lug connection suitable for PLC outputs | - | 0 | 0
3RT2017-4KB42-0LA0 |  | 3RT2017-4KB42-0LA0 | 1 | UN | 1 | 5 | B | D | N | N | 85364900 | 1 | 4011209910034 | 0.305 | KG | 76.1 | 76.1 | CP24 | CP24 | Traction contactor, AC-3 12 A, 5.5 kW / 400 V 24 V DC 0.7-1.25* US, with Suppressor diode integrated 3-pole, Size S00 ring cable lug connection suitable for PLC outputs | - | 0 | 0
3RT2017-4LB41 |  | 3RT2017-4LB41 | 1 | UN | 1 | 5 | B | D | N | N | 85364900 | 1 | 4011209912137 | 0.289 | KG | 54.91 | 54.91 | CP24 | CP24 | power contactor, AC-3 12 A, 5.5 kW / 400 V 1 NO, 24 V DC 0.7-1.25* US, with Integrated varistor, 3-pole Size S00 ring cable lug connection | - | 0 | 0
3RT2017-4LB42 |  | 3RT2017-4LB42 | 1 | UN | 1 | 5 | B | D | N | N | 85364190 | 1 | 4011209912267 | 0.289 | KG | 54.91 | 54.91 | CP24 | CP24 | power contactor, AC-3 12 A, 5.5 kW / 400 V 1 NC, 24 V DC 0.7-1.25* US, with Integrated varistor, 3-pole Size S00 ring cable lug connection | - | 0 | 0
3RT2018-1AB01 |  | 3RT2018-1AB01 | 1 | UN | 1 | 1 | A | D | N | N | 85364900 | 1 | 4011209784062 | 0.23 | KG | 53.68 | 52.16 | CP24 | CP24 | Power contactor, AC-3 16 A, 7.5 kW / 400 V 1 NO, 24 V AC, 50/60 Hz 3-pole, Size S00 screw terminals | Lista Papel 2020 SI | 0 | 0
3RT2018-1AB01-0UA0 |  | 3RT2018-1AB01-0UA0 | 1 | UN | 1 | 5 | B | D | N | N | 85364900 | 1 | 4011209953208 | 0.235 | KG | 58.14 | 58.14 | CP24 | CP24 | Contactor, 5HP 460 / 575 V, 1 NO, 24 V AC, 50 / 60 Hz, 3-pole, Size S00 screw terminal | - | 0 | 0
3RT2018-1AB01-Z | W97 | 3RT2018-1AB01-ZW97 | 1 | UN | 1 | 5 | B | D | N | N | 85364900 | 40 | 4011209910065 | 0.25 | KG | 53.68 | 53.68 | CP24 | CP24 | Power contactor, AC-3 16 A, 7.5 kW / 400 V 1 NO, 24 V AC, 50/60 Hz 3-pole, Size S00 screw terminals Multi-unit packaging = 40 units | - | 0 | 0
3RT2018-1AB02 |  | 3RT2018-1AB02 | 1 | UN | 1 | 1 | A | D | N | N | 85364900 | 1 | 4011209785038 | 0.23 | KG | 53.68 | 52.16 | CP24 | CP24 | Power contactor, AC-3 16 A, 7.5 kW / 400 V 1 NC, 24 V AC, 50/60 Hz 3-pole, Size S00 screw terminals | Lista Papel 2020 SI | 0 | 0
3RT2018-1AD01 |  | 3RT2018-1AD01 | 1 | UN | 1 | 5 | B | D | N | N | 85364900 | 1 | 4011209842151 | 0.233 | KG | 57.1 | 57.1 | CP24 | CP24 | Power contactor, AC-3 16 A, 7.5 kW / 400 V 1 NO, 42 V AC, 50/60 Hz 3-pole, Size S00 screw terminals | - | 0 | 0
3RT2018-1AD02 |  | 3RT2018-1AD02 | 1 | UN | 1 | 5 | B | D | N | N | 85364900 | 1 | 4011209842199 | 0.233 | KG | 57.1 | 57.1 | CP24 | CP24 | Power contactor, AC-3 16 A, 7.5 kW / 400 V 1 NC, 42 V AC, 50/60 Hz 3-pole, Size S00 screw terminals | - | 0 | 0
3RT2018-1AF01 |  | 3RT2018-1AF01 | 1 | UN | 1 | 1 | A | D | N | N | 85364900 | 1 | 4011209827783 | 0.233 | KG | 53.68 | 52.16 | CP24 | CP24 | Contactor, AC-3, 7.5 KW / 400 V, 1 NO, 110 V AC, 50 / 60 Hz, 3-pole, Size S00 screw terminal | Lista Papel 2020 SI | 0 | 0
3RT2018-1AF02 |  | 3RT2018-1AF02 | 1 | UN | 1 | 1 | A | D | N | N | 85364900 | 1 | 4011209827790 | 0.232 | KG | 53.68 | 52.16 | CP24 | CP24 | Contactor, AC-3, 7.5 KW / 400 V, 1 NC, 110 V AC, 50 / 60 Hz, 3-pole, Size S00 screw terminal | Lista Papel 2020 SI | 0 | 0
3RT2018-1AG61 |  | 3RT2018-1AG61 | 1 | UN | 1 | 5 | B | D | N | N | 85364900 | 1 | 4011209842236 | 0.235 | KG | 57.1 | 57.1 | CP24 | CP24 | Contactor, AC-3, 7.5 KW / 400 V, 1 NO, 100 V AC, 50 Hz, 100 ... 110 V, 60 Hz, 3-pole, Size S00, screw terminal | - | 0 | 0
3RT2018-1AG62 |  | 3RT2018-1AG62 | 1 | UN | 1 | 5 | B | D | N | N | 85364900 | 1 | 4011209842274 | 0.234 | KG | 57.1 | 57.1 | CP24 | CP24 | Contactor, AC-3, 7.5 KW / 400 V, 1 NC, 100 V AC, 50 Hz, 100 ... 110 V, 60 Hz, 3-pole, Size S00, screw terminal | - | 0 | 0
3RT2018-1AH01 |  | 3RT2018-1AH01 | 1 | UN | 1 | 5 | B | D | N | N | 85364900 | 1 | 4011209828186 | 0.24 | KG | 53.68 | 53.68 | CP24 | CP24 | Power contactor, AC-3 16 A, 7.5 kW / 400 V 1 NO, 48 V AC, 50/60 Hz 3-pole, Size S00 screw terminals | - | 0 | 0
3RT2018-1AH02 |  | 3RT2018-1AH02 | 1 | UN | 1 | 5 | B | D | N | N | 85364900 | 1 | 4011209827806 | 0.233 | KG | 53.68 | 53.68 | CP24 | CP24 | Power contactor, AC-3 16 A, 7.5 kW / 400 V 1 NC, 48 V AC, 50/60 Hz 3-pole, Size S00 screw terminals | - | 0 | 0
3RT2018-1AK61 |  | 3RT2018-1AK61 | 1 | UN | 1 | 2 | A | D | N | N | 85364900 | 1 | 4011209828223 | 0.235 | KG | 53.68 | 53.68 | CP24 | CP24 | Contactor, AC-3, 7.5 KW / 400 V, 1 NO, 110 V AC, 50 Hz, 120 V, 60 Hz, 3-pole, Size S00 screw terminal | - | 0 | 0
3RT2018-1AK61-0UA0 |  | 3RT2018-1AK61-0UA0 | 1 | UN | 1 | 5 | B | D | N | N | 85364900 | 1 | 4011209899186 | 0.233 | KG | 58.14 | 58.14 | CP24 | CP24 | Contactor, 5 HP, 460 / 575 V, 1 NO, 110 V AC, 50 Hz, 120 V, 60 Hz 3-pole, Size S00 screw terminal NEMA version | - | 0 | 0
3RT2018-1AK61-Z | W96 | 3RT2018-1AK61-ZW96 | 1 | UN | 1 | 5 | B | D | N | N | 85364900 | 72 | 4047621018133 | 0.235 | KG | 53.68 | 53.68 | CP24 | CP24 | Contactor, AC-3, 7.5 kW/400 V, 1 NO 110 V AC/50 Hz, 120 V/60 Hz 3-pole, Size S00 screw terminal Multi-unit packaging Pack = 72 units | - | 0 | 0
3RT2018-1AK61-Z | W97 | 3RT2018-1AK61-ZW97 | 1 | UN | 1 | 5 | B | D | N | N | 85364900 | 40 | 4047621018140 | 0.235 | KG | 53.68 | 53.68 | CP24 | CP24 | Contactor, AC-3, 7.5 kW/400 V, 1 NO 110 V AC/50 Hz, 120 V/60 Hz 3-pole, Size S00 screw terminal Multi-unit packaging Pack = 40 units | - | 0 | 0
3RT2018-1AK62 |  | 3RT2018-1AK62 | 1 | UN | 1 | 5 | B | D | N | N | 85364900 | 1 | 4011209827813 | 0.234 | KG | 53.68 | 53.68 | CP24 | CP24 | Contactor, AC-3, 7.5 KW / 400 V, 1 NC, 110 V AC, 50 Hz, 120 V, 60 Hz, 3-pole, Size S00 screw terminal | - | 0 | 0
3RT2018-1AK64-3MA0 |  | 3RT2018-1AK64-3MA0 | 1 | UN | 1 | 5 | B | D | N | N | 85364900 | 1 | 4011209910102 | 0.29 | KG | 74.1 | 74.1 | CP24 | CP24 | Contactor, AC-3, 7.5 KW / 400 V, 2 NO + 2 NC, 110 V AC, 50 Hz / 120 V, 60 Hz, 3-pole, Size S00, screw terminal Captive auxiliary switch for SUVA applications | - | 0 | 0
3RT2018-1AM21-0UA0 |  | 3RT2018-1AM21-0UA0 | 1 | UN | 1 | 5 | B | D | N | N | 85364900 | 1 | 4047621013305 | 0.235 | KG | 61.56 | 61.56 | CP24 | CP24 | Contactor, 5 HP, 460 / 575 V, 1 NO, 208 V AC, 50 / 60 Hz, 3-pole, Size S00 screw terminal | - | 0 | 0
3RT2018-1AN21 |  | 3RT2018-1AN21 | 1 | UN | 1 | 5 | B | D | N | N | 85364900 | 1 | 4011209866898 | 0.233 | KG | 53.68 | 53.68 | CP24 | CP24 | Power contactor, AC-3 16 A, 7.5 kW / 400 V 1 NO, 220 V AC, 50/60 Hz 3-pole, Size S00 screw terminals | - | 0 | 0
3RT2018-1AN22 |  | 3RT2018-1AN22 | 1 | UN | 1 | 5 | B | D | N | N | 85364900 | 1 | 4011209866935 | 0.234 | KG | 53.68 | 53.68 | CP24 | CP24 | Power contactor, AC-3 16 A, 7.5 kW / 400 V 1 NC, 220 V AC, 50/60 Hz 3-pole, Size S00 screw terminals | - | 0 | 0
3RT2018-1AN24-3MA0 |  | 3RT2018-1AN24-3MA0 | 1 | UN | 1 | 5 | B | D | N | N | 85364900 | 1 | 4011209920651 | 0.29 | KG | 74.1 | 74.1 | CP24 | CP24 | Power contactor, AC-3 16 A, 7.5 kW / 400 V 2 NO + 2 NC, 220 V AC 50/60 Hz, 3-pole Size S00, screw terminals Perm. mount. auxiliary switch block for SUVA applications | - | 0 | 0
3RT2018-1AN61 |  | 3RT2018-1AN61 | 1 | UN | 1 | 5 | B | D | N | N | 85364900 | 1 | 4011209842076 | 0.236 | KG | 57.1 | 57.1 | CP24 | CP24 | Power contactor, AC-3 16 A, 7.5 kW / 400 V 1 NO, 200 V AC, 50 Hz 200-220 V, 60Hz, 3-pole, Size S00, screw terminals | - | 0 | 0
3RT2018-1AN62 |  | 3RT2018-1AN62 | 1 | UN | 1 | 5 | B | D | N | N | 85364900 | 1 | 4011209842113 | 0.236 | KG | 57.1 | 57.1 | CP24 | CP24 | Power contactor, AC-3 16 A, 7.5 kW / 400 V 1 NC, 200 V AC, 50 Hz 3-pole, Size S00 Size S00, screw terminals | - | 0 | 0
3RT2018-1AP01 |  | 3RT2018-1AP01 | 1 | UN | 1 | 1 | A | D | N | N | 85364900 | 1 | 4011209784079 | 0.232 | KG | 53.68 | 52.16 | CP24 | CP24 | Power contactor, AC-3 16 A, 7.5 kW / 400 V 1 NO, 230 V AC, 50/60 Hz 3-pole, Size S00 screw terminals | Lista Papel 2020 SI | 0 | 0
3RT2018-1AP01-2AA0 |  | 3RT2018-1AP01-2AA0 | 1 | UN | 1 | 5 | B | D | N | N | 85364900 | 1 | 4047621045382 | 0.237 | KG | 56.91 | 56.91 | CP24 | CP24 | Power contactor, AC-3 16 A, 7.5 kW / 400 V 1 NO, 230 V AC, 50/60 Hz 3-pole, Size S00 screw terminals suspended mounting position | - | 0 | 0
3RT2018-1AP01-Z | W97 | 3RT2018-1AP01-ZW97 | 1 | UN | 1 | 5 | B | D | N | N | 85364900 | 40 | 4011209916647 | 0.25 | KG | 53.68 | 53.68 | CP24 | CP24 | Power contactor, AC-3 16 A, 7.5 kW / 400 V 1 NO, 230 V AC, 50/60 Hz 3-pole, Size S00 screw terminals Multi-unit packaging = 40 units | - | 0 | 0
3RT2018-1AP01-Z | X95 | 3RT2018-1AP01-ZX95 | 1 | UN | 1 | 5 | B | D | N | N | 85364900 | 144 | 4011209842380 | 0.221 | KG | 53.68 | 53.68 | CP24 | CP24 | Power contactor, AC-3 16 A, 7.5 kW / 400 V 1 NO, 230 V AC, 50/60 Hz 3-pole, Size S00 screw terminals reusable packaging = 144 units | - | 0 | 0
3RT2018-1AP02 |  | 3RT2018-1AP02 | 1 | UN | 1 | 1 | A | D | N | N | 85364900 | 1 | 4011209785045 | 0.235 | KG | 53.68 | 52.16 | CP24 | CP24 | Power contactor, AC-3 16 A, 7.5 kW / 400 V 1 NC, 230 V AC, 50/60 Hz 3-pole, Size S00 screw terminals | Lista Papel 2020 SI | 0 | 0
3RT2018-1AP02-2AA0 |  | 3RT2018-1AP02-2AA0 | 1 | UN | 1 | 5 | B | D | N | N | 85364900 | 1 | 4047621028156 | 0.23 | KG | 56.91 | 56.91 | CP24 | CP24 | Power contactor, AC-3 16 A, 7.5 kW / 400 V 1 NC, 230 V AC, 50/60 Hz 3-pole, Size S00 screw terminals suspended mounting position | - | 0 | 0
3RT2018-1AP02-Z | X95 | 3RT2018-1AP02-ZX95 | 1 | UN | 1 | 5 | B | D | N | N | 85364900 | 144 | 4011209842397 | 0.222 | KG | 53.68 | 53.68 | CP24 | CP24 | Power contactor, AC-3 16 A, 7.5 kW / 400 V 1 NC, 230 V AC, 50/60 Hz 3-pole, Size S00 screw terminals reusable packaging = 144 units | - | 0 | 0
3RT2018-1AP04-3MA0 |  | 3RT2018-1AP04-3MA0 | 1 | UN | 1 | 1 | A | D | N | N | 85364900 | 1 | 4011209842861 | 0.283 | KG | 74.1 | 72.01 | CP24 | CP24 | Power contactor, AC-3 16 A, 7.5 kW / 400 V 2 NO + 2 NC, 230 V AC 50/60 Hz, 3-pole Size S00, screw terminals Perm. mount. auxiliary switch block for SUVA applications | Lista Papel 2020 SI | 0 | 0
3RT2018-1AP61 |  | 3RT2018-1AP61 | 1 | UN | 1 | 5 | B | D | N | N | 85364900 | 1 | 4011209890176 | 0.237 | KG | 53.68 | 53.68 | CP24 | CP24 | Power contactor, AC-3 16 A, 7.5 kW / 400 V 1 NO, 220 V AC, 50 Hz, 240 V 60Hz, 3-pole, Size S00 screw terminals | - | 0 | 0
3RT2018-1AP61-0UA0 |  | 3RT2018-1AP61-0UA0 | 1 | UN | 1 | 5 | B | D | N | N | 85364900 | 1 | 4047621017631 | 0.234 | KG | 58.14 | 58.14 | CP24 | CP24 | Contactor, 5 HP, 460 / 575 V, 1 NO, 220 V AC, 50 Hz, 240 V, 60 Hz, 3-pole, Size S00 screw terminal NEMA VERSION | - | 0 | 0
3RT2018-1AP62 |  | 3RT2018-1AP62 | 1 | UN | 1 | 5 | B | D | N | N | 85364900 | 1 | 4011209896482 | 0.237 | KG | 53.68 | 53.68 | CP24 | CP24 | Power contactor, AC-3 16 A, 7.5 kW / 400 V 1 NC, 220 V AC, 50 Hz, 240 V 60Hz, 3-pole, Size S00 screw terminals | - | 0 | 0
3RT2018-1AQ01 |  | 3RT2018-1AQ01 | 1 | UN | 1 | 5 | B | D | N | N | 85364900 | 1 | 4011209867055 | 0.233 | KG | 57.1 | 57.1 | CP24 | CP24 | Power contactor, AC-3 16 A, 7.5 kW / 400 V 1 NO, 380 V AC, 50/60 Hz 3-pole, Size S00 screw terminals | - | 0 | 0
3RT2018-1AQ02 |  | 3RT2018-1AQ02 | 1 | UN | 1 | 5 | B | D | N | N | 85364900 | 1 | 4011209867093 | 0.233 | KG | 57.1 | 57.1 | CP24 | CP24 | Power contactor, AC-3 16 A, 7.5 kW / 400 V 1 NC, 380 V AC, 50/60 Hz 3-pole, Size S00 screw terminals | - | 0 | 0
3RT2018-1AR61 |  | 3RT2018-1AR61 | 1 | UN | 1 | 5 | B | D | N | N | 85364900 | 1 | 4011209842311 | 0.233 | KG | 57.1 | 57.1 | CP24 | CP24 | Power contactor, AC-3 16 A, 7.5 kW / 400 V 1 NO, 400 V AC, 50 Hz 400-440 V, 60Hz, 3-pole Size S00, screw terminals | - | 0 | 0
3RT2018-1AR62 |  | 3RT2018-1AR62 | 1 | UN | 1 | 5 | B | D | N | N | 85364900 | 1 | 4011209842328 | 0.234 | KG | 57.1 | 57.1 | CP24 | CP24 | Power contactor, AC-3 16 A, 7.5 kW / 400 V 1 NC, 400 V AC, 50 Hz 400-440 V, 60Hz, 3-pole Size S00, screw terminals | - | 0 | 0
3RT2018-1AS01 |  | 3RT2018-1AS01 | 1 | UN | 1 | 5 | B | D | N | N | 85364900 | 1 | 4047621042503 | 0.227 | KG | 57.1 | 57.1 | CP24 | CP24 | Power contactor, AC-3 16 A, 7.5 kW / 400 V 1 NO, 500 V AC, 50/60 Hz 3-pole, Size S00 screw terminals | - | 0 | 0
3RT2018-1AT62 |  | 3RT2018-1AT62 | 1 | UN | 1 | 0 | A | D | EAR99 | N | 85364900 | 1 |  | 0.235 | KG | 57.1 | 57.1 | CP24 | CP24 | power contactor, AC-3 16 A, 7.5 kW / 400 V 1 NC, 600 V AC, 60 Hz 3-pole, Size S00 screw terminal |  | 0 | 7
3RT2018-1AU01 |  | 3RT2018-1AU01 | 1 | UN | 1 | 5 | B | D | N | N | 85364900 | 1 | 4011209915435 | 0.235 | KG | 53.68 | 53.68 | CP24 | CP24 | Power contactor, AC-3 16 A, 7.5 kW / 400 V 1 NO, 240 V AC, 50/60 Hz 3-pole, Size S00 screw terminals | - | 0 | 0
3RT2018-1AU61 |  | 3RT2018-1AU61 | 1 | UN | 1 | 5 | B | D | N | N | 85364900 | 1 | 4047621013244 | 0.237 | KG | 57.1 | 57.1 | CP24 | CP24 | Power contactor, AC-3 16 A, 7.5 kW / 400 V 1 NO, 277 V AC, 60 Hz 3-pole, Size S00 screw terminals | - | 0 | 0
3RT2018-1AU62 |  | 3RT2018-1AU62 | 1 | UN | 1 | 5 | B | D | N | N | 85364900 | 1 | 4047621030425 | 0.24 | KG | 57.1 | 57.1 | CP24 | CP24 | Power contactor, AC-3 16 A, 7.5 kW / 400 V 1 NC, 277 V AC, 60 Hz 3-pole, Size S00 screw terminals | - | 0 | 0
3RT2018-1AV01 |  | 3RT2018-1AV01 | 1 | UN | 1 | 5 | B | D | N | N | 85364900 | 1 | 4011209896710 | 0.23 | KG | 57.1 | 55.48 | CP24 | CP24 | Power contactor, AC-3 16 A, 7.5 kW / 400 V 1 NO, 400 V AC, 50/60 Hz 3-pole, Size S00 screw terminals | Lista Papel 2020 SI | 0 | 0
3RT2018-1AV02 |  | 3RT2018-1AV02 | 1 | UN | 1 | 5 | B | D | N | N | 85364900 | 1 | 4011209896727 | 0.228 | KG | 57.1 | 55.48 | CP24 | CP24 | Power contactor, AC-3 16 A, 7.5 kW / 400 V 1 NC, 400 V AC, 50/60 Hz 3-pole, Size S00 screw terminals | Lista Papel 2020 SI | 0 | 0
3RT2018-1AV61 |  | 3RT2018-1AV61 | 1 | UN | 1 | 5 | B | D | N | N | 85364900 | 1 | 4047621002910 | 0.236 | KG | 57.1 | 57.1 | CP24 | CP24 | Power contactor, AC-3 16 A, 7.5 kW / 400 V 1 NO, 480 V AC, 60 Hz 3-pole, Size S00 screw terminals | - | 0 | 0
3RT2018-1AV61-0UA0 |  | 3RT2018-1AV61-0UA0 | 1 | UN | 1 | 5 | B | D | N | N | 85364900 | 1 | 4047621051772 | 0.235 | KG | 61.56 | 61.56 | CP24 | CP24 | Contactor, 5 hp/460/575 V, 1 NO 480 V AC 60 Hz 3-pole, Size S00 screw terminal | - | 0 | 0
3RT2018-1AV62 |  | 3RT2018-1AV62 | 1 | UN | 1 | 5 | B | D | N | N | 85364900 | 1 | 4011209953062 | 0.235 | KG | 57.1 | 57.1 | CP24 | CP24 | Power contactor, AC-3 16 A, 7.5 kW / 400 V 1 NC, 480 V AC, 60 Hz 3-pole, Size S00 screw terminals | - | 0 | 0
3RT2018-1BA42 |  | 3RT2018-1BA42 | 1 | UN | 1 | 5 | B | D | N | N | 85364900 | 1 | 4047621010465 | 0.293 | KG | 86.26 | 86.26 | CP24 | CP24 | Power contactor, AC-3 16 A, 7.5 kW / 400 V 1 NC, 12 V DC 3-pole, Size S00 screw terminals | - | 0 | 0
3RT2018-1BB41 |  | 3RT2018-1BB41 | 1 | UN | 1 | 1 | A | D | N | N | 85364900 | 1 | 4011209784093 | 0.29 | KG | 86.26 | 83.79 | CP24 | CP24 | Power contactor, AC-3 16 A, 7.5 kW / 400 V 1 NO, 24 V DC 3-pole, Size S00 screw terminals | Lista Papel 2020 SI | 0 | 0
3RT2018-1BB41-0CC0 |  | 3RT2018-1BB41-0CC0 | 1 | UN | 1 | 2 | A | D | N | N | 85364900 | 1 | 4011209827820 | 0.29 | KG | 91.49 | 88.92 | CP24 | CP24 | Power contactor, AC-3 16 A, 7.5 kW / 400 V 1 NO, 24 V DC communication-capable, 3-pole Size S00, screw terminals | Lista Papel 2020 SI | 0 | 0
3RT2018-1BB41-0UA0 |  | 3RT2018-1BB41-0UA0 | 1 | UN | 1 | 5 | B | D | N | N | 85364900 | 1 | 4011209953215 | 0.292 | KG | 90.63 | 90.63 | CP24 | CP24 | Contactor, 5 HP, 460 / 575 V, 1 NO, 24 V DC, 3-pole, Size S00 screw terminal | - | 0 | 0
3RT2018-1BB41-Z | W96 | 3RT2018-1BB41-ZW96 | 1 | UN | 1 | 5 | B | D | N | N | 85364900 | 72 | 4011209937857 | 0.25 | KG | 86.26 | 86.26 | CP24 | CP24 | Power contactor, AC-3 16 A, 7.5 kW / 400 V 1 NO, 24 V DC 3-pole, Size S00 screw terminals multi-unit package = 72 units | - | 0 | 0
3RT2018-1BB41-Z | W97 | 3RT2018-1BB41-ZW97 | 1 | UN | 1 | 5 | B | D | N | N | 85364900 | 40 | 4011209937840 | 0.25 | KG | 86.26 | 86.26 | CP24 | CP24 | Power contactor, AC-3 16 A, 7.5 kW / 400 V 1 NO, 24 V DC 3-pole, Size S00 screw terminals Multi-unit packaging = 40 units | - | 0 | 0
3RT2018-1BB41-Z | X95 | 3RT2018-1BB41-ZX95 | 1 | UN | 1 | 5 | B | D | N | N | 85364900 | 72 | 4011209843677 | 0.28 | KG | 86.26 | 86.26 | CP24 | CP24 | Power contactor, AC-3 16 A, 7.5 kW / 400 V 1 NO, 24 V DC 3-pole, Size S00 screw terminals Reusable packaging Pack = 72 units | - | 0 | 0
3RT2018-1BB42 |  | 3RT2018-1BB42 | 1 | UN | 1 | 1 | A | D | N | N | 85364900 | 1 | 4011209785052 | 0.291 | KG | 86.26 | 83.79 | CP24 | CP24 | Power contactor, AC-3 16 A, 7.5 kW / 400 V 1 NC, 24 V DC 3-pole, Size S00 screw terminals | Lista Papel 2020 SI | 0 | 0
3RT2018-1BB42-0CC0 |  | 3RT2018-1BB42-0CC0 | 1 | UN | 1 | 2 | A | D | N | N | 85364900 | 1 | 4011209827837 | 0.293 | KG | 91.49 | 88.92 | CP24 | CP24 | Power contactor, AC-3 16 A, 7.5 kW / 400 V 1 NC, 24 V DC communication-capable, 3-pole Size S00, screw terminals | Lista Papel 2020 SI | 0 | 0
3RT2018-1BB42-Z | X95 | 3RT2018-1BB42-ZX95 | 1 | UN | 1 | 5 | B | D | N | N | 85364900 | 72 | 4011209843684 | 0.28 | KG | 86.26 | 86.26 | CP24 | CP24 | Power contactor, AC-3 16 A, 7.5 kW / 400 V 1 NC, 24 V DC 3-pole, Size S00 screw terminals Reusable packaging Pack = 72 units | - | 0 | 0
3RT2018-1BB44-3MA0 |  | 3RT2018-1BB44-3MA0 | 1 | UN | 1 | 2 | A | D | N | N | 85364900 | 1 | 4011209847279 | 0.34 | KG | 107.35 | 104.5 | CP24 | CP24 | Power contactor, AC-3 16 A, 7.5 kW / 400 V 2 NO + 2 NC, 24 V DC 3-pole, Size S00 screw terminals Perm. mounted auxiliary switch for SUVA applications | Lista Papel 2020 SI | 0 | 0
3RT2018-1BE41 |  | 3RT2018-1BE41 | 1 | UN | 1 | 5 | B | D | N | N | 85364900 | 1 | 4011209846401 | 0.29 | KG | 91.39 | 91.39 | CP24 | CP24 | Power contactor, AC-3 16 A, 7.5 kW / 400 V 1 NO, 60 V DC 3-pole, Size S00 screw terminals | - | 0 | 0
3RT2018-1BE42 |  | 3RT2018-1BE42 | 1 | UN | 1 | 5 | B | D | N | N | 85364900 | 1 | 4011209846449 | 0.292 | KG | 91.39 | 91.39 | CP24 | CP24 | Power contactor, AC-3 16 A, 7.5 kW / 400 V 1 NC, 60 V DC 3-pole, Size S00 screw terminals | - | 0 | 0
3RT2018-1BE82 |  | 3RT2018-1BE82 | 1 | UN | 1 | 5 | B | D | N | N | 85364900 | 1 | 4047621049335 | 0.289 | KG | 91.49 | 91.49 | CP24 | CP24 | Power contactor, AC-3 16 A, 7.5 kW / 400 V 1 NC, 80 V DC 3-pole, Size S00 screw terminals | - | 0 | 0
3RT2018-1BF41 |  | 3RT2018-1BF41 | 1 | UN | 1 | 5 | B | D | N | N | 85364900 | 1 | 4011209784109 | 0.293 | KG | 86.26 | 86.26 | CP24 | CP24 | Power contactor, AC-3 16 A, 7.5 kW / 400 V 1 NO, 110 V DC 3-pole, Size S00 screw terminals | - | 0 | 0
3RT2018-1BF42 |  | 3RT2018-1BF42 | 1 | UN | 1 | 5 | B | D | N | N | 85364900 | 1 | 4011209843523 | 0.292 | KG | 86.26 | 83.79 | CP24 | CP24 | Power contactor, AC-3 16 A, 7.5 kW / 400 V 1 NC, 110 V DC 3-pole, Size S00 screw terminals | Lista Papel 2020 SI | 0 | 0
3RT2018-1BG41 |  | 3RT2018-1BG41 | 1 | UN | 1 | 5 | B | D | N | N | 85364900 | 1 | 4011209896840 | 0.29 | KG | 91.39 | 91.39 | CP24 | CP24 | Power contactor, AC-3 16 A, 7.5 kW / 400 V 1 NO, 125 V DC 3-pole, Size S00 screw terminals | - | 0 | 0
3RT2018-1BG42 |  | 3RT2018-1BG42 | 1 | UN | 1 | 5 | B | D | N | N | 85364900 | 1 | 4011209896857 | 0.291 | KG | 91.39 | 91.39 | CP24 | CP24 | Power contactor, AC-3 16 A, 7.5 kW / 400 V 1 NC, 125 V DC 3-pole, Size S00 screw terminals | - | 0 | 0
3RT2018-1BM41 |  | 3RT2018-1BM41 | 1 | UN | 1 | 5 | B | D | N | N | 85364900 | 1 | 4011209784116 | 0.287 | KG | 86.26 | 86.26 | CP24 | CP24 | Power contactor, AC-3 16 A, 7.5 kW / 400 V 1 NO, 220 V DC 3-pole, Size S00 screw terminals | - | 0 | 0
3RT2018-1BM42 |  | 3RT2018-1BM42 | 1 | UN | 1 | 5 | B | D | N | N | 85364900 | 1 | 4011209843516 | 0.291 | KG | 86.26 | 86.26 | CP24 | CP24 | Power contactor, AC-3 16 A, 7.5 kW / 400 V 1 NC, 220 V DC 3-pole, Size S00 screw terminals | - | 0 | 0
3RT2018-1BP42 |  | 3RT2018-1BP42 | 1 | UN | 1 | 5 | B | D | N | N | 85364900 | 1 | 4011209896895 | 0.29 | KG | 91.39 | 91.39 | CP24 | CP24 | Power contactor, AC-3 16 A, 7.5 kW / 400 V 1 NC, 230 V DC 3-pole, Size S00 screw terminals | - | 0 | 0
3RT2018-1BW41 |  | 3RT2018-1BW41 | 1 | UN | 1 | 5 | B | D | N | N | 85364900 | 1 | 4011209828346 | 0.286 | KG | 86.26 | 86.26 | CP24 | CP24 | Power contactor, AC-3 16 A, 7.5 kW / 400 V 1 NO, 48 V DC 3-pole, Size S00 screw terminals | - | 0 | 0
3RT2018-1BW42 |  | 3RT2018-1BW42 | 1 | UN | 1 | 5 | B | D | N | N | 85364900 | 1 | 4011209827844 | 0.281 | KG | 86.26 | 86.26 | CP24 | CP24 | Power contactor, AC-3 16 A, 7.5 kW / 400 V 1 NC, 48 V DC 3-pole, Size S00 screw terminals | - | 0 | 0
3RT2018-1CK64-3MA0 |  | 3RT2018-1CK64-3MA0 | 1 | UN | 1 | 5 | B | D | N | N | 85364900 | 1 | 4047621002941 | 0.291 | KG | 83.22 | 83.22 | CP24 | CP24 | Contactor, AC-3, 7.5 KW / 400 V, 2 NO + 2 NC, 110 V AC, 50 Hz, 120 V, 60 Hz, with plugged-on varistor, 3-pole, Size S00, screw terminal Captive auxiliary switch for SUVA applications | - | 0 | 0
3RT2018-1CP04-3MA0 |  | 3RT2018-1CP04-3MA0 | 1 | UN | 1 | 5 | B | D | N | N | 85364900 | 1 | 4011209864849 | 0.285 | KG | 83.22 | 83.22 | CP24 | CP24 | Power contactor, AC-3 16 A, 7.5 kW / 400 V 2 NO + 2 NC, 230 V AC 50/60 Hz, with plugged-on varistor, 3-pole, Size S00 screw terminals Perm. mounted auxiliary switch for SUVA applications | - | 0 | 0
3RT2018-1FB41 |  | 3RT2018-1FB41 | 1 | UN | 1 | 1 | A | D | N | N | 85364900 | 1 | 4011209828414 | 0.295 | KG | 93.39 | 93.39 | CP24 | CP24 | Power contactor, AC-3 16 A, 7.5 kW / 400 V 1 NO, 24 V DC with diode integrated, 3-pole, Size S00, screw terminals | - | 0 | 0
3RT2018-1FB42 |  | 3RT2018-1FB42 | 1 | UN | 1 | 1 | A | D | N | N | 85364900 | 1 | 4011209843622 | 0.294 | KG | 93.39 | 93.39 | CP24 | CP24 | Power contactor, AC-3 16 A, 7.5 kW / 400 V 1 NC, 24 V DC with diode integrated, 3-pole, screw terminals | - | 0 | 0
3RT2018-1FB44-3MA0 |  | 3RT2018-1FB44-3MA0 | 1 | UN | 1 | 2 | A | D | N | N | 85364900 | 1 | 4011209864924 | 0.346 | KG | 114 | 114 | CP24 | CP24 | Power contactor, AC-3 16 A, 7.5 kW / 400 V 2 NO + 2 NC, 24 V DC with diode integrated 3-pole, Size S00 screw terminals Perm. mounted auxiliary switch for SUVA applications | - | 0 | 0
3RT2018-1FB47 |  | 3RT2018-1FB47 | 1 | UN | 1 | 5 | B | D | N | N | 85364900 | 1 | 4011209929333 | 0.35 | KG | 114.95 | 114.95 | CP24 | CP24 | Power contactor, AC-3 16 A, 7.5 kW / 400 V 24 V DC, with diode integrated 3-pole, Size S00 screw terminals 1 NO integrated 2 NO + 2 NC plugged on | - | 0 | 0
3RT2018-1TP01-0RA0 |  | 3RT2018-1TP01-0RA0 | 1 | UN | 1 | 5 | B | D | N | N | 85364900 | 1 | 4011209953888 | 0.232 | KG | 66.98 | 66.98 | CP24 | CP24 | Power contactor, AC-3 16 A, 7.5 kW / 400 V 1 NO, 230 V AC, 50/60 Hz 3-pole, Size S00 screw terminals ambient temperature -30 to +70 Â°C, with varistor integrated, therm. rating max. 0.857 coil operating range 0.95 - 1.03 Us, Us = 230 V temp. max 70 Â°C switching frequency 0.857 z mechanical service life 3 million | - | 0 | 9
3RT2018-1UB41 |  | 3RT2018-1UB41 | 1 | UN | 1 | 5 | B | D | N | N | 85364900 | 1 | 4047621053943 | 0.301 | KG | 93.39 | 93.39 | CP24 | CP24 | Contactor, AC-3, 7.5 kW / 400 V, 1 NO, 24 V DC, with varistor integrated, 3-pole, Size S00, screw terminal | - | 0 | 0
3RT2018-1UB42 |  | 3RT2018-1UB42 | 1 | UN | 1 | 5 | B | D | N | N | 85364900 | 1 | 4047621053950 | 0.29 | KG | 93.39 | 93.39 | CP24 | CP24 | Contactor, AC-3, 7.5 kW / 400 V, 1 NC, 24 V DC with varistor integrated, 3-pole, Screw terminal | - | 0 | 0
3RT2018-2AB01 |  | 3RT2018-2AB01 | 1 | UN | 1 | 1 | A | D | N | N | 85364900 | 1 | 4011209785540 | 0.254 | KG | 53.68 | 52.16 | CP24 | CP24 | Power contactor, AC-3 16 A, 7.5 kW / 400 V 1 NO, 24 V AC, 50/60 Hz 3-pole, Size S00 Spring-type terminals | Lista Papel 2020 SI | 0 | 0
3RT2018-2AB01-1AA0 |  | 3RT2018-2AB01-1AA0 | 1 | UN | 1 | 5 | B | D | N | N | 85364900 | 1 | 4011209940765 | 0.263 | KG | 56.91 | 56.91 | CP24 | CP24 | Power contactor, AC-3 16 A, 7.5 kW / 400 V 1 NO, 24 V AC, 50/60 Hz 3-pole, Size S00 Spring-type terminals Upright mounting position | - | 0 | 0
3RT2018-2AB01-Z | W96 | 3RT2018-2AB01-ZW96 | 1 | UN | 1 | 5 | B | D | N | N | 85364900 | 60 | 4011209913363 | 0.19 | KG | 53.68 | 53.68 | CP24 | CP24 | Power contactor, AC-3 16 A, 7.5 kW / 400 V 1 NO, 24 V AC, 50/60 Hz 3-pole, Size S00 Spring-type terminals Multi-unit packaging = 60 units | - | 0 | 0
3RT2018-2AB01-Z | X95 | 3RT2018-2AB01-ZX95 | 1 | UN | 1 | 5 | B | D | N | N | 85364900 | 120 | 4011209843042 | 0.238 | KG | 53.68 | 53.68 | CP24 | CP24 | Power contactor, AC-3 16 A, 7.5 kW / 400 V 1 NO, 24 V AC, 50/60 Hz 3-pole, Size S00, Reusable packaging = 120 units Spring-type terminals | - | 0 | 0
3RT2018-2AB02 |  | 3RT2018-2AB02 | 1 | UN | 1 | 1 | A | D | N | N | 85364900 | 1 | 4011209827851 | 0.254 | KG | 53.68 | 52.16 | CP24 | CP24 | Power contactor, AC-3 16 A, 7.5 kW / 400 V 1 NC, 24 V AC, 50/60 Hz 3-pole, Size S00 Spring-type terminals | Lista Papel 2020 SI | 0 | 0
3RT2018-2AB02-Z | W96 | 3RT2018-2AB02-ZW96 | 1 | UN | 1 | 5 | B | D | N | N | 85364900 | 60 | 4011209913356 | 0.19 | KG | 53.68 | 53.68 | CP24 | CP24 | Power contactor, AC-3 16 A, 7.5 kW / 400 V 1 NC, 24 V AC, 50/60 Hz 3-pole, Size S00 Spring-type terminals Multi-unit packaging = 60 units | - | 0 | 0
3RT2018-2AB02-Z | X95 | 3RT2018-2AB02-ZX95 | 1 | UN | 1 | 5 | B | D | N | N | 85364900 | 120 | 4011209843059 | 0.245 | KG | 53.68 | 53.68 | CP24 | CP24 | Power contactor, AC-3 16 A, 7.5 kW / 400 V 1 NC, 24 V AC, 50/60 Hz 3-pole, Size S00 Reusable packaging = 120 units Spring-type terminals | - | 0 | 0
3RT2018-2AD01 |  | 3RT2018-2AD01 | 1 | UN | 1 | 5 | B | D | N | N | 85364900 | 1 | 4011209842786 | 0.257 | KG | 57.1 | 57.1 | CP24 | CP24 | Power contactor, AC-3 16 A, 7.5 kW / 400 V 1 NO, 42 V AC, 50/60 Hz 3-pole, Size S00 Spring-type terminals | - | 0 | 0
3RT2018-2AD02 |  | 3RT2018-2AD02 | 1 | UN | 1 | 5 | B | D | N | N | 85364900 | 1 | 4011209842793 | 0.34 | KG | 57.1 | 57.1 | CP24 | CP24 | Power contactor, AC-3 16 A, 7.5 kW / 400 V 1 NC, 42 V AC, 50/60 Hz 3-pole, Size S00 Spring-type terminals | - | 0 | 0
3RT2018-2AF01 |  | 3RT2018-2AF01 | 1 | UN | 1 | 1 | A | D | N | N | 85364900 | 1 | 4011209827868 | 0.251 | KG | 53.68 | 52.16 | CP24 | CP24 | Contactor, AC-3, 7.5 KW / 400 V, 1 NO, 110 V AC, 50 / 60 Hz, 3-pole, Size S00 Spring-type terminal | Lista Papel 2020 SI | 0 | 0
3RT2018-2AF02 |  | 3RT2018-2AF02 | 1 | UN | 1 | 1 | A | D | N | N | 85364900 | 1 | 4011209827875 | 0.253 | KG | 53.68 | 52.16 | CP24 | CP24 | Contactor, AC-3, 7.5 KW / 400 V, 1 NC, 110 V AC, 50 / 60 Hz, 3-pole, Size S00 Spring-type terminal | Lista Papel 2020 SI | 0 | 0
3RT2018-2AH01 |  | 3RT2018-2AH01 | 1 | UN | 1 | 5 | B | D | N | N | 85364900 | 1 | 4011209828261 | 0.253 | KG | 53.68 | 53.68 | CP24 | CP24 | Power contactor, AC-3 16 A, 7.5 kW / 400 V 1 NO, 48 V AC, 50/60 Hz 3-pole, Size S00 Spring-type terminals | - | 0 | 0
3RT2018-2AH02 |  | 3RT2018-2AH02 | 1 | UN | 1 | 5 | B | D | N | N | 85364900 | 1 | 4011209827882 | 0.253 | KG | 53.68 | 53.68 | CP24 | CP24 | Power contactor, AC-3 16 A, 7.5 kW / 400 V 1 NC, 48 V AC, 50/60 Hz 3-pole, Size S00 Spring-type terminals | - | 0 | 0
3RT2018-2AK61 |  | 3RT2018-2AK61 | 1 | UN | 1 | 5 | B | D | N | N | 85364900 | 1 | 4011209828308 | 0.257 | KG | 53.68 | 53.68 | CP24 | CP24 | Contactor, AC-3, 7.5 KW / 400 V, 1 NO, 110 V AC, 50 Hz, 120 V, 60 Hz, 3-pole, Size S00 Spring-type terminal | - | 0 | 0
3RT2018-2AK62 |  | 3RT2018-2AK62 | 1 | UN | 1 | 5 | B | D | N | N | 85364900 | 1 | 4011209827899 | 0.254 | KG | 53.68 | 53.68 | CP24 | CP24 | Contactor, AC-3, 7.5 KW / 400 V, 1 NC, 110 V AC, 50 Hz, 120 V, 60 Hz, 3-pole, Size S00 Spring-type terminal | - | 0 | 0
3RT2018-2AK64-3MA0 |  | 3RT2018-2AK64-3MA0 | 1 | UN | 1 | 5 | B | D | N | N | 85364900 | 1 | 4011209946835 | 0.303 | KG | 74.1 | 74.1 | CP24 | CP24 | Contactor, AC-3, 7.5 KW / 400 V, 2 NO + 2 NC, 110 V AC, 50 Hz / 120 V, 60 Hz, 3-pole, Size S00, Spring-type terminal Captive auxiliary switch for SUVA applications | - | 0 | 0
3RT2018-2AN21 |  | 3RT2018-2AN21 | 1 | UN | 1 | 5 | B | D | N | N | 85364900 | 1 | 4011209896635 | 0.258 | KG | 53.68 | 53.68 | CP24 | CP24 | Power contactor, AC-3 16 A, 7.5 kW / 400 V 1 NO, 220 V AC, 50/60 Hz 3-pole, Size S00 Spring-type terminals | - | 0 | 0
3RT2018-2AN22 |  | 3RT2018-2AN22 | 1 | UN | 1 | 5 | B | D | N | N | 85364900 | 1 | 4011209896642 | 0.25 | KG | 53.68 | 53.68 | CP24 | CP24 | Power contactor, AC-3 16 A, 7.5 kW / 400 V 1 NC, 220 V AC, 50/60 Hz 3-pole, Size S00 Spring-type terminals | - | 0 | 0
3RT2018-2AP01 |  | 3RT2018-2AP01 | 1 | UN | 1 | 1 | A | D | N | N | 85364900 | 1 | 4011209785557 | 0.254 | KG | 53.68 | 52.16 | CP24 | CP24 | power contactor, AC-3 16 A, 7.5 kW / 400 V 1 NO, 230 V AC, 50 / 60 Hz 3-pole, Size S00 Spring-type terminal | Lista Papel 2020 SI | 0 | 0
3RT2018-2AP01-Z | W96 | 3RT2018-2AP01-ZW96 | 1 | UN | 1 | 5 | B | D | N | N | 85364900 | 60 | 4047621047058 | 0.252 | KG | 53.68 | 53.68 | CP24 | CP24 | Power contactor, AC-3 16 A, 7.5 kW / 400 V 1 NO, 230 V AC, 50/60 Hz 3-pole, Size S00 Spring-type terminals Multi-unit packaging = 60 units | - | 0 | 0
3RT2018-2AP01-Z | X95 | 3RT2018-2AP01-ZX95 | 1 | UN | 1 | 5 | B | D | N | N | 85364900 | 120 | 4011209842960 | 0.252 | KG | 53.68 | 53.68 | CP24 | CP24 | Power contactor, AC-3 16 A, 7.5 kW / 400 V 1 NO, 230 V AC, 50/60 Hz 3-pole, Size S00 Spring-type terminals reusable packaging = 120 units | - | 0 | 0
3RT2018-2AP02 |  | 3RT2018-2AP02 | 1 | UN | 1 | 1 | A | D | N | N | 85364900 | 1 | 4011209785564 | 0.254 | KG | 53.68 | 52.16 | CP24 | CP24 | Power contactor, AC-3 16 A, 7.5 kW / 400 V 1 NC, 230 V AC, 50/60 Hz 3-pole, Size S00 Spring-type terminals | Lista Papel 2020 SI | 0 | 0
3RT2018-2AP02-Z | W96 | 3RT2018-2AP02-ZW96 | 1 | UN | 1 | 5 | B | D | N | N | 85364900 | 60 | 4011209913370 | 0.19 | KG | 53.68 | 53.68 | CP24 | CP24 | Power contactor, AC-3 16 A, 7.5 kW / 400 V 1 NC, 230 V AC, 50/60 Hz 3-pole, Size S00 Spring-type terminals Multi-unit packaging = 60 units | - | 0 | 0
3RT2018-2AP02-Z | W97 | 3RT2018-2AP02-ZW97 | 1 | UN | 1 | 5 | B | D | N | N | 85364900 | 32 | 4047621017693 | 0.242 | KG | 53.68 | 53.68 | CP24 | CP24 | Power contactor, AC-3 16 A, 7.5 kW / 400 V 230 V AC, 50/60 Hz 3-pole, Size S00 Spring-type terminals Multi-unit packaging Pack = 32 units | - | 0 | 0
3RT2018-2AP02-Z | X95 | 3RT2018-2AP02-ZX95 | 1 | UN | 1 | 5 | B | D | N | N | 85364900 | 120 | 4011209842977 | 0.242 | KG | 53.68 | 53.68 | CP24 | CP24 | Power contactor, AC-3 16 A, 7.5 kW / 400 V 1 NC, 230 V AC, 50/60 Hz 3-pole, Size S00 Spring-type terminals reusable packaging = 120 units | - | 0 | 0
3RT2018-2AP04-3MA0 |  | 3RT2018-2AP04-3MA0 | 1 | UN | 1 | 5 | B | D | N | N | 85364900 | 1 | 4011209842922 | 0.327 | KG | 74.1 | 72.01 | CP24 | CP24 | Power contactor, AC-3 16 A, 7.5 kW / 400 V 2 NO + 2 NC, 230 V AC 50/60 Hz, 3-pole Size S00, Spring-type terminals Perm. mount. auxiliary switch block for SUVA applications | Lista Papel 2020 SI | 0 | 0
3RT2018-2AP61 |  | 3RT2018-2AP61 | 1 | UN | 1 | 5 | B | D | N | N | 85364900 | 1 | 4011209896550 | 0.261 | KG | 53.68 | 53.68 | CP24 | CP24 | Power contactor, AC-3 16 A, 7.5 kW / 400 V 1 NO, 220 V AC, 50 Hz, 240 V 60Hz, 3-pole, Size S00 Spring-type terminals | - | 0 | 0
3RT2018-2AP62 |  | 3RT2018-2AP62 | 1 | UN | 1 | 5 | B | D | N | N | 85364900 | 1 | 4011209896567 | 0.258 | KG | 53.68 | 53.68 | CP24 | CP24 | Power contactor, AC-3 16 A, 7.5 kW / 400 V 1 NC, 220 V AC, 50 Hz, 240 V 60Hz, 3-pole, Size S00 Spring-type terminals | - | 0 | 0
3RT2018-2AV01 |  | 3RT2018-2AV01 | 1 | UN | 1 | 5 | B | D | N | N | 85364900 | 1 | 4011209896819 | 0.255 | KG | 57.1 | 55.48 | CP24 | CP24 | Power contactor, AC-3 16 A, 7.5 kW / 400 V 1 NO, 400 V AC, 50/60 Hz 3-pole, Size S00 Spring-type terminals | Lista Papel 2020 SI | 0 | 0
3RT2018-2AV02 |  | 3RT2018-2AV02 | 1 | UN | 1 | 5 | B | D | N | N | 85364900 | 1 | 4011209896826 | 0.255 | KG | 57.1 | 55.48 | CP24 | CP24 | Power contactor, AC-3 16 A, 7.5 kW / 400 V 1 NC, 400 V AC, 50/60 Hz 3-pole, Size S00 Spring-type terminals | Lista Papel 2020 SI | 0 | 0
3RT2018-2BA41 |  | 3RT2018-2BA41 | 1 | UN | 1 | 5 | B | D | N | N | 85364900 | 1 | 4011209891494 | 0.315 | KG | 89.97 | 89.97 | CP24 | CP24 | Power contactor, AC-3 16 A, 7.5 kW / 400 V 1 NO, 12 V DC 3-pole, Size S00 Spring-type terminals | - | 0 | 0
3RT2018-2BB41 |  | 3RT2018-2BB41 | 1 | UN | 1 | 1 | A | D | N | N | 85364900 | 1 | 4011209785588 | 0.313 | KG | 86.26 | 83.79 | CP24 | CP24 | Power contactor, AC-3 16 A, 7.5 kW / 400 V 1 NO, 24 V DC 3-pole, Size S00 Spring-type terminals | Lista Papel 2020 SI | 0 | 0
3RT2018-2BB41-0AA6 |  | 3RT2018-2BB41-0AA6 | 1 | UN | 1 | 5 | B | D | N | N | 85364900 | 1 | 4011209917934 | 0.28 | KG | 122.55 | 122.55 | CP24 | CP24 | Power contactor, AC-3 16 A, 7.5 kW / 400 V 1 NO, 24 V DC 3-pole, Size S00 Spring-type terminals reinforced installation on standard mounting rail | - | 0 | 7
3RT2018-2BB41-0CC0 |  | 3RT2018-2BB41-0CC0 | 1 | UN | 1 | 1 | A | D | N | N | 85364900 | 1 | 4011209827912 | 0.316 | KG | 91.49 | 88.92 | CP24 | CP24 | Power contactor, AC-3 16 A, 7.5 kW / 400 V 1 NO, 24 V DC communication-capable, 3-pole Size S00, Spring-type terminals | Lista Papel 2020 SI | 0 | 0
3RT2018-2BB41-Z | X95 | 3RT2018-2BB41-ZX95 | 1 | UN | 1 | 5 | B | D | N | N | 85364900 | 120 | 4011209843974 | 0.301 | KG | 86.26 | 86.26 | CP24 | CP24 | Power contactor, AC-3 16 A, 7.5 kW / 400 V 1 NO, 24 V DC 3-pole, Size S00 Spring-type terminals Reusable packaging = 120 units Pack = 120 units | - | 0 | 0
3RT2018-2BB42 |  | 3RT2018-2BB42 | 1 | UN | 1 | 1 | A | D | N | N | 85364900 | 1 | 4011209785595 | 0.316 | KG | 86.26 | 83.79 | CP24 | CP24 | Power contactor, AC-3 16 A, 7.5 kW / 400 V 1 NC, 24 V DC 3-pole, Size S00 Spring-type terminals | Lista Papel 2020 SI | 0 | 0
3RT2018-2BB42-0CC0 |  | 3RT2018-2BB42-0CC0 | 1 | UN | 1 | 2 | A | D | N | N | 85364900 | 1 | 4011209827929 | 0.316 | KG | 91.49 | 88.92 | CP24 | CP24 | Power contactor, AC-3 16 A, 7.5 kW / 400 V 1 NC, 24 V DC communication-capable, 3-pole Size S00, Spring-type terminals | Lista Papel 2020 SI | 0 | 0
3RT2018-2BB42-1AA0 |  | 3RT2018-2BB42-1AA0 | 1 | UN | 1 | 5 | B | D | N | N | 85364900 | 1 | 4047621013565 | 0.32 | KG | 89.49 | 89.49 | CP24 | CP24 | Power contactor, AC-3 16 A, 7.5 kW / 400 V 1 NC, 24 V DC 3-pole, Size S00 Spring-type terminals Upright mounting position | - | 0 | 0
3RT2018-2BB42-1AA0-Z | W96 | 3RT2018-2BB42-1AA0-ZW96 | 1 | UN | 1 | 5 | B | D | N | N | 85364900 | 60 | 4047621050928 | 0.32 | KG | 89.49 | 89.49 | CP24 | CP24 | Power contactor, AC-3 16 A, 7.5 kW / 400 V 1 NC, 24 V DC 3-pole, Size S00 Spring-type terminals Upright mounting position Multi-unit packaging Pack = 60 units | - | 0 | 0
3RT2018-2BB42-1AA0-Z | X95 | 3RT2018-2BB42-1AA0-ZX95 | 1 | UN | 1 | 5 | B | D | N | N | 85364900 | 120 | 4047621047041 | 0.297 | KG | 89.49 | 89.49 | CP24 | CP24 | Power contactor, AC-3 16 A, 7.5 kW / 400 V 1 NC, 24 V DC 3-pole, Size S00 Spring-type terminals Upright mounting position Reusable packaging Pack = 120 units | - | 0 | 0
3RT2018-2BB42-Z | X95 | 3RT2018-2BB42-ZX95 | 1 | UN | 1 | 5 | B | D | N | N | 85364900 | 120 | 4011209843981 | 0.295 | KG | 86.26 | 86.26 | CP24 | CP24 | Power contactor, AC-3 16 A, 7.5 kW / 400 V 1 NC, 24 V DC 3-pole, Size S00 Spring-type terminals Reusable packaging = 120 units Pack = 120 units | - | 0 | 0
3RT2018-2BB44-3MA0 |  | 3RT2018-2BB44-3MA0 | 1 | UN | 1 | 2 | A | D | N | N | 85364900 | 1 | 4011209847378 | 0.38 | KG | 107.35 | 104.5 | CP24 | CP24 | Power contactor, AC-3 16 A, 7.5 kW / 400 V 2 NO + 2 NC, 24 V DC 3-pole, Size S00 Spring-type terminals Perm. mounted auxiliary switch for SUVA applications | Lista Papel 2020 SI | 0 | 0
3RT2018-2BE41 |  | 3RT2018-2BE41 | 1 | UN | 1 | 5 | B | D | N | N | 85364900 | 1 | 4011209846487 | 0.316 | KG | 91.39 | 91.39 | CP24 | CP24 | Power contactor, AC-3 16 A, 7.5 kW / 400 V 1 NO, 60 V DC 3-pole, Size S00 Spring-type terminals | - | 0 | 0
3RT2018-2BE42 |  | 3RT2018-2BE42 | 1 | UN | 1 | 5 | B | D | N | N | 85364900 | 1 | 4011209846524 | 0.314 | KG | 91.39 | 91.39 | CP24 | CP24 | Power contactor, AC-3 16 A, 7.5 kW / 400 V 1 NC, 60 V DC 3-pole, Size S00 Spring-type terminals | - | 0 | 0
3RT2018-2BF41 |  | 3RT2018-2BF41 | 1 | UN | 1 | 5 | B | D | N | N | 85364900 | 1 | 4011209785601 | 0.313 | KG | 86.26 | 83.79 | CP24 | CP24 | Power contactor, AC-3 16 A, 7.5 kW / 400 V 1 NO, 110 V DC 3-pole, Size S00 Spring-type terminals | Lista Papel 2020 SI | 0 | 0
3RT2018-2BF42 |  | 3RT2018-2BF42 | 1 | UN | 1 | 5 | B | D | N | N | 85364900 | 1 | 4011209843905 | 0.316 | KG | 86.26 | 83.79 | CP24 | CP24 | Power contactor, AC-3 16 A, 7.5 kW / 400 V 1 NC, 110 V DC 3-pole, Size S00 Spring-type terminals | Lista Papel 2020 SI | 0 | 0
3RT2018-2BM41 |  | 3RT2018-2BM41 | 1 | UN | 1 | 5 | B | D | N | N | 85364900 | 1 | 4011209785618 | 0.315 | KG | 86.26 | 86.26 | CP24 | CP24 | Power contactor, AC-3 16 A, 7.5 kW / 400 V 1 NO, 220 V DC 3-pole, Size S00 Spring-type terminals | - | 0 | 0
3RT2018-2BM42 |  | 3RT2018-2BM42 | 1 | UN | 1 | 5 | B | D | N | N | 85364900 | 1 | 4011209843844 | 0.316 | KG | 86.26 | 86.26 | CP24 | CP24 | Power contactor, AC-3 16 A, 7.5 kW / 400 V 1 NC, 220 V DC 3-pole, Size S00 Spring-type terminals | - | 0 | 0
3RT2018-2BW41 |  | 3RT2018-2BW41 | 1 | UN | 1 | 5 | B | D | N | N | 85364900 | 1 | 4011209828384 | 0.31 | KG | 86.26 | 86.26 | CP24 | CP24 | Power contactor, AC-3 16 A, 7.5 kW / 400 V 1 NO, 48 V DC, 3-pole, Size S00 Spring-type terminals | - | 0 | 0
3RT2018-2BW42 |  | 3RT2018-2BW42 | 1 | UN | 1 | 5 | B | D | N | N | 85364900 | 1 | 4011209827950 | 0.301 | KG | 86.26 | 86.26 | CP24 | CP24 | Power contactor, AC-3 16 A, 7.5 kW / 400 V 1 NC, 48 V DC 3-pole, Size S00 Spring-type terminals | - | 0 | 0
3RT2018-2CP04-3MA0 |  | 3RT2018-2CP04-3MA0 | 1 | UN | 1 | 5 | B | D | N | N | 85364900 | 1 | 4011209864887 | 0.32 | KG | 83.22 | 83.22 | CP24 | CP24 | Power contactor, AC-3 16 A, 7.5 kW / 400 V 2 NO + 2 NC, 230 V AC 50/60 Hz, with plugged on varistor, 3-pole, Size S00 Spring-type terminals Perm. mounted auxiliary switch for SUVA applications | - | 0 | 0
3RT2018-2EK61 |  | 3RT2018-2EK61 | 1 | UN | 1 | 5 | B | D | N | N | 85364900 | 1 | 4047621008318 | 0.273 | KG | 68.12 | 68.12 | CP24 | CP24 | Contactor, AC-3, 7.5 KW / 400 V, 1 NO, 110 V AC, 50 Hz, 120 V, 60 Hz, 3-pole, Size S00 Spring-type terminal RC 3RT2916-1CC00 plugged on | - | 0 | 0
3RT2018-2EP01 |  | 3RT2018-2EP01 | 1 | UN | 1 | 5 | B | D | N | N | 85364900 | 1 | 4011209938960 | 0.271 | KG | 68.12 | 68.12 | CP24 | CP24 | Power contactor, AC-3 16 A, 7.5 kW / 400 V 1 NO, 230 V AC, 50/60 Hz 3-pole, Size S00 Spring-type terminals RC element 3RT2916-1CD00 plugged on | - | 0 | 0
3RT2018-2FB41 |  | 3RT2018-2FB41 | 1 | UN | 1 | 1 | A | D | N | N | 85364900 | 1 | 4011209828469 | 0.314 | KG | 93.39 | 93.39 | CP24 | CP24 | Power contactor, AC-3 16 A, 7.5 kW / 400 V 1 NO, 24 V DC, with integrated diode, 3-pole, Size S00 Spring-type terminals | - | 0 | 0
3RT2018-2FB42 |  | 3RT2018-2FB42 | 1 | UN | 1 | 1 | A | D | N | N | 85364900 | 1 | 4011209847187 | 0.317 | KG | 93.39 | 93.39 | CP24 | CP24 | Power contactor, AC-3 16 A, 7.5 kW / 400 V 1 NC, 24 V DC with integrated diode, 3-pole, Size S00 Spring-type terminals | - | 0 | 0
3RT2018-2FB44-3MA0 |  | 3RT2018-2FB44-3MA0 | 1 | UN | 1 | 2 | A | D | N | N | 85364900 | 1 | 4011209864962 | 0.38 | KG | 114 | 114 | CP24 | CP24 | Power contactor, AC-3 16 A, 7.5 kW / 400 V 2 NO + 2 NC, 24 V DC with integrated diode 3-pole, Size S00 Spring-type terminals Perm. mounted auxiliary switch for SUVA applications | - | 0 | 0
3RT2018-2KB42-0LA0 |  | 3RT2018-2KB42-0LA0 | 1 | UN | 1 | 5 | B | D | N | N | 85364900 | 1 | 4011209849303 | 0.35 | KG | 96.9 | 96.9 | CP24 | CP24 | Traction contactor, AC-3 16 A, 7.5 kW / 400 V 24 V DC 0.7-1.25* Us, with integrated suppressor diode 3-pole, Size S00 Spring-type terminals suitable for PLC outputs | - | 0 | 0
3RT2018-2KF42-0LA0 |  | 3RT2018-2KF42-0LA0 | 1 | UN | 1 | 5 | B | D | N | N | 85364900 | 1 | 4011209785649 | 0.325 | KG | 96.9 | 96.9 | CP24 | CP24 | Traction contactor, AC-3 16 A, 7.5 kW / 400 V 110 V DC 0.7-1.25* Us, with integrated suppressor diode 3-pole, Size S00 Spring-type terminals suitable for PLC outputs | - | 0 | 0
3RT2018-2KG42-0LA0 |  | 3RT2018-2KG42-0LA0 | 1 | UN | 1 | 5 | B | D | N | N | 85364900 | 1 | 4011209947368 | 0.3 | KG | 102.6 | 102.6 | CP24 | CP24 | Traction contactor, AC-3 16 A, 7.5 kW / 400 V 125 V DC 0.7-1.25* Us, with integrated suppressor diode 3-pole, Size S00 Spring-type terminals suitable for PLC outputs | - | 0 | 0
3RT2018-2LB42-0LA0 |  | 3RT2018-2LB42-0LA0 | 1 | UN | 1 | 5 | B | D | N | N | 85364900 | 1 | 4011209890091 | 0.333 | KG | 96.9 | 96.9 | CP24 | CP24 | Traction contactor, AC-3 16 A, 7.5 kW / 400 V 24 V DC, 0.7-1.25* Us with integrated varistor 3-pole, Size S00 Spring-type terminal | - | 0 | 0
3RT2018-2LB42-1LA0 |  | 3RT2018-2LB42-1LA0 | 1 | UN | 1 | 5 | B | D | N | N | 85364900 | 1 | 4047621051444 | 0.33 | KG | 99.75 | 99.75 | CP24 | CP24 | Traction contactor, AC-3 16 A, 7.5 kW / 400 V 24 V DC, 0.7-1.25* Us with integrated varistor 3-pole, Size S00 Spring-type terminals Upright mounting position | - | 0 | 0
3RT2018-2LB42-2LA0 |  | 3RT2018-2LB42-2LA0 | 1 | UN | 1 | 5 | B | D | N | N | 85364900 | 1 | 4011209946262 | 0.334 | KG | 99.75 | 99.75 | CP24 | CP24 | Traction contactor, AC-3 16 A, 7.5 kW / 400 V 24 V DC, 0.7-1.25* Us with integrated varistor 3-pole, Size S00 Spring-type terminals suspended mounting position | - | 0 | 0
3RT2018-2LF42-0LA0 |  | 3RT2018-2LF42-0LA0 | 1 | UN | 1 | 5 | B | D | N | N | 85364900 | 1 | 4011209890107 | 0.327 | KG | 96.9 | 96.9 | CP24 | CP24 | Traction contactor, AC-3 16 A, 7.5 kW / 400 V 110 V DC 0.7-1.25* Us, with varistor integrated, 3-pole, Size S00 Spring-type terminals | - | 0 | 0
3RT2018-2LJ82-0LA0 |  | 3RT2018-2LJ82-0LA0 | 1 | UN | 1 | 5 | B | D | N | N | 85364900 | 1 | 4011209911833 | 0.33 | KG | 102.6 | 102.6 | CP24 | CP24 | Traction contactor, AC-3 16 A, 7.5 kW / 400 V 72 V DC 0.7-1.25* Us, with varistor integrated, 3-pole, Size S00 Spring-type terminals | - | 0 | 0
3RT2018-2UB41 |  | 3RT2018-2UB41 | 1 | UN | 1 | 5 | B | D | N | N | 85364900 | 1 | 4047621053967 | 0.315 | KG | 93.39 | 93.39 | CP24 | CP24 | Contactor, AC-3, 7.5 kW / 400 V, 1 NO, 24 V DC, with integrated varistor, 3-pole, size S00 Spring-type terminal | - | 0 | 0
3RT2018-2UB42 |  | 3RT2018-2UB42 | 1 | UN | 1 | 5 | B | D | N | N | 85364900 | 1 | 4047621053974 | 0.32 | KG | 93.39 | 93.39 | CP24 | CP24 | Contactor, AC-3, 7.5 kW / 400 V, 1 NC, DC 24 V with integrated varistor, 3-pole, size S00 Spring-type terminal | - | 0 | 0
3RT2018-2XB41-0LA2 |  | 3RT2018-2XB41-0LA2 | 1 | UN | 1 | 5 | B | D | N | N | 85364900 | 1 | 4047621019512 | 0.31 | KG | 97.85 | 97.85 | CP24 | CP24 | Traction contactor, AC-3 16 A, 7.5 kW / 400 V 1 NO, 24-34 V DC, 0.7-1.25*Us with integrated varistor Size S00, Spring-type terminals suitable for PLC outputs | - | 0 | 0
3RT2018-2XB41-2LA2 |  | 3RT2018-2XB41-2LA2 | 1 | UN | 1 | 5 | B | D | N | N | 85364900 | 1 | 4047621019628 | 0.33 | KG | 101.65 | 101.65 | CP24 | CP24 | Contactor for railway, AC-3, 7.5 kW 400 V, 1 NO,24 V DC, 0,7...1,25*US, with integrated varistor Size S00, Spring-type terminal suitable for PLC outputs | - | 0 | 0
3RT2018-2XB42-0LA2 |  | 3RT2018-2XB42-0LA2 | 1 | UN | 1 | 5 | B | D | N | N | 85364900 | 1 | 4047621016115 | 0.32 | KG | 97.85 | 97.85 | CP24 | CP24 | Traction contactor, AC-3 16 A, 7.5 kW / 400 V 1 NC, 24-34 V DC, 0.7-1.25*Us with integrated varistor Size S00, Spring-type terminals suitable for PLC outputs | - | 0 | 0
3RT2018-2XB42-2LA2 |  | 3RT2018-2XB42-2LA2 | 1 | UN | 1 | 5 | B | D | N | N | 85364900 | 1 | 4047621019611 | 0.33 | KG | 101.65 | 101.65 | CP24 | CP24 | Contactor for railway, AC-3, 7.5 kW 400 V, 1 NC,24 V DC, 0,7...1,25*US, with integrated varistor Size S00, Spring-type terminal suitable for PLC outputs | - | 0 | 0
3RT2018-2XF41-0LA2 |  | 3RT2018-2XF41-0LA2 | 1 | UN | 1 | 5 | B | D | N | N | 85364900 | 1 | 4047621019635 | 0.3 | KG | 97.85 | 97.85 | CP24 | CP24 | Traction contactor, AC-3 16 A, 7.5 kW / 400 V 1 NO, 72-125 V DC, 0.7-1.25*Us with integrated varistor Size S00, Spring-type terminals suitable for PLC outputs | - | 0 | 0
3RT2018-2XF41-2LA2 |  | 3RT2018-2XF41-2LA2 | 1 | UN | 1 | 5 | B | D | N | N | 85364900 | 1 | 4047621047997 | 0.319 | KG | 101.65 | 101.65 | CP24 | CP24 | Contactor for railway, AC-3, 7.5 kW 400 V, 1 NO,DC 72-125V,0.7-1.25*US, with integrated varistor Size S00, Spring-type terminal suitable for PLC outputs | - | 0 | 0
3RT2018-2XF42-0LA2 |  | 3RT2018-2XF42-0LA2 | 1 | UN | 1 | 5 | B | D | N | N | 85364900 | 1 | 4047621016122 | 0.31 | KG | 97.85 | 97.85 | CP24 | CP24 | Traction contactor, AC-3 16 A, 7.5 kW / 400 V 1 NC, 72-125 V DC, 0.7-1.25*Us with integrated varistor Size S00, Spring-type terminals suitable for PLC outputs | - | 0 | 0
3RT2018-2XF42-2LA2 |  | 3RT2018-2XF42-2LA2 | 1 | UN | 1 | 5 | B | D | N | N | 85364900 | 1 | 4047621048000 | 0.304 | KG | 101.65 | 101.65 | CP24 | CP24 | Contactor for railway, AC-3, 7.5 kW 400 V, 1 NC,DC 72-125V,0.7-1.25*US, with integrated varistor Size S00, Spring-type terminal suitable for PLC outputs | - | 0 | 0
3RT2018-2XJ41-0LA2 |  | 3RT2018-2XJ41-0LA2 | 1 | UN | 1 | 0 | A | D | EAR99 | N | 85364900 | 1 | 4047621019642 | 0.33 | KG | 140.6 | 140.6 | CP24 | CP24 | Traction contactor, AC-3 16 A, 7.5 kW / 400 V 1 NO, 72 V DC, 0.7-1.25*Us with integrated varistor Size S00, Spring-type terminals suitable for PLC outputs successor: 3RT2018-2XF41-0LA2 | - | 0 | 7
3RT2018-2XJ42-0LA2 |  | 3RT2018-2XJ42-0LA2 | 1 | UN | 1 | 0 | A | D | EAR99 | N | 85364900 | 1 | 4047621019451 | 0.33 | KG | 140.6 | 140.6 | CP24 | CP24 | Traction contactor, AC-3 16 A, 7.5 kW / 400 V 1 NC, 72 V DC, 0.7-1.25*Us with integrated varistor Size S00, Spring-type terminals suitable for PLC outputs successor: 3RT2018-2XF41-0LA2 | - | 0 | 7
3RT2018-4AB01 |  | 3RT2018-4AB01 | 1 | UN | 1 | 5 | B | D | N | N | 85364900 | 1 | 4011209786028 | 0.226 | KG | 53.68 | 53.68 | CP24 | CP24 | Power contactor, AC-3 16 A, 7.5 kW / 400 V 1 NO, 24 V AC, 50/60 Hz 3-pole, Size S00 ring cable lug connection | - | 0 | 0
3RT2018-4AG61 |  | 3RT2018-4AG61 | 1 | UN | 1 | 5 | B | D | N | N | 85364900 | 1 | 4011209843400 | 0.224 | KG | 57.1 | 57.1 | CP24 | CP24 | Contactor, AC-3, 7.5 KW / 400 V, 1 NO, 100 V AC, 50 Hz, 100 ... 110 V, 60 Hz, 3-pole, Size S00, Ring cable lug connection | - | 0 | 0
3RT2018-4AG62 |  | 3RT2018-4AG62 | 1 | UN | 1 | 5 | B | D | N | N | 85364900 | 1 | 4011209844971 | 0.228 | KG | 57.1 | 57.1 | CP24 | CP24 | Contactor, AC-3, 7.5 KW / 400 V, 1 NC, 100 V AC, 50 Hz, 100 ... 110 V, 60 Hz, 3-pole, Size S00, Ring cable lug connection | - | 0 | 0
3RT2018-4AK61 |  | 3RT2018-4AK61 | 1 | UN | 1 | 5 | B | D | N | N | 85364900 | 1 | 4011209843363 | 0.229 | KG | 53.68 | 53.68 | CP24 | CP24 | Contactor, AC-3, 7.5 KW / 400 V, 1 NO, 110 V AC, 50 Hz, 120 V, 60 Hz, 3-pole, Size S00, Ring cable lug connection | - | 0 | 0
3RT2018-4AK62 |  | 3RT2018-4AK62 | 1 | UN | 1 | 5 | B | D | N | N | 85364900 | 1 | 4011209844445 | 0.229 | KG | 53.68 | 53.68 | CP24 | CP24 | Contactor, AC-3, 7.5 KW / 400 V, 1 NC, 110 V AC, 50 Hz, 120 V, 60 Hz, 3-pole, | - | 0 | 0
3RT2018-4AN61 |  | 3RT2018-4AN61 | 1 | UN | 1 | 5 | B | D | N | N | 85364900 | 1 | 4011209843394 | 0.231 | KG | 57.1 | 57.1 | CP24 | CP24 | Power contactor, AC-3 16 A, 7.5 kW / 400 V 1 NO, 200 V AC, 50 Hz 200-220 V, 60Hz, 3-pole Size S00 ring cable lug connection | - | 0 | 0
3RT2018-4AN62 |  | 3RT2018-4AN62 | 1 | UN | 1 | 5 | B | D | N | N | 85364900 | 1 | 4011209844933 | 0.21 | KG | 57.1 | 57.1 | CP24 | CP24 | Power contactor, AC-3 16 A, 7.5 kW / 400 V 1 NC, 200 V AC, 50 Hz 200-220 V, 60Hz, 3-pole Size S00 ring cable lug connection | - | 0 | 0
3RT2018-4AR61 |  | 3RT2018-4AR61 | 1 | UN | 1 | 5 | B | D | N | N | 85364900 | 1 | 4011209843479 | 0.245 | KG | 57.1 | 57.1 | CP24 | CP24 | Power contactor, AC-3 16 A, 7.5 kW / 400 V 1 NO, 400 V AC, 50 Hz 400-440 V, 60Hz, 3-pole Size S00 ring cable lug connection | - | 0 | 0
3RT2018-4AR62 |  | 3RT2018-4AR62 | 1 | UN | 1 | 5 | B | D | N | N | 85364900 | 1 | 4011209845015 | 0.239 | KG | 57.1 | 57.1 | CP24 | CP24 | Power contactor, AC-3 16 A, 7.5 kW / 400 V 1 NC, 400 V AC, 50 Hz 400-440 V, 60Hz, 3-pole Size S00 ring cable lug connection | - | 0 | 0
3RT2018-4BB41 |  | 3RT2018-4BB41 | 1 | UN | 1 | 5 | B | D | N | N | 85364900 | 1 | 4011209786059 | 0.32 | KG | 86.26 | 86.26 | CP24 | CP24 | Power contactor, AC-3 16 A, 7.5 kW / 400 V 1 NO, 24 V DC 3-pole, Size S00 ring cable lug connection | - | 0 | 0
3RT2018-4BB42 |  | 3RT2018-4BB42 | 1 | UN | 1 | 5 | B | D | N | N | 85364900 | 1 | 4011209847477 | 0.29 | KG | 86.26 | 86.26 | CP24 | CP24 | Power contactor, AC-3 16 A, 7.5 kW / 400 V 1 NC, 24 V DC 3-pole, Size S00 ring cable lug connection | - | 0 | 0
3RT2018-4KB42-0LA0 |  | 3RT2018-4KB42-0LA0 | 1 | UN | 1 | 5 | B | D | N | N | 85364900 | 1 | 4011209910058 | 0.297 | KG | 96.9 | 96.9 | CP24 | CP24 | Traction contactor, AC-3 16 A, 7.5 kW / 400 V 24 V DC, 0.7-1.25* Us with integrated suppressor diode 3-pole, Size S00, ring cable lug connection suitable for PLC outputs | - | 0 | 0
3RT2018-4LB42-0LA0 |  | 3RT2018-4LB42-0LA0 | 1 | UN | 1 | 5 | B | D | N | N | 85364900 | 1 | 4011209918023 | 0.301 | KG | 96.9 | 96.9 | CP24 | CP24 | Traction contactor, AC-3 16 A, 7.5 kW / 400 V 24 V DC, 0.7-1.25* Us with integrated varistor, 3-pole, Size S00, ring cable lug connection | - | 0 | 0
3RT2023-1AB00 |  | 3RT2023-1AB00 | 1 | UN | 1 | 1 | A | D | N | N | 85364900 | 1 | 4011209831247 | 0.409 | KG | 37.72 | 37.72 | CP24 | CP24 | power contactor, AC-3 9 A, 4 kW / 400 V 1 NO + 1 NC, 24 V AC, 50 Hz 3-pole, Size S0 screw terminal | - | 0 | 0
3RT2023-1AB04 |  | 3RT2023-1AB04 | 1 | UN | 1 | 5 | B | D | N | N | 85364900 | 1 | 4011209836808 | 0.451 | KG | 52.73 | 52.73 | CP24 | CP24 | power contactor, AC-3 9 A, 4 kW / 400 V 2 NO + 2 NC, 24 V AC, 50 Hz 3-pole, Size S0 screw terminal Removable auxiliary switch | - | 0 | 0
3RT2023-1AC20 |  | 3RT2023-1AC20 | 1 | UN | 1 | 1 | A | D | N | N | 85364900 | 1 | 4011209831308 | 0.407 | KG | 37.72 | 37.72 | CP24 | CP24 | power contactor, AC-3 9 A, 4 kW / 400 V 1 NO + 1 NC, 24 V AC, 50 / 60 Hz 3-pole, Size S0 screw terminal | - | 0 | 0
3RT2023-1AC20-1AA0 |  | 3RT2023-1AC20-1AA0 | 1 | UN | 1 | 5 | B | D | N | N | 85364900 | 1 | 4047621059099 | 0.41 | KG | 47.41 | 47.41 | CP24 | CP24 | power contactor, AC-3 9 A, 4 kW / 400 V 1 NO + 1 NC, 24 V AC, 50 / 60 Hz 3-pole, Size S0 screw terminal upright mounting position | - | 0 | 7
3RT2023-1AC20-Z | X95 | 3RT2023-1AC20-ZX95 | 1 | UN | 1 | 5 | B | D | N | N | 85364900 | 48 | 4011209831438 | 0.386 | KG | 37.72 | 37.72 | CP24 | CP24 | power contactor, AC-3 9 A, 4 kW / 400 V 1 NO + 1 NC, 24 V AC, 50 / 60 Hz 3-pole, Size S0 screw terminal Reusable packaging = 48 units | - | 0 | 0
3RT2023-1AD00 |  | 3RT2023-1AD00 | 1 | UN | 1 | 5 | B | D | N | N | 85364900 | 1 | 4011209897632 | 0.411 | KG | 41.14 | 41.14 | CP24 | CP24 | power contactor, AC-3 9 A, 4 kW / 400 V 1 NO + 1 NC, 42 V AC, 50 Hz 3-pole, Size S0 screw terminal | - | 0 | 0
3RT2023-1AF00 |  | 3RT2023-1AF00 | 1 | UN | 1 | 1 | A | D | N | N | 85364900 | 1 | 4011209831292 | 0.406 | KG | 37.72 | 37.72 | CP24 | CP24 | power contactor, AC-3 9 A, 4 kW / 400 V 1 NO + 1 NC, 110 V AC, 50 Hz 3-pole, Size S0 screw terminal | - | 0 | 0
3RT2023-1AF04 |  | 3RT2023-1AF04 | 1 | UN | 1 | 5 | B | D | N | N | 85364900 | 1 | 4011209836815 | 0.45 | KG | 52.73 | 52.73 | CP24 | CP24 | power contactor, AC-3 9 A, 4 kW / 400 V 2 NO + 2 NC, 110 V AC, 50 Hz 3-pole, Size S0 screw terminal Removable auxiliary switch | - | 0 | 0
3RT2023-1AG20 |  | 3RT2023-1AG20 | 1 | UN | 1 | 2 | A | D | N | N | 85364900 | 1 | 4011209831315 | 0.405 | KG | 37.72 | 37.72 | CP24 | CP24 | power contactor, AC-3 9 A, 4 kW / 400 V 1 NO + 1 NC, 110 V AC 50 / 60 Hz, 3-pole, Size S0, screw terminal | - | 0 | 0
3RT2023-1AG20-Z | X95 | 3RT2023-1AG20-ZX95 | 1 | UN | 1 | 5 | B | D | N | N | 85364900 | 48 | 4011209831445 | 0.386 | KG | 37.72 | 37.72 | CP24 | CP24 | power contactor, AC-3 9 A, 4 kW / 400 V 1 NO + 1 NC, 110 V AC 50 / 60 Hz, 3-pole, Size S0, screw terminal Reusable packaging = 48 units | - | 0 | 0
3RT2023-1AG24 |  | 3RT2023-1AG24 | 1 | UN | 1 | 5 | B | D | N | N | 85364900 | 1 | 4011209836822 | 0.45 | KG | 52.73 | 52.73 | CP24 | CP24 | Power contactor, AC-3 9 A, 4 kW / 400 V 2 NO + 2 NC, 110 V AC 50 / 60 Hz, 3-pole, Size S0, screw terminal Removable auxiliary switch | - | 0 | 0
3RT2023-1AH00 |  | 3RT2023-1AH00 | 1 | UN | 1 | 5 | B | D | N | N | 85364900 | 1 | 4011209867741 | 0.427 | KG | 37.72 | 37.72 | CP24 | CP24 | power contactor, AC-3 9 A, 4 kW / 400 V 1 NO + 1 NC, 48 V AC, 50 Hz 3-pole, Size S0 screw terminal | - | 0 | 0
3RT2023-1AK60 |  | 3RT2023-1AK60 | 1 | UN | 1 | 2 | A | D | N | N | 85364900 | 1 | 4011209831322 | 0.409 | KG | 37.72 | 37.72 | CP24 | CP24 | power contactor, AC-3 9 A, 4 kW / 400 V 1 NO + 1 NC, 110 V AC, 50 Hz 120 V, 60 Hz, 3-pole Size S0, screw terminal | - | 0 | 0
3RT2023-1AK60-Z | X95 | 3RT2023-1AK60-ZX95 | 1 | UN | 1 | 5 | B | D | N | N | 85364900 | 48 | 4011209831452 | 0.399 | KG | 37.72 | 37.72 | CP24 | CP24 | power contactor, AC-3 9 A, 4 kW / 400 V 1 NO + 1 NC, 110 V AC/50 Hz Hz 120 V/60 Hz 3-pole, Size S0 screw terminal Reusable packaging Pack = 48 units | - | 0 | 0
3RT2023-1AL20 |  | 3RT2023-1AL20 | 1 | UN | 1 | 1 | A | D | N | N | 85364900 | 1 | 4011209831339 | 0.409 | KG | 37.72 | 37.72 | CP24 | CP24 | power contactor, AC-3 9 A, 4 kW / 400 V 1 NO + 1 NC, 230 V AC 50 / 60 Hz, 3-pole Size S0, screw terminal | - | 0 | 0
3RT2023-1AL20-1AA0 |  | 3RT2023-1AL20-1AA0 | 1 | UN | 1 | 5 | B | D | N | N | 85364900 | 1 | 4047621029474 | 0.416 | KG | 47.5 | 47.5 | CP24 | CP24 | power contactor, AC-3 9 A, 4 kW / 400 V 1 NO + 1 NC, 230 V AC 50 / 60 Hz, 3-pole Size S0, screw terminal upright mounting position | - | 0 | 0
3RT2023-1AL20-Z | W96 | 3RT2023-1AL20-ZW96 | 1 | UN | 1 | 5 | B | D | N | N | 85364900 | 24 | 4047621043883 | 0.389 | KG | 37.72 | 37.72 | CP24 | CP24 | power contactor, AC-3 9 A, 4 kW / 400 V 1 NO + 1 NC, 230 V AC 50 / 60 Hz, 3-pole Size S0, Screw terminal Multi-unit packaging = 24 units | - | 0 | 0
3RT2023-1AL20-Z | W97 | 3RT2023-1AL20-ZW97 | 1 | UN | 1 | 5 | B | D | N | N | 85364900 | 12 | 4047621043890 | 0.596 | KG | 37.72 | 37.72 | CP24 | CP24 | power contactor, AC-3 9 A, 4 kW / 400 V 1 NO + 1 NC, 230 V AC 50 / 60 Hz, 3-pole Size S0, screw terminal Multi-unit packaging = 12 units | - | 0 | 0
3RT2023-1AL20-Z | X95 | 3RT2023-1AL20-ZX95 | 1 | UN | 1 | 5 | B | D | N | N | 85364900 | 48 | 4011209831469 | 0.41 | KG | 37.72 | 37.72 | CP24 | CP24 | power contactor, AC-3 9 A, 4 kW / 400 V 1 NO + 1 NC, 230 V AC 50 / 60 Hz, 3-pole Size S0, screw terminal Reusable packaging = 48 units | - | 0 | 0
3RT2023-1AL24 |  | 3RT2023-1AL24 | 1 | UN | 1 | 5 | B | D | N | N | 85364900 | 1 | 4011209836839 | 0.45 | KG | 52.73 | 52.73 | CP24 | CP24 | power contactor, AC-3 9 A, 4 kW / 400 V 2 NO + 2 NC, 230 V AC 50 / 60 Hz, 3-pole Size S0, screw terminal Removable auxiliary switch | - | 0 | 0
3RT2023-1AL24-3MA0 |  | 3RT2023-1AL24-3MA0 | 1 | UN | 1 | 5 | B | D | N | N | 85364900 | 1 | 4011209836846 | 0.463 | KG | 54.82 | 54.82 | CP24 | CP24 | power contactor, AC-3 9 A, 4 kW / 400 V 2 NO + 2 NC, 230 V AC, 50 / 60 Hz, 3-pole, Size S0, screw terminal Captive auxiliary switch for SUVA applications | - | 0 | 0
3RT2023-1AM20 |  | 3RT2023-1AM20 | 1 | UN | 1 | 5 | B | D | N | N | 85364900 | 1 | 4011209953925 | 0.408 | KG | 41.14 | 41.14 | CP24 | CP24 | power contactor, AC-3 9 A, 4 kW / 400 V 1 NO + 1 NC, 208 V AC, 50 / 60 Hz, 3-pole, Size S0, screw terminal | - | 0 | 0
3RT2023-1AN20 |  | 3RT2023-1AN20 | 1 | UN | 1 | 2 | A | D | N | N | 85364900 | 1 | 4011209838062 | 0.407 | KG | 37.72 | 37.72 | CP24 | CP24 | power contactor, AC-3 9 A, 4 kW / 400 V 1 NO + 1 NC, 220 V AC 50 / 60 Hz, 3-pole, Size S0, screw terminal | - | 0 | 0
3RT2023-1AN24 |  | 3RT2023-1AN24 | 1 | UN | 1 | 5 | B | D | N | N | 85364900 | 1 | 4011209838888 | 0.47 | KG | 52.73 | 52.73 | CP24 | CP24 | power contactor, AC-3 9 A, 4 kW / 400 V 2 NO + 2 NC, 220 V AC 50 / 60 Hz, 3-pole, Size S0, screw terminal Removable auxiliary switch | - | 0 | 0
3RT2023-1AP00 |  | 3RT2023-1AP00 | 1 | UN | 1 | 1 | A | D | N | N | 85364900 | 1 | 4011209831278 | 0.43 | KG | 37.72 | 37.72 | CP24 | CP24 | power contactor, AC-3 9 A, 4 kW / 400 V 1 NO + 1 NC, 230 V AC, 50 Hz 3-pole, Size S0 screw terminal | - | 0 | 0
3RT2023-1AP00-Z | W96 | 3RT2023-1AP00-ZW96 | 1 | UN | 1 | 5 | B | D | N | N | 85364900 | 24 | 4047621043913 | 0.388 | KG | 37.72 | 37.72 | CP24 | CP24 | power contactor, AC-3 9 A, 4 kW / 400 V 1 NO + 1 NC, 230 V AC, 50 Hz 3-pole, Size S0 Screw terminal Multi-unit packaging = 24 units | - | 0 | 0
3RT2023-1AP00-Z | W97 | 3RT2023-1AP00-ZW97 | 1 | UN | 1 | 5 | B | D | N | N | 85364900 | 12 | 4047621043920 | 0.388 | KG | 37.72 | 37.72 | CP24 | CP24 | power contactor, AC-3 9 A, 4 kW / 400 V 1 NO + 1 NC, 230 V AC, 50 Hz 3-pole, Size S0 screw terminal Multi-unit packaging = 12 units | - | 0 | 0
3RT2023-1AP00-Z | X95 | 3RT2023-1AP00-ZX95 | 1 | UN | 1 | 5 | B | D | N | N | 85364900 | 48 | 4011209831407 | 0.388 | KG | 37.72 | 37.72 | CP24 | CP24 | power contactor, AC-3 9 A, 4 kW / 400 V 1 NO + 1 NC, 230 V AC, 50 Hz 3-pole, Size S0 screw terminal Reusable packaging = 48 units | - | 0 | 0
3RT2023-1AP04 |  | 3RT2023-1AP04 | 1 | UN | 1 | 1 | A | D | N | N | 85364900 | 1 | 4011209836853 | 0.45 | KG | 52.73 | 52.73 | CP24 | CP24 | power contactor, AC-3 9 A, 4 kW / 400 V 2 NO + 2 NC, 230 V AC, 50 Hz 3-pole, Size S0 screw terminal Removable auxiliary switch | - | 0 | 0
3RT2023-1AP04-Z | X95 | 3RT2023-1AP04-ZX95 | 1 | UN | 1 | 5 | B | D | N | N | 85364900 | 48 | 4011209836860 | 0.39 | KG | 52.73 | 52.73 | CP24 | CP24 | power contactor, AC-3 9 A, 4 kW / 400 V 2 NO + 2 NC, 230 V AC, 50 Hz 3-pole, Size S0 screw terminal Removable auxiliary switch Reusable packaging = 48 units | - | 0 | 0
3RT2023-1AP60 |  | 3RT2023-1AP60 | 1 | UN | 1 | 5 | B | D | N | N | 85364900 | 1 | 4011209838895 | 0.406 | KG | 37.72 | 37.72 | CP24 | CP24 | power contactor, AC-3 9 A, 4 kW / 400 V 1 NO + 1 NC, 220 V AC, 50 Hz 240 V, 60 Hz, 3-pole Size S0, screw terminal | - | 0 | 0
3RT2023-1AR60 |  | 3RT2023-1AR60 | 1 | UN | 1 | 0 | A | D | N | N | 85364900 | 1 | 4011209876507 | 0.402 | KG | 41.14 | 41.14 | CP24 | CP24 | power contactor, AC-3 9 A, 4 kW / 400 V 1 NO + 1 NC, 400 V AC, 50 Hz 240 V, 60 Hz, 3-pole Size S0, screw terminal | - | 0 | 7
3RT2023-1AT60 |  | 3RT2023-1AT60 | 1 | UN | 1 | 5 | B | D | N | N | 85364900 | 1 | 4047621008806 | 0.409 | KG | 41.14 | 41.14 | CP24 | CP24 | power contactor, AC-3 9 A, 4 kW / 400 V 1 NO + 1 NC, 600 V AC, 60 Hz 3-pole, Size S0 screw terminal | - | 0 | 0
3RT2023-1AU00 |  | 3RT2023-1AU00 | 1 | UN | 1 | 5 | B | D | N | N | 85364900 | 1 | 4011209930742 | 0.4 | KG | 37.72 | 37.72 | CP24 | CP24 | power contactor, AC-3 9 A, 4 kW / 400 V 1 NO + 1 NC, 240 V AC, 50 Hz 3-pole, Size S0 screw terminal | - | 0 | 0
3RT2023-1AU20 |  | 3RT2023-1AU20 | 1 | UN | 1 | 5 | B | D | N | N | 85364900 | 1 | 4047621026732 | 0.41 | KG | 41.14 | 41.14 | CP24 | CP24 | power contactor, AC-3 9 A, 4 kW / 400 V 1 NO + 1 NC, 380 V AC 50 / 60 Hz, 3-pole Size S0, screw terminal | - | 0 | 0
3RT2023-1AV00 |  | 3RT2023-1AV00 | 1 | UN | 1 | 5 | B | D | N | N | 85364900 | 1 | 4011209900882 | 0.406 | KG | 41.14 | 41.14 | CP24 | CP24 | power contactor, AC-3 9 A, 4 kW / 400 V 1 NO + 1 NC, 400 V AC, 50 Hz 3-pole, Size S0 screw terminal | - | 0 | 0
3RT2023-1AV04 |  | 3RT2023-1AV04 | 1 | UN | 1 | 5 | B | D | N | N | 85364900 | 1 | 4011209897649 | 0.48 | KG | 56.05 | 56.05 | CP24 | CP24 | power contactor, AC-3 9 A, 4 kW / 400 V 2 NO + 2 NC, 400 V AC, 50 Hz 3-pole, Size S0 screw terminal Removable auxiliary switch | - | 0 | 0
3RT2023-1AV60 |  | 3RT2023-1AV60 | 1 | UN | 1 | 5 | B | D | N | N | 85364900 | 1 | 4011209919709 | 0.407 | KG | 41.14 | 41.14 | CP24 | CP24 | power contactor, AC-3 9 A, 4 kW / 400 V 1 NO + 1 NC, 480 V AC, 60 Hz 3-pole, Size S0 screw terminal | - | 0 | 0
3RT2023-1BB40 |  | 3RT2023-1BB40 | 1 | UN | 1 | 1 | A | D | N | N | 85364900 | 1 | 4011209831346 | 0.596 | KG | 80.94 | 80.94 | CP24 | CP24 | power contactor, AC-3 9 A, 4 kW / 400 V 1 NO + 1 NC, 24 V DC 3-pole, Size S0 screw terminal | - | 0 | 0
3RT2023-1BB40-0CC0 |  | 3RT2023-1BB40-0CC0 | 1 | UN | 1 | 5 | B | D | N | N | 85364900 | 1 | 4011209831391 | 0.598 | KG | 87.69 | 87.69 | CP24 | CP24 | power contactor, AC-3 9 A, 4 kW / 400 V 1 NO + 1 NC, 24 V DC communication-capable, 3-pole Size S0, screw terminal | - | 0 | 0
3RT2023-1BB40-1AA0-Z | W96 | 3RT2023-1BB40-1AA0-ZW96 | 1 | UN | 1 | 5 | B | D | N | N | 85364900 | 24 | 4047621042459 | 0.596 | KG | 90.63 | 90.63 | CP24 | CP24 | power contactor, AC-3 9 A, 4 kW / 400 V 1 NO + 1 NC, 24 V DC 3-pole, Size S0 screw terminal upright mounting position Multi-unit packaging Pack = 24 units | - | 0 | 0
3RT2023-1BB40-1AA0-Z | X95 | 3RT2023-1BB40-1AA0-ZX95 | 1 | UN | 1 | 0 | A | D | N | N | 85364900 | 48 | 4047621042442 | 0.604 | KG | 90.63 | 90.63 | CP24 | CP24 | power contactor, AC-3 9 A, 4 kW / 400 V 1 NO + 1 NC, 24 V DC 3-pole, Size S0 screw terminal upright mounting position Reusable packaging Pack = 48 units | - | 0 | 0
3RT2023-1BB40-Z | W97 | 3RT2023-1BB40-ZW97 | 1 | UN | 1 | 5 | B | D | N | N | 85364900 | 12 |  | 0.596 | KG | 80.94 | 80.94 | CP24 | CP24 | power contactor, AC-3 9 A, 4 kW / 400 V 1 NO + 1 NC, 24 V DC 3-pole, Size S0 screw terminal Multi-unit packaging = 12 units | - | 0 | 0
3RT2023-1BB40-Z | X95 | 3RT2023-1BB40-ZX95 | 1 | UN | 1 | 5 | B | D | N | N | 85364900 | 48 | 4011209831476 | 0.578 | KG | 80.94 | 80.94 | CP24 | CP24 | power contactor, AC-3 9 A, 4 kW / 400 V 1 NO + 1 NC, 24 V DC 3-pole, Size S0 screw terminal Reusable packaging = 48 units | - | 0 | 0
3RT2023-1BB44 |  | 3RT2023-1BB44 | 1 | UN | 1 | 1 | A | D | N | N | 85364900 | 1 | 4011209836877 | 0.638 | KG | 95.95 | 95.95 | CP24 | CP24 | power contactor, AC-3 9 A, 4 kW / 400 V 2 NO + 2 NC, 24 V DC 3-pole, Size S0 screw terminal Removable auxiliary switch | - | 0 | 0
3RT2023-1BB44-3MA0 |  | 3RT2023-1BB44-3MA0 | 1 | UN | 1 | 5 | B | D | N | N | 85364900 | 1 | 4011209836884 | 0.652 | KG | 97.85 | 97.85 | CP24 | CP24 | power contactor, AC-3 9 A, 4 kW / 400 V 2 NO + 2 NC, 24 V DC 3-pole, Size S0 screw terminal Captive auxiliary switch for SUVA applications | - | 0 | 0
3RT2023-1BB44-Z | X95 | 3RT2023-1BB44-ZX95 | 1 | UN | 1 | 5 | B | D | N | N | 85364900 | 48 | 4011209836891 | 0.58 | KG | 95.95 | 95.95 | CP24 | CP24 | power contactor, AC-3 9 A, 4 kW / 400 V 2 NO + 2 NC, 24 V DC 3-pole, Size S0 screw terminal Removable auxiliary switch Reusable packaging = 48 units | - | 0 | 0
3RT2023-1BD40 |  | 3RT2023-1BD40 | 1 | UN | 1 | 5 | B | D | N | N | 85364900 | 1 | 4011209938649 | 0.598 | KG | 86.26 | 86.26 | CP24 | CP24 | power contactor, AC-3 9 A, 4 kW / 400 V 1 NO + 1 NC, 42 V DC 3-pole, Size S0 screw terminal | - | 0 | 0
3RT2023-1BE40 |  | 3RT2023-1BE40 | 1 | UN | 1 | 5 | B | D | N | N | 85364900 | 1 | 4011209919518 | 0.59 | KG | 86.26 | 86.26 | CP24 | CP24 | power contactor, AC-3 9 A, 4 kW / 400 V 1 NO + 1 NC, 60 V DC 3-pole, Size S0 screw terminal | - | 0 | 0
3RT2023-1BF40 |  | 3RT2023-1BF40 | 1 | UN | 1 | 2 | A | D | N | N | 85364900 | 1 | 4011209831353 | 0.589 | KG | 80.94 | 80.94 | CP24 | CP24 | power contactor, AC-3 9 A, 4 kW / 400 V 1 NO + 1 NC, 110 V DC 3-pole, Size S0 screw terminal | - | 0 | 0
3RT2023-1BG40 |  | 3RT2023-1BG40 | 1 | UN | 1 | 5 | B | D | N | N | 85364900 | 1 | 4011209897656 | 0.593 | KG | 86.26 | 86.26 | CP24 | CP24 | power contactor, AC-3 9 A, 4 kW / 400 V 1 NO + 1 NC, 125 V DC 3-pole, Size S0 screw terminal | - | 0 | 0
3RT2023-1BJ80 |  | 3RT2023-1BJ80 | 1 | UN | 1 | 5 | B | D | N | N | 85364900 | 1 | 4011209974760 | 0.586 | KG | 86.26 | 86.26 | CP24 | CP24 | power contactor, AC-3 9 A, 4 kW / 400 V 1 NO + 1 NC, 72 V DC 3-pole, Size S0 screw terminal | - | 0 | 0
3RT2023-1BM40 |  | 3RT2023-1BM40 | 1 | UN | 1 | 5 | B | D | N | N | 85364900 | 1 | 4011209831360 | 0.594 | KG | 80.94 | 80.94 | CP24 | CP24 | power contactor, AC-3 9 A, 4 kW / 400 V 1 NO + 1 NC, 220 V DC 3-pole, Size S0 screw terminal | - | 0 | 0
3RT2023-1BN40 |  | 3RT2023-1BN40 | 1 | UN | 1 | 5 | B | D | N | N | 85364900 | 1 | 4011209841901 | 0.58 | KG | 86.26 | 86.26 | CP24 | CP24 | power contactor, AC-3 9 A, 4 kW / 400 V 1 NO + 1 NC, 250 V DC 3-pole, Size S0 screw terminal | - | 0 | 0
3RT2023-1BW40 |  | 3RT2023-1BW40 | 1 | UN | 1 | 5 | B | D | N | N | 85364900 | 1 | 4011209876521 | 0.588 | KG | 80.94 | 80.94 | CP24 | CP24 | power contactor, AC-3 9 A, 4 kW / 400 V 1 NO + 1 NC, 48 V DC 3-pole, Size S0 screw terminal | - | 0 | 0
3RT2023-1CC20 |  | 3RT2023-1CC20 | 1 | UN | 1 | 5 | B | D | N | N | 85364900 | 1 | 4047621017273 | 0.401 | KG | 54.15 | 54.15 | CP24 | CP24 | power contactor, AC-3 9 A, 4 kW / 400 V 1 NO + 1 NC, 24 V AC, 50 / 60 Hz 3-pole, Size S0 screw terminal with built-in varistor | - | 0 | 0
3RT2023-1CL24-3MA0 |  | 3RT2023-1CL24-3MA0 | 1 | UN | 1 | 5 | B | D | N | N | 85364900 | 1 | 4011209865983 | 0.47 | KG | 65.93 | 65.93 | CP24 | CP24 | power contactor, AC-3 9 A, 4 kW / 400 V 2 NO + 2 NC, 230 V AC 50 / 60 Hz, with plugged-in Varistor, 3-pole, Size S0 screw terminal Captive auxiliary switch for SUVA applications | - | 0 | 0
3RT2023-1DB40 |  | 3RT2023-1DB40 | 1 | UN | 1 | 5 | B | D | N | N | 85364900 | 1 | 4047621051253 | 0.6 | KG | 100.7 | 100.7 | CP24 | CP24 | Power contactor, AC-3 9 A, 4 kW / 400 V 1 NO + 1 NC, 24 V DC with varistor 3-pole Size S0, screw terminal | - | 0 | 0
3RT2023-1DB44-3MA0 |  | 3RT2023-1DB44-3MA0 | 1 | UN | 1 | 5 | B | D | N | N | 85364900 | 1 | 4011209934115 | 0.648 | KG | 113.05 | 113.05 | CP24 | CP24 | power contactor, AC-3 9 A, 4 kW / 400 V 2 NO + 2 NC, 24 V DC with inserted varistor 3-pole, Size S0 screw terminal Captive auxiliary switch for SUVA applications | - | 0 | 0
3RT2023-1FB40 |  | 3RT2023-1FB40 | 1 | UN | 1 | 2 | A | D | N | N | 85364900 | 1 | 4011209900578 | 0.6 | KG | 100.7 | 100.7 | CP24 | CP24 | power contactor, AC-3 9 A, 4 kW / 400 V 1 NO + 1 NC, 24 V DC with plugged-in diode combination, 3-pole Size S0, screw terminal | - | 0 | 0
3RT2023-1FB44-3MA0 |  | 3RT2023-1FB44-3MA0 | 1 | UN | 1 | 2 | A | D | N | N | 85364900 | 1 | 4011209866102 | 0.653 | KG | 113.05 | 113.05 | CP24 | CP24 | power contactor, AC-3 9 A, 4 kW / 400 V 2 NO + 2 NC, 24 V DC with plugged-in diode combination, 3-pole Size S0, screw terminal Captive auxiliary switch for SUVA applications | - | 0 | 0
3RT2023-1KB40 |  | 3RT2023-1KB40 | 1 | UN | 1 | 1 | A | D | N | N | 85364900 | 1 | 4011209831377 | 0.598 | KG | 90.73 | 90.73 | CP24 | CP24 | power contactor, AC-3 9 A, 4 kW / 400 V 1 NO + 1 NC, 24 V DC with integrated varistor 3-pole, Size S0 screw terminal suitable for PLC outputs | - | 0 | 0
3RT2023-1NB30 |  | 3RT2023-1NB30 | 1 | UN | 1 | 5 | B | D | N | N | 85364900 | 1 | 4011209845107 | 0.573 | KG | 95 | 95 | CP24 | CP24 | power contactor, AC-3 9 A, 4 kW / 400 V 1 NO + 1 NC, AC (50 / 60 Hz) DC operation 21-28 V AC/DC, 3-pole Size S0, screw terminal | - | 0 | 0
3RT2023-1NF30 |  | 3RT2023-1NF30 | 1 | UN | 1 | 5 | B | D | N | N | 85364900 | 1 | 4011209845114 | 0.544 | KG | 95 | 95 | CP24 | CP24 | power contactor, AC-3 9 A, 4 kW / 400 V 1 NO + 1 NC, AC (50 / 60 Hz) DC operation 95-130 V AC/DC, 3-pole Size S0, screw terminal | - | 0 | 0
3RT2023-1NP30 |  | 3RT2023-1NP30 | 1 | UN | 1 | 5 | B | D | N | N | 85364900 | 1 | 4011209831384 | 0.549 | KG | 95 | 95 | CP24 | CP24 | power contactor, AC-3 9 A, 4 kW / 400 V 1 NO + 1 NC, AC (50 / 60 Hz) DC operation 200-280 V AC/DC, 3-pole Size S0, screw terminal | - | 0 | 0
3RT2023-2AB00 |  | 3RT2023-2AB00 | 1 | UN | 1 | 2 | A | D | N | N | 85364900 | 1 | 4011209831483 | 0.448 | KG | 37.72 | 37.72 | CP24 | CP24 | power contactor, AC-3 9 A, 4 kW / 400 V 1 NO + 1 NC, 24 V AC, 50 Hz 3-pole, Size S0 Spring-type terminal | - | 0 | 0
3RT2023-2AB04 |  | 3RT2023-2AB04 | 1 | UN | 1 | 5 | B | D | N | N | 85364900 | 1 | 4011209836907 | 0.495 | KG | 52.73 | 52.73 | CP24 | CP24 | power contactor, AC-3 9 A, 4 kW / 400 V 2 NO + 2 NC, 24 V AC, 50 Hz 3-pole, Size S0 Spring-type terminal Removable auxiliary switch | - | 0 | 0
3RT2023-2AC20 |  | 3RT2023-2AC20 | 1 | UN | 1 | 5 | B | D | N | N | 85364900 | 1 | 4011209831520 | 0.446 | KG | 37.72 | 37.72 | CP24 | CP24 | power contactor, AC-3 9 A, 4 kW / 400 V 1 NO + 1 NC, 24 V AC, 50 / 60 Hz 3-pole, Size S0 Spring-type terminal | - | 0 | 0
3RT2023-2AC20-Z | W96 | 3RT2023-2AC20-ZW96 | 1 | UN | 1 | 5 | B | D | N | N | 85364900 | 18 | 4047621010342 | 0.446 | KG | 37.72 | 37.72 | CP24 | CP24 | power contactor, AC-3 9 A, 4 kW / 400 V 1 NO + 1 NC, 24 V AC, 50 / 60 Hz 3-pole, Size S0 Spring-type terminal Multi-unit packaging = 18 units | - | 0 | 0
3RT2023-2AC20-Z | W97 | 3RT2023-2AC20-ZW97 | 1 | UN | 1 | 5 | B | D | N | N | 85364900 | 8 | 4047621048284 | 0.446 | KG | 37.72 | 37.72 | CP24 | CP24 | power contactor, AC-3 9 A, 4 kW / 400 V 1 NO + 1 NC, 24 V AC, 50 / 60 Hz 3-pole, Size S0 Spring-type terminal Multi-unit packaging = 8 units | - | 0 | 0
3RT2023-2AF00 |  | 3RT2023-2AF00 | 1 | UN | 1 | 2 | A | D | N | N | 85364900 | 1 | 4011209831513 | 0.445 | KG | 37.72 | 37.72 | CP24 | CP24 | power contactor, AC-3 9 A, 4 kW / 400 V 1 NO + 1 NC, 110 V AC, 50 Hz 3-pole, Size S0 Spring-type terminal | - | 0 | 0
3RT2023-2AG20 |  | 3RT2023-2AG20 | 1 | UN | 1 | 2 | A | D | N | N | 85364900 | 1 | 4011209831537 | 0.446 | KG | 37.72 | 37.72 | CP24 | CP24 | power contactor, AC-3 9 A, 4 kW / 400 V 1 NO + 1 NC, 110 V AC 50 / 60 Hz, 3-pole Size S0, Spring-type terminal | - | 0 | 0
3RT2023-2AG20-Z | X95 | 3RT2023-2AG20-ZX95 | 1 | UN | 1 | 5 | B | D | N | N | 85364900 | 40 | 4011209831636 | 0.42 | KG | 37.72 | 37.72 | CP24 | CP24 | power contactor, AC-3 9 A, 4 kW / 400 V 1 NO + 1 NC, 110 V AC 50 / 60 Hz, 3-pole Size S0, Spring-type terminal Reusable packaging = 40 units | - | 0 | 0
3RT2023-2AG24 |  | 3RT2023-2AG24 | 1 | UN | 1 | 5 | B | D | N | N | 85364900 | 1 | 4011209836914 | 0.494 | KG | 52.73 | 52.73 | CP24 | CP24 | power contactor, AC-3 9 A, 4 kW / 400 V 2 NO + 2 NC, 110 V AC 50 / 60 Hz, 3-pole Size S0, Spring-type terminal Removable auxiliary switch | - | 0 | 0
3RT2023-2AH00 |  | 3RT2023-2AH00 | 1 | UN | 1 | 5 | B | D | N | N | 85364900 | 1 | 4047621010984 | 0.446 | KG | 37.72 | 37.72 | CP24 | CP24 | power contactor, AC-3 9 A, 4 kW / 400 V 1 NO + 1 NC, 48 V AC, 50 Hz 3-pole, Size S0 Spring-type terminal | - | 0 | 0
3RT2023-2AK60 |  | 3RT2023-2AK60 | 1 | UN | 1 | 5 | B | D | N | N | 85364900 | 1 | 4011209831544 | 0.448 | KG | 37.72 | 37.72 | CP24 | CP24 | power contactor, AC-3 9 A, 4 kW / 400 V 1 NO + 1 NC, 110 V AC, 50 Hz 120 V, 60 Hz, 3-pole Size S0, Spring-type terminal | - | 0 | 0
3RT2023-2AL20 |  | 3RT2023-2AL20 | 1 | UN | 1 | 1 | A | D | N | N | 85364900 | 1 | 4011209831551 | 0.443 | KG | 37.72 | 37.72 | CP24 | CP24 | power contactor, AC-3 9 A, 4 kW / 400 V 1 NO + 1 NC, 230 V AC 50 / 60 Hz, 3-pole, Size S0, Spring-type terminal | - | 0 | 0
3RT2023-2AL20-1AA0 |  | 3RT2023-2AL20-1AA0 | 1 | UN | 1 | 5 | B | D | N | N | 85364900 | 1 | 4047621008813 | 0.47 | KG | 47.41 | 47.41 | CP24 | CP24 | power contactor, AC-3 9 A, 4 kW / 400 V 1 NO + 1 NC, 230 V AC 50 / 60 Hz, 3-pole, Size S0, Spring-type terminal upright mounting position | - | 0 | 0
3RT2023-2AL24 |  | 3RT2023-2AL24 | 1 | UN | 1 | 5 | B | D | N | N | 85364900 | 1 | 4011209836921 | 0.493 | KG | 52.73 | 52.73 | CP24 | CP24 | power contactor, AC-3 9 A, 4 kW / 400 V 2 NO + 2 NC, 230 V AC 50 / 60 Hz, 3-pole, Size S0, Spring-type terminal Removable auxiliary switch | - | 0 | 0
3RT2023-2AL24-3MA0 |  | 3RT2023-2AL24-3MA0 | 1 | UN | 1 | 5 | B | D | N | N | 85364900 | 1 | 4011209836938 | 0.507 | KG | 54.82 | 54.82 | CP24 | CP24 | power contactor, AC-3 9 A, 4 kW / 400 V 2 NO + 2 NC, 230 V AC 50 / 60 Hz, 3-pole, Size S0, Spring-type terminal Captive auxiliary switch for SUVA applications | - | 0 | 0
3RT2023-2AN20 |  | 3RT2023-2AN20 | 1 | UN | 1 | 5 | B | D | N | N | 85364900 | 1 | 4011209838901 | 0.438 | KG | 37.72 | 37.72 | CP24 | CP24 | power contactor, AC-3 9 A, 4 kW / 400 V 1 NO + 1 NC, 220 V AC 50 / 60 Hz, 3-pole Size S0, Spring-type terminal | - | 0 | 0
3RT2023-2AN24 |  | 3RT2023-2AN24 | 1 | UN | 1 | 5 | B | D | N | N | 85364900 | 1 | 4011209838918 | 0.488 | KG | 52.73 | 52.73 | CP24 | CP24 | power contactor, AC-3 9 A, 4 kW / 400 V 2 NO + 2 NC, 220 V AC 50 / 60 Hz, 3-pole Size S0, Spring-type terminal Removable auxiliary switch | - | 0 | 0
3RT2023-2AP00 |  | 3RT2023-2AP00 | 1 | UN | 1 | 1 | A | D | N | N | 85364900 | 1 | 4011209831490 | 0.441 | KG | 37.72 | 37.72 | CP24 | CP24 | power contactor, AC-3 9 A, 4 kW / 400 V 1 NO + 1 NC, 230 V AC, 50 Hz 3-pole, Size S0 Spring-type terminal | - | 0 | 0
3RT2023-2AP00-Z | W96 | 3RT2023-2AP00-ZW96 | 1 | UN | 1 | 5 | B | D | N | N | 85364900 | 18 | 4011209946897 | 0.25 | KG | 37.72 | 37.72 | CP24 | CP24 | power contactor, AC-3 9 A, 4 kW / 400 V 1 NO + 1 NC, 230 V AC, 50 Hz 3-pole, Size S0 Spring-type terminal Multi-unit packaging = 18 units | - | 0 | 0
3RT2023-2AP00-Z | X95 | 3RT2023-2AP00-ZX95 | 1 | UN | 1 | 5 | B | D | N | N | 85364900 | 40 | 4011209831599 | 0.422 | KG | 37.72 | 37.72 | CP24 | CP24 | power contactor, AC-3 9 A, 4 kW / 400 V 1 NO + 1 NC, 230 V AC 50 Hz 3-pole, Size S0 Spring-type terminal Reusable packaging = 40 units | - | 0 | 0
3RT2023-2AP04 |  | 3RT2023-2AP04 | 1 | UN | 1 | 2 | A | D | N | N | 85364900 | 1 | 4011209836945 | 0.495 | KG | 52.73 | 52.73 | CP24 | CP24 | power contactor, AC-3 9 A, 4 kW / 400 V 2 NO + 2 NC, 230 V AC, 50 Hz 3-pole, Size S0 Spring-type terminal Removable auxiliary switch | - | 0 | 0
3RT2023-2AP60 |  | 3RT2023-2AP60 | 1 | UN | 1 | 5 | B | D | N | N | 85364900 | 1 | 4011209838925 | 0.442 | KG | 37.72 | 37.72 | CP24 | CP24 | power contactor, AC-3 9 A, 4 kW / 400 V 1 NO + 1 NC, 220 V AC, 50 Hz 240 V, 60 Hz, 3-pole Size S0, Spring-type terminal | - | 0 | 0
3RT2023-2AV00 |  | 3RT2023-2AV00 | 1 | UN | 1 | 5 | B | D | N | N | 85364900 | 1 | 4011209902626 | 0.448 | KG | 41.14 | 41.14 | CP24 | CP24 | power contactor, AC-3 9 A, 4 kW / 400 V 1 NO + 1 NC, 400 V AC, 50 Hz 3-pole, Size S0 Spring-type terminal | - | 0 | 0
3RT2023-2BB40 |  | 3RT2023-2BB40 | 1 | UN | 1 | 1 | A | D | N | N | 85364900 | 1 | 4011209831568 | 0.637 | KG | 80.94 | 80.94 | CP24 | CP24 | power contactor, AC-3 9 A, 4 kW / 400 V 1 NO + 1 NC, 24 V DC 3-pole, Size S0 Spring-type terminal | - | 0 | 0
3RT2023-2BB40-0CC0 |  | 3RT2023-2BB40-0CC0 | 1 | UN | 1 | 5 | B | D | N | N | 85364900 | 1 | 4011209836952 | 0.637 | KG | 87.69 | 87.69 | CP24 | CP24 | power contactor, AC-3 9 A, 4 kW / 400 V 1 NO + 1 NC, 24 V DC communication-capable, 3-pole Size S0, Spring-type terminal | - | 0 | 0
3RT2023-2BB44 |  | 3RT2023-2BB44 | 1 | UN | 1 | 1 | A | D | N | N | 85364900 | 1 | 4011209836969 | 0.685 | KG | 95.95 | 95.95 | CP24 | CP24 | power contactor, AC-3 9 A, 4 kW / 400 V 2 NO + 2 NC, 24 V DC 3-pole, Size S0 Spring-type terminal Removable auxiliary switch | - | 0 | 0
3RT2023-2BB44-3MA0 |  | 3RT2023-2BB44-3MA0 | 1 | UN | 1 | 5 | B | D | N | N | 85364900 | 1 | 4011209836976 | 0.686 | KG | 97.85 | 97.85 | CP24 | CP24 | power contactor, AC-3 9 A, 4 kW / 400 V 2 NO + 2 NC, 24 V DC 3-pole, Size S0 Spring-type terminal Captive auxiliary switch for SUVA applications | - | 0 | 0
3RT2023-2BM40 |  | 3RT2023-2BM40 | 1 | UN | 1 | 5 | B | D | N | N | 85364900 | 1 | 4011209831582 | 0.629 | KG | 80.94 | 80.94 | CP24 | CP24 | power contactor, AC-3 9 A, 4 kW / 400 V 1 NO + 1 NC, 220 V DC 3-pole, Size S0 Spring-type terminal | - | 0 | 0
3RT2023-2CL24-3MA0 |  | 3RT2023-2CL24-3MA0 | 1 | UN | 1 | 5 | B | D | N | N | 85364900 | 1 | 4011209865990 | 0.512 | KG | 65.93 | 65.93 | CP24 | CP24 | power contactor, AC-3 9 A, 4 kW / 400 V 2 NO + 2 NC, 230 V AC 50 / 60 Hz, with plugged-in Varistor, 3-pole, Size S0 Spring-type terminal Captive auxiliary switch for SUVA applications | - | 0 | 0
3RT2023-2DB40 |  | 3RT2023-2DB40 | 1 | UN | 1 | 5 | B | D | N | N | 85364900 | 1 | 4047621051260 | 0.645 | KG | 100.7 | 100.7 | CP24 | CP24 | Power contactor, AC-3 9 A, 4 kW / 400 V 1 NO + 1 NC, 24 V DC with varistor 3-pole, Size S0, spring-type terminal | - | 0 | 0
3RT2023-2EC20 |  | 3RT2023-2EC20 | 1 | UN | 1 | 5 | B | D | N | N | 85364900 | 1 | 4047621021430 | 0.47 | KG | 57 | 57 | CP24 | CP24 | power contactor, AC-3 9 A, 4 kW / 400 V 1 NO + 1 NC, 24 V AC, 50 / 60 Hz 3-pole, Size S0 Spring-type terminal RC element 3RT2926-1CB00 integrated | - | 0 | 0
3RT2023-2FB40 |  | 3RT2023-2FB40 | 1 | UN | 1 | 1 | A | D | N | N | 85364900 | 1 | 4011209900585 | 0.639 | KG | 100.7 | 100.7 | CP24 | CP24 | power contactor, AC-3 9 A, 4 kW / 400 V 1 NO + 1 NC, 24 V DC with plugged-in diode combination, 3-pole, Size S0, Spring-type terminal | - | 0 | 0
3RT2023-2FB44-3MA0 |  | 3RT2023-2FB44-3MA0 | 1 | UN | 1 | 5 | B | D | N | N | 85364900 | 1 | 4011209866119 | 0.699 | KG | 113.05 | 113.05 | CP24 | CP24 | power contactor, AC-3 9 A, 4 kW / 400 V 2 NO + 2 NC, 24 V DC with plugged-in diode combination, 3-pole, Size S0, Spring-type terminal Captive auxiliary switch for SUVA applications | - | 0 | 0
3RT2023-2KB40 |  | 3RT2023-2KB40 | 1 | UN | 1 | 1 | A | D | N | N | 85364900 | 1 | 4011209900608 | 0.635 | KG | 90.73 | 90.73 | CP24 | CP24 | power contactor, AC-3 9 A, 4 kW / 400 V 1 NO + 1 NC, 24 V DC with integrated varistor 3-pole, Size S0, Spring-type terminal suitable for PLC outputs | - | 0 | 0
3RT2023-2NB30 |  | 3RT2023-2NB30 | 1 | UN | 1 | 5 | B | D | N | N | 85364900 | 1 | 4011209840768 | 0.608 | KG | 95 | 95 | CP24 | CP24 | power contactor, AC-3 9 A, 4 kW / 400 V 1 NO + 1 NC, AC (50-60 Hz) DC operation 21-28 V AC/DC, 3-pole, Size S0, Spring-type terminal | - | 0 | 0
3RT2023-2NF30 |  | 3RT2023-2NF30 | 1 | UN | 1 | 5 | B | D | N | N | 85364900 | 1 | 4011209840775 | 0.571 | KG | 95 | 95 | CP24 | CP24 | power contactor, AC-3 9 A, 4 kW / 400 V 1 NO + 1 NC, AC (50-60 Hz) DC operation 95-130 V AC/DC, 3-pole Size S0, Spring-type terminal | - | 0 | 0
3RT2023-2NP30 |  | 3RT2023-2NP30 | 1 | UN | 1 | 5 | B | D | N | N | 85364900 | 1 | 4011209840782 | 0.585 | KG | 95 | 95 | CP24 | CP24 | power contactor, AC-3 9 A, 4 kW / 400 V 1 NO + 1 NC, AC (50-60 Hz) DC operation 200-280 V AC/DC, 3-pole Size S0, Spring-type terminal | - | 0 | 0
3RT2023-4AG60 |  | 3RT2023-4AG60 | 1 | UN | 1 | 0 | A | D | N | N | 85364900 | 1 | 4011209838932 | 0.39 | KG | 41.14 | 41.14 | CP24 | CP24 | power contactor, AC-3 9 A, 4 kW / 400 V 1 NO + 1 NC, 100 V AC, 50 Hz 100-110 V, 60 Hz 3-pole, Size S0, ring cable lug connection | - | 0 | 0
3RT2023-4AK60 |  | 3RT2023-4AK60 | 1 | UN | 1 | 5 | B | D | N | N | 85364900 | 1 | 4011209838949 | 0.388 | KG | 37.72 | 37.72 | CP24 | CP24 | power contactor, AC-3 9 A, 4 kW / 400 V 1 NO + 1 NC, 110 V AC, 50 Hz 120 V, 60 Hz, 3-pole Size S0 ring cable lug connection | - | 0 | 0
3RT2023-4AN60 |  | 3RT2023-4AN60 | 1 | UN | 1 | 5 | B | D | N | N | 85364900 | 1 | 4011209838956 | 0.388 | KG | 41.14 | 41.14 | CP24 | CP24 | power contactor, AC-3 9 A, 4 kW / 400 V 1 NO + 1 NC, 200 V AC, 50 Hz 200-220 V, 60 Hz, 3-pole Size S0 ring cable lug connection | - | 0 | 0
3RT2023-4AN60-Z | X95 | 3RT2023-4AN60-ZX95 | 1 | UN | 1 | 5 | B | D | N | N | 85364900 | 96 | 4011209838963 | 0.387 | KG | 41.14 | 41.14 | CP24 | CP24 | power contactor, AC-3 9 A, 4 kW / 400 V 1 NO + 1 NC, 200 V AC, 50 Hz 200-220 V, 60 Hz, 3-pole Size S0 ring cable lug connection Reusable packaging = 96 units | - | 0 | 0
3RT2023-4AP60 |  | 3RT2023-4AP60 | 1 | UN | 1 | 5 | B | D | N | N | 85364900 | 1 | 4011209838970 | 0.392 | KG | 37.72 | 37.72 | CP24 | CP24 | power contactor, AC-3 9 A, 4 kW / 400 V 1 NO + 1 NC, 220 V AC, 50 Hz 240 V, 60 Hz, 3-pole Size S0 ring cable lug connection | - | 0 | 0
3RT2023-4AR60 |  | 3RT2023-4AR60 | 1 | UN | 1 | 5 | B | D | N | N | 85364900 | 1 | 4011209838987 | 0.384 | KG | 41.14 | 41.14 | CP24 | CP24 | power contactor, AC-3 9 A, 4 kW / 400 V 1 NO + 1 NC, 400 V AC, 50 Hz 400-440 V, 60 Hz, 3-pole Size S0 ring cable lug connection | - | 0 | 0
3RT2023-4BB40 |  | 3RT2023-4BB40 | 1 | UN | 1 | 5 | B | D | N | N | 85364900 | 1 | 4011209831704 | 0.57 | KG | 80.94 | 80.94 | CP24 | CP24 | power contactor, AC-3 9 A, 4 kW / 400 V 1 NO + 1 NC, 24 V DC 3-pole, Size S0 ring cable lug connection | - | 0 | 0
3RT2023-4XB40-0LA2 |  | 3RT2023-4XB40-0LA2 | 1 | UN | 1 | 5 | B | D | N | N | 85364900 | 1 | 4047621002866 | 0.548 | KG | 110.2 | 110.2 | CP24 | CP24 | Traction contactor, AC-3 9 A, 4 kW / 400 V 1 NO + 1 NC with electronic drive 24 V DC, 0.7-1.25* US with integrated varistor 3-pole, Size S0 ring cable lug connection | - | 0 | 0
3RT2023-4XJ40-0LA2 |  | 3RT2023-4XJ40-0LA2 | 1 | UN | 1 | 5 | B | D | N | N | 85364900 | 1 | 4047621002873 | 0.52 | KG | 114 | 114 | CP24 | CP24 | Traction contactor, AC-3 9 A, 4 kW / 400 V 1 NO + 1 NC with electronic drive 72 V DC, 0.7-1.25* US with integrated varistor 3-pole, Size S0 ring cable lug connection | - | 0 | 0
3RT2024-1AB00 |  | 3RT2024-1AB00 | 1 | UN | 1 | 1 | A | D | N | N | 85364900 | 1 | 4011209832114 | 0.409 | KG | 44.56 | 43.32 | CP24 | CP24 | power contactor, AC-3 12 A, 5.5 kW / 400 V 1 NO + 1 NC, 24 V AC, 50 Hz 3-pole, Size S0 screw terminal | Lista Papel 2020 SI | 0 | 0
3RT2024-1AB00-1AA0 |  | 3RT2024-1AB00-1AA0 | 1 | UN | 1 | 5 | B | D | N | N | 85364900 | 1 | 4011209915176 | 0.417 | KG | 54.34 | 54.34 | CP24 | CP24 | power contactor, AC-3 12 A, 5.5 kW / 400 V 1 NO + 1 NC, 24 V AC, 50 Hz 3-pole, Size S0 screw terminal upright mounting position | - | 0 | 0
3RT2024-1AB04 |  | 3RT2024-1AB04 | 1 | UN | 1 | 5 | B | D | N | N | 85364900 | 1 | 4011209836983 | 0.452 | KG | 59.66 | 57.95 | CP24 | CP24 | power contactor, AC-3 12 A, 5.5 kW / 400 V 2 NO + 2 NC, 24 V AC, 50 Hz 3-pole, Size S0 screw terminal Removable auxiliary switch | Lista Papel 2020 SI | 0 | 0
3RT2024-1AC20 |  | 3RT2024-1AC20 | 1 | UN | 1 | 1 | A | D | N | N | 85364900 | 1 | 4011209831889 | 0.406 | KG | 44.56 | 44.56 | CP24 | CP24 | power contactor, AC-3 12 A, 5.5 kW / 400 V 1 NO + 1 NC, 24 V AC, 50 / 60 Hz 3-pole, Size S0 screw terminal | - | 0 | 0
3RT2024-1AC20-1AA0 |  | 3RT2024-1AC20-1AA0 | 1 | UN | 1 | 0 | A | D | N | N | 85364900 | 1 | 4011209915152 | 0.404 | KG | 54.34 | 54.34 | CP24 | CP24 | power contactor, AC-3 12 A, 5.5 kW / 400 V 1 NO + 1 NC, 24 V AC, 50 / 60 Hz 3-pole, Size S0 screw terminal upright mounting position | - | 0 | 0
3RT2024-1AC20-Z | W96 | 3RT2024-1AC20-ZW96 | 1 | UN | 1 | 5 | B | D | N | N | 85364900 | 24 | 4047621063294 | 0.387 | KG | 44.56 | 44.56 | CP24 | CP24 | power contactor, AC-3 12 A, 5.5 kW / 400 V 1 NO + 1 NC, 24 V AC, 50 / 60 Hz 3-pole, Size S0 screw terminal Multi-unit packaging 24 units | - | 0 | 0
3RT2024-1AC20-Z | X95 | 3RT2024-1AC20-ZX95 | 1 | UN | 1 | 5 | B | D | N | N | 85364900 | 48 | 4011209831858 | 0.387 | KG | 44.56 | 44.56 | CP24 | CP24 | power contactor, AC-3 12 A, 5.5 kW / 400 V 1 NO + 1 NC, 24 V AC, 50 / 60 Hz 3-pole, Size S0 screw terminal Multi-unit packaging 48 units | - | 0 | 0
3RT2024-1AC24 |  | 3RT2024-1AC24 | 1 | UN | 1 | 5 | B | D | N | N | 85364900 | 1 | 4011209897663 | 0.448 | KG | 59.66 | 59.66 | CP24 | CP24 | power contactor, AC-3 12 A, 5.5 kW / 400 V 2 NO + 2 NC, 24 V AC, 50 / 60 Hz 3-pole, Size S0 screw terminal Removable auxiliary switch | - | 0 | 0
3RT2024-1AD00 |  | 3RT2024-1AD00 | 1 | UN | 1 | 5 | B | D | N | N | 85364900 | 1 | 4011209897397 | 0.403 | KG | 48.07 | 48.07 | CP24 | CP24 | power contactor, AC-3 12 A, 5.5 kW / 400 V 1 NO + 1 NC, 42 V AC, 50 Hz 3-pole, Size S0 screw terminal | - | 0 | 0
3RT2024-1AD04 |  | 3RT2024-1AD04 | 1 | UN | 1 | 5 | B | D | N | N | 85364900 | 1 | 4011209897670 | 0.455 | KG | 63.08 | 63.08 | CP24 | CP24 | power contactor, AC-3 12 A, 5.5 kW / 400 V 2 NO + 2 NC, 42 V AC, 50 Hz 3-pole, Size S0 screw terminal Removable auxiliary switch | - | 0 | 0
3RT2024-1AF00 |  | 3RT2024-1AF00 | 1 | UN | 1 | 1 | A | D | N | N | 85364900 | 1 | 4011209831872 | 0.409 | KG | 44.56 | 43.32 | CP24 | CP24 | power contactor, AC-3 12 A, 5.5 kW / 400 V 1 NO + 1 NC, 110 V AC, 50 Hz 3-pole, Size S0 screw terminal | Lista Papel 2020 SI | 0 | 0
3RT2024-1AF04 |  | 3RT2024-1AF04 | 1 | UN | 1 | 5 | B | D | N | N | 85364900 | 1 | 4011209836990 | 0.456 | KG | 59.66 | 57.95 | CP24 | CP24 | power contactor, AC-3 12 A, 5.5 kW / 400 V 2 NO + 2 NC, 110 V AC, 50 Hz 3-pole, Size S0 screw terminal Removable auxiliary switch | Lista Papel 2020 SI | 0 | 0
3RT2024-1AG20 |  | 3RT2024-1AG20 | 1 | UN | 1 | 2 | A | D | N | N | 85364900 | 1 | 4011209831926 | 0.406 | KG | 44.56 | 44.56 | CP24 | CP24 | power contactor, AC-3 12 A, 5.5 kW / 400 V 1 NO + 1 NC, 110 V AC 50 / 60 Hz, 3-pole Size S0, screw terminal | - | 0 | 0
3RT2024-1AG24 |  | 3RT2024-1AG24 | 1 | UN | 1 | 5 | B | D | N | N | 85364900 | 1 | 4011209837003 | 0.467 | KG | 59.66 | 59.66 | CP24 | CP24 | power contactor, AC-3 12 A, 5.5 kW / 400 V 2 NO + 2 NC, 110 V AC 50 / 60 Hz, 3-pole Size S0, screw terminal Removable auxiliary switch | - | 0 | 0
3RT2024-1AG60 |  | 3RT2024-1AG60 | 1 | UN | 1 | 5 | B | D | N | N | 85364900 | 1 | 4011209838994 | 0.405 | KG | 48.07 | 48.07 | CP24 | CP24 | power contactor, AC-3 12 A, 5.5 kW / 400 V 1 NO + 1 NC, 100 V AC, 50 Hz 100-110 V, 60 Hz, 3-pole Size S0, screw terminal | - | 0 | 0
3RT2024-1AH00 |  | 3RT2024-1AH00 | 1 | UN | 1 | 5 | B | D | N | N | 85364900 | 1 | 4011209867703 | 0.41 | KG | 44.56 | 44.56 | CP24 | CP24 | power contactor, AC-3 12 A, 5.5 kW / 400 V 1 NO + 1 NC, 48 V AC, 50 Hz 3-pole, Size S0 screw terminal | - | 0 | 0
3RT2024-1AH20 |  | 3RT2024-1AH20 | 1 | UN | 1 | 5 | B | D | N | N | 85364900 | 1 | 4011209897731 | 0.41 | KG | 48.07 | 48.07 | CP24 | CP24 | power contactor, AC-3 12 A, 5.5 kW / 400 V 1 NO + 1 NC, 48 V AC, 50 / 60 Hz 3-pole, Size S0 screw terminal | - | 0 | 0
3RT2024-1AK60 |  | 3RT2024-1AK60 | 1 | UN | 1 | 5 | B | D | N | N | 85364900 | 1 | 4011209831933 | 0.407 | KG | 44.56 | 44.56 | CP24 | CP24 | power contactor, AC-3 12 A, 5.5 kW / 400 V 1 NO + 1 NC, 110 V AC, 50 Hz 120 V, 60 Hz, 3-pole Size S0, screw terminal | - | 0 | 0
3RT2024-1AK60-Z | X95 | 3RT2024-1AK60-ZX95 | 1 | UN | 1 | 5 | B | D | N | N | 85364900 | 48 | 4011209831797 | 0.392 | KG | 44.56 | 44.56 | CP24 | CP24 | power contactor, AC-3 12 A, 5.5 kW / 400 V 1 NO + 1 NC, 110 V AC, 50 Hz 120 V, 60 Hz, 3-pole Size S0, screw terminal Reusable packaging = 48 units | - | 0 | 0
3RT2024-1AK64 |  | 3RT2024-1AK64 | 1 | UN | 1 | 5 | B | D | N | N | 85364900 | 1 | 4011209897748 | 0.452 | KG | 59.66 | 59.66 | CP24 | CP24 | power contactor, AC-3 12 A, 5.5 kW / 400 V 2 NO + 2 NC, 110 V AC, 50 Hz 120 V, 60 Hz, 3-pole Size S0, screw terminal Removable auxiliary switch | - | 0 | 0
3RT2024-1AK64-3MA0 |  | 3RT2024-1AK64-3MA0 | 1 | UN | 1 | 5 | B | D | N | N | 85364900 | 1 | 4011209913998 | 0.46 | KG | 61.75 | 61.75 | CP24 | CP24 | power contactor, AC-3 12 A, 5.5 kW / 400 V 2 NO + 2 NC, 110 V AC, 50 Hz 120 V, 60 Hz, 3-pole Size S0, screw terminal Captive auxiliary switch for SUVA applications | - | 0 | 0
3RT2024-1AL20 |  | 3RT2024-1AL20 | 1 | UN | 1 | 1 | A | D | N | N | 85364900 | 1 | 4011209831940 | 0.41 | KG | 44.56 | 44.56 | CP24 | CP24 | power contactor, AC-3 12 A, 5.5 kW / 400 V 1 NO + 1 NC, 230 V AC 50 / 60 Hz, 3-pole Size S0, screw terminal | - | 0 | 0
3RT2024-1AL20-Z | W96 | 3RT2024-1AL20-ZW96 | 1 | UN | 1 | 5 | B | D | N | N | 85364900 | 24 | 4011209904347 | 0.25 | KG | 44.56 | 44.56 | CP24 | CP24 | power contactor, AC-3 12 A, 5.5 kW / 400 V 1 NO + 1 NC, 230 V AC 50 / 60 Hz, 3-pole Size S0, Screw terminal Multi-unit packaging = 24 units | - | 0 | 0
3RT2024-1AL20-Z | W97 | 3RT2024-1AL20-ZW97 | 1 | UN | 1 | 5 | B | D | N | N | 85364900 | 12 | 4047621025537 | 0.392 | KG | 44.56 | 44.56 | CP24 | CP24 | power contactor, AC-3 12 A, 5.5 kW / 400 V 1 NO + 1 NC, 230 V AC 50/60 Hz 3-pole, Size S0 screw terminal Multi-unit packaging Pack = 12 units | - | 0 | 0
3RT2024-1AL20-Z | X95 | 3RT2024-1AL20-ZX95 | 1 | UN | 1 | 5 | B | D | N | N | 85364900 | 48 | 4011209831803 | 0.392 | KG | 44.56 | 44.56 | CP24 | CP24 | power contactor, AC-3 12 A, 5.5 kW / 400 V 1 NO + 1 NC, 230 V AC 50 / 60 Hz, 3-pole Size S0, screw terminal Reusable packaging = 48 units | - | 0 | 0
3RT2024-1AL24 |  | 3RT2024-1AL24 | 1 | UN | 1 | 5 | B | D | N | N | 85364900 | 1 | 4011209837010 | 0.459 | KG | 59.66 | 59.66 | CP24 | CP24 | power contactor, AC-3 12 A, 5.5 kW / 400 V 2 NO + 2 NC, 230 V AC 50 / 60 Hz, 3-pole Size S0, screw terminal Removable auxiliary switch | - | 0 | 0
3RT2024-1AL24-3MA0 |  | 3RT2024-1AL24-3MA0 | 1 | UN | 1 | 5 | B | D | N | N | 85364900 | 1 | 4011209837027 | 0.47 | KG | 61.75 | 60.04 | CP24 | CP24 | power contactor, AC-3 12 A, 5.5 kW / 400 V 2 NO + 2 NC, 230 V AC 50 / 60 Hz, 3-pole Size S0, screw terminal Captive auxiliary switch for SUVA applications | Lista Papel 2020 SI | 0 | 0
3RT2024-1AM20 |  | 3RT2024-1AM20 | 1 | UN | 1 | 5 | B | D | N | N | 85364900 | 1 | 4011209953932 | 0.412 | KG | 48.07 | 48.07 | CP24 | CP24 | power contactor, AC-3 12 A, 5.5 kW / 400 V 1 NO + 1 NC, 208 V AC 50 / 60 Hz, 3-pole Size S0, screw terminal | - | 0 | 0
3RT2024-1AN20 |  | 3RT2024-1AN20 | 1 | UN | 1 | 2 | A | D | N | N | 85364900 | 1 | 4011209839007 | 0.406 | KG | 44.56 | 44.56 | CP24 | CP24 | power contactor, AC-3 12 A, 5.5 kW / 400 V 1 NO + 1 NC, 220 V AC 50 / 60 Hz, 3-pole Size S0, screw terminal | - | 0 | 0
3RT2024-1AN24 |  | 3RT2024-1AN24 | 1 | UN | 1 | 5 | B | D | N | N | 85364900 | 1 | 4011209839014 | 0.453 | KG | 59.66 | 59.66 | CP24 | CP24 | power contactor, AC-3 12 A, 5.5 kW / 400 V 2 NO + 2 NC, 220 V AC 50 / 60 Hz, 3-pole Size S0, screw terminal Removable auxiliary switch | - | 0 | 0
3RT2024-1AN60 |  | 3RT2024-1AN60 | 1 | UN | 1 | 5 | B | D | N | N | 85364900 | 1 | 4011209839021 | 0.407 | KG | 48.07 | 48.07 | CP24 | CP24 | power contactor, AC-3 12 A, 5.5 kW / 400 V 1 NO + 1 NC, 200 V AC, 50 Hz 200-220 V, 60 Hz, 3-pole Size S0, screw terminal | - | 0 | 0
3RT2024-1AP00 |  | 3RT2024-1AP00 | 1 | UN | 1 | 1 | A | D | N | N | 85364900 | 1 | 4011209831766 | 0.406 | KG | 44.56 | 43.32 | CP24 | CP24 | power contactor, AC-3 12 A, 5.5 kW / 400 V 1 NO + 1 NC, 230 V AC, 50 Hz 3-pole, Size S0 screw terminal | Lista Papel 2020 SI | 0 | 0
3RT2024-1AP00-1AA0 |  | 3RT2024-1AP00-1AA0 | 1 | UN | 1 | 5 | B | D | N | N | 85364900 | 1 | 4047621013497 | 0.407 | KG | 54.34 | 54.34 | CP24 | CP24 | power contactor, AC-3 12 A, 5.5 kW / 400 V 1 NO + 1 NC, 230 V AC, 50 Hz 3-pole, Size S0 screw terminal upright mounting position | - | 0 | 0
3RT2024-1AP00-Z | W96 | 3RT2024-1AP00-ZW96 | 1 | UN | 1 | 5 | B | D | N | N | 85364900 | 24 | 4047621052045 | 0.25 | KG | 44.56 | 44.56 | CP24 | CP24 | power contactor, AC-3 12 A, 5.5 kW / 400 V 1 NO + 1 NC, 230 V AC, 50 Hz 3-pole, Size S0 Screw terminal Multi-unit packaging = 24 units | - | 0 | 0
3RT2024-1AP00-Z | W97 | 3RT2024-1AP00-ZW97 | 1 | UN | 1 | 5 | B | D | N | N | 85364900 | 12 | 4047621015101 | 0.25 | KG | 44.56 | 44.56 | CP24 | CP24 | power contactor, AC-3 12 A, 5.5 kW / 400 V 1 NO + 1 NC, 230 V AC, 50 Hz 3-pole, Size S0 screw terminal Multi-unit packaging = 12 units | - | 0 | 0
3RT2024-1AP00-Z | X95 | 3RT2024-1AP00-ZX95 | 1 | UN | 1 | 5 | B | D | N | N | 85364900 | 48 | 4011209831834 | 0.386 | KG | 44.56 | 44.56 | CP24 | CP24 | power contactor, AC-3 12 A, 5.5 kW / 400 V 1 NO + 1 NC, 230 V AC, 50 Hz 3-pole, Size S0 screw terminal Reusable packaging = 48 units | - | 0 | 0
3RT2024-1AP04 |  | 3RT2024-1AP04 | 1 | UN | 1 | 1 | A | D | N | N | 85364900 | 1 | 4011209837034 | 0.45 | KG | 59.66 | 57.95 | CP24 | CP24 | power contactor, AC-3 12 A, 5.5 kW / 400 V 2 NO + 2 NC, 230 V AC, 50 Hz 3-pole, Size S0 screw terminal Removable auxiliary switch | Lista Papel 2020 SI | 0 | 0
3RT2024-1AP04-Z | X95 | 3RT2024-1AP04-ZX95 | 1 | UN | 1 | 5 | B | D | N | N | 85364900 | 48 | 4011209837041 | 0.39 | KG | 59.66 | 59.66 | CP24 | CP24 | power contactor, AC-3 12 A, 5.5 kW / 400 V 2 NO + 2 NC, 230 V AC, 50 Hz 3-pole, Size S0 screw terminal Removable auxiliary switch Reusable packaging = 48 units | - | 0 | 0
3RT2024-1AP60 |  | 3RT2024-1AP60 | 1 | UN | 1 | 5 | B | D | N | N | 85364900 | 1 | 4011209839038 | 0.407 | KG | 44.56 | 44.56 | CP24 | CP24 | power contactor, AC-3 12 A, 5.5 kW / 400 V 1 NO + 1 NC, 220 V AC, 50 Hz 240 V, 60 Hz, 3-pole Size S0, screw terminal | - | 0 | 0
3RT2024-1AR60 |  | 3RT2024-1AR60 | 1 | UN | 1 | 5 | B | D | N | N | 85364900 | 1 | 4011209839045 | 0.413 | KG | 48.07 | 48.07 | CP24 | CP24 | power contactor, AC-3 12 A, 5.5 kW / 400 V 1 NO + 1 NC, 400 V AC, 50 Hz 400-440 V, 60 Hz, 3-pole Size S0, screw terminal | - | 0 | 0
3RT2024-1AT60 |  | 3RT2024-1AT60 | 1 | UN | 1 | 5 | B | D | N | N | 85364900 | 1 | 4047621012575 | 0.399 | KG | 48.07 | 48.07 | CP24 | CP24 | Cont., AC-3, 5.5 kW / 400 V, 1 NO + 1 NC, AC 600 V, 60 Hz, 3-pole, size S0 screw terminal | - | 0 | 0
3RT2024-1AU00 |  | 3RT2024-1AU00 | 1 | UN | 1 | 5 | B | D | N | N | 85364900 | 1 | 4011209944701 | 0.41 | KG | 44.56 | 44.56 | CP24 | CP24 | power contactor, AC-3 12 A, 5.5 kW / 400 V 1 NO + 1 NC, 240 V AC, 50 Hz 3-pole, Size S0 screw terminal | - | 0 | 0
3RT2024-1AU20 |  | 3RT2024-1AU20 | 1 | UN | 1 | 5 | B | D | N | N | 85364900 | 1 | 4047621012070 | 0.408 | KG | 48.07 | 48.07 | CP24 | CP24 | power contactor, AC-3 12 A, 5.5 kW / 400 V 1 NO + 1 NC, 380 V AC 50 / 60 Hz, 3-pole Size S0, screw terminal | - | 0 | 0
3RT2024-1AU60 |  | 3RT2024-1AU60 | 1 | UN | 1 | 5 | B | D | N | N | 85364900 | 1 | 4047621047447 | 0.421 | KG | 48.07 | 48.07 | CP24 | CP24 | power contactor, AC-3 12 A, 5.5 kW / 400 V 1 NO + 1 NC, 277 V AC, 60 Hz 3-pole, Size S0 screw terminal | - | 0 | 7
3RT2024-1AV00 |  | 3RT2024-1AV00 | 1 | UN | 1 | 5 | B | D | N | N | 85364900 | 1 | 4011209839052 | 0.409 | KG | 48.07 | 46.74 | CP24 | CP24 | power contactor, AC-3 12 A, 5.5 kW / 400 V 1 NO + 1 NC, 400 V AC, 50 Hz 3-pole, Size S0 screw terminal | Lista Papel 2020 SI | 0 | 0
3RT2024-1AV04 |  | 3RT2024-1AV04 | 1 | UN | 1 | 5 | B | D | N | N | 85364900 | 1 | 4011209898905 | 0.455 | KG | 63.08 | 63.08 | CP24 | CP24 | power contactor, AC-3 12 A, 5.5 kW / 400 V 2 NO + 2 NC, 400 V AC, 50 Hz 3-pole, Size S0 screw terminal Removable auxiliary switch | - | 0 | 0
3RT2024-1AV60 |  | 3RT2024-1AV60 | 1 | UN | 1 | 5 | B | D | N | N | 85364900 | 1 | 4011209947917 | 0.413 | KG | 48.07 | 48.07 | CP24 | CP24 | power contactor, AC-3 12 A, 5.5 kW / 400 V 1 NO + 1 NC, 480 V AC, 60 Hz 3-pole, Size S0 screw terminal | - | 0 | 0
3RT2024-1BB40 |  | 3RT2024-1BB40 | 1 | UN | 1 | 1 | A | D | N | N | 85364900 | 1 | 4011209831957 | 0.6 | KG | 87.59 | 85.12 | CP24 | CP24 | power contactor, AC-3 12 A, 5.5 kW / 400 V 1 NO + 1 NC, 24 V DC 3-pole, Size S0 screw terminal | Lista Papel 2020 SI | 0 | 0
3RT2024-1BB40-0CC0 |  | 3RT2024-1BB40-0CC0 | 1 | UN | 1 | 5 | B | D | N | N | 85364900 | 1 | 4011209831827 | 0.599 | KG | 94.72 | 92.06 | CP24 | CP24 | power contactor, AC-3 12 A, 5.5 kW / 400 V 1 NO + 1 NC, 24 V DC communication-capable, 3-pole Size S0, screw terminal | Lista Papel 2020 SI | 0 | 0
3RT2024-1BB40-1AA0 |  | 3RT2024-1BB40-1AA0 | 1 | UN | 1 | 5 | B | D | N | N | 85364900 | 1 | 4047621010977 | 0.599 | KG | 97.85 | 97.85 | CP24 | CP24 | power contactor, AC-3 12 A, 5.5 kW / 400 V 1 NO + 1 NC, 24 V DC 3-pole, Size S0 screw terminal upright mounting position | - | 0 | 0
3RT2024-1BB40-Z | X95 | 3RT2024-1BB40-ZX95 | 1 | UN | 1 | 5 | B | D | N | N | 85364900 | 48 | 4011209831810 | 0.576 | KG | 87.59 | 87.59 | CP24 | CP24 | power contactor, AC-3 12 A, 5.5 kW / 400 V 1 NO + 1 NC, 24 V DC 3-pole, Size S0 screw terminal Reusable packaging = 48 units | - | 0 | 0
3RT2024-1BB44 |  | 3RT2024-1BB44 | 1 | UN | 1 | 1 | A | D | N | N | 85364900 | 1 | 4011209837058 | 0.637 | KG | 102.6 | 99.75 | CP24 | CP24 | power contactor, AC-3 12 A, 5.5 kW / 400 V 2 NO + 2 NC, 24 V DC 3-pole, Size S0 screw terminal Removable auxiliary switch | Lista Papel 2020 SI | 0 | 0
3RT2024-1BB44-3MA0 |  | 3RT2024-1BB44-3MA0 | 1 | UN | 1 | 2 | A | D | N | N | 85364900 | 1 | 4011209837065 | 0.638 | KG | 105.45 | 102.6 | CP24 | CP24 | power contactor, AC-3 12 A, 5.5 kW / 400 V 2 NO + 2 NC, 24 V DC 3-pole, Size S0 screw terminal Captive auxiliary switch for SUVA applications | Lista Papel 2020 SI | 0 | 0
3RT2024-1BB44-Z | X95 | 3RT2024-1BB44-ZX95 | 1 | UN | 1 | 5 | B | D | N | N | 85364900 | 48 | 4011209837072 | 0.58 | KG | 102.6 | 102.6 | CP24 | CP24 | power contactor, AC-3 12 A, 5.5 kW / 400 V 2 NO + 2 NC, 24 V DC 3-pole, Size S0 screw terminal Removable auxiliary switch Reusable packaging = 48 units | - | 0 | 0
3RT2024-1BE40 |  | 3RT2024-1BE40 | 1 | UN | 1 | 5 | B | D | N | N | 85364900 | 1 | 4011209897687 | 0.591 | KG | 92.91 | 92.91 | CP24 | CP24 | power contactor, AC-3 12 A, 5.5 kW / 400 V 1 NO + 1 NC, 60 V DC 3-pole, Size S0 screw terminal | - | 0 | 0
3RT2024-1BF40 |  | 3RT2024-1BF40 | 1 | UN | 1 | 5 | B | D | N | N | 85364900 | 1 | 4011209831964 | 0.597 | KG | 87.59 | 85.12 | CP24 | CP24 | power contactor, AC-3 12 A, 5.5 kW / 400 V 1 NO + 1 NC, 110 V DC 3-pole, Size S0 screw terminal | Lista Papel 2020 SI | 0 | 0
3RT2024-1BF44 |  | 3RT2024-1BF44 | 1 | UN | 1 | 5 | B | D | N | N | 85364900 | 1 | 4011209837089 | 0.635 | KG | 102.6 | 99.75 | CP24 | CP24 | power contactor, AC-3 12 A, 5.5 kW / 400 V 2 NO + 2 NC, 110 V DC 3-pole, Size S0 screw terminal Removable auxiliary switch | Lista Papel 2020 SI | 0 | 0
3RT2024-1BG40 |  | 3RT2024-1BG40 | 1 | UN | 1 | 5 | B | D | N | N | 85364900 | 1 | 4011209897694 | 0.591 | KG | 92.91 | 92.91 | CP24 | CP24 | power contactor, AC-3 12 A, 5.5 kW / 400 V 1 NO + 1 NC, 125 V DC 3-pole, Size S0 screw terminal | - | 0 | 0
3RT2024-1BJ80 |  | 3RT2024-1BJ80 | 1 | UN | 1 | 5 | B | D | N | N | 85364900 | 1 | 4011209916388 | 0.587 | KG | 92.91 | 92.91 | CP24 | CP24 | power contactor, AC-3 12 A, 5.5 kW / 400 V 1 NO + 1 NC, 72 V DC 3-pole, Size S0 screw terminal | - | 0 | 0
3RT2024-1BM40 |  | 3RT2024-1BM40 | 1 | UN | 1 | 5 | B | D | N | N | 85364900 | 1 | 4011209831896 | 0.587 | KG | 87.59 | 87.59 | CP24 | CP24 | power contactor, AC-3 12 A, 5.5 kW / 400 V 1 NO + 1 NC, 220 V DC 3-pole, Size S0 screw terminal | - | 0 | 0
3RT2024-1BM44 |  | 3RT2024-1BM44 | 1 | UN | 1 | 5 | B | D | N | N | 85364900 | 1 | 4011209897700 | 0.6 | KG | 102.6 | 102.6 | CP24 | CP24 | power contactor, AC-3 12 A, 5.5 kW / 400 V 2 NO + 2 NC, 220 V DC 3-pole, Size S0 screw terminal Removable auxiliary switch | - | 0 | 0
3RT2024-1BP40 |  | 3RT2024-1BP40 | 1 | UN | 1 | 5 | B | D | N | N | 85364900 | 1 | 4011209897717 | 0.587 | KG | 92.91 | 92.91 | CP24 | CP24 | power contactor, AC-3 12 A, 5.5 kW / 400 V 1 NO + 1 NC, 230 V DC 3-pole, Size S0 screw terminal | - | 0 | 0
3RT2024-1BW40 |  | 3RT2024-1BW40 | 1 | UN | 1 | 5 | B | D | N | N | 85364900 | 1 | 4011209839069 | 0.591 | KG | 87.59 | 87.59 | CP24 | CP24 | power contactor, AC-3 12 A, 5.5 kW / 400 V 1 NO + 1 NC, 48 V DC 3-pole, Size S0 screw terminal | - | 0 | 0
3RT2024-1CK64-3MA0 |  | 3RT2024-1CK64-3MA0 | 1 | UN | 1 | 5 | B | D | N | N | 85364900 | 1 | 4011209897755 | 0.46 | KG | 72.77 | 72.77 | CP24 | CP24 | power contactor, AC-3 12 A, 5.5 kW / 400 V 2 NO + 2 NC, 110 V AC, 50 Hz 120 V, 60 Hz, with plugged-in Varistor, 3-pole, Size S0 screw terminal Captive auxiliary switch for SUVA applications | - | 0 | 0
3RT2024-1CL24-3MA0 |  | 3RT2024-1CL24-3MA0 | 1 | UN | 1 | 2 | A | D | N | N | 85364900 | 1 | 4011209866003 | 0.463 | KG | 72.77 | 72.77 | CP24 | CP24 | power contactor, AC-3 12 A, 5.5 kW / 400 V 2 NO + 2 NC, 230 V AC 50 / 60 Hz, with plugged-in Varistor, 3-pole, Size S0 screw terminal Captive auxiliary switch for SUVA applications | - | 0 | 0
3RT2024-1DB40 |  | 3RT2024-1DB40 | 1 | UN | 1 | 5 | B | D | N | N | 85364900 | 1 | 4047621051031 | 0.613 | KG | 108.3 | 108.3 | CP24 | CP24 | Power contactor, AC-3 12 A, 5.5 kW / 400 V 1 NO + 1 NC, 24 V DC with varistor 3-pole Size S0, screw terminal | - | 0 | 0
3RT2024-1DB44-3MA0 |  | 3RT2024-1DB44-3MA0 | 1 | UN | 1 | 2 | A | D | N | N | 85364900 | 1 | 4011209901315 | 0.652 | KG | 115.9 | 115.9 | CP24 | CP24 | power contactor, AC-3 12 A, 5.5 kW / 400 V 2 NO + 2 NC, 24 V DC with inserted varistor 3-pole, Size S0 screw terminal Captive auxiliary switch for SUVA applications | - | 0 | 0
3RT2024-1FB40 |  | 3RT2024-1FB40 | 1 | UN | 1 | 1 | A | D | N | N | 85364900 | 1 | 4011209839076 | 0.597 | KG | 108.3 | 108.3 | CP24 | CP24 | power contactor, AC-3 12 A, 5.5 kW / 400 V 1 NO + 1 NC, 24 V DC with plugged-in diode combination, 3-pole Size S0, screw terminal | - | 0 | 0
3RT2024-1FB44-3MA0 |  | 3RT2024-1FB44-3MA0 | 1 | UN | 1 | 5 | B | D | N | N | 85364900 | 1 | 4011209866126 | 0.641 | KG | 119.7 | 119.7 | CP24 | CP24 | power contactor, AC-3 12 A, 5.5 kW / 400 V 2 NO + 2 NC, 24 V DC with plugged-in diode combination, 3-pole Size S0, screw terminal Captive auxiliary switch for SUVA applications | - | 0 | 0
3RT2024-1FB44-3MA1 |  | 3RT2024-1FB44-3MA1 | 1 | UN | 1 | 5 | B | D | N | N | 85364900 | 1 | 4047621012711 | 0.645 | KG | 127.3 | 127.3 | CP24 | CP24 | power contactor, AC-3 12 A, 5.5 kW / 400 V 2 NO + 2 NC, 24 V DC with plugged-in diode combination, 3-pole Size S0, screw terminal Captive auxiliary switch upright mounting position | - | 0 | 0
3RT2024-1KB40 |  | 3RT2024-1KB40 | 1 | UN | 1 | 1 | A | D | N | N | 85364900 | 1 | 4011209831902 | 0.6 | KG | 96.9 | 94.05 | CP24 | CP24 | power contactor, AC-3 12 A, 5.5 kW / 400 V 1 NO + 1 NC, 24 V DC with integrated varistor 3-pole, Size S0 screw terminal suitable for PLC outputs | Lista Papel 2020 SI | 0 | 0
3RT2024-1KB40-1AA0 |  | 3RT2024-1KB40-1AA0 | 1 | UN | 1 | 5 | B | D | N | N | 85364900 | 1 | 4047621017532 | 0.597 | KG | 107.35 | 107.35 | CP24 | CP24 | power contactor, AC-3 12 A, 5.5 kW / 400 V 1 NO + 1 NC, 24 V DC with integrated varistor 3-pole, Size S0 screw terminal suitable for PLC outputs upright mounting position | - | 0 | 0
3RT2024-1NB30 |  | 3RT2024-1NB30 | 1 | UN | 1 | 1 | A | D | N | N | 85364900 | 1 | 4011209834576 | 0.577 | KG | 102.6 | 99.75 | CP24 | CP24 | power contactor, AC-3 12 A, 5.5 kW / 400 V 1 NO + 1 NC, AC (50-60 Hz) DC operation 21-28 V AC/DC, 3-pole Size S0, screw terminal | Lista Papel 2020 SI | 0 | 0
3RT2024-1NF30 |  | 3RT2024-1NF30 | 1 | UN | 1 | 2 | A | D | N | N | 85364900 | 1 | 4011209834552 | 0.542 | KG | 102.6 | 99.75 | CP24 | CP24 | power contactor, AC-3 12 A, 5.5 kW / 400 V 1 NO + 1 NC, AC (50-60 Hz) DC operation 95-130 V AC/DC, 3-pole Size S0, screw terminal | Lista Papel 2020 SI | 0 | 0
3RT2024-1NP30 |  | 3RT2024-1NP30 | 1 | UN | 1 | 2 | A | D | N | N | 85364900 | 1 | 4011209831919 | 0.546 | KG | 102.6 | 99.75 | CP24 | CP24 | power contactor, AC-3 12 A, 5.5 kW / 400 V 1 NO + 1 NC, AC (50-60 Hz) DC operation 200-280 V AC/DC, 3-pole Size S0, screw terminal | Lista Papel 2020 SI | 0 | 0
3RT2024-2AB00 |  | 3RT2024-2AB00 | 1 | UN | 1 | 2 | A | D | N | N | 85364900 | 1 | 4011209831971 | 0.447 | KG | 44.56 | 43.32 | CP24 | CP24 | power contactor, AC-3 12 A, 5.5 kW / 400 V 1 NO + 1 NC, 24 V AC, 50 Hz 3-pole, Size S0 Spring-type terminal | Lista Papel 2020 SI | 0 | 0
3RT2024-2AB00-1AA0 |  | 3RT2024-2AB00-1AA0 | 1 | UN | 1 | 0 | A | D | N | N | 85364900 | 1 | 4011209915169 | 0.445 | KG | 54.34 | 54.34 | CP24 | CP24 | power contactor, AC-3 12 A, 5.5 kW / 400 V 1 NO + 1 NC, 24 V AC, 50 Hz 3-pole, Size S0 Spring-type terminal upright mounting position | - | 0 | 0
3RT2024-2AB04 |  | 3RT2024-2AB04 | 1 | UN | 1 | 5 | B | D | N | N | 85364900 | 1 | 4011209837096 | 0.495 | KG | 59.66 | 57.95 | CP24 | CP24 | power contactor, AC-3 12 A, 5.5 kW / 400 V 2 NO + 2 NC, 24 V AC, 50 Hz 3-pole, Size S0 Spring-type terminal Removable auxiliary switch | Lista Papel 2020 SI | 0 | 0
3RT2024-2AC20 |  | 3RT2024-2AC20 | 1 | UN | 1 | 5 | B | D | N | N | 85364900 | 1 | 4011209832015 | 0.445 | KG | 44.56 | 44.56 | CP24 | CP24 | power contactor, AC-3 12 A, 5.5 kW / 400 V 1 NO + 1 NC, 24 V AC 50 / 60 Hz, 3-pole Size S0, Spring-type terminal | - | 0 | 0
3RT2024-2AC20-1AA0 |  | 3RT2024-2AC20-1AA0 | 1 | UN | 1 | 0 | A | D | N | N | 85364900 | 1 | 4011209907751 | 0.442 | KG | 54.34 | 54.34 | CP24 | CP24 | power contactor, AC-3 12 A, 5.5 kW / 400 V 1 NO + 1 NC, 24 V AC 50 / 60 Hz, 3-pole Size S0, Spring-type terminal upright mounting position | - | 0 | 0
3RT2024-2AC24 |  | 3RT2024-2AC24 | 1 | UN | 1 | 0 | A | D | N | N | 85364900 | 1 | 4011209897762 | 0.44 | KG | 59.66 | 59.66 | CP24 | CP24 | power contactor, AC-3 12 A, 5.5 kW / 400 V 2 NO + 2 NC, 24 V AC 50 / 60 Hz, 3-pole Size S0, Spring-type terminal Removable auxiliary switch | - | 0 | 0
3RT2024-2AF00 |  | 3RT2024-2AF00 | 1 | UN | 1 | 2 | A | D | N | N | 85364900 | 1 | 4011209832008 | 0.446 | KG | 44.56 | 43.32 | CP24 | CP24 | power contactor, AC-3 12 A, 5.5 kW / 400 V 1 NO + 1 NC, 110 V AC, 50 Hz 3-pole, Size S0 Spring-type terminal | Lista Papel 2020 SI | 0 | 0
3RT2024-2AF04 |  | 3RT2024-2AF04 | 1 | UN | 1 | 5 | B | D | N | N | 85364900 | 1 | 4011209837102 | 0.494 | KG | 59.66 | 57.95 | CP24 | CP24 | power contactor, AC-3 12 A, 5.5 kW / 400 V 2 NO + 2 NC, 110 V AC, 50 Hz 3-pole, Size S0 Spring-type terminal Removable auxiliary switch | Lista Papel 2020 SI | 0 | 0
3RT2024-2AG20 |  | 3RT2024-2AG20 | 1 | UN | 1 | 2 | A | D | N | N | 85364900 | 1 | 4011209832022 | 0.444 | KG | 44.56 | 44.56 | CP24 | CP24 | power contactor, AC-3 12 A, 5.5 kW / 400 V 1 NO + 1 NC, 110 V AC 50 / 60 Hz, 3-pole Size S0, Spring-type terminal | - | 0 | 0
3RT2024-2AG24 |  | 3RT2024-2AG24 | 1 | UN | 1 | 0 | A | D | N | N | 85364900 | 1 | 4011209837119 | 0.491 | KG | 59.66 | 59.66 | CP24 | CP24 | power contactor, AC-3 12 A, 5.5 kW / 400 V 2 NO + 2 NC, 110 V AC 50 / 60 Hz, 3-pole Size S0, Spring-type terminal Removable auxiliary switch | - | 0 | 0
3RT2024-2AH00 |  | 3RT2024-2AH00 | 1 | UN | 1 | 5 | B | D | N | N | 85364900 | 1 | 4011209919686 | 0.445 | KG | 44.56 | 44.56 | CP24 | CP24 | power contactor, AC-3 12 A, 5.5 kW / 400 V 1 NO + 1 NC, 48 V AC, 50 Hz 3-pole, Size S0 Spring-type terminal | - | 0 | 0
3RT2024-2AK60 |  | 3RT2024-2AK60 | 1 | UN | 1 | 5 | B | D | N | N | 85364900 | 1 | 4011209832039 | 0.444 | KG | 44.56 | 44.56 | CP24 | CP24 | power contactor, AC-3 12 A, 5.5 kW / 400 V 1 NO + 1 NC, 110 V AC, 50 Hz 120 V, 60 Hz, 3-pole Size S0, Spring-type terminal | - | 0 | 0
3RT2024-2AL20 |  | 3RT2024-2AL20 | 1 | UN | 1 | 1 | A | D | N | N | 85364900 | 1 | 4011209832046 | 0.444 | KG | 44.56 | 44.56 | CP24 | CP24 | power contactor, AC-3 12 A, 5.5 kW / 400 V 1 NO + 1 NC, 230 V AC 50 / 60 Hz, 3-pole Size S0, Spring-type terminal | - | 0 | 0
3RT2024-2AL20-1AA0 |  | 3RT2024-2AL20-1AA0 | 1 | UN | 1 | 5 | B | D | N | N | 85364900 | 1 | 4011209974777 | 0.453 | KG | 54.34 | 54.34 | CP24 | CP24 | power contactor, AC-3 12 A, 5.5 kW / 400 V 1 NO + 1 NC, 230 V AC 50 / 60 Hz, 3-pole Size S0, Spring-type terminal upright mounting position | - | 0 | 0
3RT2024-2AL20-Z | W97 | 3RT2024-2AL20-ZW97 | 1 | UN | 1 | 5 | B | D | N | N | 85364900 | 8 | 4011209900646 | 0.25 | KG | 44.56 | 44.56 | CP24 | CP24 | power contactor, AC-3 12 A, 5.5 kW / 400 V 1 NO + 1 NC, 230 V AC 50 / 60 Hz, 3-pole Size S0, Spring-type terminal Multi-unit packaging = 8 units | - | 0 | 0
3RT2024-2AL20-Z | X95 | 3RT2024-2AL20-ZX95 | 1 | UN | 1 | 5 | B | D | N | N | 85364900 | 40 | 4011209832152 | 0.421 | KG | 44.56 | 44.56 | CP24 | CP24 | power contactor, AC-3 12 A, 5.5 kW / 400 V 1 NO + 1 NC, 230 V AC 50 / 60 Hz, 3-pole Size S0, Spring-type terminal Reusable packaging = 40 units | - | 0 | 0
3RT2024-2AL24 |  | 3RT2024-2AL24 | 1 | UN | 1 | 5 | B | D | N | N | 85364900 | 1 | 4011209837126 | 0.496 | KG | 59.66 | 59.66 | CP24 | CP24 | power contactor, AC-3 12 A, 5.5 kW / 400 V 2 NO + 2 NC, 230 V AC 50 / 60 Hz, 3-pole Size S0, Spring-type terminal Removable auxiliary switch | - | 0 | 0
3RT2024-2AL24-3MA0 |  | 3RT2024-2AL24-3MA0 | 1 | UN | 1 | 5 | B | D | N | N | 85364900 | 1 | 4011209837133 | 0.492 | KG | 61.75 | 60.04 | CP24 | CP24 | power contactor, AC-3 12 A, 5.5 kW / 400 V 2 NO + 2 NC, 230 V AC 50 / 60 Hz, 3-pole Size S0, Spring-type terminal Captive auxiliary switch for SUVA applications | Lista Papel 2020 SI | 0 | 0
3RT2024-2AN20 |  | 3RT2024-2AN20 | 1 | UN | 1 | 5 | B | D | N | N | 85364900 | 1 | 4011209839083 | 0.444 | KG | 44.56 | 44.56 | CP24 | CP24 | power contactor, AC-3 12 A, 5.5 kW / 400 V 1 NO + 1 NC, 220 V AC 50 / 60 Hz, 3-pole Size S0, Spring-type terminal | - | 0 | 0
3RT2024-2AN24 |  | 3RT2024-2AN24 | 1 | UN | 1 | 5 | B | D | N | N | 85364900 | 1 | 4011209839090 | 0.491 | KG | 59.66 | 59.66 | CP24 | CP24 | power contactor, AC-3 12 A, 5.5 kW / 400 V 2 NO + 2 NC, 220 V AC 50 / 60 Hz, 3-pole Size S0, Spring-type terminal Removable auxiliary switch | - | 0 | 0
3RT2024-2AP00 |  | 3RT2024-2AP00 | 1 | UN | 1 | 1 | A | D | N | N | 85364900 | 1 | 4011209831988 | 0.443 | KG | 44.56 | 43.32 | CP24 | CP24 | power contactor, AC-3 12 A, 5.5 kW / 400 V 1 NO + 1 NC, 230 V AC, 50 Hz 3-pole, Size S0 Spring-type terminal | Lista Papel 2020 SI | 0 | 0
3RT2024-2AP00-Z | X95 | 3RT2024-2AP00-ZX95 | 1 | UN | 1 | 5 | B | D | N | N | 85364900 | 40 | 4011209832084 | 0.422 | KG | 44.56 | 44.56 | CP24 | CP24 | power contactor, AC-3 12 A, 5.5 kW / 400 V 1 NO + 1 NC, 230 V AC, 50 Hz 3-pole, Size S0 Spring-type terminal Reusable packaging = 40 units | - | 0 | 0
3RT2024-2AP04 |  | 3RT2024-2AP04 | 1 | UN | 1 | 2 | A | D | N | N | 85364900 | 1 | 4011209837140 | 0.493 | KG | 59.66 | 57.95 | CP24 | CP24 | power contactor, AC-3 12 A, 5.5 kW / 400 V 2 NO + 2 NC, 230 V AC, 50 Hz 3-pole, Size S0 Spring-type terminal Removable auxiliary switch | Lista Papel 2020 SI | 0 | 0
3RT2024-2AP04-Z | X95 | 3RT2024-2AP04-ZX95 | 1 | UN | 1 | 5 | B | D | N | N | 85364900 | 40 | 4011209837157 | 0.42 | KG | 59.66 | 59.66 | CP24 | CP24 | power contactor, AC-3 12 A, 5.5 kW / 400 V 2 NO + 2 NC, 230 V AC, 50 Hz 3-pole, Size S0 Spring-type terminal Removable auxiliary switch Reusable packaging = 40 units | - | 0 | 0
3RT2024-2AP60 |  | 3RT2024-2AP60 | 1 | UN | 1 | 5 | B | D | N | N | 85364900 | 1 | 4011209839106 | 0.442 | KG | 44.56 | 44.56 | CP24 | CP24 | power contactor, AC-3 12 A, 5.5 kW / 400 V 1 NO + 1 NC, 220 V AC, 50 Hz 240 V, 60 Hz, 3-pole Size S0, Spring-type terminal | - | 0 | 0
3RT2024-2AV00 |  | 3RT2024-2AV00 | 1 | UN | 1 | 5 | B | D | N | N | 85364900 | 1 | 4011209839113 | 0.445 | KG | 48.07 | 46.74 | CP24 | CP24 | power contactor, AC-3 12 A, 5.5 kW / 400 V 1 NO + 1 NC, 400 V AC, 50 Hz 3-pole, Size S0 Spring-type terminal | Lista Papel 2020 SI | 0 | 0
3RT2024-2AV04 |  | 3RT2024-2AV04 | 1 | UN | 1 | 5 | B | D | N | N | 85364900 | 1 | 4011209898912 | 0.489 | KG | 63.08 | 61.28 | CP24 | CP24 | power contactor, AC-3 12 A, 5.5 kW / 400 V 2 NO + 2 NC, 400 V AC, 50 Hz 3-pole, Size S0 Spring-type terminal Removable auxiliary switch | Lista Papel 2020 SI | 0 | 0
3RT2024-2BB40 |  | 3RT2024-2BB40 | 1 | UN | 1 | 1 | A | D | N | N | 85364900 | 1 | 4011209832053 | 0.634 | KG | 87.59 | 85.12 | CP24 | CP24 | power contactor, AC-3 12 A, 5.5 kW / 400 V 1 NO + 1 NC, 24 V DC 3-pole, Size S0 Spring-type terminal | Lista Papel 2020 SI | 0 | 0
3RT2024-2BB40-0CC0 |  | 3RT2024-2BB40-0CC0 | 1 | UN | 1 | 5 | B | D | N | N | 85364900 | 1 | 4011209834149 | 0.638 | KG | 94.72 | 92.06 | CP24 | CP24 | power contactor, AC-3 12 A, 5.5 kW / 400 V 1 NO + 1 NC, 24 V DC communication-capable, 3-pole Size S0, Spring-type terminal | Lista Papel 2020 SI | 0 | 0
3RT2024-2BB40-Z | W96 | 3RT2024-2BB40-ZW96 | 1 | UN | 1 | 5 | B | D | EAR99 | N | 85364900 | 18 | 4047621010090 | 0.25 | KG | 87.59 | 87.59 | CP24 | CP24 | power contactor, AC-3 12 A, 5.5 kW / 400 V 1 NO + 1 NC, 24 V DC 3-pole, Size S0 Spring-type terminal Multi-unit packaging = 18 units | - | 0 | 0
3RT2024-2BB40-Z | W97 | 3RT2024-2BB40-ZW97 | 1 | UN | 1 | 5 | B | D | N | N | 85364900 | 8 | 4047621007953 | 0.25 | KG | 87.59 | 87.59 | CP24 | CP24 | power contactor, AC-3 12 A, 5.5 kW / 400 V 1 NO + 1 NC, 24 V DC 3-pole, Size S0 Spring-type terminal Multi-unit packaging = 8 units | - | 0 | 0
3RT2024-2BB40-Z | X95 | 3RT2024-2BB40-ZX95 | 1 | UN | 1 | 5 | B | D | N | N | 85364900 | 40 | 4011209832169 | 0.615 | KG | 87.59 | 87.59 | CP24 | CP24 | power contactor, AC-3 12 A, 5.5 kW / 400 V 1 NO + 1 NC, 24 V DC 3-pole, Size S0 Spring-type terminal Reusable packaging = 40 units | - | 0 | 0
3RT2024-2BB44 |  | 3RT2024-2BB44 | 1 | UN | 1 | 1 | A | D | N | N | 85364900 | 1 | 4011209837164 | 0.685 | KG | 102.6 | 99.75 | CP24 | CP24 | power contactor, AC-3 12 A, 5.5 kW / 400 V 2 NO + 2 NC, 24 V DC 3-pole, Size S0 Spring-type terminal Removable auxiliary switch | Lista Papel 2020 SI | 0 | 0
3RT2024-2BB44-3MA0 |  | 3RT2024-2BB44-3MA0 | 1 | UN | 1 | 5 | B | D | N | N | 85364900 | 1 | 4011209837171 | 0.697 | KG | 105.45 | 102.6 | CP24 | CP24 | power contactor, AC-3 12 A, 5.5 kW / 400 V 2 NO + 2 NC, 24 V DC 3-pole, Size S0 Spring-type terminal Captive auxiliary switch for SUVA applications | Lista Papel 2020 SI | 0 | 0
3RT2024-2BB44-Z | X95 | 3RT2024-2BB44-ZX95 | 1 | UN | 1 | 5 | B | D | N | N | 85364900 | 40 | 4011209837188 | 0.6 | KG | 102.6 | 102.6 | CP24 | CP24 | power contactor, AC-3 12 A, 5.5 kW / 400 V 2 NO + 2 NC, 24 V DC 3-pole, Size S0 Spring-type terminal Removable auxiliary switch Reusable packaging = 40 units | - | 0 | 0
3RT2024-2BE40 |  | 3RT2024-2BE40 | 1 | UN | 1 | 5 | B | D | N | N | 85364900 | 1 | 4011209915879 | 0.616 | KG | 92.91 | 92.91 | CP24 | CP24 | power contactor, AC-3 12 A, 5.5 kW / 400 V 1 NO + 1 NC, 60 V DC 3-pole, Size S0 Spring-type terminal | - | 0 | 0
3RT2024-2BF40 |  | 3RT2024-2BF40 | 1 | UN | 1 | 5 | B | D | N | N | 85364900 | 1 | 4011209832060 | 0.632 | KG | 87.59 | 85.12 | CP24 | CP24 | power contactor, AC-3 12 A, 5.5 kW / 400 V 1 NO + 1 NC, 110 V DC 3-pole, Size S0 Spring-type terminal | Lista Papel 2020 SI | 0 | 0
3RT2024-2BF44 |  | 3RT2024-2BF44 | 1 | UN | 1 | 15 | C | D | N | N | 85364900 | 1 | 4011209837195 | 0.682 | KG | 102.6 | 99.75 | CP24 | CP24 | power contactor, AC-3 12 A, 5.5 kW / 400 V 2 NO + 2 NC, 110 V DC 3-pole, Size S0 Spring-type terminal Removable auxiliary switch | Lista Papel 2020 SI | 0 | 0
3RT2024-2BG40 |  | 3RT2024-2BG40 | 1 | UN | 1 | 15 | C | D | N | N | 85364900 | 1 | 4011209897779 | 0.62 | KG | 92.91 | 92.91 | CP24 | CP24 | power contactor, AC-3 12 A, 5.5 kW / 400 V 1 NO + 1 NC, 125 V DC 3-pole, Size S0 Spring-type terminal | - | 0 | 0
3RT2024-2BM40 |  | 3RT2024-2BM40 | 1 | UN | 1 | 5 | B | D | N | N | 85364900 | 1 | 4011209832077 | 0.632 | KG | 87.59 | 87.59 | CP24 | CP24 | power contactor, AC-3 12 A, 5.5 kW / 400 V 1 NO + 1 NC, 220 V DC 3-pole, Size S0 Spring-type terminal | - | 0 | 0
3RT2024-2BW40 |  | 3RT2024-2BW40 | 1 | UN | 1 | 5 | B | D | N | N | 85364900 | 1 | 4011209839120 | 0.621 | KG | 87.59 | 87.59 | CP24 | CP24 | power contactor, AC-3 12 A, 5.5 kW / 400 V 1 NO + 1 NC, 48 V DC 3-pole, Size S0 Spring-type terminal | - | 0 | 0
3RT2024-2CK64-3MA0 |  | 3RT2024-2CK64-3MA0 | 1 | UN | 1 | 5 | B | D | N | N | 85364900 | 1 | 4011209897786 | 0.44 | KG | 72.77 | 72.77 | CP24 | CP24 | power contactor, AC-3 12 A, 5.5 kW / 400 V 2 NO + 2 NC, 110 V AC, 50 Hz 120 V, 60 Hz, with inserted varistor 3-pole, Size S0 Spring-type terminal Captive auxiliary switch for SUVA applications | - | 0 | 0
3RT2024-2CL24-3MA0 |  | 3RT2024-2CL24-3MA0 | 1 | UN | 1 | 5 | B | D | N | N | 85364900 | 1 | 4011209866010 | 0.51 | KG | 72.77 | 72.77 | CP24 | CP24 | power contactor, AC-3 12 A, 5.5 kW / 400 V 2 NO + 2 NC, 230 V AC 50 / 60 Hz, with inserted varistor 3-pole, Size S0 Spring-type terminal Captive auxiliary switch for SUVA applications | - | 0 | 0
3RT2024-2DB40 |  | 3RT2024-2DB40 | 1 | UN | 1 | 5 | B | D | N | N | 85364900 | 1 | 4047621051048 | 0.64 | KG | 108.3 | 108.3 | CP24 | CP24 | Power contactor, AC-3 12 A, 5.5 kW / 400 V 1 NO + 1 NC, 24 V DC with varistor 3-pole Size S0 Spring-type terminal | - | 0 | 0
3RT2024-2DB40-1AA0 |  | 3RT2024-2DB40-1AA0 | 1 | UN | 1 | 5 | B | D | N | N | 85364900 | 1 | 4047621010960 | 0.628 | KG | 114 | 114 | CP24 | CP24 | power contactor, AC-3 12 A, 5.5 kW / 400 V 1 NO + 1 NC, 24 V DC 3-pole, Size S0 Spring-type terminal for upright mounting position with inserted varistor | - | 0 | 0
3RT2024-2DB44-3MA0 |  | 3RT2024-2DB44-3MA0 | 1 | UN | 1 | 5 | B | D | N | N | 85364900 | 1 | 4011209914155 | 0.694 | KG | 115.9 | 115.9 | CP24 | CP24 | power contactor, AC-3 12 A, 5.5 kW / 400 V 2 NO + 2 NC, 24 V DC with inserted varistor 3-pole, Size S0 Spring-type terminal Captive auxiliary switch for SUVA applications | - | 0 | 0
3RT2024-2EL20 |  | 3RT2024-2EL20 | 1 | UN | 1 | 5 | B | D | N | N | 85364900 | 1 | 4047621012100 | 0.441 | KG | 63.94 | 63.94 | CP24 | CP24 | power contactor, AC-3 12 A, 5.5 kW / 400 V 1 NO + 1 NC, 230 V AC 50 / 60 Hz, 3-pole Size S0, Spring-type terminal with RC element plugged-in | - | 0 | 0
3RT2024-2EL20-1AA0 |  | 3RT2024-2EL20-1AA0 | 1 | UN | 1 | 5 | B | D | N | N | 85364900 | 1 | 4047621012117 | 0.446 | KG | 73.63 | 73.63 | CP24 | CP24 | power contactor, AC-3 12 A, 5.5 kW / 400 V 1 NO + 1 NC, 230 V AC 50 / 60 Hz, 3-pole Size S0, Spring-type terminal upright mounting position connected to RC element | - | 0 | 0
3RT2024-2FB40 |  | 3RT2024-2FB40 | 1 | UN | 1 | 1 | A | D | N | N | 85364900 | 1 | 4011209839137 | 0.637 | KG | 108.3 | 108.3 | CP24 | CP24 | power contactor, AC-3 12 A, 5.5 kW / 400 V 1 NO + 1 NC, 24 V DC with plugged-in diode combination, 3-pole Size S0 Spring-type terminal | - | 0 | 0
3RT2024-2FB44-3MA0 |  | 3RT2024-2FB44-3MA0 | 1 | UN | 1 | 5 | B | D | N | N | 85364900 | 1 | 4011209866133 | 0.7 | KG | 119.7 | 119.7 | CP24 | CP24 | power contactor, AC-3 12 A, 5.5 kW / 400 V 2 NO + 2 NC, 24 V DC with plugged-in diode combination, 3-pole Size S0 Spring-type terminal Captive auxiliary switch for SUVA applications | - | 0 | 0
3RT2024-2KB40 |  | 3RT2024-2KB40 | 1 | UN | 1 | 5 | B | D | N | N | 85364900 | 1 | 4011209834170 | 0.645 | KG | 96.9 | 94.05 | CP24 | CP24 | power contactor, AC-3 12 A, 5.5 kW / 400 V 1 NO + 1 NC, 24 V DC with integrated varistor 3-pole, Size S0 Spring-type terminal suitable for PLC outputs | Lista Papel 2020 SI | 0 | 0
3RT2024-2NB30 |  | 3RT2024-2NB30 | 1 | UN | 1 | 5 | B | D | N | N | 85364900 | 1 | 4011209839144 | 0.608 | KG | 102.6 | 99.75 | CP24 | CP24 | power contactor, AC-3 12 A, 5.5 kW / 400 V 1 NO + 1 NC, AC (50-60 Hz) DC operation 21-28 V AC/DC 3-pole, Size S0 Spring-type terminal | Lista Papel 2020 SI | 0 | 0
3RT2024-2NF30 |  | 3RT2024-2NF30 | 1 | UN | 1 | 5 | B | D | N | N | 85364900 | 1 | 4011209839151 | 0.581 | KG | 102.6 | 99.75 | CP24 | CP24 | power contactor, AC-3 12 A, 5.5 kW / 400 V 1 NO + 1 NC, AC (50-60 Hz) DC operation 95-130 V AC/DC 3-pole, Size S0 Spring-type terminal | Lista Papel 2020 SI | 0 | 0
3RT2024-2NP30 |  | 3RT2024-2NP30 | 1 | UN | 1 | 2 | A | D | N | N | 85364900 | 1 | 4011209839168 | 0.585 | KG | 102.6 | 99.75 | CP24 | CP24 | power contactor, AC-3 12 A, 5.5 kW / 400 V 1 NO + 1 NC, AC (50-60 Hz) DC operation 200-280 V AC/DC 3-pole, Size S0 Spring-type terminal | Lista Papel 2020 SI | 0 | 0
3RT2024-2XJ40-0LA2 |  | 3RT2024-2XJ40-0LA2 | 1 | UN | 1 | 5 | B | D | N | N | 85364900 | 1 | 4011209929456 | 0.579 | KG | 123.5 | 123.5 | CP24 | CP24 | Traction contactor, AC-3 12 A, 5.5 kW / 400 V 1 NO + 1 NC with electronic drive 72 V DC, 0.7-1.25* US with integrated varistor 3-pole, Size S0 Spring-type terminal | - | 0 | 0
3RT2024-4AG60 |  | 3RT2024-4AG60 | 1 | UN | 1 | 5 | B | D | N | N | 85364900 | 1 | 4011209839175 | 0.42 | KG | 48.07 | 48.07 | CP24 | CP24 | power contactor, AC-3 12 A, 5.5 kW / 400 V 1 NO + 1 NC, 100 V AC, 50 Hz 100-110 V, 60 Hz, 3-pole Size S0 ring cable lug connection | - | 0 | 0
3RT2024-4AK60 |  | 3RT2024-4AK60 | 1 | UN | 1 | 5 | B | D | N | N | 85364900 | 1 | 4011209839182 | 0.387 | KG | 44.56 | 44.56 | CP24 | CP24 | power contactor, AC-3 12 A, 5.5 kW / 400 V 1 NO + 1 NC, 110 V AC, 50 Hz 120 V, 60 Hz, 3-pole Size S0 ring cable lug connection | - | 0 | 0
3RT2024-4AN60 |  | 3RT2024-4AN60 | 1 | UN | 1 | 0 | A | D | N | N | 85364900 | 1 | 4011209839199 | 0.39 | KG | 48.07 | 48.07 | CP24 | CP24 | power contactor, AC-3 12 A, 5.5 kW / 400 V 1 NO + 1 NC, 200 V AC, 50 Hz 200-220 V, 60 Hz, 3-pole Size S0 ring cable lug connection | - | 0 | 0
3RT2024-4AP60 |  | 3RT2024-4AP60 | 1 | UN | 1 | 5 | B | D | N | N | 85364900 | 1 | 4011209839205 | 0.389 | KG | 44.56 | 44.56 | CP24 | CP24 | power contactor, AC-3 12 A, 5.5 kW / 400 V 1 NO + 1 NC, 220 V AC, 50 Hz 240 V, 60 Hz, 3-pole Size S0 ring cable lug connection | - | 0 | 0
3RT2024-4AP60-Z | X95 | 3RT2024-4AP60-ZX95 | 1 | UN | 1 | 5 | B | D | N | N | 85364900 | 96 | 4011209839212 | 0.373 | KG | 44.56 | 44.56 | CP24 | CP24 | power contactor, AC-3 12 A, 5.5 kW / 400 V 1 NO + 1 NC, 220 V AC, 50 Hz 240 V, 60 Hz, 3-pole Size S0 ring cable lug connection Reusable packaging = 96 units | - | 0 | 0
3RT2024-4AR60 |  | 3RT2024-4AR60 | 1 | UN | 1 | 0 | A | D | N | N | 85364900 | 1 | 4011209839229 | 0.383 | KG | 48.07 | 48.07 | CP24 | CP24 | power contactor, AC-3 12 A, 5.5 kW / 400 V 1 NO + 1 NC, 400 V AC, 50 Hz 400-440 V, 60 Hz, 3-pole Size S0 ring cable lug connection | - | 0 | 0
3RT2024-4BB40 |  | 3RT2024-4BB40 | 1 | UN | 1 | 5 | B | D | N | N | 85364900 | 1 | 4011209832206 | 0.575 | KG | 87.59 | 87.59 | CP24 | CP24 | power contactor, AC-3 12 A, 5.5 kW / 400 V 1 NO + 1 NC, 24 V DC 3-pole, Size S0 ring cable lug connection | - | 0 | 0
3RT2024-4XB40-0LA2 |  | 3RT2024-4XB40-0LA2 | 1 | UN | 1 | 5 | B | D | N | N | 85364900 | 1 | 4047621002859 | 0.547 | KG | 118.75 | 118.75 | CP24 | CP24 | Traction contactor, AC-3 12 A, 5.5 kW / 400 V 1 NO + 1 NC with electronic drive 24 V DC, 0.7-1.25* US with integrated varistor 3-pole, Size S0 ring cable lug connection | - | 0 | 0
3RT2024-4XJ40-0LA2 |  | 3RT2024-4XJ40-0LA2 | 1 | UN | 1 | 5 | B | D | N | N | 85364900 | 1 | 4047621002842 | 0.6 | KG | 123.5 | 123.5 | CP24 | CP24 | Traction contactor, AC-3 12 A, 5.5 kW / 400 V 1 NO + 1 NC with electronic drive 72 V DC, 0.7-1.25* US with integrated varistor 3-pole, Size S0 ring cable lug connection | - | 0 | 0
3RT2025-1AB00 |  | 3RT2025-1AB00 | 1 | UN | 1 | 1 | A | D | N | N | 85364900 | 1 | 4011209832619 | 0.407 | KG | 59.19 | 57.48 | CP24 | CP24 | power contactor, AC-3 17 A, 7.5 kW / 400 V 1 NO + 1 NC, 24 V AC, 50 Hz, 3-pole, Size S0 screw terminal | Lista Papel 2020 SI | 0 | 0
3RT2025-1AB00-1AA0 |  | 3RT2025-1AB00-1AA0 | 1 | UN | 1 | 2 | A | D | N | N | 85364900 | 1 | 4011209899759 | 0.406 | KG | 68.78 | 68.78 | CP24 | CP24 | power contactor, AC-3 17 A, 7.5 kW / 400 V 1 NO + 1 NC, 24 V AC, 50 Hz, 3-pole, Size S0 screw terminal for upright mounting position | - | 0 | 0
3RT2025-1AB00-1AA0-Z | W96 | 3RT2025-1AB00-1AA0-ZW96 | 1 | UN | 1 | 5 | B | D | N | N | 85364900 | 24 | 4047621030456 | 0.406 | KG | 68.78 | 68.78 | CP24 | CP24 | power contactor, AC-3 17 A, 7.5 kW / 400 V 1 NO + 1 NC, 24 V AC, 50 Hz, 3-pole, Size S0 screw terminal for upright mounting position Multi-unit packaging = 24 units | - | 0 | 0
3RT2025-1AB00-1AA0-Z | X95 | 3RT2025-1AB00-1AA0-ZX95 | 1 | UN | 1 | 5 | B | D | N | N | 85364900 | 48 | 4047621017976 | 0.396 | KG | 68.78 | 68.78 | CP24 | CP24 | power contactor, AC-3 17 A, 7.5 kW / 400 V 1 NO + 1 NC, 24 V AC, 50 Hz 3-pole, Size S0 screw terminal for upright mounting position Reusable packaging = 48 units | - | 0 | 0
3RT2025-1AB00-1HA1 |  | 3RT2025-1AB00-1HA1 | 1 | UN | 1 | 5 | B | D | N | N | 85364900 | 1 | 4047621029436 | 0.428 | KG | 68.88 | 68.88 | CP24 | CP24 | power contactor, AC-3 17 A, 7.5 kW / 400 V 1 NO + 1 NC, 24 V AC, 50 Hz 3-pole, Size S0 screw terminal upright mounting position Convex contacts | - | 0 | 9
3RT2025-1AB00-1HA1-Z | W96 | 3RT2025-1AB00-1HA1-ZW96 | 1 | UN | 1 | 5 | B | D | EAR99 | N | 85364900 | 24 | 4047621029467 | 0.407 | KG | 68.88 | 68.88 | CP24 | CP24 | power contactor, AC-3 17 A, 7.5 kW / 400 V 1 NO + 1 NC, 24 V AC, 50 Hz 3-pole, Size S0 screw terminal upright mounting position Convex contacts Multi-unit packaging 24 units | - | 0 | 9
3RT2025-1AB00-1HA1-Z | X95 | 3RT2025-1AB00-1HA1-ZX95 | 1 | UN | 1 | 5 | B | D | N | N | 85364900 | 48 | 4047621029443 | 0.408 | KG | 68.88 | 68.88 | CP24 | CP24 | power contactor, AC-3 17 A, 7.5 kW / 400 V 1 NO + 1 NC, 24 V AC, 50 Hz 3-pole, Size S0 screw terminal upright mounting position Convex contacts Reusable packaging = 48 units | - | 0 | 9
3RT2025-1AB04 |  | 3RT2025-1AB04 | 1 | UN | 1 | 5 | B | D | N | N | 85364900 | 1 | 4011209837201 | 0.48 | KG | 74.1 | 72.01 | CP24 | CP24 | power contactor, AC-3 17 A, 7.5 kW / 400 V 2 NO + 2 NC, 24 V AC, 50 Hz, 3-pole, Size S0 screw terminal Removable auxiliary switch | Lista Papel 2020 SI | 0 | 0
3RT2025-1AC20 |  | 3RT2025-1AC20 | 1 | UN | 1 | 1 | A | D | N | N | 85364900 | 1 | 4011209832381 | 0.408 | KG | 59.19 | 59.19 | CP24 | CP24 | power contactor, AC-3 17 A, 7.5 kW / 400 V 1 NO + 1 NC, 24 V AC, 50 / 60 Hz, 3-pole, Size S0, screw terminal | - | 0 | 0
3RT2025-1AC20-Z | W96 | 3RT2025-1AC20-ZW96 | 1 | UN | 1 | 5 | B | D | N | N | 85364900 | 24 | 4047621050539 | 0.38 | KG | 59.19 | 59.19 | CP24 | CP24 | power contactor, AC-3 17 A, 7.5 kW / 400 V 1 NO + 1 NC, 24 V AC, 50 / 60 Hz, 3-pole, Size S0, screw terminal Multi-unit packaging 24 units | - | 0 | 0
3RT2025-1AC20-Z | X95 | 3RT2025-1AC20-ZX95 | 1 | UN | 1 | 5 | B | D | N | N | 85364900 | 48 | 4011209832350 | 0.38 | KG | 59.19 | 59.19 | CP24 | CP24 | power contactor, AC-3 17 A, 7.5 kW / 400 V 1 NO + 1 NC, 24 V AC, 50 / 60 Hz, 3-pole, Size S0, screw terminal Multi-unit packaging 48 units | - | 0 | 0
3RT2025-1AC24 |  | 3RT2025-1AC24 | 1 | UN | 1 | 5 | B | D | N | N | 85364900 | 1 | 4011209897793 | 0.45 | KG | 74.1 | 74.1 | CP24 | CP24 | power contactor, AC-3 17 A, 7.5 kW / 400 V 2 NO + 2 NC, 24 V AC, 50 / 60 Hz, 3-pole, Size S0, screw terminal Removable auxiliary switch | - | 0 | 0
3RT2025-1AD00 |  | 3RT2025-1AD00 | 1 | UN | 1 | 5 | B | D | N | N | 85364900 | 1 | 4011209865976 | 0.407 | KG | 62.61 | 62.61 | CP24 | CP24 | power contactor, AC-3 17 A, 7.5 kW / 400 V 1 NO + 1 NC, 42 V AC, 50 Hz, 3-pole, Size S0 screw terminal | - | 0 | 0
3RT2025-1AD04 |  | 3RT2025-1AD04 | 1 | UN | 1 | 5 | B | D | N | N | 85364900 | 1 | 4011209897809 | 0.451 | KG | 77.52 | 77.52 | CP24 | CP24 | power contactor, AC-3 17 A, 7.5 kW / 400 V 2 NO + 2 NC, 42 V AC, 50 Hz, 3-pole, Size S0 screw terminal Removable auxiliary switch | - | 0 | 0
3RT2025-1AD20 |  | 3RT2025-1AD20 | 1 | UN | 1 | 5 | B | D | N | N | 85364900 | 1 | 4047621002897 | 0.409 | KG | 62.61 | 62.61 | CP24 | CP24 | power contactor, AC-3 17 A, 7.5 kW / 400 V 1 NO + 1 NC, 42 V AC, 50 / 60 Hz, 3-pole, Size S0, screw terminal | - | 0 | 0
3RT2025-1AD20-1AA0 |  | 3RT2025-1AD20-1AA0 | 1 | UN | 1 | 5 | B | D | N | N | 85364900 | 1 | 4047621012087 | 0.414 | KG | 68.78 | 68.78 | CP24 | CP24 | power contactor, AC-3 17 A, 7.5 kW / 400 V 1 NO + 1 NC, 42 V AC, 50 / 60 Hz, 3-pole, Size S0, screw terminal upright mounting position | - | 0 | 0
3RT2025-1AF00 |  | 3RT2025-1AF00 | 1 | UN | 1 | 1 | A | D | N | N | 85364900 | 1 | 4011209832374 | 0.41 | KG | 59.19 | 57.48 | CP24 | CP24 | power contactor, AC-3 17 A, 7.5 kW / 400 V 1 NO + 1 NC, 110 V AC, 50 Hz, 3-pole, Size S0 screw terminal | Lista Papel 2020 SI | 0 | 0
3RT2025-1AF04 |  | 3RT2025-1AF04 | 1 | UN | 1 | 5 | B | D | N | N | 85364900 | 1 | 4011209837218 | 0.45 | KG | 74.1 | 72.01 | CP24 | CP24 | power contactor, AC-3 17 A, 7.5 kW / 400 V 2 NO + 2 NC, 110 V AC, 50 Hz, 3-pole, Size S0 screw terminal Removable auxiliary switch | Lista Papel 2020 SI | 0 | 0
3RT2025-1AG20 |  | 3RT2025-1AG20 | 1 | UN | 1 | 2 | A | D | N | N | 85364900 | 1 | 4011209832428 | 0.401 | KG | 59.19 | 59.19 | CP24 | CP24 | power contactor, AC-3 17 A, 7.5 kW / 400 V 1 NO + 1 NC, 110 V AC, 50 / 60 Hz, 3-pole, Size S0, screw terminal | - | 0 | 0
3RT2025-1AG24 |  | 3RT2025-1AG24 | 1 | UN | 1 | 5 | B | D | N | N | 85364900 | 1 | 4011209837225 | 0.445 | KG | 74.1 | 74.1 | CP24 | CP24 | power contactor, AC-3 17 A, 7.5 kW / 400 V 2 NO + 2 NC, 110 V AC, 50 / 60 Hz, 3-pole, Size S0, screw terminal Removable auxiliary switch | - | 0 | 0
3RT2025-1AG60 |  | 3RT2025-1AG60 | 1 | UN | 1 | 5 | B | D | N | N | 85364900 | 1 | 4011209839236 | 0.405 | KG | 62.61 | 62.61 | CP24 | CP24 | power contactor, AC-3 17 A, 7.5 kW / 400 V 1 NO + 1 NC, 100 V AC, 50 Hz, 100-110 V, 60 Hz, 3-pole, Size S0, screw terminal | - | 0 | 0
3RT2025-1AH00 |  | 3RT2025-1AH00 | 1 | UN | 1 | 5 | B | D | N | N | 85364900 | 1 | 4011209867611 | 0.42 | KG | 59.19 | 59.19 | CP24 | CP24 | power contactor, AC-3 17 A, 7.5 kW / 400 V 1 NO + 1 NC, 48 V AC, 50 Hz, 3-pole, Size S0 screw terminal | - | 0 | 0
3RT2025-1AH20 |  | 3RT2025-1AH20 | 1 | UN | 1 | 5 | B | D | N | N | 85364900 | 1 | 4011209897816 | 0.408 | KG | 62.61 | 62.61 | CP24 | CP24 | power contactor, AC-3 17 A, 7.5 kW / 400 V 1 NO + 1 NC, 48 V AC, 50 / 60 Hz, 3-pole, Size S0, screw terminal | - | 0 | 0
3RT2025-1AK60 |  | 3RT2025-1AK60 | 1 | UN | 1 | 2 | A | D | N | N | 85364900 | 1 | 4011209832435 | 0.408 | KG | 59.19 | 59.19 | CP24 | CP24 | power contactor, AC-3 17 A, 7.5 kW / 400 V 1 NO + 1 NC, 110 V AC, 50 Hz, 120 V, 60 Hz, 3-pole, Size S0, screw terminal | - | 0 | 0
3RT2025-1AK60-1AA0 |  | 3RT2025-1AK60-1AA0 | 1 | UN | 1 | 5 | B | D | N | N | 85364900 | 1 | 4047621023557 | 0.42 | KG | 68.88 | 68.88 | CP24 | CP24 | power contactor, AC-3 17 A, 7.5 kW / 400 V 1 NO + 1 NC, 110 V AC, 50 Hz, 120 V, 60 Hz, 3-pole, Size S0, screw terminal upright mounting position | - | 0 | 0
3RT2025-1AK60-Z | X95 | 3RT2025-1AK60-ZX95 | 1 | UN | 1 | 5 | B | D | N | N | 85364900 | 48 | 4011209832299 | 0.392 | KG | 59.19 | 59.19 | CP24 | CP24 | power contactor, AC-3 17 A, 7.5 kW / 400 V 1 NO + 1 NC, 110 V AC, 50 Hz, 120 V, 60 Hz, 3-pole, Size S0, screw terminal Reusable packaging = 48 units | - | 0 | 0
3RT2025-1AK64 |  | 3RT2025-1AK64 | 1 | UN | 1 | 5 | B | D | N | N | 85364900 | 1 | 4011209898080 | 0.448 | KG | 74.1 | 74.1 | CP24 | CP24 | power contactor, AC-3 17 A, 7.5 kW / 400 V 2 NO + 2 NC, 110 V AC, 50 Hz, 120 V, 60 Hz, 3-pole, Size S0, screw terminal Removable auxiliary switch | - | 0 | 0
3RT2025-1AK64-3MA0 |  | 3RT2025-1AK64-3MA0 | 1 | UN | 1 | 5 | B | D | N | N | 85364900 | 1 | 4011209914001 | 0.462 | KG | 76.19 | 76.19 | CP24 | CP24 | power contactor, AC-3 17 A, 7.5 kW / 400 V 2 NO + 2 NC, 110 V AC, 50 Hz, 120 V, 60 Hz, 3-pole, Size S0, screw terminal Captive auxiliary switch for SUVA applications | - | 0 | 0
3RT2025-1AL20 |  | 3RT2025-1AL20 | 1 | UN | 1 | 1 | A | D | N | N | 85364900 | 1 | 4011209832442 | 0.405 | KG | 59.19 | 59.19 | CP24 | CP24 | power contactor, AC-3 17 A, 7.5 kW / 400 V 1 NO + 1 NC, 230 V AC, 50 / 60 Hz, 3-pole, Size S0, screw terminal | - | 0 | 0
3RT2025-1AL20-1AA0 |  | 3RT2025-1AL20-1AA0 | 1 | UN | 1 | 5 | B | D | N | N | 85364900 | 1 | 4047621014821 | 0.407 | KG | 68.88 | 68.88 | CP24 | CP24 | power contactor, AC-3 17 A, 7.5 kW / 400 V 1 NO + 1 NC, 230 V AC, 50 / 60 Hz, 3-pole, Size S0, screw terminal upright mounting position | - | 0 | 0
3RT2025-1AL20-Z | W96 | 3RT2025-1AL20-ZW96 | 1 | UN | 1 | 5 | B | D | N | N | 85364900 | 24 | 4047621004266 | 0.25 | KG | 59.19 | 59.19 | CP24 | CP24 | power contactor, AC-3 17 A, 7.5 kW / 400 V 1 NO + 1 NC, 230 V AC, 50 / 60 Hz, 3-pole, Size S0, Screw terminal Multi-unit packaging = 24 units | - | 0 | 9
3RT2025-1AL20-Z | W97 | 3RT2025-1AL20-ZW97 | 1 | UN | 1 | 5 | B | D | N | N | 85364900 | 12 | 4011209915534 | 0.25 | KG | 59.19 | 59.19 | CP24 | CP24 | power contactor, AC-3 17 A, 7.5 kW / 400 V 1 NO + 1 NC, 230 V AC, 50 / 60 Hz, 3-pole, Size S0, screw terminal Multi-unit packaging = 12 units | - | 0 | 9
3RT2025-1AL20-Z | X95 | 3RT2025-1AL20-ZX95 | 1 | UN | 1 | 5 | B | D | N | N | 85364900 | 48 | 4011209832305 | 0.38 | KG | 59.19 | 59.19 | CP24 | CP24 | power contactor, AC-3 17 A, 7.5 kW / 400 V 1 NO + 1 NC, 230 V AC, 50 / 60 Hz, 3-pole, Size S0, screw terminal Reusable packaging = 48 units | - | 0 | 9
3RT2025-1AL24 |  | 3RT2025-1AL24 | 1 | UN | 1 | 5 | B | D | N | N | 85364900 | 1 | 4011209837232 | 0.43 | KG | 74.1 | 74.1 | CP24 | CP24 | power contactor, AC-3 17 A, 7.5 kW / 400 V 2 NO + 2 NC, 230 V AC, 50 / 60 Hz, 3-pole, Size S0, screw terminal Removable auxiliary switch | - | 0 | 0
3RT2025-1AL24-3MA0 |  | 3RT2025-1AL24-3MA0 | 1 | UN | 1 | 5 | B | D | N | N | 85364900 | 1 | 4011209837249 | 0.452 | KG | 76.19 | 74.01 | CP24 | CP24 | power contactor, AC-3 17 A, 7.5 kW / 400 V 2 NO + 2 NC, 230 V AC, 50 / 60 Hz, 3-pole, Size S0, screw terminal Captive auxiliary switch for SUVA applications | Lista Papel 2020 SI | 0 | 0
3RT2025-1AM20 |  | 3RT2025-1AM20 | 1 | UN | 1 | 5 | B | D | N | N | 85364900 | 1 | 4011209953956 | 0.415 | KG | 62.61 | 62.61 | CP24 | CP24 | power contactor, AC-3 17 A, 7.5 kW / 400 V 1 NO + 1 NC, 208 V AC, 50 / 60 Hz, 3-pole, Size S0, screw terminal | - | 0 | 0
3RT2025-1AN10 |  | 3RT2025-1AN10 | 1 | UN | 1 | 5 | B | D | N | N | 85364900 | 1 | 4011209898097 | 0.405 | KG | 62.61 | 62.61 | CP24 | CP24 | power contactor, AC-3 17 A, 7.5 kW / 400 V 1 NO + 1 NC, 220 V AC, 60 Hz, 3-pole, Size S0 screw terminal | - | 0 | 0
3RT2025-1AN20 |  | 3RT2025-1AN20 | 1 | UN | 1 | 2 | A | D | N | N | 85364900 | 1 | 4011209839243 | 0.407 | KG | 59.19 | 59.19 | CP24 | CP24 | power contactor, AC-3 17 A, 7.5 kW / 400 V 1 NO + 1 NC, 220 V AC, 50 / 60 Hz, 3-pole, Size S0, screw terminal | - | 0 | 0
3RT2025-1AN24 |  | 3RT2025-1AN24 | 1 | UN | 1 | 5 | B | D | N | N | 85364900 | 1 | 4011209839250 | 0.452 | KG | 74.1 | 74.1 | CP24 | CP24 | power contactor, AC-3 17 A, 7.5 kW / 400 V 2 NO + 2 NC, 220 V AC, 50 / 60 Hz, 3-pole, Size S0, screw terminal Removable auxiliary switch | - | 0 | 0
3RT2025-1AN60 |  | 3RT2025-1AN60 | 1 | UN | 1 | 5 | B | D | N | N | 85364900 | 1 | 4011209839267 | 0.408 | KG | 62.61 | 62.61 | CP24 | CP24 | power contactor, AC-3 17 A, 7.5 kW / 400 V 1 NO + 1 NC, 200 V AC, 50 Hz, 200-220 V, 60 Hz, 3-pole, Size S0, screw terminal | - | 0 | 0
3RT2025-1AP00 |  | 3RT2025-1AP00 | 1 | UN | 1 | 1 | A | D | N | N | 85364900 | 1 | 4011209832268 | 0.405 | KG | 59.19 | 57.48 | CP24 | CP24 | power contactor, AC-3 17 A, 7.5 kW / 400 V 1 NO + 1 NC, 230 V AC, 50 Hz, 3-pole, Size S0 screw terminal | Lista Papel 2020 SI | 0 | 0
3RT2025-1AP00-1AA0 |  | 3RT2025-1AP00-1AA0 | 1 | UN | 1 | 2 | A | D | N | N | 85364900 | 1 | 4011209899766 | 0.404 | KG | 68.78 | 68.78 | CP24 | CP24 | power contactor, AC-3 17 A, 7.5 kW / 400 V 1 NO + 1 NC, 230 V AC, 50 Hz, 3-pole, Size S0 screw terminal for upright mounting position | - | 0 | 0
3RT2025-1AP00-Z | W96 | 3RT2025-1AP00-ZW96 | 1 | UN | 1 | 5 | B | D | N | N | 85364900 | 24 | 4011209900813 | 0.25 | KG | 59.19 | 59.19 | CP24 | CP24 | power contactor, AC-3 17 A, 7.5 kW / 400 V 1 NO + 1 NC, 230 V AC, 50 Hz, 3-pole, Size S0 Screw terminal Multi-unit packaging = 24 units | - | 0 | 0
3RT2025-1AP00-Z | X95 | 3RT2025-1AP00-ZX95 | 1 | UN | 1 | 5 | B | D | N | N | 85364900 | 48 | 4011209832336 | 0.394 | KG | 59.19 | 59.19 | CP24 | CP24 | power contactor, AC-3 17 A, 7.5 kW / 400 V 1 NO + 1 NC, 230 V AC, 50 Hz, 3-pole, Size S0 screw terminal Reusable packaging = 48 units | - | 0 | 0
3RT2025-1AP04 |  | 3RT2025-1AP04 | 1 | UN | 1 | 1 | A | D | N | N | 85364900 | 1 | 4011209837256 | 0.451 | KG | 74.1 | 72.01 | CP24 | CP24 | power contactor, AC-3 17 A, 7.5 kW / 400 V 2 NO + 2 NC, 230 V AC, 50 Hz, 3-pole, Size S0 screw terminal Removable auxiliary switch | Lista Papel 2020 SI | 0 | 0
3RT2025-1AP04-Z | X95 | 3RT2025-1AP04-ZX95 | 1 | UN | 1 | 5 | B | D | N | N | 85364900 | 48 | 4011209837263 | 0.39 | KG | 74.1 | 74.1 | CP24 | CP24 | power contactor, AC-3 17 A, 7.5 kW / 400 V 2 NO + 2 NC, 230 V AC, 50 Hz, 3-pole, Size S0 screw terminal Removable auxiliary switch Reusable packaging = 48 units | - | 0 | 0
3RT2025-1AP60 |  | 3RT2025-1AP60 | 1 | UN | 1 | 5 | B | D | N | N | 85364900 | 1 | 4011209839274 | 0.407 | KG | 59.19 | 59.19 | CP24 | CP24 | power contactor, AC-3 17 A, 7.5 kW / 400 V 1 NO + 1 NC, 220 V AC, 50 Hz, 240 V, 60 Hz, 3-pole, Size S0, screw terminal | - | 0 | 0
3RT2025-1AP64 |  | 3RT2025-1AP64 | 1 | UN | 1 | 5 | B | D | N | N | 85364900 | 1 | 4011209930841 | 0.45 | KG | 74.1 | 74.1 | CP24 | CP24 | power contactor, AC-3 17 A, 7.5 kW / 400 V 2 NO + 2 NC, 220 V AC, 50 Hz, 240 V, 60 Hz, 3-pole, Size S0, screw terminal Removable auxiliary switch | - | 0 | 0
3RT2025-1AR60 |  | 3RT2025-1AR60 | 1 | UN | 1 | 5 | B | D | N | N | 85364900 | 1 | 4011209839281 | 0.42 | KG | 62.61 | 62.61 | CP24 | CP24 | power contactor, AC-3 17 A, 7.5 kW / 400 V 1 NO + 1 NC, 400 V AC, 50 Hz, 400-440 V, 60 Hz, 3-pole, Size S0, screw terminal | - | 0 | 0
3RT2025-1AT60 |  | 3RT2025-1AT60 | 1 | UN | 1 | 5 | B | D | N | N | 85364900 | 1 | 4047621028651 | 0.42 | KG | 62.61 | 62.61 | CP24 | CP24 | power contactor, AC-3 17 A, 7.5 kW / 400 V 1 NO + 1 NC, 600 V AC, 60 Hz, 3-pole, Size S0 screw terminal | - | 0 | 0
3RT2025-1AU00 |  | 3RT2025-1AU00 | 1 | UN | 1 | 5 | B | D | N | N | 85364900 | 1 | 4011209936713 | 0.399 | KG | 59.19 | 59.19 | CP24 | CP24 | power contactor, AC-3 17 A, 7.5 kW / 400 V 1 NO + 1 NC, 240 V AC, 50 Hz, 3-pole, Size S0 screw terminal | - | 0 | 0
3RT2025-1AU20 |  | 3RT2025-1AU20 | 1 | UN | 1 | 5 | B | D | N | N | 85364900 | 1 | 4011209913165 | 0.407 | KG | 62.61 | 62.61 | CP24 | CP24 | power contactor, AC-3 17 A, 7.5 kW / 400 V 1 NO + 1 NC, 380 V AC, 50 / 60 Hz, 3-pole, Size S0, screw terminal | - | 0 | 0
3RT2025-1AU60 |  | 3RT2025-1AU60 | 1 | UN | 1 | 5 | B | D | N | N | 85364900 | 1 | 4047621030715 | 0.415 | KG | 62.7 | 62.7 | CP24 | CP24 | power contactor, AC-3 17 A, 7.5 kW / 400 V 1 NO + 1 NC, 277 V AC, 60 Hz 3-pole, Size S0 screw terminal | - | 0 | 0
3RT2025-1AV00 |  | 3RT2025-1AV00 | 1 | UN | 1 | 5 | B | D | N | N | 85364900 | 1 | 4011209839298 | 0.401 | KG | 62.61 | 60.8 | CP24 | CP24 | power contactor, AC-3 17 A, 7.5 kW / 400 V 1 NO + 1 NC, 400 V AC, 50 Hz 3-pole, Size S0 screw terminal | Lista Papel 2020 SI | 0 | 0
3RT2025-1AV04 |  | 3RT2025-1AV04 | 1 | UN | 1 | 5 | B | D | N | N | 85364900 | 1 | 4011209898929 | 0.451 | KG | 77.52 | 75.34 | CP24 | CP24 | power contactor, AC-3 17 A, 7.5 kW / 400 V 2 NO + 2 NC, 400 V AC, 50 Hz 3-pole, Size S0 screw terminal Removable auxiliary switch | Lista Papel 2020 SI | 0 | 0
3RT2025-1AV60 |  | 3RT2025-1AV60 | 1 | UN | 1 | 5 | B | D | N | N | 85364900 | 1 | 4011209919693 | 0.403 | KG | 62.61 | 62.61 | CP24 | CP24 | power contactor, AC-3 17 A, 7.5 kW / 400 V 1 NO + 1 NC, 480 V AC, 60 Hz 3-pole, Size S0 screw terminal | - | 0 | 0
3RT2025-1BA40 |  | 3RT2025-1BA40 | 1 | UN | 1 | 5 | B | D | N | N | 85364900 | 1 | 4047621026749 | 0.593 | KG | 111.15 | 111.15 | CP24 | CP24 | power contactor, AC-3 17 A, 7.5 kW / 400 V 1 NO + 1 NC, 12 V DC, 3-pole, Size S0 screw terminal | - | 0 | 0
3RT2025-1BB40 |  | 3RT2025-1BB40 | 1 | UN | 1 | 1 | A | D | N | N | 85364900 | 1 | 4011209832459 | 0.598 | KG | 106.4 | 103.55 | CP24 | CP24 | power contactor, AC-3 17 A, 7.5 kW / 400 V 1 NO + 1 NC, 24 V DC 3-pole, Size S0 screw terminal | Lista Papel 2020 SI | 0 | 0
3RT2025-1BB40-0CC0 |  | 3RT2025-1BB40-0CC0 | 1 | UN | 1 | 5 | B | D | N | N | 85364900 | 1 | 4011209832329 | 0.599 | KG | 113.05 | 110.2 | CP24 | CP24 | power contactor, AC-3 17 A, 7.5 kW / 400 V 1 NO + 1 NC, 24 V DC communication-capable, 3-pole, Size S0, screw terminal | Lista Papel 2020 SI | 0 | 0
3RT2025-1BB40-1AA0 |  | 3RT2025-1BB40-1AA0 | 1 | UN | 1 | 5 | B | D | N | N | 85364900 | 1 | 4011209944732 | 0.588 | KG | 114.95 | 114.95 | CP24 | CP24 | power contactor, AC-3 17 A, 7.5 kW / 400 V 1 NO + 1 NC, 24 V DC 3-pole, Size S0 screw terminal upright mounting position | - | 0 | 0
3RT2025-1BB40-Z | W96 | 3RT2025-1BB40-ZW96 | 1 | UN | 1 | 5 | B | D | N | N | 85364900 | 24 | 4011209897038 | 0.25 | KG | 106.4 | 106.4 | CP24 | CP24 | power contactor, AC-3 17 A, 7.5 kW / 400 V 1 NO + 1 NC, 24 V DC 3-pole, Size S0 Screw terminal Multi-unit packaging = 24 units | - | 0 | 0
3RT2025-1BB40-Z | W97 | 3RT2025-1BB40-ZW97 | 1 | UN | 1 | 5 | B | D | N | N | 85364900 | 12 | 4011209953819 | 0.25 | KG | 106.4 | 106.4 | CP24 | CP24 | power contactor, AC-3 17 A, 7.5 kW / 400 V 1 NO + 1 NC, 24 V DC 3-pole, Size S0 screw terminal Multi-unit packaging = 12 units | - | 0 | 0
3RT2025-1BB40-Z | X95 | 3RT2025-1BB40-ZX95 | 1 | UN | 1 | 5 | B | D | N | N | 85364900 | 48 | 4011209832312 | 0.582 | KG | 106.4 | 106.4 | CP24 | CP24 | power contactor, AC-3 17 A, 7.5 kW / 400 V 1 NO + 1 NC, 24 V DC 3-pole, Size S0 screw terminal Reusable packaging = 48 units | - | 0 | 0
3RT2025-1BB44 |  | 3RT2025-1BB44 | 1 | UN | 1 | 1 | A | D | N | N | 85364900 | 1 | 4011209837270 | 0.645 | KG | 120.65 | 116.85 | CP24 | CP24 | power contactor, AC-3 17 A, 7.5 kW / 400 V 2 NO + 2 NC, 24 V DC, 3-pole, Size S0 screw terminal Removable auxiliary switch | Lista Papel 2020 SI | 0 | 0
3RT2025-1BB44-3MA0 |  | 3RT2025-1BB44-3MA0 | 1 | UN | 1 | 5 | B | D | N | N | 85364900 | 1 | 4011209837287 | 0.658 | KG | 122.55 | 118.75 | CP24 | CP24 | power contactor, AC-3 17 A, 7.5 kW / 400 V 2 NO + 2 NC, 24 V DC, 3-pole, Size S0 screw terminal Captive auxiliary switch for SUVA applications | Lista Papel 2020 SI | 0 | 0
3RT2025-1BB44-Z | X95 | 3RT2025-1BB44-ZX95 | 1 | UN | 1 | 5 | B | D | N | N | 85364900 | 48 | 4011209837294 | 0.58 | KG | 120.65 | 120.65 | CP24 | CP24 | power contactor, AC-3 17 A, 7.5 kW / 400 V 2 NO + 2 NC, 24 V DC, 3-pole, Size S0 screw terminal Removable auxiliary switch Reusable packaging = 48 units | - | 0 | 0
3RT2025-1BE40 |  | 3RT2025-1BE40 | 1 | UN | 1 | 5 | B | D | N | N | 85364900 | 1 | 4011209898103 | 0.6 | KG | 111.15 | 111.15 | CP24 | CP24 | power contactor, AC-3 17 A, 7.5 kW / 400 V 1 NO + 1 NC, 60 V DC, 3-pole, Size S0 screw terminal | - | 0 | 0
3RT2025-1BF40 |  | 3RT2025-1BF40 | 1 | UN | 1 | 5 | B | D | N | N | 85364900 | 1 | 4011209832466 | 0.58 | KG | 106.4 | 103.55 | CP24 | CP24 | power contactor, AC-3 17 A, 7.5 kW / 400 V 1 NO + 1 NC, 110 V DC, 3-pole, Size S0 screw terminal | Lista Papel 2020 SI | 0 | 0
3RT2025-1BF44 |  | 3RT2025-1BF44 | 1 | UN | 1 | 5 | B | D | N | N | 85364900 | 1 | 4011209837416 | 0.629 | KG | 120.65 | 116.85 | CP24 | CP24 | power contactor, AC-3 17 A, 7.5 kW / 400 V 2 NO + 2 NC, 110 V DC, 3-pole, Size S0 screw terminal Removable auxiliary switch | Lista Papel 2020 SI | 0 | 0
3RT2025-1BG40 |  | 3RT2025-1BG40 | 1 | UN | 1 | 5 | B | D | N | N | 85364900 | 1 | 4011209898110 | 0.592 | KG | 111.15 | 111.15 | CP24 | CP24 | power contactor, AC-3 17 A, 7.5 kW / 400 V 1 NO + 1 NC, 125 V DC, 3-pole, Size S0 screw terminal | - | 0 | 0
3RT2025-1BJ80 |  | 3RT2025-1BJ80 | 1 | UN | 1 | 5 | B | D | N | N | 85364900 | 1 | 4011209916395 | 0.586 | KG | 111.15 | 111.15 | CP24 | CP24 | power contactor, AC-3 17 A, 7.5 kW / 400 V 1 NO + 1 NC, 72 V DC, 3-pole, Size S0 screw terminal | - | 0 | 0
3RT2025-1BM40 |  | 3RT2025-1BM40 | 1 | UN | 1 | 5 | B | D | N | N | 85364900 | 1 | 4011209832398 | 0.587 | KG | 106.4 | 106.4 | CP24 | CP24 | power contactor, AC-3 17 A, 7.5 kW / 400 V 1 NO + 1 NC, 220 V DC, 3-pole, Size S0 screw terminal | - | 0 | 0
3RT2025-1BP40 |  | 3RT2025-1BP40 | 1 | UN | 1 | 5 | B | D | N | N | 85364900 | 1 | 4011209898127 | 0.589 | KG | 111.15 | 111.15 | CP24 | CP24 | power contactor, AC-3 17 A, 7.5 kW / 400 V 1 NO + 1 NC, 230 V DC, 3-pole, Size S0 screw terminal | - | 0 | 0
3RT2025-1BW40 |  | 3RT2025-1BW40 | 1 | UN | 1 | 5 | B | D | N | N | 85364900 | 1 | 4011209839304 | 0.593 | KG | 106.4 | 106.4 | CP24 | CP24 | power contactor, AC-3 17 A, 7.5 kW / 400 V 1 NO + 1 NC, 48 V DC, 3-pole, Size S0 screw terminal | - | 0 | 0
3RT2025-1CK64-3MA0 |  | 3RT2025-1CK64-3MA0 | 1 | UN | 1 | 5 | B | D | N | N | 85364900 | 1 | 4011209898134 | 0.46 | KG | 87.21 | 87.21 | CP24 | CP24 | power contactor, AC-3 17 A, 7.5 kW / 400 V 2 NO + 2 NC, 110 V AC, 50 Hz, 120 V, 60 Hz, with inserted varistor, 3-pole, Size S0, screw terminal Captive auxiliary switch for SUVA applications | - | 0 | 0
3RT2025-1CL24-3MA0 |  | 3RT2025-1CL24-3MA0 | 1 | UN | 1 | 5 | B | D | N | N | 85364900 | 1 | 4011209866027 | 0.467 | KG | 87.21 | 87.21 | CP24 | CP24 | power contactor, AC-3 17 A, 7.5 kW / 400 V 2 NO + 2 NC, 230 V AC, 50 / 60 Hz, with inserted varistor, 3-pole, Size S0, screw terminal Captive auxiliary switch for SUVA applications | - | 0 | 0
3RT2025-1DB40 |  | 3RT2025-1DB40 | 1 | UN | 1 | 5 | B | D | N | N | 85364900 | 1 | 4047621051055 | 0.6 | KG | 125.4 | 125.4 | CP24 | CP24 | Power contactor, AC-3 17 A, 7.5 kW / 400 V 1 NO + 1 NC, 24 V DC with varistor 3-pole, Size S0, screw terminal | - | 0 | 0
3RT2025-1DB44-3MA0 |  | 3RT2025-1DB44-3MA0 | 1 | UN | 1 | 5 | B | D | N | N | 85364900 | 1 | 4011209901322 | 0.656 | KG | 133.95 | 133.95 | CP24 | CP24 | power contactor, AC-3 17 A, 7.5 kW / 400 V 2 NO + 2 NC, 24 V DC, with inserted varistor 3-pole, Size S0 screw terminal Captive auxiliary switch for SUVA applications | - | 0 | 0
3RT2025-1FB40 |  | 3RT2025-1FB40 | 1 | UN | 1 | 1 | A | D | N | N | 85364900 | 1 | 4011209839311 | 0.597 | KG | 125.4 | 125.4 | CP24 | CP24 | power contactor, AC-3 17 A, 7.5 kW / 400 V 1 NO + 1 NC, 24 V DC with plugged-in diode combination, 3-pole, Size S0, screw terminal | - | 0 | 0
3RT2025-1FB44-3MA0 |  | 3RT2025-1FB44-3MA0 | 1 | UN | 1 | 5 | B | D | N | N | 85364900 | 1 | 4011209866140 | 0.644 | KG | 137.75 | 137.75 | CP24 | CP24 | power contactor, AC-3 17 A, 7.5 kW / 400 V 2 NO + 2 NC, 24 V DC, with plugged-in diode combination, 3-pole, Size S0, screw terminal Captive auxiliary switch for SUVA applications | - | 0 | 0
3RT2025-1FB48-0ME1 |  | 3RT2025-1FB48-0ME1 | 1 | UN | 1 | 5 | B | D | N | N | 85364900 | 1 | 4011209936690 | 0.647 | KG | 132.05 | 132.05 | CP24 | CP24 | power contactor, AC-3 17 A, 7.5 kW / 400 V 3 NO + 2 NC with 3RH2911-1HA21, 24 V DC, with plugged-in diode combination, 3-pole, Size S0, screw terminal | - | 0 | 0
3RT2025-1FB48-0ME2 |  | 3RT2025-1FB48-0ME2 | 1 | UN | 1 | 5 | B | D | N | N | 85364900 | 1 | 4011209916456 | 0.652 | KG | 136.8 | 136.8 | CP24 | CP24 | power contactor, AC-3 17 A, 7.5 kW / 400 V 3 NO + 3 NC with 3RH2911-1x A22-0MA0, with plugged-in Diode combination, 24 V DC, 3-pole, Size S0, screw terminal | - | 0 | 0
3RT2025-1FB48-0ME2-Z | X95 | 3RT2025-1FB48-0ME2-ZX95 | 1 | UN | 1 | 5 | B | D | N | N | 85364900 | 48 | 4011209916463 | 0.627 | KG | 136.8 | 136.8 | CP24 | CP24 | power contactor, AC-3 17 A, 7.5 kW / 400 V 3 NO + 3 NC with 3RH2911-1x A22-0MA0, with plugged-in Diode combination, 24 V DC, 3-pole, Size S0, screw terminal Reusable packaging = 48 units | - | 0 | 0
3RT2025-1KB40 |  | 3RT2025-1KB40 | 1 | UN | 1 | 1 | A | D | N | N | 85364900 | 1 | 4011209832404 | 0.615 | KG | 114.95 | 112.1 | CP24 | CP24 | power contactor, AC-3 17 A, 7.5 kW / 400 V 1 NO + 1 NC, 24 V DC with integrated varistor 3-pole, Size S0 screw terminal suitable for PLC outputs | Lista Papel 2020 SI | 0 | 0
3RT2025-1NB30 |  | 3RT2025-1NB30 | 1 | UN | 1 | 2 | A | D | N | N | 85364900 | 1 | 4011209834224 | 0.578 | KG | 122.55 | 118.75 | CP24 | CP24 | power contactor, AC-3 17 A, 7.5 kW / 400 V 1 NO + 1 NC, AC (50-60 Hz) DC operation 21-28 V AC/DC, 3-pole, Size S0, screw terminal | Lista Papel 2020 SI | 0 | 0
3RT2025-1NF30 |  | 3RT2025-1NF30 | 1 | UN | 1 | 2 | A | D | N | N | 85364900 | 1 | 4011209834231 | 0.549 | KG | 122.55 | 118.75 | CP24 | CP24 | power contactor, AC-3 17 A, 7.5 kW / 400 V 1 NO + 1 NC, AC (50-60 Hz) DC operation 95-130 V AC/DC, 3-pole, Size S0, screw terminal | Lista Papel 2020 SI | 0 | 0
3RT2025-1NP30 |  | 3RT2025-1NP30 | 1 | UN | 1 | 2 | A | D | N | N | 85364900 | 1 | 4011209832411 | 0.546 | KG | 122.55 | 118.75 | CP24 | CP24 | power contactor, AC-3 17 A, 7.5 kW / 400 V 1 NO + 1 NC, AC (50-60 Hz) DC operation 200-280 V AC/DC 3-pole, Size S0, screw terminal | Lista Papel 2020 SI | 0 | 0
3RT2025-1XF40-0LA2 |  | 3RT2025-1XF40-0LA2 | 1 | UN | 1 | 5 | B | D | EAR99 | N | 85364900 | 1 | 4047621070728 | 0.544 | KG | 142.5 | 142.5 | CP24 | CP24 | Traction contactor, AC-3 17 A, 7.5 kW / 400 V 1 NO + 1 NC with electronic operating mechanism 110 V DC, 0.7-1.25* US with integrated varistor, 3-pole, Size S0, Screw terminal |  | 0 | 7
3RT2025-2AB00 |  | 3RT2025-2AB00 | 1 | UN | 1 | 2 | A | D | N | N | 85364900 | 1 | 4011209832473 | 0.448 | KG | 59.19 | 57.48 | CP24 | CP24 | power contactor, AC-3 17 A, 7.5 kW / 400 V 1 NO + 1 NC, 24 V AC, 50 Hz, 3-pole, Size S0 Spring-type terminal | Lista Papel 2020 SI | 0 | 0
3RT2025-2AB04 |  | 3RT2025-2AB04 | 1 | UN | 1 | 5 | B | D | N | N | 85364900 | 1 | 4011209837300 | 0.495 | KG | 74.1 | 72.01 | CP24 | CP24 | power contactor, AC-3 17 A, 7.5 kW / 400 V 2 NO + 2 NC, 24 V AC, 50 Hz, 3-pole, Size S0 Spring-type terminal Removable auxiliary switch | Lista Papel 2020 SI | 0 | 0
3RT2025-2AC20 |  | 3RT2025-2AC20 | 1 | UN | 1 | 2 | A | D | N | N | 85364900 | 1 | 4011209832510 | 0.445 | KG | 59.19 | 59.19 | CP24 | CP24 | power contactor, AC-3 17 A, 7.5 kW / 400 V 1 NO + 1 NC, 24 V AC, 50 / 60 Hz, 3-pole, Size S0 Spring-type terminal | - | 0 | 0
3RT2025-2AC24 |  | 3RT2025-2AC24 | 1 | UN | 1 | 5 | B | D | N | N | 85364900 | 1 | 4011209898141 | 0.496 | KG | 74.1 | 74.1 | CP24 | CP24 | power contactor, AC-3 17 A, 7.5 kW / 400 V 2 NO + 2 NC, 24 V AC, 50 / 60 Hz, 3-pole, Size S0 Spring-type terminal Removable auxiliary switch | - | 0 | 0
3RT2025-2AD20-1AA0 |  | 3RT2025-2AD20-1AA0 | 1 | UN | 1 | 0 | A | D | N | N | 85364900 | 1 | 4047621004648 | 0.447 | KG | 72.2 | 72.2 | CP24 | CP24 | power contactor, AC-3 17 A, 7.5 kW / 400 V 1 NO + 1 NC, 42 V AC, 50 / 60 Hz, 3-pole, Size S0 Spring-type terminal upright mounting position | - | 0 | 0
3RT2025-2AF00 |  | 3RT2025-2AF00 | 1 | UN | 1 | 2 | A | D | N | N | 85364900 | 1 | 4011209832503 | 0.448 | KG | 59.19 | 57.48 | CP24 | CP24 | power contactor, AC-3 17 A, 7.5 kW / 400 V 1 NO + 1 NC, 110 V AC, 50 Hz, 3-pole, Size S0 Spring-type terminal | Lista Papel 2020 SI | 0 | 0
3RT2025-2AF04 |  | 3RT2025-2AF04 | 1 | UN | 1 | 5 | B | D | N | N | 85364900 | 1 | 4011209837317 | 0.494 | KG | 74.1 | 72.01 | CP24 | CP24 | power contactor, AC-3 17 A, 7.5 kW / 400 V 2 NO + 2 NC, 110 V AC, 50 Hz, 3-pole, Size S0 Spring-type terminal Removable auxiliary switch | Lista Papel 2020 SI | 0 | 0
3RT2025-2AF08-0KT2 |  | 3RT2025-2AF08-0KT2 | 1 | UN | 1 | 0 | A | D | N | N | 85364900 | 1 | 4047621058313 | 0.476 | KG | 74.2 | 74.2 | CP24 | CP24 | Power contactor, AC-3 17 A, 7.5 kW / 400 V 2 NO + 2 NC, 110 V AC, 50 Hz, 3-pole, Size S0 Spring-type terminal | - | 0 | 0
3RT2025-2AG20 |  | 3RT2025-2AG20 | 1 | UN | 1 | 5 | B | D | N | N | 85364900 | 1 | 4011209832527 | 0.446 | KG | 59.19 | 59.19 | CP24 | CP24 | power contactor, AC-3 17 A, 7.5 kW / 400 V 1 NO + 1 NC, 110 V AC, 50 / 60 Hz, 3-pole, Size S0, Spring-type terminal | - | 0 | 0
3RT2025-2AG24 |  | 3RT2025-2AG24 | 1 | UN | 1 | 5 | B | D | N | N | 85364900 | 1 | 4011209837324 | 0.491 | KG | 74.1 | 74.1 | CP24 | CP24 | power contactor, AC-3 17 A, 7.5 kW / 400 V 2 NO + 2 NC, 110 V AC, 50 / 60 Hz, 3-pole, Size S0, Spring-type terminal Removable auxiliary switch | - | 0 | 0
3RT2025-2AH00 |  | 3RT2025-2AH00 | 1 | UN | 1 | 5 | B | D | N | N | 85364900 | 1 | 4011209919679 | 0.447 | KG | 59.19 | 59.19 | CP24 | CP24 | power contactor, AC-3 17 A, 7.5 kW / 400 V 1 NO + 1 NC, 48 V AC, 50 Hz, 3-pole, Size S0 Spring-type terminal | - | 0 | 0
3RT2025-2AK60 |  | 3RT2025-2AK60 | 1 | UN | 1 | 5 | B | D | N | N | 85364900 | 1 | 4011209832534 | 0.467 | KG | 59.19 | 59.19 | CP24 | CP24 | power contactor, AC-3 17 A, 7.5 kW / 400 V 1 NO + 1 NC, 110 V AC, 50 Hz, 120 V, 60 Hz, 3-pole, Size S0, Spring-type terminal | - | 0 | 0
3RT2025-2AK60-Z | W96 | 3RT2025-2AK60-ZW96 | 1 | UN | 1 | 5 | B | D | N | N | 85364900 | 18 | 4047621007649 | 0.25 | KG | 59.19 | 59.19 | CP24 | CP24 | power contactor, AC-3 17 A, 7.5 kW / 400 V 1 NO + 1 NC, 110 V AC, 50 Hz, 120 V, 60 Hz, 3-pole, Size S0, Spring-type terminal Multi-unit packaging = 18 units | - | 0 | 0
3RT2025-2AK60-Z | X95 | 3RT2025-2AK60-ZX95 | 1 | UN | 1 | 5 | B | D | N | N | 85364900 | 40 | 4011209832640 | 0.417 | KG | 59.19 | 59.19 | CP24 | CP24 | power contactor, AC-3 17 A, 7.5 kW / 400 V 1 NO + 1 NC, 110 V AC, 50 Hz, 120 V, 60 Hz, 3-pole, Size S0, Spring-type terminal Reusable packaging = 40 units | - | 0 | 0
3RT2025-2AL20 |  | 3RT2025-2AL20 | 1 | UN | 1 | 1 | A | D | N | N | 85364900 | 1 | 4011209832541 | 0.448 | KG | 59.19 | 59.19 | CP24 | CP24 | power contactor, AC-3 17 A, 7.5 kW / 400 V 1 NO + 1 NC, 230 V AC, 50 / 60 Hz, 3-pole, Size S0, Spring-type terminal | - | 0 | 0
3RT2025-2AL20-Z | W96 | 3RT2025-2AL20-ZW96 | 1 | UN | 1 | 5 | B | D | N | N | 85364900 | 18 | 4047621017716 | 0.448 | KG | 59.19 | 59.19 | CP24 | CP24 | power contactor, AC-3 17 A, 7.5 kW / 400 V 1 NO + 1 NC, 230 V AC, 50/60 Hz 3-pole, Size S0 Spring-type terminal Multi-unit packaging = 18 units | - | 0 | 0
3RT2025-2AL20-Z | W97 | 3RT2025-2AL20-ZW97 | 1 | UN | 1 | 5 | B | D | N | N | 85364900 | 8 | 4047621025551 | 0.448 | KG | 59.19 | 59.19 | CP24 | CP24 | power contactor, AC-3 17 A, 7.5 kW / 400 V 1 NO + 1 NC, 230 V AC, 50/60 Hz 3-pole, Size S0 Spring-type terminal Multi-unit packaging = 8 units | - | 0 | 0
3RT2025-2AL24 |  | 3RT2025-2AL24 | 1 | UN | 1 | 5 | B | D | N | N | 85364900 | 1 | 4011209837331 | 0.508 | KG | 74.1 | 74.1 | CP24 | CP24 | power contactor, AC-3 17 A, 7.5 kW / 400 V 2 NO + 2 NC, 230 V AC 50 / 60 Hz, 3-pole, Size S0, Spring-type terminal Removable auxiliary switch | - | 0 | 0
3RT2025-2AL24-3MA0 |  | 3RT2025-2AL24-3MA0 | 1 | UN | 1 | 5 | B | D | N | N | 85364900 | 1 | 4011209837348 | 0.504 | KG | 76.19 | 74.01 | CP24 | CP24 | power contactor, AC-3 17 A, 7.5 kW / 400 V 2 NO + 2 NC, 230 V AC, 50/60 Hz 3-pole, Size S0 Spring-type terminal Captive auxiliary switch for SUVA applications | Lista Papel 2020 SI | 0 | 0
3RT2025-2AM20 |  | 3RT2025-2AM20 | 1 | UN | 1 | 5 | B | D | N | N | 85364900 | 1 | 4047621019697 | 0.444 | KG | 62.7 | 62.7 | CP24 | CP24 | power contactor, AC-3 17 A, 7.5 kW / 400 V 1 NO + 1 NC, 208 V AC, 50/60 Hz 3-pole, Size S0 Spring-type terminal | - | 0 | 0
3RT2025-2AN20 |  | 3RT2025-2AN20 | 1 | UN | 1 | 5 | B | D | N | N | 85364900 | 1 | 4011209839328 | 0.442 | KG | 59.19 | 59.19 | CP24 | CP24 | power contactor, AC-3 17 A, 7.5 kW / 400 V 1 NO + 1 NC, 220 V AC, 50 / 60 Hz, 3-pole, Size S0, Spring-type terminal | - | 0 | 0
3RT2025-2AN24 |  | 3RT2025-2AN24 | 1 | UN | 1 | 5 | B | D | N | N | 85364900 | 1 | 4011209839335 | 0.495 | KG | 74.1 | 74.1 | CP24 | CP24 | power contactor, AC-3 17 A, 7.5 kW / 400 V 2 NO + 2 NC, 220 V AC, 50 / 60 Hz, 3-pole, Size S0, Spring-type terminal Removable auxiliary switch | - | 0 | 0
3RT2025-2AP00 |  | 3RT2025-2AP00 | 1 | UN | 1 | 1 | A | D | N | N | 85364900 | 1 | 4011209832480 | 0.443 | KG | 59.19 | 57.48 | CP24 | CP24 | power contactor, AC-3 17 A, 7.5 kW / 400 V 1 NO + 1 NC, 230 V AC, 50 Hz, 3-pole, Size S0 Spring-type terminal | Lista Papel 2020 SI | 0 | 0
3RT2025-2AP00-1AA0 |  | 3RT2025-2AP00-1AA0 | 1 | UN | 1 | 2 | A | D | N | N | 85364900 | 1 | 4011209903531 | 0.444 | KG | 68.78 | 68.78 | CP24 | CP24 | power contactor, AC-3 17 A, 7.5 kW / 400 V 1 NO + 1 NC, 230 V AC, 50 Hz, 3-pole, Size S0 Spring-type terminal for upright mounting position | - | 0 | 0
3RT2025-2AP00-Z | X95 | 3RT2025-2AP00-ZX95 | 1 | UN | 1 | 5 | B | D | N | N | 85364900 | 40 | 4011209832589 | 0.42 | KG | 59.19 | 59.19 | CP24 | CP24 | power contactor, AC-3 17 A, 7.5 kW / 400 V 1 NO + 1 NC, 230 V AC, 50 Hz, 3-pole, Size S0 Spring-type terminal Reusable packaging = 40 units | - | 0 | 0
3RT2025-2AP04 |  | 3RT2025-2AP04 | 1 | UN | 1 | 2 | A | D | N | N | 85364900 | 1 | 4011209837355 | 0.495 | KG | 74.1 | 72.01 | CP24 | CP24 | power contactor, AC-3 17 A, 7.5 kW / 400 V 2 NO + 2 NC, 230 V AC, 50 Hz, 3-pole, Size S0 Spring-type terminal Removable auxiliary switch | Lista Papel 2020 SI | 0 | 0
3RT2025-2AP04-Z | X95 | 3RT2025-2AP04-ZX95 | 1 | UN | 1 | 5 | B | D | N | N | 85364900 | 40 | 4011209837362 | 0.42 | KG | 74.1 | 74.1 | CP24 | CP24 | power contactor, AC-3 17 A, 7.5 kW / 400 V 2 NO + 2 NC, 230 V AC, 50 Hz, 3-pole, Size S0 Spring-type terminal Removable auxiliary switch Reusable packaging = 40 units | - | 0 | 0
3RT2025-2AP60 |  | 3RT2025-2AP60 | 1 | UN | 1 | 5 | B | D | N | N | 85364900 | 1 | 4011209839342 | 0.45 | KG | 59.19 | 59.19 | CP24 | CP24 | power contactor, AC-3 17 A, 7.5 kW / 400 V 1 NO + 1 NC, 220 V AC, 50 Hz, 240 V, 60 Hz, 3-pole, Size S0, Spring-type terminal | - | 0 | 0
3RT2025-2AV00 |  | 3RT2025-2AV00 | 1 | UN | 1 | 5 | B | D | N | N | 85364900 | 1 | 4011209839359 | 0.444 | KG | 62.61 | 60.8 | CP24 | CP24 | power contactor, AC-3 17 A, 7.5 kW / 400 V 1 NO + 1 NC, 400 V AC, 50 Hz, 3-pole, Size S0 Spring-type terminal | Lista Papel 2020 SI | 0 | 0
3RT2025-2AV04 |  | 3RT2025-2AV04 | 1 | UN | 1 | 5 | B | D | N | N | 85364900 | 1 | 4011209898936 | 0.492 | KG | 77.52 | 75.34 | CP24 | CP24 | power contactor, AC-3 17 A, 7.5 kW / 400 V 2 NO + 2 NC, 400 V AC, 50 Hz, 3-pole, Size S0 Spring-type terminal Removable auxiliary switch | Lista Papel 2020 SI | 0 | 0
3RT2025-2BB40 |  | 3RT2025-2BB40 | 1 | UN | 1 | 1 | A | D | N | N | 85364900 | 1 | 4011209832558 | 0.637 | KG | 106.4 | 103.55 | CP24 | CP24 | power contactor, AC-3 17 A, 7.5 kW / 400 V 1 NO + 1 NC, 24 V DC 3-pole, Size S0 Spring-type terminal | Lista Papel 2020 SI | 0 | 0
3RT2025-2BB40-0CC0 |  | 3RT2025-2BB40-0CC0 | 1 | UN | 1 | 5 | B | D | N | N | 85364900 | 1 | 4011209834262 | 0.636 | KG | 113.05 | 110.2 | CP24 | CP24 | power contactor, AC-3 17 A, 7.5 kW / 400 V 1 NO + 1 NC, 24 V DC communication-capable, 3-pole, Size S0, Spring-type terminal | Lista Papel 2020 SI | 0 | 0
3RT2025-2BB40-Z | W96 | 3RT2025-2BB40-ZW96 | 1 | UN | 1 | 5 | B | D | N | N | 85364900 | 18 | 4011209929067 | 0.25 | KG | 106.4 | 106.4 | CP24 | CP24 | power contactor, AC-3 17 A, 7.5 kW / 400 V 1 NO + 1 NC, 24 V DC 3-pole, Size S0 Spring-type terminal Multi-unit packaging = 18 units | - | 0 | 0
3RT2025-2BB40-Z | W97 | 3RT2025-2BB40-ZW97 | 1 | UN | 1 | 5 | B | D | N | N | 85364900 | 8 |  | 0.616 | KG | 106.4 | 106.4 | CP24 | CP24 | power contactor, AC-3 17 A, 7.5 kW / 400 V 1 NO + 1 NC, 24 V DC 3-pole, Size S0 Spring-type terminal Multi-unit packaging = 8 units | - | 0 | 0
3RT2025-2BB40-Z | X95 | 3RT2025-2BB40-ZX95 | 1 | UN | 1 | 5 | B | D | N | N | 85364900 | 40 | 4011209832664 | 0.616 | KG | 106.4 | 106.4 | CP24 | CP24 | power contactor, AC-3 17 A, 7.5 kW / 400 V 1 NO + 1 NC, 24 V DC 3-pole, Size S0 Spring-type terminal Reusable packaging = 40 units | - | 0 | 0
3RT2025-2BB44 |  | 3RT2025-2BB44 | 1 | UN | 1 | 1 | A | D | N | N | 85364900 | 1 | 4011209837379 | 0.685 | KG | 120.65 | 116.85 | CP24 | CP24 | power contactor, AC-3 17 A, 7.5 kW / 400 V 2 NO + 2 NC, 24 V DC, 3-pole, Size S0 Spring-type terminal Removable auxiliary switch | Lista Papel 2020 SI | 0 | 0
3RT2025-2BB44-3MA0 |  | 3RT2025-2BB44-3MA0 | 1 | UN | 1 | 5 | B | D | N | N | 85364900 | 1 | 4011209837386 | 0.697 | KG | 122.55 | 118.75 | CP24 | CP24 | power contactor, AC-3 17 A, 7.5 kW / 400 V 2 NO + 2 NC, 24 V DC, 3-pole, Size S0 Spring-type terminal Captive auxiliary switch for SUVA applications | Lista Papel 2020 SI | 0 | 0
3RT2025-2BB44-Z | X95 | 3RT2025-2BB44-ZX95 | 1 | UN | 1 | 5 | B | D | N | N | 85364900 | 40 | 4011209837393 | 0.6 | KG | 120.65 | 120.65 | CP24 | CP24 | power contactor, AC-3 17 A, 7.5 kW / 400 V 2 NO + 2 NC, 24 V DC, 3-pole, Size S0 Spring-type terminal Removable auxiliary switch Reusable packaging = 40 units | - | 0 | 0
3RT2025-2BF40 |  | 3RT2025-2BF40 | 1 | UN | 1 | 5 | B | D | N | N | 85364900 | 1 | 4011209832565 | 0.627 | KG | 106.4 | 103.55 | CP24 | CP24 | power contactor, AC-3 17 A, 7.5 kW / 400 V 1 NO + 1 NC, 110 V DC, 3-pole, Size S0 Spring-type terminal | Lista Papel 2020 SI | 0 | 0
3RT2025-2BF44 |  | 3RT2025-2BF44 | 1 | UN | 1 | 15 | C | D | N | N | 85364900 | 1 | 4011209837409 | 0.6 | KG | 120.65 | 116.85 | CP24 | CP24 | power contactor, AC-3 17 A, 7.5 kW / 400 V 2 NO + 2 NC, 110 V DC, 3-pole, Size S0 Spring-type terminal Removable auxiliary switch | Lista Papel 2020 SI | 0 | 0
3RT2025-2BG40 |  | 3RT2025-2BG40 | 1 | UN | 1 | 15 | C | D | N | N | 85364900 | 1 | 4011209898158 | 0.62 | KG | 111.15 | 111.15 | CP24 | CP24 | power contactor, AC-3 17 A, 7.5 kW / 400 V 1 NO + 1 NC, 125 V DC, 3-pole, Size S0 Spring-type terminal | - | 0 | 0
3RT2025-2BM40 |  | 3RT2025-2BM40 | 1 | UN | 1 | 5 | B | D | N | N | 85364900 | 1 | 4011209832572 | 0.629 | KG | 106.4 | 106.4 | CP24 | CP24 | power contactor, AC-3 17 A, 7.5 kW / 400 V 1 NO + 1 NC, 220 V DC, 3-pole, Size S0 Spring-type terminal | - | 0 | 0
3RT2025-2BM40-Z | W97 | 3RT2025-2BM40-ZW97 | 1 | UN | 1 | 5 | B | D | N | N | 85364900 | 8 | 4047621026763 | 0.629 | KG | 106.4 | 106.4 | CP24 | CP24 | power contactor, AC-3 17 A, 7.5 kW / 400 V 1 NO + 1 NC, 220 V DC 3-pole, Size S0 Spring-type terminal Multi-unit packaging 8 units | - | 0 | 0
3RT2025-2BM40-Z | X95 | 3RT2025-2BM40-ZX95 | 1 | UN | 1 | 5 | B | D | N | N | 85364900 | 40 | 4047621026756 | 0.611 | KG | 106.4 | 106.4 | CP24 | CP24 | power contactor, AC-3 17 A, 7.5 kW / 400 V 1 NO + 1 NC, 220 V DC 3-pole, Size S0 Spring-type terminal Reusable packaging = 40 units | - | 0 | 0
3RT2025-2BP40 |  | 3RT2025-2BP40 | 1 | UN | 1 | 5 | B | D | N | N | 85364900 | 1 | 4047621057316 | 0.62 | KG | 111.15 | 111.15 | CP24 | CP24 | Power contactor, AC-3 7.5 kW / 400 V 1 NO + 1 NC, 230 V DC 3-pole, size S0 Spring-type terminal | - | 0 | 7
3RT2025-2BW40 |  | 3RT2025-2BW40 | 1 | UN | 1 | 5 | B | D | N | N | 85364900 | 1 | 4011209839366 | 0.628 | KG | 106.4 | 106.4 | CP24 | CP24 | power contactor, AC-3 17 A, 7.5 kW / 400 V 1 NO + 1 NC, 48 V DC, 3-pole, Size S0 Spring-type terminal | - | 0 | 0
3RT2025-2CK64-3MA0 |  | 3RT2025-2CK64-3MA0 | 1 | UN | 1 | 5 | B | D | N | N | 85364900 | 1 | 4011209898165 | 0.526 | KG | 87.21 | 87.21 | CP24 | CP24 | power contactor, AC-3 17 A, 7.5 kW / 400 V 2 NO + 2 NC, 110 V AC, 50 Hz 120 V, 60 Hz, with inserted varistor, 3-pole, Size S0 Spring-type terminal Captive auxiliary switch for SUVA applications | - | 0 | 0
3RT2025-2CL24-3MA0 |  | 3RT2025-2CL24-3MA0 | 1 | UN | 1 | 5 | B | D | N | N | 85364900 | 1 | 4011209866034 | 0.513 | KG | 87.21 | 87.21 | CP24 | CP24 | power contactor, AC-3 17 A, 7.5 kW / 400 V 2 NO + 2 NC, 230 V AC 50 / 60 Hz, with inserted varistor, 3-pole, Size S0 Spring-type terminal Captive auxiliary switch for SUVA applications | - | 0 | 0
3RT2025-2DB40 |  | 3RT2025-2DB40 | 1 | UN | 1 | 5 | B | D | N | N | 85364900 | 1 | 4047621051062 | 0.64 | KG | 125.4 | 125.4 | CP24 | CP24 | Power contactor, AC-3 17 A, 7.5 kW / 400 V 1 NO + 1 NC, 24 V DC with varistor 3-pole, Size S0 Spring-type terminal | - | 0 | 0
3RT2025-2DB44-3MA0 |  | 3RT2025-2DB44-3MA0 | 1 | UN | 1 | 5 | B | D | N | N | 85364900 | 1 | 4011209914162 | 0.705 | KG | 133.95 | 133.95 | CP24 | CP24 | power contactor, AC-3 17 A, 7.5 kW / 400 V 2 NO + 2 NC, 24 V DC with inserted varistor 3-pole, Size S0 Spring-type terminal Captive auxiliary switch for SUVA applications | - | 0 | 0
3RT2025-2EL20 |  | 3RT2025-2EL20 | 1 | UN | 1 | 5 | B | D | N | N | 85364900 | 1 | 4047621012124 | 0.447 | KG | 78.38 | 78.38 | CP24 | CP24 | power contactor, AC-3 17 A, 7.5 kW / 400 V 1 NO + 1 NC, 230 V AC 50 / 60 Hz, with inserted varistor 3-pole, Size S0 with RC element plugged-in | - | 0 | 0
3RT2025-2FB40 |  | 3RT2025-2FB40 | 1 | UN | 1 | 1 | A | D | N | N | 85364900 | 1 | 4011209839373 | 0.638 | KG | 125.4 | 125.4 | CP24 | CP24 | power contactor, AC-3 17 A, 7.5 kW / 400 V 1 NO + 1 NC, 24 V DC with plugged-in diode combination, 3-pole, Size S0 Spring-type terminal | - | 0 | 0
3RT2025-2FB40-1AA0 |  | 3RT2025-2FB40-1AA0 | 1 | UN | 1 | 5 | B | D | N | N | 85364900 | 1 | 4047621073255 | 0.643 | KG | 134.9 |  | CP24 |  | power contactor, AC-3 17 A, 7.5 kW / 400 V 1 NO + 1 NC, 24 V DC with plugged-in diode combination, 3-pole, Size S0, spring-type terminal, upright mounting position |  | 0 | 7
3RT2025-2FB44-3MA0 |  | 3RT2025-2FB44-3MA0 | 1 | UN | 1 | 5 | B | D | N | N | 85364900 | 1 | 4011209866157 | 0.698 | KG | 137.75 | 137.75 | CP24 | CP24 | power contactor, AC-3 17 A, 7.5 kW / 400 V 2 NO + 2 NC, 24 V DC with plugged-in diode combination, 3-pole, Size S0 Spring-type terminal Captive auxiliary switch for SUVA applications | - | 0 | 0
3RT2025-2KB40 |  | 3RT2025-2KB40 | 1 | UN | 1 | 2 | A | D | N | N | 85364900 | 1 | 4011209839380 | 0.643 | KG | 114.95 | 112.1 | CP24 | CP24 | power contactor, AC-3 17 A, 7.5 kW / 400 V 1 NO + 1 NC, 24 V DC with integrated varistor 3-pole, Size S0, Spring-type terminal suitable for PLC outputs | Lista Papel 2020 SI | 0 | 0
3RT2025-2KB40-1AA0 |  | 3RT2025-2KB40-1AA0 | 1 | UN | 1 | 0 | A | D | EAR99 | N | 85364900 | 1 |  | 0.643 | KG | 125.4 | 125.4 | CP24 | CP24 | Power contactor, AC-3 17 A, 7.5 kW / 400 V 1 NO + 1 NC, 24 V DC with integrated varistor 3-pole, Size S0, spring-type terminal Suitable for PLC outputs Upright mounting position | - | 0 | 9
3RT2025-2KC80 |  | 3RT2025-2KC80 | 1 | UN | 1 | 5 | B | D | N | N | 85364900 | 1 | 4047621012582 | 0.617 | KG | 120.65 | 120.65 | CP24 | CP24 | power contactor, AC-3 17 A, 7.5 kW / 400 V 1 NO + 1 NC, 34 V DC with integrated varistor 3-pole, Size S0, Spring-type terminal suitable for PLC outputs | - | 0 | 0
3RT2025-2KF40 |  | 3RT2025-2KF40 | 1 | UN | 1 | 5 | B | D | N | N | 85364900 | 1 | 4011209896338 | 0.627 | KG | 114.95 | 114.95 | CP24 | CP24 | power contactor, AC-3 17 A, 7.5 kW / 400 V 1 NO + 1 NC, 110 V DC with integrated varistor 3-pole, Size S0, Spring-type terminal suitable for PLC outputs | - | 0 | 0
3RT2025-2KG40 |  | 3RT2025-2KG40 | 1 | UN | 1 | 15 | C | D | N | N | 85364900 | 1 | 4011209898172 | 0.618 | KG | 120.65 | 120.65 | CP24 | CP24 | power contactor, AC-3 17 A, 7.5 kW / 400 V 1 NO + 1 NC, 125 V DC with integrated varistor 3-pole, Size S0, Spring-type terminal suitable for PLC outputs | - | 0 | 0
3RT2025-2NB30 |  | 3RT2025-2NB30 | 1 | UN | 1 | 5 | B | D | N | N | 85364900 | 1 | 4011209834286 | 0.609 | KG | 122.55 | 118.75 | CP24 | CP24 | power contactor, AC-3 17 A, 7.5 kW / 400 V 1 NO + 1 NC, AC (50-60 Hz) DC operation 21-28 V AC/DC, 3-pole, Size S0, Spring-type terminal | Lista Papel 2020 SI | 0 | 0
3RT2025-2NF30 |  | 3RT2025-2NF30 | 1 | UN | 1 | 5 | B | D | N | N | 85364900 | 1 | 4011209839397 | 0.583 | KG | 122.55 | 118.75 | CP24 | CP24 | power contactor, AC-3 17 A, 7.5 kW / 400 V 1 NO + 1 NC, AC (50-60 Hz) DC operation 95-130 V AC/DC, 3-pole, Size S0, Spring-type terminal | Lista Papel 2020 SI | 0 | 0
3RT2025-2NP30 |  | 3RT2025-2NP30 | 1 | UN | 1 | 2 | A | D | N | N | 85364900 | 1 | 4011209839403 | 0.586 | KG | 122.55 | 118.75 | CP24 | CP24 | power contactor, AC-3 17 A, 7.5 kW / 400 V 1 NO + 1 NC, AC (50-60 Hz) DC operation 200-280 V AC/DC, 3-pole, Size S0, Spring-type terminal | Lista Papel 2020 SI | 0 | 0
3RT2025-2XB40-0LA2 |  | 3RT2025-2XB40-0LA2 | 1 | UN | 1 | 5 | B | D | N | N | 85364900 | 1 | 4011209859999 | 0.612 | KG | 142.5 | 142.5 | CP24 | CP24 | Traction contactor, AC-3 17 A, 7.5 kW / 400 V 1 NO + 1 NC with electronic drive 24 V DC, 0.7-1.25* US, with integrated varistor, 3-pole, Size S0, Spring-type terminal | - | 0 | 0
3RT2025-2XF40-0LA2 |  | 3RT2025-2XF40-0LA2 | 1 | UN | 1 | 5 | B | D | N | N | 85364900 | 1 | 4011209860094 | 0.578 | KG | 142.5 | 142.5 | CP24 | CP24 | Traction contactor, AC-3 17 A, 7.5 kW / 400 V 1 NO + 1 NC with electronic drive 110 V DC, 0.7-1.25* US, with integrated varistor, 3-pole, Size S0, Spring-type terminal | - | 0 | 0
3RT2025-2XF40-1LA2 |  | 3RT2025-2XF40-1LA2 | 1 | UN | 1 | 5 | B | D | N | N | 85364900 | 1 | 4011209934481 | 0.575 | KG | 152.95 | 152.95 | CP24 | CP24 | Traction contactor, AC-3 17 A, 7.5 kW / 400 V 1 NO + 1 NC with electronic drive 110 V DC, 0.7-1.25* US, with integrated varistor, 3-pole, Size S0, Spring-type terminal upright mounting position | - | 0 | 0
3RT2025-2XJ40-0LA2 |  | 3RT2025-2XJ40-0LA2 | 1 | UN | 1 | 5 | B | D | N | N | 85364900 | 1 | 4047621018492 | 0.58 | KG | 146.3 | 146.3 | CP24 | CP24 | Traction contactor, AC-3 17 A, 7.5 kW / 400 V 1 NO + 1 NC with electronic drive 72 V DC, 0.7-1.25* US, with integrated varistor, 3-pole, Size S0, Spring-type terminal | - | 0 | 0
3RT2025-4AG60 |  | 3RT2025-4AG60 | 1 | UN | 1 | 5 | B | D | N | N | 85364900 | 1 | 4011209839410 | 0.386 | KG | 62.61 | 62.61 | CP24 | CP24 | power contactor, AC-3 17 A, 7.5 kW / 400 V 1 NO + 1 NC, 100 V AC, 50 Hz, 100-110 V, 60 Hz, 3-pole, Size S0, ring cable lug connection | - | 0 | 0
3RT2025-4AK60 |  | 3RT2025-4AK60 | 1 | UN | 1 | 0 | A | D | N | N | 85364900 | 1 | 4011209839427 | 0.387 | KG | 59.19 | 59.19 | CP24 | CP24 | power contactor, AC-3 17 A, 7.5 kW / 400 V 1 NO + 1 NC, 110 V AC, 50 Hz, 120 V, 60 Hz, 3-pole, Size S0, ring cable lug connection | - | 0 | 0
3RT2025-4AN60 |  | 3RT2025-4AN60 | 1 | UN | 1 | 0 | A | D | N | N | 85364900 | 1 | 4011209839434 | 0.389 | KG | 62.61 | 62.61 | CP24 | CP24 | power contactor, AC-3 17 A, 7.5 kW / 400 V 1 NO + 1 NC, 200 V AC, 50 Hz, 200-220 V, 60 Hz, 3-pole, Size S0, ring cable lug connection | - | 0 | 0
3RT2025-4AP60 |  | 3RT2025-4AP60 | 1 | UN | 1 | 0 | A | D | N | N | 85364900 | 1 | 4011209839441 | 0.39 | KG | 59.19 | 59.19 | CP24 | CP24 | power contactor, AC-3 17 A, 7.5 kW / 400 V 1 NO + 1 NC, 220 V AC, 50 Hz, 240 V, 60 Hz, 3-pole, Size S0, ring cable lug connection | - | 0 | 0
3RT2025-4AR60 |  | 3RT2025-4AR60 | 1 | UN | 1 | 0 | A | D | N | N | 85364900 | 1 | 4011209839458 | 0.374 | KG | 62.61 | 62.61 | CP24 | CP24 | power contactor, AC-3 17 A, 7.5 kW / 400 V 1 NO + 1 NC, 400 V AC, 50 Hz, 400-440 V, 60 Hz, 3-pole, Size S0, ring cable lug connection | - | 0 | 0
3RT2025-4BB40 |  | 3RT2025-4BB40 | 1 | UN | 1 | 5 | B | D | N | N | 85364900 | 1 | 4011209832701 | 0.579 | KG | 106.4 | 106.4 | CP24 | CP24 | power contactor, AC-3 17 A, 7.5 kW / 400 V 1 NO + 1 NC, 24 V DC 3-pole, Size S0 ring cable lug connection | - | 0 | 0
3RT2025-4KB40 |  | 3RT2025-4KB40 | 1 | UN | 1 | 0 | A | D | N | N | 85364900 | 1 | 4011209899780 | 0.577 | KG | 114.95 | 114.95 | CP24 | CP24 | power contactor, AC-3 17 A, 7.5 kW / 400 V 1 NO + 1 NC, 24 V DC with integrated varistor 3-pole, Size S0, ring cable lug connection suitable for PLC outputs | - | 0 | 0
3RT2025-4KJ40 |  | 3RT2025-4KJ40 | 1 | UN | 1 | 0 | A | D | N | N | 85364900 | 1 | 4011209899797 | 0.6 | KG | 120.65 | 120.65 | CP24 | CP24 | power contactor, AC-3 17 A, 7.5 kW / 400 V 1 NO + 1 NC, 72 V DC with integrated varistor 3-pole, Size S0, ring cable lug connection suitable for PLC outputs | - | 0 | 0
3RT2025-4XB40-0LA2 |  | 3RT2025-4XB40-0LA2 | 1 | UN | 1 | 5 | B | D | N | N | 85364900 | 1 | 4011209899803 | 0.538 | KG | 142.5 | 142.5 | CP24 | CP24 | Traction contactor, AC-3 17 A, 7.5 kW / 400 V 1 NO + 1 NC with electronic drive 24 V DC, 0.7-1.25* US, with integrated varistor, 3-pole, Size S0, ring cable lug connection | - | 0 | 0
3RT2025-4XJ40-0LA2 |  | 3RT2025-4XJ40-0LA2 | 1 | UN | 1 | 5 | B | D | N | N | 85364900 | 1 | 4011209899810 | 0.515 | KG | 147.25 | 147.25 | CP24 | CP24 | Traction contactor, AC-3 17 A, 7.5 kW / 400 V 1 NO + 1 NC with electronic drive 72 V DC, 0.7-1.25* US, with integrated varistor, 3-pole, Size S0, ring cable lug connection | - | 0 | 0
3RT2026-1AB00 |  | 3RT2026-1AB00 | 1 | UN | 1 | 1 | A | D | N | N | 85364900 | 1 | 4011209833074 | 0.413 | KG | 78.66 | 76.48 | CP24 | CP24 | power contactor, AC-3 25 A, 11 kW / 400 V 1 NO + 1 NC, 24 V AC, 50 Hz, 3-pole, Size S0 screw terminal | Lista Papel 2020 SI | 0 | 0
3RT2026-1AB00-1AA0 |  | 3RT2026-1AB00-1AA0 | 1 | UN | 1 | 2 | A | D | N | N | 85364900 | 1 | 4011209900875 | 0.409 | KG | 88.54 | 88.54 | CP24 | CP24 | power contactor, AC-3 25 A, 11 kW / 400 V 1 NO + 1 NC, 24 V AC, 50 Hz, 3-pole, Size S0 screw terminal for upright mounting position | - | 0 | 0
3RT2026-1AB04 |  | 3RT2026-1AB04 | 1 | UN | 1 | 5 | B | D | N | N | 85364900 | 1 | 4011209837423 | 0.452 | KG | 93.67 | 91.01 | CP24 | CP24 | power contactor, AC-3 25 A, 11 kW / 400 V 2 NO + 2 NC, 24 V AC, 50 Hz, 3-pole, Size S0 screw terminal Removable auxiliary switch | Lista Papel 2020 SI | 0 | 0
3RT2026-1AC20 |  | 3RT2026-1AC20 | 1 | UN | 1 | 1 | A | D | N | N | 85364900 | 1 | 4011209832879 | 0.409 | KG | 78.66 | 78.66 | CP24 | CP24 | power contactor, AC-3 25 A, 11 kW / 400 V 1 NO + 1 NC, 24 V AC, 50 / 60 Hz, 3-pole, Size S0, screw terminal | - | 0 | 0
3RT2026-1AC20-0UA0 |  | 3RT2026-1AC20-0UA0 | 1 | UN | 1 | 0 | A | D | EAR99 | N | 85364900 | 1 |  | 0.416 | KG | 108.3 | 108.3 | CP24 | CP24 | Contactor, 5HP 460 / 575 V, 1 NO + 1 NC, 24 V AC, 50 / 60 Hz, 3-pole, Size S0, screw terminal | - | 0 | 7
3RT2026-1AC20-Z | W96 | 3RT2026-1AC20-ZW96 | 1 | UN | 1 | 5 | B | D | N | N | 85364900 | 24 | 4047621058641 | 0.395 | KG | 78.66 | 78.66 | CP24 | CP24 | power contactor, AC-3 25 A, 11 kW / 400 V 1 NO + 1 NC, 24 V AC, 50 / 60 Hz, 3-pole, Size S0, screw terminal Multi-unit packaging 24 units | - | 0 | 0
3RT2026-1AC20-Z | X95 | 3RT2026-1AC20-ZX95 | 1 | UN | 1 | 5 | B | D | N | N | 85364900 | 48 | 4011209832848 | 0.395 | KG | 78.66 | 78.66 | CP24 | CP24 | power contactor, AC-3 25 A, 11 kW / 400 V 1 NO + 1 NC, 24 V AC, 50 / 60 Hz, 3-pole, Size S0, screw terminal Multi-unit packaging 48 units | - | 0 | 0
3RT2026-1AC24 |  | 3RT2026-1AC24 | 1 | UN | 1 | 5 | B | D | N | N | 85364900 | 1 | 4011209898189 | 0.453 | KG | 93.67 | 93.67 | CP24 | CP24 | power contactor, AC-3 25 A, 11 kW / 400 V 2 NO + 2 NC, 24 V AC, 50 / 60 Hz, 3-pole, Size S0, screw terminal Removable auxiliary switch | - | 0 | 0
3RT2026-1AD00 |  | 3RT2026-1AD00 | 1 | UN | 1 | 5 | B | D | N | N | 85364900 | 1 | 4011209898196 | 0.425 | KG | 82.08 | 82.08 | CP24 | CP24 | power contactor, AC-3 25 A, 11 kW / 400 V 1 NO + 1 NC, 42 V AC, 50 Hz, 3-pole, Size S0 screw terminal | - | 0 | 0
3RT2026-1AD04 |  | 3RT2026-1AD04 | 1 | UN | 1 | 5 | B | D | N | N | 85364900 | 1 | 4011209898202 | 0.45 | KG | 96.9 | 96.9 | CP24 | CP24 | power contactor, AC-3 25 A, 11 kW / 400 V 2 NO + 2 NC, 42 V AC, 50 Hz, 3-pole, Size S0 screw terminal Removable auxiliary switch | - | 0 | 0
3RT2026-1AD20 |  | 3RT2026-1AD20 | 1 | UN | 1 | 0 | A | D | N | N | 85364900 | 1 | 4047621059105 | 0.408 | KG | 82.08 | 82.08 | CP24 | CP24 | Power contactor, AC-3 25 A, 11 kW / 400 V 42 V AC, 50/60 Hz 3-pole, Size S0 screw terminal | - | 0 | 7
3RT2026-1AF00 |  | 3RT2026-1AF00 | 1 | UN | 1 | 1 | A | D | N | N | 85364900 | 1 | 4011209832862 | 0.418 | KG | 78.66 | 76.48 | CP24 | CP24 | power contactor, AC-3 25 A, 11 kW / 400 V 1 NO + 1 NC, 110 V AC, 50 Hz, 3-pole, Size S0 screw terminal | Lista Papel 2020 SI | 0 | 0
3RT2026-1AF04 |  | 3RT2026-1AF04 | 1 | UN | 1 | 5 | B | D | N | N | 85364900 | 1 | 4011209837430 | 0.46 | KG | 93.67 | 91.01 | CP24 | CP24 | power contactor, AC-3 25 A, 11 kW / 400 V 2 NO + 2 NC, 110 V AC, 50 Hz, 3-pole, Size S0 screw terminal Removable auxiliary switch | Lista Papel 2020 SI | 0 | 0
3RT2026-1AG20 |  | 3RT2026-1AG20 | 1 | UN | 1 | 2 | A | D | N | N | 85364900 | 1 | 4011209832916 | 0.416 | KG | 78.66 | 78.66 | CP24 | CP24 | power contactor, AC-3 25 A, 11 kW / 400 V 1 NO + 1 NC, 110 V AC, 50 / 60 Hz, 3-pole, Size S0, screw terminal | - | 0 | 0
3RT2026-1AG24 |  | 3RT2026-1AG24 | 1 | UN | 1 | 5 | B | D | N | N | 85364900 | 1 | 4011209837447 | 0.463 | KG | 93.67 | 93.67 | CP24 | CP24 | power contactor, AC-3 25 A, 11 kW / 400 V 2 NO + 2 NC, 110 V AC, 50 / 60 Hz, 3-pole, screw terminal Removable auxiliary switch | - | 0 | 0
3RT2026-1AG60 |  | 3RT2026-1AG60 | 1 | UN | 1 | 5 | B | D | N | N | 85364900 | 1 | 4011209839465 | 0.415 | KG | 82.08 | 82.08 | CP24 | CP24 | power contactor, AC-3 25 A, 11 kW / 400 V 1 NO + 1 NC, 100 V AC, 50 Hz, 100-110 V, 60 Hz, 3-pole, Size S0, | - | 0 | 0
3RT2026-1AH00 |  | 3RT2026-1AH00 | 1 | UN | 1 | 5 | B | D | N | N | 85364900 | 1 | 4011209867468 | 0.416 | KG | 78.66 | 78.66 | CP24 | CP24 | power contactor, AC-3 25 A, 11 kW / 400 V 1 NO + 1 NC, 48 V AC, 50 Hz, 3-pole, Size S0 screw terminal | - | 0 | 0
3RT2026-1AH20 |  | 3RT2026-1AH20 | 1 | UN | 1 | 5 | B | D | N | N | 85364900 | 1 | 4011209898219 | 0.413 | KG | 82.08 | 82.08 | CP24 | CP24 | power contactor, AC-3 25 A, 11 kW / 400 V 1 NO + 1 NC, 48 V AC, 50 / 60 Hz, 3-pole, Size S0, screw terminal | - | 0 | 0
3RT2026-1AK60 |  | 3RT2026-1AK60 | 1 | UN | 1 | 2 | A | D | N | N | 85364900 | 1 | 4011209832923 | 0.419 | KG | 78.66 | 78.66 | CP24 | CP24 | power contactor, AC-3 25 A, 11 kW / 400 V 1 NO + 1 NC, 110 V AC, 50 Hz, 120 V, 60 Hz, 3-pole, Size S0, screw terminal | - | 0 | 0
3RT2026-1AK60-0UA0 |  | 3RT2026-1AK60-0UA0 | 1 | UN | 1 | 5 | B | D | N | N | 85364900 | 1 | 4011209899193 | 0.416 | KG | 83.32 | 83.32 | CP24 | CP24 | Contactor, 10 hp, 460 / 575 V, 1 NO + 1 NC, 110 V AC, 50 Hz, 120 V, 60 Hz, 3-pole, Size S0, screw terminal | - | 0 | 0
3RT2026-1AK60-Z | X95 | 3RT2026-1AK60-ZX95 | 1 | UN | 1 | 5 | B | D | N | N | 85364900 | 48 | 4011209832787 | 0.392 | KG | 78.66 | 78.66 | CP24 | CP24 | power contactor, AC-3 25 A, 11 kW / 400 V 1 NO + 1 NC, 110 V AC, 50 Hz, 120 V, 60 Hz, 3-pole, Size S0, screw terminal Reusable packaging = 48 units | - | 0 | 0
3RT2026-1AK64 |  | 3RT2026-1AK64 | 1 | UN | 1 | 5 | B | D | N | N | 85364900 | 1 | 4047621018553 | 0.466 | KG | 93.67 | 93.67 | CP24 | CP24 | power contactor, AC-3 25 A, 11 kW / 400 V 2 NO + 2 NC, 110 V AC/50 Hz Hz 120 V/60 Hz 3-pole, Size S0 screw terminal Removable auxiliary switch | - | 0 | 0
3RT2026-1AK64-3MA0 |  | 3RT2026-1AK64-3MA0 | 1 | UN | 1 | 5 | B | D | N | N | 85364900 | 1 | 4011209901414 | 0.47 | KG | 95.95 | 95.95 | CP24 | CP24 | power contactor, AC-3 25 A, 11 kW / 400 V 2 NO + 2 NC, 110 V AC, 50 Hz, 120 V, 60 Hz, 3-pole, Size S0, screw terminal Captive auxiliary switch for SUVA applications | - | 0 | 0
3RT2026-1AL20 |  | 3RT2026-1AL20 | 1 | UN | 1 | 1 | A | D | N | N | 85364900 | 1 | 4011209832930 | 0.416 | KG | 78.66 | 78.66 | CP24 | CP24 | power contactor, AC-3 25 A, 11 kW / 400 V 1 NO + 1 NC, 230 V AC, 50 / 60 Hz, 3-pole, Size S0, screw terminal | - | 0 | 0
3RT2026-1AL20-Z | W96 | 3RT2026-1AL20-ZW96 | 1 | UN | 1 | 5 | B | D | N | N | 85364900 | 24 | 4011209910010 | 0.578 | KG | 78.66 | 78.66 | CP24 | CP24 | power contactor, AC-3 25 A, 11 kW / 400 V 1 NO + 1 NC, 230 V AC, 50 / 60 Hz, 3-pole, Size S0, Screw terminal Multi-unit packaging = 24 units | - | 0 | 0
3RT2026-1AL20-Z | W97 | 3RT2026-1AL20-ZW97 | 1 | UN | 1 | 5 | B | D | N | N | 85364900 | 12 | 4011209904354 | 0.578 | KG | 78.66 | 78.66 | CP24 | CP24 | power contactor, AC-3 25 A, 11 kW / 400 V 1 NO + 1 NC, 230 V AC, 50 / 60 Hz, 3-pole, Size S0, screw terminal Multi-unit packaging = 12 units | - | 0 | 0
3RT2026-1AL20-Z | X95 | 3RT2026-1AL20-ZX95 | 1 | UN | 1 | 1 | A | D | N | N | 85364900 | 48 | 4011209832794 | 0.4 | KG | 78.66 | 78.66 | CP24 | CP24 | power contactor, AC-3 25 A, 11 kW / 400 V 1 NO + 1 NC, 230 V AC, 50 / 60 Hz, 3-pole, Size S0, screw terminal Reusable packaging = 48 units | - | 0 | 0
3RT2026-1AL24 |  | 3RT2026-1AL24 | 1 | UN | 1 | 5 | B | D | N | N | 85364900 | 1 | 4011209837454 | 0.451 | KG | 93.67 | 93.67 | CP24 | CP24 | power contactor, AC-3 25 A, 11 kW / 400 V 2 NO + 2 NC, 230 V AC, 50 / 60 Hz, 3-pole, Size S0, screw terminal Removable auxiliary switch | - | 0 | 0
3RT2026-1AL24-3MA0 |  | 3RT2026-1AL24-3MA0 | 1 | UN | 1 | 5 | B | D | N | N | 85364900 | 1 | 4011209837461 | 0.459 | KG | 95.95 | 93.1 | CP24 | CP24 | power contactor, AC-3 25 A, 11 kW / 400 V 2 NO + 2 NC, 230 V AC, 50 / 60 Hz, 3-pole, Size S0, screw terminal Captive auxiliary switch for SUVA applications | Lista Papel 2020 SI | 0 | 0
3RT2026-1AM20 |  | 3RT2026-1AM20 | 1 | UN | 1 | 5 | B | D | N | N | 85364900 | 1 | 4011209953949 | 0.417 | KG | 82.08 | 82.08 | CP24 | CP24 | power contactor, AC-3 25 A, 11 kW / 400 V 1 NO + 1 NC, 208 V AC, 50 / 60 Hz, 3-pole, Size S0, screw terminal | - | 0 | 0
3RT2026-1AM20-1AA0 |  | 3RT2026-1AM20-1AA0 | 1 | UN | 1 | 5 | B | D | N | N | 85364900 | 1 | 4047621030432 | 0.411 | KG | 91.96 | 91.96 | CP24 | CP24 | power contactor, AC-3 25 A, 11 kW / 400 V 1 NO + 1 NC, 208 V AC 50/60 Hz 3-pole, Size S0 screw terminal upright mounting position | - | 0 | 0
3RT2026-1AN10 |  | 3RT2026-1AN10 | 1 | UN | 1 | 5 | B | D | N | N | 85364900 | 1 | 4011209898226 | 0.411 | KG | 82.08 | 82.08 | CP24 | CP24 | power contactor, AC-3 25 A, 11 kW / 400 V 1 NO + 1 NC, 220 V AC, 60 Hz, 3-pole, Size S0 screw terminal | - | 0 | 0
3RT2026-1AN20 |  | 3RT2026-1AN20 | 1 | UN | 1 | 2 | A | D | N | N | 85364900 | 1 | 4011209839472 | 0.417 | KG | 78.66 | 78.66 | CP24 | CP24 | power contactor, AC-3 25 A, 11 kW / 400 V 1 NO + 1 NC, 220 V AC, 50 / 60 Hz, 3-pole, Size S0, screw terminal | - | 0 | 0
3RT2026-1AN24 |  | 3RT2026-1AN24 | 1 | UN | 1 | 5 | B | D | N | N | 85364900 | 1 | 4011209839489 | 0.457 | KG | 93.67 | 93.67 | CP24 | CP24 | power contactor, AC-3 25 A, 11 kW / 400 V 2 NO + 2 NC, 220 V AC, 50 / 60 Hz, 3-pole, Size S0, screw terminal Removable auxiliary switch | - | 0 | 0
3RT2026-1AN60 |  | 3RT2026-1AN60 | 1 | UN | 1 | 5 | B | D | N | N | 85364900 | 1 | 4011209839496 | 0.413 | KG | 82.08 | 82.08 | CP24 | CP24 | power contactor, AC-3 25 A, 11 kW / 400 V 1 NO + 1 NC, 200 V AC, 50 Hz, 200-220 V, 60 Hz, 3-pole, Size S0, screw terminal | - | 0 | 0
3RT2026-1AP00 |  | 3RT2026-1AP00 | 1 | UN | 1 | 1 | A | D | N | N | 85364900 | 1 | 4011209790148 | 0.411 | KG | 78.66 | 76.48 | CP24 | CP24 | power contactor, AC-3 25 A, 11 kW / 400 V 1 NO + 1 NC, 230 V AC, 50 Hz, 3-pole, Size S0 screw terminal | Lista Papel 2020 SI | 0 | 0
3RT2026-1AP00-1AA0 |  | 3RT2026-1AP00-1AA0 | 1 | UN | 1 | 2 | A | D | N | N | 85364900 | 1 | 4011209897168 | 0.411 | KG | 88.54 | 88.54 | CP24 | CP24 | power contactor, AC-3 25 A, 11 kW / 400 V 1 NO + 1 NC, 230 V AC, 50 Hz, 3-pole, Size S0 screw terminal for upright mounting position | - | 0 | 0
3RT2026-1AP00-2AA0 |  | 3RT2026-1AP00-2AA0 | 1 | UN | 1 | 0 | A | D | N | N | 85364900 | 1 | 4047621028163 | 0.412 | KG | 88.54 | 88.54 | CP24 | CP24 | power contactor, AC-3 25 A, 11 kW / 400 V 1 NO + 1 NC, 230 V AC, 50 Hz, 3-pole, Size S0 screw terminal suspended mounting position | - | 0 | 0
3RT2026-1AP00-Z | W96 | 3RT2026-1AP00-ZW96 | 1 | UN | 1 | 5 | B | D | N | N | 85364900 | 24 | 4011209900820 | 0.578 | KG | 78.66 | 78.66 | CP24 | CP24 | power contactor, AC-3 25 A, 11 kW / 400 V 1 NO + 1 NC, 230 V AC, 50 Hz, 3-pole, Size S0 Screw terminal Multi-unit packaging = 24 units | - | 0 | 0
3RT2026-1AP00-Z | X95 | 3RT2026-1AP00-ZX95 | 1 | UN | 1 | 5 | B | D | N | N | 85364900 | 48 | 4011209832824 | 0.397 | KG | 78.66 | 78.66 | CP24 | CP24 | power contactor, AC-3 25 A, 11 kW / 400 V 1 NO + 1 NC, 230 V AC, 50 Hz, 3-pole, Size S0 screw terminal Reusable packaging = 48 units | - | 0 | 0
3RT2026-1AP04 |  | 3RT2026-1AP04 | 1 | UN | 1 | 1 | A | D | N | N | 85364900 | 1 | 4011209837478 | 0.473 | KG | 93.67 | 91.01 | CP24 | CP24 | power contactor, AC-3 25 A, 11 kW / 400 V 2 NO + 2 NC, 230 V AC, 50 Hz, 3-pole, Size S0 screw terminal Removable auxiliary switch | Lista Papel 2020 SI | 0 | 0
3RT2026-1AP04-1AA0 |  | 3RT2026-1AP04-1AA0 | 1 | UN | 1 | 5 | B | D | N | N | 85364900 | 1 | 4011209947412 | 0.48 | KG | 103.55 | 103.55 | CP24 | CP24 | power contactor, AC-3 25 A, 11 kW / 400 V 2 NO + 2 NC, 230 V AC, 50 Hz, 3-pole, Size S0 screw terminal Removable auxiliary switch upright mounting position | - | 0 | 0
3RT2026-1AP04-Z | X95 | 3RT2026-1AP04-ZX95 | 1 | UN | 1 | 5 | B | D | N | N | 85364900 | 48 | 4011209837485 | 0.436 | KG | 93.67 | 93.67 | CP24 | CP24 | power contactor, AC-3 25 A, 11 kW / 400 V 2 NO + 2 NC, 230 V AC, 50 Hz, 3-pole, Size S0 screw terminal Removable auxiliary switch Reusable packaging = 48 units | - | 0 | 0
3RT2026-1AP60 |  | 3RT2026-1AP60 | 1 | UN | 1 | 5 | B | D | N | N | 85364900 | 1 | 4011209839502 | 0.415 | KG | 78.66 | 78.66 | CP24 | CP24 | power contactor, AC-3 25 A, 11 kW / 400 V 1 NO + 1 NC, 220 V AC, 50 Hz 240 V, 60 Hz 3-pole, Size S00 screw terminal | - | 0 | 0
3RT2026-1AR60 |  | 3RT2026-1AR60 | 1 | UN | 1 | 5 | B | D | N | N | 85364900 | 1 | 4011209839519 | 0.411 | KG | 82.08 | 82.08 | CP24 | CP24 | power contactor, AC-3 25 A, 11 kW / 400 V 1 NO + 1 NC, 400 V AC, 50 Hz, 400-440 V, 60 Hz, 3-pole, Size S0, screw terminal | - | 0 | 0
3RT2026-1AT60 |  | 3RT2026-1AT60 | 1 | UN | 1 | 5 | B | D | N | N | 85364900 | 1 | 4011209936706 | 0.412 | KG | 82.08 | 82.08 | CP24 | CP24 | power contactor, AC-3 25 A, 11 kW / 400 V 1 NO + 1 NC, 600 V AC, 60 Hz, 3-pole, Size S0 screw terminal | - | 0 | 0
3RT2026-1AU00 |  | 3RT2026-1AU00 | 1 | UN | 1 | 5 | B | D | N | N | 85364900 | 1 | 4011209929258 | 0.412 | KG | 78.66 | 78.66 | CP24 | CP24 | power contactor, AC-3 25 A, 11 kW / 400 V 1 NO + 1 NC, 240 V AC, 50 Hz, 3-pole, Size S0 screw terminal | - | 0 | 0
3RT2026-1AU20 |  | 3RT2026-1AU20 | 1 | UN | 1 | 5 | B | D | N | N | 85364900 | 1 | 4011209919730 | 0.414 | KG | 82.08 | 82.08 | CP24 | CP24 | power contactor, AC-3 25 A, 11 kW / 400 V 1 NO + 1 NC, 380 V AC, 50 / 60 Hz, 3-pole, Size S0, screw terminal | - | 0 | 0
3RT2026-1AU60 |  | 3RT2026-1AU60 | 1 | UN | 1 | 5 | B | D | N | N | 85364900 | 1 | 4047621044729 | 0.417 | KG | 82.08 | 82.08 | CP24 | CP24 | power contactor, AC-3 25 A, 11 kW / 400 V 1 NO + 1 NC, 277 V AC, 60 Hz, 3-pole, Size S0 screw terminal | - | 0 | 0
3RT2026-1AV00 |  | 3RT2026-1AV00 | 1 | UN | 1 | 5 | B | D | N | N | 85364900 | 1 | 4011209839526 | 0.413 | KG | 82.08 | 79.8 | CP24 | CP24 | power contactor, AC-3 25 A, 11 kW / 400 V 1 NO + 1 NC, 400 V AC, 50 Hz, 3-pole, Size S0 screw terminal | Lista Papel 2020 SI | 0 | 0
3RT2026-1AV04 |  | 3RT2026-1AV04 | 1 | UN | 1 | 5 | B | D | N | N | 85364900 | 1 | 4011209898943 | 0.452 | KG | 96.9 | 94.43 | CP24 | CP24 | power contactor, AC-3 25 A, 11 kW / 400 V 2 NO + 2 NC, 400 V AC, 50 Hz, 3-pole, Size S0 screw terminal Removable auxiliary switch | Lista Papel 2020 SI | 0 | 0
3RT2026-1AV60 |  | 3RT2026-1AV60 | 1 | UN | 1 | 5 | B | D | N | N | 85364900 | 1 | 4011209914018 | 0.417 | KG | 82.08 | 82.08 | CP24 | CP24 | power contactor, AC-3 25 A, 11 kW / 400 V 1 NO + 1 NC, 480 V AC, 60 Hz, 3-pole, Size S0 screw terminal | - | 0 | 0
3RT2026-1BA40 |  | 3RT2026-1BA40 | 1 | UN | 1 | 5 | B | D | N | N | 85364900 | 1 | 4011209834309 | 0.605 | KG | 131.1 | 131.1 | CP24 | CP24 | power contactor, AC-3 25 A, 11 kW / 400 V 1 NO + 1 NC, 12 V DC, 3-pole, Size S0 screw terminal | - | 0 | 0
3RT2026-1BB40 |  | 3RT2026-1BB40 | 1 | UN | 1 | 1 | A | D | N | N | 85364900 | 1 | 4011209790131 | 0.6 | KG | 125.4 | 121.6 | CP24 | CP24 | power contactor, AC-3 25 A, 11 kW / 400 V 1 NO + 1 NC, 24 V DC 3-pole, Size S0 screw terminal | Lista Papel 2020 SI | 0 | 0
3RT2026-1BB40-0CC0 |  | 3RT2026-1BB40-0CC0 | 1 | UN | 1 | 5 | B | D | N | N | 85364900 | 1 | 4011209832817 | 0.601 | KG | 132.05 | 128.25 | CP24 | CP24 | power contactor, AC-3 25 A, 11 kW / 400 V 1 NO + 1 NC, 24 V DC communication-capable, 3-pole, Size S0, screw terminal | Lista Papel 2020 SI | 0 | 0
3RT2026-1BB40-0UA0 |  | 3RT2026-1BB40-0UA0 | 1 | UN | 1 | 0 | A | D | EAR99 | N | 85364900 | 1 |  | 0.416 | KG | 173.85 | 173.85 | CP24 | CP24 | Contactor, 5 HP, 460 / 575 V, 1 NO + 1 NC, 24 V DC, 3-pole, Size S0 screw terminal | - | 0 | 7
3RT2026-1BB40-1AA0 |  | 3RT2026-1BB40-1AA0 | 1 | UN | 1 | 2 | A | D | N | N | 85364900 | 1 | 4011209900257 | 0.598 | KG | 135.85 | 135.85 | CP24 | CP24 | power contactor, AC-3 25 A, 11 kW / 400 V 1 NO + 1 NC, 24 V DC 3-pole, Size S0 screw terminal upright mounting position | - | 0 | 0
3RT2026-1BB40-Z | W96 | 3RT2026-1BB40-ZW96 | 1 | UN | 1 | 5 | B | D | N | N | 85364900 | 24 | 4011209900165 | 0.578 | KG | 125.4 | 125.4 | CP24 | CP24 | power contactor, AC-3 25 A, 11 kW / 400 V 1 NO + 1 NC, 24 V DC 3-pole, Size S0 Screw terminal Multi-unit packaging = 24 units | - | 0 | 0
3RT2026-1BB40-Z | W97 | 3RT2026-1BB40-ZW97 | 1 | UN | 1 | 5 | B | D | N | N | 85364900 | 12 | 4047621005119 | 0.578 | KG | 125.4 | 125.4 | CP24 | CP24 | power contactor, AC-3 25 A, 11 kW / 400 V 1 NO + 1 NC, 24 V DC 3-pole, Size S0 screw terminal Multi-unit packaging = 12 units | - | 0 | 0
3RT2026-1BB40-Z | X95 | 3RT2026-1BB40-ZX95 | 1 | UN | 1 | 5 | B | D | N | N | 85364900 | 48 | 4011209832800 | 0.586 | KG | 125.4 | 125.4 | CP24 | CP24 | power contactor, AC-3 25 A, 11 kW / 400 V 1 NO + 1 NC, 24 V DC 3-pole, Size S0 screw terminal Reusable packaging = 48 units | - | 0 | 0
3RT2026-1BB44 |  | 3RT2026-1BB44 | 1 | UN | 1 | 1 | A | D | N | N | 85364900 | 1 | 4011209837492 | 0.64 | KG | 140.6 | 136.8 | CP24 | CP24 | power contactor, AC-3 25 A, 11 kW / 400 V 2 NO + 2 NC, 24 V DC, 3-pole, Size S0 screw terminal Removable auxiliary switch | Lista Papel 2020 SI | 0 | 0
3RT2026-1BB44-3MA0 |  | 3RT2026-1BB44-3MA0 | 1 | UN | 1 | 5 | B | D | N | N | 85364900 | 1 | 4011209837508 | 0.638 | KG | 142.5 | 138.7 | CP24 | CP24 | power contactor, AC-3 25 A, 11 kW / 400 V 2 NO + 2 NC, 24 V DC, 3-pole, Size S0 screw terminal Captive auxiliary switch for SUVA applications | Lista Papel 2020 SI | 0 | 0
3RT2026-1BB44-Z | X95 | 3RT2026-1BB44-ZX95 | 1 | UN | 1 | 5 | B | D | N | N | 85364900 | 48 | 4011209837515 | 0.58 | KG | 140.6 | 140.6 | CP24 | CP24 | power contactor, AC-3 25 A, 11 kW / 400 V 2 NO + 2 NC, 24 V DC, 3-pole, Size S0 screw terminal Removable auxiliary switch Reusable packaging = 48 units | - | 0 | 0
3RT2026-1BD40 |  | 3RT2026-1BD40 | 1 | UN | 1 | 5 | B | D | N | N | 85364900 | 1 | 4011209929302 | 0.64 | KG | 131.1 | 131.1 | CP24 | CP24 | power contactor, AC-3 25 A, 11 kW / 400 V 1 NO + 1 NC, 42 V DC, 3-pole, Size S0 screw terminal | - | 0 | 0
3RT2026-1BE40 |  | 3RT2026-1BE40 | 1 | UN | 1 | 5 | B | D | N | N | 85364900 | 1 | 4011209898233 | 0.594 | KG | 131.1 | 131.1 | CP24 | CP24 | power contactor, AC-3 25 A, 11 kW / 400 V 1 NO + 1 NC, 60 V DC, 3-pole, Size S0 screw terminal | - | 0 | 0
3RT2026-1BF40 |  | 3RT2026-1BF40 | 1 | UN | 1 | 5 | B | D | N | N | 85364900 | 1 | 4011209832947 | 0.596 | KG | 125.4 | 121.6 | CP24 | CP24 | power contactor, AC-3 25 A, 11 kW / 400 V 1 NO + 1 NC, 110 V DC, 3-pole, Size S0 screw terminal | Lista Papel 2020 SI | 0 | 0
3RT2026-1BF44 |  | 3RT2026-1BF44 | 1 | UN | 1 | 5 | B | D | N | N | 85364900 | 1 | 4011209837522 | 0.613 | KG | 140.6 | 136.8 | CP24 | CP24 | power contactor, AC-3 25 A, 11 kW / 400 V 2 NO + 2 NC, 110 V DC, 3-pole, Size S0 screw terminal Removable auxiliary switch | Lista Papel 2020 SI | 0 | 0
3RT2026-1BG40 |  | 3RT2026-1BG40 | 1 | UN | 1 | 5 | B | D | N | N | 85364900 | 1 | 4011209898240 | 0.594 | KG | 131.1 | 131.1 | CP24 | CP24 | power contactor, AC-3 25 A, 11 kW / 400 V 1 NO + 1 NC, 125 V DC, 3-pole, Size S0 screw terminal | - | 0 | 0
3RT2026-1BG44 |  | 3RT2026-1BG44 | 1 | UN | 1 | 5 | B | D | N | N | 85364900 | 1 | 4011209898257 | 0.632 | KG | 145.35 | 145.35 | CP24 | CP24 | power contactor, AC-3 25 A, 11 kW / 400 V 2 NO + 2 NC, 125 V DC, 3-pole, Size S0 screw terminal Removable auxiliary switch | - | 0 | 0
3RT2026-1BJ80 |  | 3RT2026-1BJ80 | 1 | UN | 1 | 5 | B | D | N | N | 85364900 | 1 | 4011209914193 | 0.587 | KG | 131.1 | 131.1 | CP24 | CP24 | power contactor, AC-3 25 A, 11 kW / 400 V 1 NO + 1 NC, 72 V DC, 3-pole, Size S0 screw terminal | - | 0 | 0
3RT2026-1BM40 |  | 3RT2026-1BM40 | 1 | UN | 1 | 5 | B | D | N | N | 85364900 | 1 | 4011209832886 | 0.596 | KG | 125.4 | 125.4 | CP24 | CP24 | power contactor, AC-3 25 A, 11 kW / 400 V 1 NO + 1 NC, 220 V DC, 3-pole, Size S0 screw terminal | - | 0 | 0
3RT2026-1BP40 |  | 3RT2026-1BP40 | 1 | UN | 1 | 5 | B | D | N | N | 85364900 | 1 | 4011209898264 | 0.59 | KG | 131.1 | 131.1 | CP24 | CP24 | power contactor, AC-3 25 A, 11 kW / 400 V 1 NO + 1 NC, 230 V DC, 3-pole, Size S0 screw terminal | - | 0 | 0
3RT2026-1BW40 |  | 3RT2026-1BW40 | 1 | UN | 1 | 5 | B | D | N | N | 85364900 | 1 | 4011209839533 | 0.592 | KG | 125.4 | 125.4 | CP24 | CP24 | power contactor, AC-3 25 A, 11 kW / 400 V 1 NO + 1 NC, 48 V DC, 3-pole, Size S0 screw terminal | - | 0 | 0
3RT2026-1BW44 |  | 3RT2026-1BW44 | 1 | UN | 1 | 5 | B | D | N | N | 85364900 | 1 | 4011209898271 | 0.63 | KG | 140.6 | 140.6 | CP24 | CP24 | power contactor, AC-3 25 A, 11 kW / 400 V 2 NO + 2 NC, 48 V DC, 3-pole, Size S0 screw terminal Removable auxiliary switch | - | 0 | 0
3RT2026-1CK64-3MA0 |  | 3RT2026-1CK64-3MA0 | 1 | UN | 1 | 5 | B | D | N | N | 85364900 | 1 | 4011209898288 | 0.468 | KG | 107.35 | 107.35 | CP24 | CP24 | power contactor, AC-3 25 A, 11 kW / 400 V 2 NO + 2 NC, 110 V AC, 50 Hz, 120 V, 60 Hz, with inserted varistor, 3-pole, Size S0 screw terminal Captive auxiliary switch for SUVA applications | - | 0 | 0
3RT2026-1CL24-3MA0 |  | 3RT2026-1CL24-3MA0 | 1 | UN | 1 | 5 | B | D | N | N | 85364900 | 1 | 4011209866041 | 0.474 | KG | 107.35 | 107.35 | CP24 | CP24 | power contactor, AC-3 25 A, 11 kW / 400 V 2 NO + 2 NC, 230 V AC, 50 / 60 Hz, with inserted varistor, 3-pole, Size S0 screw terminal Captive auxiliary switch for SUVA applications | - | 0 | 0
3RT2026-1DB40 |  | 3RT2026-1DB40 | 1 | UN | 1 | 5 | B | D | N | N | 85364900 | 1 | 4047621051079 | 0.605 | KG | 145.35 | 145.35 | CP24 | CP24 | Power contactor, AC-3 25 A, 11 kW / 400 V 1 NO + 1 NC, 24 V DC with varistor 3-pole, Size S0 Screw terminal | - | 0 | 0
3RT2026-1DB40-1AA0 |  | 3RT2026-1DB40-1AA0 | 1 | UN | 1 | 5 | B | D | EAR99 | N | 85364900 | 1 | 4047621070995 | 0.6 | KG | 155.8 | 155.8 | CP24 | CP24 | Power contactor, AC-3 25 A, 11 kW / 400 V 1 NO + 1 NC, 24 V DC with varistor 3-pole, size S0, screw terminals Upright mounting position |  | 0 | 7
3RT2026-1DB40-1AA0-Z | W96 | 3RT2026-1DB40-1AA0-ZW96 | 1 | UN | 1 | 0 | A | D | EAR99 | N | 85364900 | 24 | 4047621072777 | 0.626 | KG | 155.8 | 155.8 | CP24 | CP24 | power contactor, AC-3 25 A, 11 kW / 400 V 1 NO + 1 NC, 24 V DC with varistor 3-pole, size S0 screw terminal upright mounting position |  | 0 | 7
3RT2026-1DB40-1AA0-Z | X95 | 3RT2026-1DB40-1AA0-ZX95 | 1 | UN | 1 | 0 | A | D | EAR99 | N | 85364900 | 48 | 4047621072760 | 0.585 | KG | 155.8 | 155.8 | CP24 | CP24 | power contactor, AC-3 25 A, 11 kW / 400 V 1 NO + 1 NC, 24 V DC with varistor 3-pole, size S0 screw terminal upright mounting position |  | 0 | 7
3RT2026-1DB44-3MA0 |  | 3RT2026-1DB44-3MA0 | 1 | UN | 1 | 5 | B | D | N | N | 85364900 | 1 | 4011209901339 | 0.658 | KG | 154.85 | 154.85 | CP24 | CP24 | power contactor, AC-3 25 A, 11 kW / 400 V 2 NO + 2 NC, 24 V DC, with inserted varistor 3-pole, Size S0 screw terminal Captive auxiliary switch for SUVA applications | - | 0 | 0
3RT2026-1FB40 |  | 3RT2026-1FB40 | 1 | UN | 1 | 1 | A | D | N | N | 85364900 | 1 | 4011209839540 | 0.598 | KG | 145.35 | 145.35 | CP24 | CP24 | power contactor, AC-3 25 A, 11 kW / 400 V 1 NO + 1 NC, 24 V DC with plugged-in diode combination, 3-pole, Size S0 screw terminal | - | 0 | 0
3RT2026-1FB40-1KS0 |  | 3RT2026-1FB40-1KS0 | 1 | UN | 1 | 5 | B | D | EAR99 | N | 85364900 | 1 | 4047621067223 | 0.608 | KG | 155.8 | 155.8 | CP24 | CP24 | power contactor, AC-3 25 A, 11 kW / 400 V 1 NO + 1 NC, 24 V DC with plugged-in diode combination, 3-pole, Size S0 screw terminal |  | 0 | 7
3RT2026-1FB44-3MA0 |  | 3RT2026-1FB44-3MA0 | 1 | UN | 1 | 5 | B | D | N | N | 85364900 | 1 | 4011209866164 | 0.641 | KG | 157.7 | 157.7 | CP24 | CP24 | power contactor, AC-3 25 A, 11 kW / 400 V 2 NO + 2 NC, 24 V DC, with plugged-in diode combination, 3-pole, Size S0 screw terminal Captive auxiliary switch for SUVA applications | - | 0 | 0
3RT2026-1FB48-0ME2 |  | 3RT2026-1FB48-0ME2 | 1 | UN | 1 | 5 | B | D | N | N | 85364900 | 1 | 4011209915626 | 0.65 | KG | 156.75 | 156.75 | CP24 | CP24 | power contactor, AC-3 25 A, 11 kW / 400 V 3 NO + 3 NC with 3RH2911-1x A22-0MA0, with plugged-in diode combination, 24 V DC, 3-pole, Size S0, screw terminal | - | 0 | 0
3RT2026-1FB48-0ME2-Z | X95 | 3RT2026-1FB48-0ME2-ZX95 | 1 | UN | 1 | 5 | B | D | N | N | 85364900 | 48 | 4011209915657 | 0.635 | KG | 156.75 | 156.75 | CP24 | CP24 | power contactor, AC-3 25 A, 11 kW / 400 V 3 NO + 3 NC with 3RH2911-1x A22-0MA0, with plugged-in diode combination, 24 V DC, 3-pole, Size S0, screw terminal Reusable packaging = 48 units | - | 0 | 0
3RT2026-1KB40 |  | 3RT2026-1KB40 | 1 | UN | 1 | 1 | A | D | N | N | 85364900 | 1 | 4011209832893 | 0.59 | KG | 135.85 | 132.05 | CP24 | CP24 | power contactor, AC-3 25 A, 11 kW / 400 V 1 NO + 1 NC, 24 V DC with integrated varistor 3-pole, Size S0, screw terminal suitable for PLC outputs | Lista Papel 2020 SI | 0 | 0
3RT2026-1NB30 |  | 3RT2026-1NB30 | 1 | UN | 1 | 1 | A | D | N | N | 85364900 | 1 | 4011209839557 | 0.578 | KG | 146.3 | 142.5 | CP24 | CP24 | power contactor, AC-3 25 A, 11 kW / 400 V 1 NO + 1 NC, AC (50-60 Hz) DC operation 21-28 V AC/DC, 3-pole, Size S0, screw terminal | Lista Papel 2020 SI | 0 | 0
3RT2026-1NF30 |  | 3RT2026-1NF30 | 1 | UN | 1 | 2 | A | D | N | N | 85364900 | 1 | 4011209839564 | 0.542 | KG | 146.3 | 142.5 | CP24 | CP24 | power contactor, AC-3 25 A, 11 kW / 400 V 1 NO + 1 NC, AC (50-60 Hz) DC operation 95-130 V AC/DC, 3-pole, Size S0, screw terminal | Lista Papel 2020 SI | 0 | 0
3RT2026-1NP30 |  | 3RT2026-1NP30 | 1 | UN | 1 | 5 | B | D | N | N | 85364900 | 1 | 4011209832909 | 0.545 | KG | 146.3 | 142.5 | CP24 | CP24 | power contactor, AC-3 25 A, 11 kW / 400 V 1 NO + 1 NC, AC (50-60 Hz) DC operation 200-280 V AC/DC, 3-pole, Size S0, screw terminal | Lista Papel 2020 SI | 0 | 0
3RT2026-1NP30-Z | X95 | 3RT2026-1NP30-ZX95 | 1 | UN | 1 | 5 | B | D | N | N | 85364900 | 48 | 4011209839571 | 0.527 | KG | 146.3 | 146.3 | CP24 | CP24 | power contactor, AC-3 25 A, 11 kW / 400 V 1 NO + 1 NC, AC (50-60 Hz) DC operation 200-280 V AC/DC, Reusable packaging = 48 units | - | 0 | 0
3RT2026-1XF40-0LA2 |  | 3RT2026-1XF40-0LA2 | 1 | UN | 1 | 5 | B | D | EAR99 | N | 85364900 | 1 | 4047621070711 | 0.545 | KG | 167.2 | 167.2 | CP24 | CP24 | Traction contactor, AC-3 25 A, 11 kW / 400 V 1 NO + 1 NC with electronic operating mechanism 110 V DC, 0.7-1.25* US with integrated varistor, 3-pole, Size S0, Screw terminal |  | 0 | 7
3RT2026-2AB00 |  | 3RT2026-2AB00 | 1 | UN | 1 | 2 | A | D | N | N | 85364900 | 1 | 4011209832954 | 0.453 | KG | 78.66 | 76.48 | CP24 | CP24 | power contactor, AC-3 25 A, 11 kW / 400 V 1 NO + 1 NC, 24 V AC, 50 Hz 3-pole, Size S0 Spring-type terminal | Lista Papel 2020 SI | 0 | 0
3RT2026-2AB00-1AA0 |  | 3RT2026-2AB00-1AA0 | 1 | UN | 1 | 0 | A | D | N | N | 85364900 | 1 | 4011209899742 | 0.452 | KG | 88.54 | 88.54 | CP24 | CP24 | power contactor, AC-3 25 A, 11 kW / 400 V 1 NO + 1 NC, 24 V AC, 50 Hz, 3-pole, Size S0 Spring-type terminal for upright mounting position | - | 0 | 0
3RT2026-2AB04 |  | 3RT2026-2AB04 | 1 | UN | 1 | 5 | B | D | N | N | 85364900 | 1 | 4011209837539 | 0.503 | KG | 93.67 | 91.01 | CP24 | CP24 | power contactor, AC-3 25 A, 11 kW / 400 V 2 NO + 2 NC, 24 V AC, 50 Hz, 3-pole, Size S0 Spring-type terminal Removable auxiliary switch | Lista Papel 2020 SI | 0 | 0
3RT2026-2AC20 |  | 3RT2026-2AC20 | 1 | UN | 1 | 2 | A | D | N | N | 85364900 | 1 | 4011209832985 | 0.447 | KG | 78.66 | 78.66 | CP24 | CP24 | power contactor, AC-3 25 A, 11 kW / 400 V 1 NO + 1 NC, 24 V AC, 50 / 60 Hz, 3-pole, Size S0, Spring-type terminal | - | 0 | 0
3RT2026-2AC20-1AA0 |  | 3RT2026-2AC20-1AA0 | 1 | UN | 1 | 0 | A | D | N | N | 85364900 | 1 | 4011209907720 | 0.445 | KG | 88.64 | 88.64 | CP24 | CP24 | power contactor, AC-3 25 A, 11 kW / 400 V 1 NO + 1 NC, 24 V AC, 50 / 60 Hz, 3-pole, Size S0, Spring-type terminal upright mounting position | - | 0 | 0
3RT2026-2AC24 |  | 3RT2026-2AC24 | 1 | UN | 1 | 5 | B | D | N | N | 85364900 | 1 | 4011209898295 | 0.495 | KG | 93.67 | 93.67 | CP24 | CP24 | power contactor, AC-3 25 A, 11 kW / 400 V 2 NO + 2 NC, 24 V AC, 50 / 60 Hz, 3-pole, Size S0, Spring-type terminal Removable auxiliary switch | - | 0 | 0
3RT2026-2AD00 |  | 3RT2026-2AD00 | 1 | UN | 1 | 0 | A | D | EAR99 | N | 85364900 | 1 |  | 0.425 | KG | 82.08 | 82.08 | CP24 | CP24 | Power contactor, AC-3 25 A, 11 kW / 400 V 1 NO + 1 NC, 42 V AC, 50 Hz, 3-pole, Size S0 Spring-type terminal |  | 0 | 7
3RT2026-2AF00 |  | 3RT2026-2AF00 | 1 | UN | 1 | 2 | A | D | N | N | 85364900 | 1 | 4011209832978 | 0.455 | KG | 78.66 | 76.48 | CP24 | CP24 | power contactor, AC-3 25 A, 11 kW / 400 V 1 NO + 1 NC, 110 V AC, 50 Hz, 3-pole, Size S0 Spring-type terminal | Lista Papel 2020 SI | 0 | 0
3RT2026-2AF04 |  | 3RT2026-2AF04 | 1 | UN | 1 | 5 | B | D | N | N | 85364900 | 1 | 4011209837546 | 0.507 | KG | 93.67 | 91.01 | CP24 | CP24 | power contactor, AC-3 25 A, 11 kW / 400 V 2 NO + 2 NC, 110 V AC, 50 Hz, 3-pole, Size S0 Spring-type terminal Removable auxiliary switch | Lista Papel 2020 SI | 0 | 0
3RT2026-2AF08-0KT2 |  | 3RT2026-2AF08-0KT2 | 1 | UN | 1 | 0 | A | D | N | N | 85364900 | 1 | 4047621058306 | 0.539 | KG | 93.67 | 93.67 | CP24 | CP24 | Power contactor, AC-3 25 A, 11 kW / 400 V 2 NO + 2 NC, 110 V AC, 50 Hz, 3-pole, Size S0 Spring-type terminal | - | 0 | 0
3RT2026-2AG20 |  | 3RT2026-2AG20 | 1 | UN | 1 | 2 | A | D | N | N | 85364900 | 1 | 4011209832992 | 0.455 | KG | 78.66 | 78.66 | CP24 | CP24 | power contactor, AC-3 25 A, 11 kW / 400 V 1 NO + 1 NC, 110 V AC, 50 / 60 Hz, 3-pole, Size S0, Spring-type terminal | - | 0 | 0
3RT2026-2AG24 |  | 3RT2026-2AG24 | 1 | UN | 1 | 5 | B | D | N | N | 85364900 | 1 | 4011209837553 | 0.502 | KG | 93.67 | 93.67 | CP24 | CP24 | power contactor, AC-3 25 A, 11 kW / 400 V 2 NO + 2 NC, 110 V AC, 50 / 60 Hz, 3-pole, Size S0, Spring-type terminal Removable auxiliary switch | - | 0 | 0
3RT2026-2AG60 |  | 3RT2026-2AG60 | 1 | UN | 1 | 5 | B | D | N | N | 85364900 | 1 | 4011209916180 | 0.451 | KG | 82.08 | 82.08 | CP24 | CP24 | power contactor, AC-3 25 A, 11 kW / 400 V 1 NO + 1 NC, 100 V AC, 50 / 60 Hz, 3-pole, Size S0, Spring-type terminal | - | 0 | 0
3RT2026-2AH00 |  | 3RT2026-2AH00 | 1 | UN | 1 | 5 | B | D | N | N | 85364900 | 1 | 4011209920675 | 0.455 | KG | 78.66 | 78.66 | CP24 | CP24 | power contactor, AC-3 25 A, 11 kW / 400 V 1 NO + 1 NC, 48 V AC, 50 Hz, 3-pole, Size S0 Spring-type terminal | - | 0 | 0
3RT2026-2AK60 |  | 3RT2026-2AK60 | 1 | UN | 1 | 5 | B | D | N | N | 85364900 | 1 | 4011209833005 | 0.48 | KG | 78.66 | 78.66 | CP24 | CP24 | power contactor, AC-3 25 A, 11 kW / 400 V 1 NO + 1 NC, 110 V AC, 50 Hz, 120 V, 60 Hz, 3-pole, Size S0, Spring-type terminal | - | 0 | 0
3RT2026-2AK60-1AA0 |  | 3RT2026-2AK60-1AA0 | 1 | UN | 1 | 5 | B | D | N | N | 85364900 | 1 | 4011209974814 | 0.458 | KG | 88.54 | 88.54 | CP24 | CP24 | power contactor, AC-3 25 A, 11 kW / 400 V 1 NO + 1 NC, 110 V AC, 50 Hz, 120 V, 60 Hz, 3-pole, Size S0, Spring-type terminal upright mounting position | - | 0 | 0
3RT2026-2AK60-Z | W96 | 3RT2026-2AK60-ZW96 | 1 | UN | 1 | 5 | B | D | N | N | 85364900 | 18 | 4047621007656 | 0.25 | KG | 78.66 | 78.66 | CP24 | CP24 | power contactor, AC-3 25 A, 11 kW / 400 V 1 NO + 1 NC, 110 V AC, 50 Hz, 120 V, 60 Hz, 3-pole, Size S0, Spring-type terminal Multi-unit packaging = 18 units | - | 0 | 0
3RT2026-2AK60-Z | X95 | 3RT2026-2AK60-ZX95 | 1 | UN | 1 | 5 | B | D | N | N | 85364900 | 40 | 4011209833104 | 0.428 | KG | 78.66 | 78.66 | CP24 | CP24 | power contactor, AC-3 25 A, 11 kW / 400 V 1 NO + 1 NC, 110 V AC, 50 Hz, 120 V, 60 Hz, 3-pole, Size S0, Spring-type terminal Reusable packaging = 40 units | - | 0 | 0
3RT2026-2AK64-3MA0 |  | 3RT2026-2AK64-3MA0 | 1 | UN | 1 | 5 | B | D | N | N | 85364900 | 1 | 4011209947405 | 0.513 | KG | 95.95 | 95.95 | CP24 | CP24 | Power contactor, AC-3 25 A, 11 kW / 400 V 2 NO + 2 NC, 110 V AC, 50 Hz, 120 V, 60 Hz, 3-pole, Size S0, Spring-type terminal Captive auxiliary switch for SUVA applications | - | 0 | 0
3RT2026-2AL20 |  | 3RT2026-2AL20 | 1 | UN | 1 | 1 | A | D | N | N | 85364900 | 1 | 4011209833012 | 0.458 | KG | 78.66 | 78.66 | CP24 | CP24 | power contactor, AC-3 25 A, 11 kW / 400 V 1 NO + 1 NC, 230 V AC, 50 / 60 Hz, 3-pole, Size S0, Spring-type terminal | - | 0 | 0
3RT2026-2AL20-1AA0 |  | 3RT2026-2AL20-1AA0 | 1 | UN | 1 | 5 | B | D | N | N | 85364900 | 1 | 4047621002989 | 0.451 | KG | 88.54 | 88.54 | CP24 | CP24 | power contactor, AC-3 25 A, 11 kW / 400 V 1 NO + 1 NC, 230 V AC, 50 / 60 Hz, 3-pole, Size S0, Spring-type terminal upright mounting position | - | 0 | 0
3RT2026-2AL20-Z | W96 | 3RT2026-2AL20-ZW96 | 1 | UN | 1 | 5 | B | D | N | N | 85364900 | 18 | 4047621017723 | 0.432 | KG | 78.66 | 78.66 | CP24 | CP24 | power contactor, AC-3 25 A, 11 kW / 400 V 1 NO + 1 NC, 230 V AC 50/60 Hz 3-pole, Size S0 Spring-type terminal Multi-unit packaging = 18 units | - | 0 | 0
3RT2026-2AL20-Z | W97 | 3RT2026-2AL20-ZW97 | 1 | UN | 1 | 5 | B | D | N | N | 85364900 | 8 | 4047621025575 | 0.432 | KG | 78.66 | 78.66 | CP24 | CP24 | power contactor, AC-3 25 A, 11 kW / 400 V 1 NO + 1 NC, 230 V AC 50/60 Hz 3-pole, Size S0 Spring-type terminal Multi-unit packaging = 8 units | - | 0 | 0
3RT2026-2AL24 |  | 3RT2026-2AL24 | 1 | UN | 1 | 5 | B | D | N | N | 85364900 | 1 | 4011209837560 | 0.502 | KG | 93.67 | 93.67 | CP24 | CP24 | power contactor, AC-3 25 A, 11 kW / 400 V 2 NO + 2 NC, 230 V AC 50 / 60 Hz, 3-pole, Size S0, Spring-type terminal Removable auxiliary switch | - | 0 | 0
3RT2026-2AL24-3MA0 |  | 3RT2026-2AL24-3MA0 | 1 | UN | 1 | 5 | B | D | N | N | 85364900 | 1 | 4011209837577 | 0.514 | KG | 95.95 | 93.1 | CP24 | CP24 | power contactor, AC-3 25 A, 11 kW / 400 V 2 NO + 2 NC, 230 V AC 50 / 60 Hz, 3-pole, Size S0, Spring-type terminal Captive auxiliary switch for SUVA applications | Lista Papel 2020 SI | 0 | 0
3RT2026-2AM20 |  | 3RT2026-2AM20 | 1 | UN | 1 | 5 | B | D | N | N | 85364900 | 1 | 4047621019703 | 0.44 | KG | 82.08 | 82.08 | CP24 | CP24 | power contactor, AC-3 25 A, 11 kW / 400 V 1 NO + 1 NC, 208 V AC 50/60 Hz 3-pole, Size S0 Spring-type terminal | - | 0 | 0
3RT2026-2AN20 |  | 3RT2026-2AN20 | 1 | UN | 1 | 5 | B | D | N | N | 85364900 | 1 | 4011209839588 | 0.453 | KG | 78.66 | 78.66 | CP24 | CP24 | power contactor, AC-3 25 A, 11 kW / 400 V 1 NO + 1 NC, 220 V AC, 50 / 60 Hz, 3-pole, Size S0, Spring-type terminal | - | 0 | 0
3RT2026-2AN24 |  | 3RT2026-2AN24 | 1 | UN | 1 | 5 | B | D | N | N | 85364900 | 1 | 4011209839595 | 0.498 | KG | 93.67 | 93.67 | CP24 | CP24 | power contactor, AC-3 25 A, 11 kW / 400 V 2 NO + 2 NC, 220 V AC, 50 / 60 Hz, 3-pole, Size S0, Spring-type terminal Removable auxiliary switch | - | 0 | 0
3RT2026-2AP00 |  | 3RT2026-2AP00 | 1 | UN | 1 | 1 | A | D | N | N | 85364900 | 1 | 4011209790162 | 0.449 | KG | 78.66 | 76.48 | CP24 | CP24 | power contactor, AC-3 25 A, 11 kW / 400 V 1 NO + 1 NC, 230 V AC, 50 Hz 3-pole, Size S0 Spring-type terminal | Lista Papel 2020 SI | 0 | 0
3RT2026-2AP00-Z | X95 | 3RT2026-2AP00-ZX95 | 1 | UN | 1 | 5 | B | D | N | N | 85364900 | 40 | 4011209833043 | 0.431 | KG | 78.66 | 78.66 | CP24 | CP24 | power contactor, AC-3 25 A, 11 kW / 400 V 1 NO + 1 NC, 230 V AC, 50 Hz 3-pole, Size S0 Spring-type terminal Reusable packaging = 40 units | - | 0 | 0
3RT2026-2AP04 |  | 3RT2026-2AP04 | 1 | UN | 1 | 2 | A | D | N | N | 85364900 | 1 | 4011209837584 | 0.511 | KG | 93.67 | 91.01 | CP24 | CP24 | power contactor, AC-3 25 A, 11 kW / 400 V 2 NO + 2 NC, 230 V AC, 50 Hz, 3-pole, Size S0 Spring-type terminal Removable auxiliary switch | Lista Papel 2020 SI | 0 | 0
3RT2026-2AP04-Z | X95 | 3RT2026-2AP04-ZX95 | 1 | UN | 1 | 5 | B | D | N | N | 85364900 | 40 | 4011209837591 | 0.42 | KG | 93.67 | 93.67 | CP24 | CP24 | power contactor, AC-3 25 A, 11 kW / 400 V 2 NO + 2 NC, 230 V AC, 50 Hz, 3-pole, Size S0 Spring-type terminal Removable auxiliary switch Reusable packaging = 40 units | - | 0 | 0
3RT2026-2AP60 |  | 3RT2026-2AP60 | 1 | UN | 1 | 5 | B | D | N | N | 85364900 | 1 | 4011209839601 | 0.45 | KG | 78.66 | 78.66 | CP24 | CP24 | power contactor, AC-3 25 A, 11 kW / 400 V 1 NO + 1 NC, 220 V AC, 50 Hz 240 V, 60 Hz, 3-pole, Size S0, Spring-type terminal | - | 0 | 0
3RT2026-2AV00 |  | 3RT2026-2AV00 | 1 | UN | 1 | 5 | B | D | N | N | 85364900 | 1 | 4011209839618 | 0.451 | KG | 82.08 | 79.8 | CP24 | CP24 | power contactor, AC-3 25 A, 11 kW / 400 V 1 NO + 1 NC, 400 V AC, 50 Hz 3-pole, Size S0 Spring-type terminal | Lista Papel 2020 SI | 0 | 0
3RT2026-2AV04 |  | 3RT2026-2AV04 | 1 | UN | 1 | 5 | B | D | N | N | 85364900 | 1 | 4011209898950 | 0.497 | KG | 96.9 | 94.43 | CP24 | CP24 | power contactor, AC-3 25 A, 11 kW / 400 V 2 NO + 2 NC, 400 V AC, 50 Hz 3-pole, Size S0 Spring-type terminal Removable auxiliary switch | Lista Papel 2020 SI | 0 | 0
3RT2026-2BB40 |  | 3RT2026-2BB40 | 1 | UN | 1 | 1 | A | D | N | N | 85364900 | 1 | 4011209790186 | 0.638 | KG | 125.4 | 121.6 | CP24 | CP24 | power contactor, AC-3 25 A, 11 kW / 400 V 1 NO + 1 NC, 24 V DC 3-pole, Size S0 Spring-type terminal | Lista Papel 2020 SI | 0 | 0
3RT2026-2BB40-0CC0 |  | 3RT2026-2BB40-0CC0 | 1 | UN | 1 | 5 | B | D | N | N | 85364900 | 1 | 4011209834323 | 0.638 | KG | 132.05 | 128.25 | CP24 | CP24 | power contactor, AC-3 25 A, 11 kW / 400 V 1 NO + 1 NC, 24 V DC communication-capable, 3-pole, Size S0, Spring-type terminal | Lista Papel 2020 SI | 0 | 0
3RT2026-2BB40-1AA0 |  | 3RT2026-2BB40-1AA0 | 1 | UN | 1 | 5 | B | D | N | N | 85364900 | 1 | 4047621045344 | 0.63 | KG | 135.85 | 135.85 | CP24 | CP24 | power contactor, AC-3 25 A, 11 kW / 400 V 1 NO + 1 NC, 24 V DC 3-pole, Size S0 Spring-type terminal upright mounting position | - | 0 | 0
3RT2026-2BB40-Z | W96 | 3RT2026-2BB40-ZW96 | 1 | UN | 1 | 5 | B | D | N | N | 85364900 | 18 | 4047621070162 | 0.25 | KG | 125.4 | 125.4 | CP24 | CP24 | power contactor, AC-3 25 A, 11 kW / 400 V 1 NO + 1 NC, 24 V DC 3-pole, Size S0 Spring-type terminal Multi-unit packaging = 18 units | - | 0 | 0
3RT2026-2BB40-Z | W97 | 3RT2026-2BB40-ZW97 | 1 | UN | 1 | 5 | B | D | N | N | 85364900 | 8 |  | 0.616 | KG | 125.4 | 125.4 | CP24 | CP24 | power contactor, AC-3 25 A, 11 kW / 400 V 1 NO + 1 NC, 24 V DC 3-pole, Size S0 Spring-type terminal Multi-unit packaging = 8 units | - | 0 | 0
3RT2026-2BB40-Z | X95 | 3RT2026-2BB40-ZX95 | 1 | UN | 1 | 5 | B | D | N | N | 85364900 | 40 | 4011209833128 | 0.616 | KG | 125.4 | 125.4 | CP24 | CP24 | power contactor, AC-3 25 A, 11 kW / 400 V 1 NO + 1 NC, 24 V DC 3-pole, Size S0 Spring-type terminal Reusable packaging = 40 units | - | 0 | 0
3RT2026-2BB44 |  | 3RT2026-2BB44 | 1 | UN | 1 | 1 | A | D | N | N | 85364900 | 1 | 4011209837607 | 0.685 | KG | 140.6 | 136.8 | CP24 | CP24 | power contactor, AC-3 25 A, 11 kW / 400 V 2 NO + 2 NC, 24 V DC 3-pole, Size S0 Spring-type terminal Removable auxiliary switch | Lista Papel 2020 SI | 0 | 0
3RT2026-2BB44-3MA0 |  | 3RT2026-2BB44-3MA0 | 1 | UN | 1 | 5 | B | D | N | N | 85364900 | 1 | 4011209839625 | 0.684 | KG | 142.5 | 138.7 | CP24 | CP24 | power contactor, AC-3 25 A, 11 kW / 400 V 2 NO + 2 NC, 24 V DC 3-pole, Size S0 Spring-type terminal Captive auxiliary switch for SUVA applications | Lista Papel 2020 SI | 0 | 0
3RT2026-2BB44-Z | X95 | 3RT2026-2BB44-ZX95 | 1 | UN | 1 | 5 | B | D | N | N | 85364900 | 40 | 4011209839632 | 0.656 | KG | 140.6 | 140.6 | CP24 | CP24 | power contactor, AC-3 25 A, 11 kW / 400 V 2 NO + 2 NC, 24 V DC 3-pole, Size S0 Spring-type terminal Removable auxiliary switch Reusable packaging = 40 units | - | 0 | 0
3RT2026-2BF40 |  | 3RT2026-2BF40 | 1 | UN | 1 | 5 | B | D | N | N | 85364900 | 1 | 4011209833029 | 0.633 | KG | 125.4 | 121.6 | CP24 | CP24 | power contactor, AC-3 25 A, 11 kW / 400 V 1 NO + 1 NC, 110 V DC 3-pole, Size S0 Spring-type terminal | Lista Papel 2020 SI | 0 | 0
3RT2026-2BF44 |  | 3RT2026-2BF44 | 1 | UN | 1 | 5 | B | D | N | N | 85364900 | 1 | 4011209837614 | 0.68 | KG | 140.6 | 136.8 | CP24 | CP24 | power contactor, AC-3 25 A, 11 kW / 400 V 2 NO + 2 NC, 110 V DC 3-pole, Size S0 Spring-type terminal Removable auxiliary switch | Lista Papel 2020 SI | 0 | 0
3RT2026-2BG40 |  | 3RT2026-2BG40 | 1 | UN | 1 | 5 | B | D | N | N | 85364900 | 1 | 4011209898301 | 0.629 | KG | 131.1 | 131.1 | CP24 | CP24 | power contactor, AC-3 25 A, 11 kW / 400 V 1 NO + 1 NC, 125 V DC 3-pole, Size S0 Spring-type terminal | - | 0 | 0
3RT2026-2BM40 |  | 3RT2026-2BM40 | 1 | UN | 1 | 5 | B | D | N | N | 85364900 | 1 | 4011209833036 | 0.635 | KG | 125.4 | 125.4 | CP24 | CP24 | power contactor, AC-3 25 A, 11 kW / 400 V 1 NO + 1 NC, 220 V DC 3-pole, Size S0 Spring-type terminal | - | 0 | 0
3RT2026-2BM40-Z | W97 | 3RT2026-2BM40-ZW97 | 1 | UN | 1 | 5 | B | D | N | N | 85364900 | 8 | 4047621026787 | 0.63 | KG | 125.4 | 125.4 | CP24 | CP24 | power contactor, AC-3 25 A, 11 kW / 400 V 1 NO + 1 NC, 220 V DC 3-pole, Size S0 Spring-type terminal Multi-unit packaging 8 units | - | 0 | 0
3RT2026-2BM40-Z | X95 | 3RT2026-2BM40-ZX95 | 1 | UN | 1 | 5 | B | D | N | N | 85364900 | 40 | 4047621026770 | 0.604 | KG | 125.4 | 125.4 | CP24 | CP24 | power contactor, AC-3 25 A, 11 kW / 400 V 1 NO + 1 NC, 220 V DC 3-pole, Size S0 Spring-type terminal Reusable packaging = 40 units | - | 0 | 0
3RT2026-2BW40 |  | 3RT2026-2BW40 | 1 | UN | 1 | 5 | B | D | N | N | 85364900 | 1 | 4011209839649 | 0.629 | KG | 125.4 | 125.4 | CP24 | CP24 | power contactor, AC-3 25 A, 11 kW / 400 V 1 NO + 1 NC, 48 V DC 3-pole, Size S0 Spring-type terminal | - | 0 | 0
3RT2026-2CK64-3MA0 |  | 3RT2026-2CK64-3MA0 | 1 | UN | 1 | 5 | B | D | N | N | 85364900 | 1 | 4011209898318 | 0.44 | KG | 107.35 | 107.35 | CP24 | CP24 | power contactor, AC-3 25 A, 11 kW / 400 V 2 NO + 2 NC, 110 V AC, 50 Hz 120 V, 60 Hz, with inserted varistor, 3-pole, Size S0 Spring-type terminal Captive auxiliary switch for SUVA applications | - | 0 | 0
3RT2026-2CL24-3MA0 |  | 3RT2026-2CL24-3MA0 | 1 | UN | 1 | 5 | B | D | N | N | 85364900 | 1 | 4011209866058 | 0.518 | KG | 107.35 | 107.35 | CP24 | CP24 | power contactor, AC-3 25 A, 11 kW / 400 V 2 NO + 2 NC, 230 V AC 50 / 60 Hz, with inserted varistor, 3-pole, Size S0 Spring-type terminal Captive auxiliary switch for SUVA applications | - | 0 | 0
3RT2026-2CV60 |  | 3RT2026-2CV60 | 1 | UN | 1 | 5 | B | D | N | N | 85364900 | 1 | 4011209920699 | 0.457 | KG | 98.8 | 98.8 | CP24 | CP24 | power contactor, AC-3 25 A, 11 kW / 400 V 1 NO + 1 NC, 480 V AC, 60 Hz 3-pole, Size S0 Spring-type terminal with varistor | - | 0 | 0
3RT2026-2DB40 |  | 3RT2026-2DB40 | 1 | UN | 1 | 5 | B | D | N | N | 85364900 | 1 | 4047621051086 | 0.635 | KG | 145.35 | 145.35 | CP24 | CP24 | Power contactor, AC-3 25 A, 11 kW / 400 V 1 NO + 1 NC, 24 V DC with varistor 3-pole, Size S0, spring-type terminal | - | 0 | 0
3RT2026-2DB44-3MA0 |  | 3RT2026-2DB44-3MA0 | 1 | UN | 1 | 5 | B | D | N | N | 85364900 | 1 | 4011209914179 | 0.697 | KG | 154.85 | 154.85 | CP24 | CP24 | power contactor, AC-3 25 A, 11 kW / 400 V 2 NO + 2 NC, 24 V DC with inserted varistor 3-pole, Size S0 Spring-type terminal Captive auxiliary switch for SUVA applications | - | 0 | 0
3RT2026-2DM40 |  | 3RT2026-2DM40 | 1 | UN | 1 | 5 | B | D | N | N | 85364900 | 1 | 4047621012155 | 0.624 | KG | 142.5 | 142.5 | CP24 | CP24 | power contactor, AC-3 25 A, 11 kW / 400 V 1 NO + 1 NC, 220 V DC, 3-pole, Size S0 Spring-type terminal with inserted varistor | - | 0 | 0
3RT2026-2EK60 |  | 3RT2026-2EK60 | 1 | UN | 1 | 5 | B | D | N | N | 85364900 | 1 | 4047621008875 | 0.452 | KG | 97.85 | 97.85 | CP24 | CP24 | power contactor, AC-3 25 A, 11 kW / 400 V 1 NO + 1 NC, 110 V AC, 50 Hz 120 V, 60 Hz, 3-pole, Size S0, Spring-type terminal RC 3RT2926-1CC00 plugged-in | - | 0 | 0
3RT2026-2EL20 |  | 3RT2026-2EL20 | 1 | UN | 1 | 5 | B | D | N | N | 85364900 | 1 | 4047621012131 | 0.456 | KG | 97.85 | 97.85 | CP24 | CP24 | power contactor, AC-3 25 A, 11 kW / 400 V 1 NO + 1 NC, 230 V AC 50 / 60 Hz, 3-pole, Size S0, Spring-type terminal with RC element plugged-in | - | 0 | 0
3RT2026-2FB40 |  | 3RT2026-2FB40 | 1 | UN | 1 | 1 | A | D | N | N | 85364900 | 1 | 4011209839656 | 0.639 | KG | 145.35 | 145.35 | CP24 | CP24 | power contactor, AC-3 25 A, 11 kW / 400 V 1 NO + 1 NC, 24 V DC with plugged-in diode combination, 3-pole, Size S0, Spring-type terminal | - | 0 | 0
3RT2026-2FB44-3MA0 |  | 3RT2026-2FB44-3MA0 | 1 | UN | 1 | 5 | B | D | N | N | 85364900 | 1 | 4011209866171 | 0.7 | KG | 157.7 | 157.7 | CP24 | CP24 | power contactor, AC-3 25 A, 11 kW / 400 V 2 NO + 2 NC, 24 V DC with plugged-in diode combination, 3-pole, Size S0, Spring-type terminal Captive auxiliary switch for SUVA applications | - | 0 | 0
3RT2026-2KA40 |  | 3RT2026-2KA40 | 1 | UN | 1 | 5 | B | D | N | N | 85364900 | 1 | 4011209899773 | 0.633 | KG | 139.65 | 139.65 | CP24 | CP24 | power contactor, AC-3 25 A, 11 kW / 400 V 1 NO + 1 NC, 12 V DC with integrated varistor 3-pole, Size S0, Spring-type terminal suitable for PLC outputs | - | 0 | 0
3RT2026-2KB40 |  | 3RT2026-2KB40 | 1 | UN | 1 | 2 | A | D | N | N | 85364900 | 1 | 4011209839663 | 0.643 | KG | 135.85 | 132.05 | CP24 | CP24 | power contactor, AC-3 25 A, 11 kW / 400 V 1 NO + 1 NC, 24 V DC with integrated varistor 3-pole, Size S0, Spring-type terminal suitable for PLC outputs | Lista Papel 2020 SI | 0 | 0
3RT2026-2KF40 |  | 3RT2026-2KF40 | 1 | UN | 1 | 5 | B | D | N | N | 85364900 | 1 | 4011209901292 | 0.629 | KG | 136.8 | 136.8 | CP24 | CP24 | power contactor, AC-3 25 A, 11 kW / 400 V 1 NO + 1 NC, 110 V DC with integrated varistor 3-pole, Size S0, Spring-type terminal suitable for PLC outputs | - | 0 | 0
3RT2026-2KG40 |  | 3RT2026-2KG40 | 1 | UN | 1 | 5 | B | D | N | N | 85364900 | 1 | 4011209898325 | 0.6 | KG | 139.65 | 139.65 | CP24 | CP24 | power contactor, AC-3 25 A, 11 kW / 400 V 1 NO + 1 NC, 125 V DC with integrated varistor 3-pole, Size S0, Spring-type terminal suitable for PLC outputs | - | 0 | 0
3RT2026-2NB30 |  | 3RT2026-2NB30 | 1 | UN | 1 | 2 | A | D | N | N | 85364900 | 1 | 4011209834347 | 0.618 | KG | 146.3 | 142.5 | CP24 | CP24 | power contactor, AC-3 25 A, 11 kW / 400 V 1 NO + 1 NC, AC (50-60 Hz) DC operation 21-28 V AC/DC, 3-pole, Size S0, Spring-type terminal | Lista Papel 2020 SI | 0 | 0
3RT2026-2NF30 |  | 3RT2026-2NF30 | 1 | UN | 1 | 5 | B | D | N | N | 85364900 | 1 | 4011209839670 | 0.582 | KG | 146.3 | 142.5 | CP24 | CP24 | power contactor, AC-3 25 A, 11 kW / 400 V 1 NO + 1 NC, AC (50-60 Hz) DC operation 95-130 V AC/DC, 3-pole, Size S0, Spring-type terminal | Lista Papel 2020 SI | 0 | 0
3RT2026-2NP30 |  | 3RT2026-2NP30 | 1 | UN | 1 | 5 | B | D | N | N | 85364900 | 1 | 4011209834354 | 0.587 | KG | 146.3 | 142.5 | CP24 | CP24 | power contactor, AC-3 25 A, 11 kW / 400 V 1 NO + 1 NC, AC (50-60 Hz) DC operation 200-280 V AC/DC, 3-pole, Size S0, Spring-type terminal | Lista Papel 2020 SI | 0 | 0
3RT2026-2NP30-Z | X95 | 3RT2026-2NP30-ZX95 | 1 | UN | 1 | 5 | B | D | N | N | 85364900 | 40 | 4011209839687 | 0.563 | KG | 146.3 | 146.3 | CP24 | CP24 | power contactor, AC-3 25 A, 11 kW / 400 V 1 NO + 1 NC, AC (50-60 Hz) DC operation 200-280 V AC/DC, 3-pole, Size S0, Spring-type terminal Reusable packaging = 40 units | - | 0 | 0
3RT2026-2XB40-0LA2 |  | 3RT2026-2XB40-0LA2 | 1 | UN | 1 | 5 | B | D | N | N | 85364900 | 1 | 4011209860018 | 0.613 | KG | 167.2 | 167.2 | CP24 | CP24 | Traction contactor, AC-3 25 A, 11 kW / 400 V 1 NO + 1 NC with electronic drive 24 V DC, 0.7-1.25* US, with integrated varistor, 3-pole, Size S0, Spring-type terminal | - | 0 | 0
3RT2026-2XB40-1LA2 |  | 3RT2026-2XB40-1LA2 | 1 | UN | 1 | 5 | B | D | N | N | 85364900 | 1 | 4047621017280 | 0.615 | KG | 175.75 | 175.75 | CP24 | CP24 | Traction contactor, AC-3 25 A, 11 kW / 400 V 1 NO + 1 NC AC (40-60 Hz) DC operated, 24 V UC, 0.7-1.25* US, with Integrated varistor, 3-pole, Size S0, Spring-type terminal upright mounting position | - | 0 | 0
3RT2026-2XF40-0LA2 |  | 3RT2026-2XF40-0LA2 | 1 | UN | 1 | 5 | B | D | N | N | 85364900 | 1 | 4011209860025 | 0.583 | KG | 167.2 | 167.2 | CP24 | CP24 | Traction contactor, AC-3 25 A, 11 kW / 400 V 1 NO + 1 NC with electronic drive 110 V DC, 0.7-1.25* US, with integrated varistor, 3-pole, Size S0, Spring-type terminal | - | 0 | 0
3RT2026-2XG40-0LA2 |  | 3RT2026-2XG40-0LA2 | 1 | UN | 1 | 5 | B | D | N | N | 85364900 | 1 | 4047621019765 | 0.577 | KG | 171.95 | 171.95 | CP24 | CP24 | Traction contactor, AC-3 25 A, 11 kW / 400 V 1 NO + 1 NC with electronic drive 125 V DC, 0.7-1.25* US, with integrated varistor, 3-pole, Size S0, Spring-type terminal | - | 0 | 0
3RT2026-2XJ40-0LA2 |  | 3RT2026-2XJ40-0LA2 | 1 | UN | 1 | 5 | B | D | N | N | 85364900 | 1 | 4011209911659 | 0.58 | KG | 171.95 | 171.95 | CP24 | CP24 | Traction contactor, AC-3 25 A, 11 kW / 400 V 1 NO + 1 NC with electronic drive 72 V DC, 0.7-1.25* US, with integrated varistor, 3-pole, Size S0, Spring-type terminal | - | 0 | 0
3RT2026-4AG60 |  | 3RT2026-4AG60 | 1 | UN | 1 | 0 | A | D | N | N | 85364900 | 1 | 4011209839694 | 0.39 | KG | 82.08 | 82.08 | CP24 | CP24 | power contactor, AC-3 25 A, 11 kW / 400 V 1 NO + 1 NC, 100 V AC, 50 Hz, 100-110 V, 60 Hz, 3-pole, Size S0, ring cable lug connection | - | 0 | 0
3RT2026-4AK60 |  | 3RT2026-4AK60 | 1 | UN | 1 | 0 | A | D | N | N | 85364900 | 1 | 4011209839700 | 0.398 | KG | 78.66 | 78.66 | CP24 | CP24 | power contactor, AC-3 25 A, 11 kW / 400 V 1 NO + 1 NC, 110 V AC 50 Hz, 120 V, 60 Hz, 3-pole, Size S0, ring cable lug connection | - | 0 | 0
3RT2026-4AN60 |  | 3RT2026-4AN60 | 1 | UN | 1 | 0 | A | D | N | N | 85364900 | 1 | 4011209839717 | 0.398 | KG | 82.08 | 82.08 | CP24 | CP24 | power contactor, AC-3 25 A, 11 kW / 400 V 1 NO + 1 NC, 200 V AC, 50 Hz, 200-220 V, 60 Hz, 3-pole, Size S0, ring cable lug connection | - | 0 | 0
3RT2026-4AP60 |  | 3RT2026-4AP60 | 1 | UN | 1 | 5 | B | D | N | N | 85364900 | 1 | 4011209839724 | 0.403 | KG | 78.66 | 78.66 | CP24 | CP24 | power contactor, AC-3 25 A, 11 kW / 400 V 1 NO + 1 NC, 220 V AC, 50 Hz, 240 V, 60 Hz, 3-pole, Size S0, ring cable lug connection | - | 0 | 0
3RT2026-4AR60 |  | 3RT2026-4AR60 | 1 | UN | 1 | 0 | A | D | N | N | 85364900 | 1 | 4011209839731 | 0.39 | KG | 82.08 | 82.08 | CP24 | CP24 | power contactor, AC-3 25 A, 11 kW / 400 V 1 NO + 1 NC, 400 V AC, 50 Hz, 400-440 V, 60 Hz, 3-pole, Size S0, ring cable lug connection | - | 0 | 0
3RT2026-4BB40 |  | 3RT2026-4BB40 | 1 | UN | 1 | 5 | B | D | N | N | 85364900 | 1 | 4011209790179 | 0.579 | KG | 125.4 | 125.4 | CP24 | CP24 | power contactor, AC-3 25 A, 11 kW / 400 V 1 NO + 1 NC, 24 V DC 3-pole, Size S0 ring cable lug connection | - | 0 | 0
3RT2026-4KB40 |  | 3RT2026-4KB40 | 1 | UN | 1 | 0 | A | D | N | N | 85364900 | 1 | 4011209936720 | 0.574 | KG | 135.85 | 135.85 | CP24 | CP24 | power contactor, AC-3 25 A, 11 kW / 400 V 1 NO + 1 NC 24 V DC, DC 0.7-1.25* US, with integrated varistor 3-pole, Size S0 ring cable lug connection suitable for PLC outputs | - | 0 | 0
3RT2026-4VB40 |  | 3RT2026-4VB40 | 1 | UN | 1 | 0 | A | D | N | N | 85364900 | 1 | 4011209903487 | 0.581 | KG | 135.85 | 135.85 | CP24 | CP24 | power contactor, AC-3 25 A, 11 kW / 400 V 1 NO + 1 NC 24 V DC, with integrated diode combination, 3-pole, Size S0 ring cable lug connection | - | 0 | 0
3RT2026-4XB40-0LA2 |  | 3RT2026-4XB40-0LA2 | 1 | UN | 1 | 5 | B | D | N | N | 85364900 | 1 | 4011209904361 | 0.554 | KG | 167.2 | 167.2 | CP24 | CP24 | Traction contactor, AC-3 25 A, 11 kW / 400 V 1 NO + 1 NC with electronic drive 24 V DC, 0.7-1.25* US, with integrated varistor, 3-pole, Size S0, ring cable lug connection | - | 0 | 0
3RT2027-1AB00 |  | 3RT2027-1AB00 | 1 | UN | 1 | 1 | A | D | N | N | 85364900 | 1 | 4011209833500 | 0.421 | KG | 114 | 111.15 | CP24 | CP24 | Power contactor, AC-3 32 A, 15 kW / 400 V 1 NO + 1 NC, 24 V AC, 50 Hz 3-pole, size S0 Screw terminal | Lista Papel 2020 SI | 0 | 0
3RT2027-1AB00-1AA0 |  | 3RT2027-1AB00-1AA0 | 1 | UN | 1 | 5 | B | D | EAR99 | N | 85364900 | 1 | 4047621071718 | 0.425 | KG | 124.45 | 124.45 | CP24 | CP24 | power contactor, AC-3 32 A, 15 kW / 400 V 1 NO + 1 NC, 24 V AC, 50 Hz 3-pole, size S0 screw terminal upright mounting position |  | 0 | 7
3RT2027-1AB04 |  | 3RT2027-1AB04 | 1 | UN | 1 | 5 | B | D | N | N | 85364900 | 1 | 4011209837621 | 0.473 | KG | 128.25 | 124.45 | CP24 | CP24 | Power contactor, AC-3 32 A, 15 kW / 400 V 2 NO + 2 NC, 24 V AC, 50 Hz 3-pole, size S0 screw terminals Removable auxiliary switch | Lista Papel 2020 SI | 0 | 0
3RT2027-1AC20 |  | 3RT2027-1AC20 | 1 | UN | 1 | 1 | A | D | N | N | 85364900 | 1 | 4011209833319 | 0.42 | KG | 114 | 114 | CP24 | CP24 | Power contactor, AC-3 32 A, 15 kW / 400 V 1 NO + 1 NC, 24 V AC 50/60 Hz, 3-pole Size S0, screw terminals | - | 0 | 0
3RT2027-1AC20-0UA0 |  | 3RT2027-1AC20-0UA0 | 1 | UN | 1 | 5 | B | D | N | N | 85364900 | 1 | 4047621008783 | 0.417 | KG | 118.75 | 118.75 | CP24 | CP24 | Contactor, 10 hp, 460 / 575 V, 1 NO + 1 NC, 24 V AC, 50 / 60 Hz, 3-pole, Size S0, screw terminal | - | 0 | 0
3RT2027-1AC20-Z | W96 | 3RT2027-1AC20-ZW96 | 1 | UN | 1 | 5 | B | D | N | N | 85364900 | 24 | 4047621058658 | 0.397 | KG | 114 | 114 | CP24 | CP24 | Power contactor, AC-3 32 A, 15 kW / 400 V 1 NO + 1 NC, 24 V AC 50/60 Hz, 3-pole Size S0, screw terminals Multi-unit packaging 24 units | - | 0 | 0
3RT2027-1AC20-Z | X95 | 3RT2027-1AC20-ZX95 | 1 | UN | 1 | 5 | B | D | N | N | 85364900 | 48 | 4011209833289 | 0.397 | KG | 114 | 114 | CP24 | CP24 | Power contactor, AC-3 32 A, 15 kW / 400 V 1 NO + 1 NC, 24 V AC 50/60 Hz, 3-pole Size S0, screw terminals Multi-unit packaging 48 units | - | 0 | 0
3RT2027-1AC24 |  | 3RT2027-1AC24 | 1 | UN | 1 | 5 | B | D | N | N | 85364900 | 1 | 4011209898332 | 0.464 | KG | 128.25 | 128.25 | CP24 | CP24 | Power contactor, AC-3 32 A, 15 kW / 400 V 2 NO + 2 NC, 24 V AC 50/60 Hz, 3-pole Size S0, screw terminals Removable auxiliary switch | - | 0 | 0
3RT2027-1AD00 |  | 3RT2027-1AD00 | 1 | UN | 1 | 5 | B | D | N | N | 85364900 | 1 | 4011209900363 | 0.425 | KG | 116.85 | 116.85 | CP24 | CP24 | Power contactor, AC-3 32 A, 15 kW / 400 V 1 NO + 1 NC, 42 V AC, 50 Hz 3-pole, size S0 screw terminals | - | 0 | 0
3RT2027-1AD20-1AA0 |  | 3RT2027-1AD20-1AA0 | 1 | UN | 1 | 5 | B | D | N | N | 85364900 | 1 | 4047621012094 | 0.425 | KG | 123.5 | 123.5 | CP24 | CP24 | Power contactor, AC-3 32 A, 15 kW / 400 V 1 NO + 1 NC, 42 V AC 50/60 Hz, 3-pole size S0 screw terminals Upright mounting position | - | 0 | 0
3RT2027-1AF00 |  | 3RT2027-1AF00 | 1 | UN | 1 | 1 | A | D | N | N | 85364900 | 1 | 4011209833302 | 0.423 | KG | 114 | 111.15 | CP24 | CP24 | Contactor, AC-3, 15 kW / 400 V, 1 NO + 1 NC, 110 V AC, 50 Hz, 3-pole, Size S0 screw terminal | Lista Papel 2020 SI | 0 | 0
3RT2027-1AF04 |  | 3RT2027-1AF04 | 1 | UN | 1 | 5 | B | D | N | N | 85364900 | 1 | 4011209837638 | 0.46 | KG | 128.25 | 124.45 | CP24 | CP24 | Contactor, AC-3, 15 kW / 400 V, 2 NO + 2 NC, 110 V AC, 50 Hz, 3-pole, Size S0 screw terminal Removable auxiliary switch | Lista Papel 2020 SI | 0 | 0
3RT2027-1AG20 |  | 3RT2027-1AG20 | 1 | UN | 1 | 2 | A | D | N | N | 85364900 | 1 | 4011209833340 | 0.423 | KG | 114 | 114 | CP24 | CP24 | Contactor, AC-3, 15 kW / 400 V, 1 NO + 1 NC, 110 V AC, 50 / 60 Hz, 3-pole, Size S0, screw terminal | - | 0 | 0
3RT2027-1AG24 |  | 3RT2027-1AG24 | 1 | UN | 1 | 5 | B | D | N | N | 85364900 | 1 | 4011209837645 | 0.465 | KG | 128.25 | 128.25 | CP24 | CP24 | Contactor, AC-3, 15 kW / 400 V, 2 NO + 2 NC, 110 V AC, 50 / 60 Hz, 3-pole, Size S0, screw terminal Removable auxiliary switch | - | 0 | 0
3RT2027-1AG60 |  | 3RT2027-1AG60 | 1 | UN | 1 | 5 | B | D | N | N | 85364900 | 1 | 4011209839748 | 0.45 | KG | 116.85 | 116.85 | CP24 | CP24 | Contactor, AC-3, 15 kW / 400 V, 1 NO + 1 NC, 100 V AC, 50 Hz, 100 ... 110 V, 60 Hz, 3-pole, Size S0, screw terminal | - | 0 | 0
3RT2027-1AH00 |  | 3RT2027-1AH00 | 1 | UN | 1 | 5 | B | D | N | N | 85364900 | 1 | 4011209867413 | 0.426 | KG | 114 | 114 | CP24 | CP24 | Power contactor, AC-3 32 A, 15 kW / 400 V 1 NO + 1 NC, 48 V AC, 50 Hz 3-pole, size S0 screw terminals | - | 0 | 0
3RT2027-1AH20 |  | 3RT2027-1AH20 | 1 | UN | 1 | 5 | B | D | N | N | 85364900 | 1 | 4011209914926 | 0.421 | KG | 116.85 | 116.85 | CP24 | CP24 | Power contactor, AC-3 32 A, 15 kW / 400 V 1 NO + 1 NC, 48 V AC 50/60 Hz, 3-pole size S0 screw terminals | - | 0 | 0
3RT2027-1AK60 |  | 3RT2027-1AK60 | 1 | UN | 1 | 2 | A | D | N | N | 85364900 | 1 | 4011209833357 | 0.425 | KG | 114 | 114 | CP24 | CP24 | Contactor, AC-3, 15 kW / 400 V, 1 NO + 1 NC, 110 V AC, 50 Hz, 120 V, 60 Hz, 3-pole, Size S0, screw terminal | - | 0 | 0
3RT2027-1AK60-0UA0 |  | 3RT2027-1AK60-0UA0 | 1 | UN | 1 | 5 | B | D | N | N | 85364900 | 1 | 4011209900240 | 0.427 | KG | 118.75 | 118.75 | CP24 | CP24 | Contactor, 10 hp, 460 / 575 V, 1 NO + 1 NC, 110 V AC, 50 Hz, 120 V, 60 Hz, 3-pole, Size S0, screw terminal | - | 0 | 0
3RT2027-1AK60-Z | X95 | 3RT2027-1AK60-ZX95 | 1 | UN | 1 | 5 | B | D | N | N | 85364900 | 48 | 4011209833227 | 0.406 | KG | 114 | 114 | CP24 | CP24 | Contactor, AC-3, 15 kW / 400 V, 1 NO + 1 NC, 110 V AC, 50 Hz, 120 V, 60 Hz, 3-pole, Size S0, screw terminal Reusable packaging = 48 units | - | 0 | 0
3RT2027-1AK64-3MA0 |  | 3RT2027-1AK64-3MA0 | 1 | UN | 1 | 5 | B | D | N | N | 85364900 | 1 | 4011209901421 | 0.476 | KG | 131.1 | 131.1 | CP24 | CP24 | Contactor, AC-3, 15 kW / 400 V, 2 NO + 2 NC, 110 V AC, 50 Hz, 120 V, 60 Hz, 3-pole, Size S0, screw terminal Captive auxiliary switch for SUVA applications | - | 0 | 0
3RT2027-1AL20 |  | 3RT2027-1AL20 | 1 | UN | 1 | 1 | A | D | N | N | 85364900 | 1 | 4011209833364 | 0.423 | KG | 114 | 114 | CP24 | CP24 | Power contactor, AC-3 32 A, 15 kW / 400 V 1 NO + 1 NC, 230 V AC 50/60 Hz, 3-pole size S0 screw terminals | - | 0 | 0
3RT2027-1AL20-1AA0 |  | 3RT2027-1AL20-1AA0 | 1 | UN | 1 | 5 | B | D | N | N | 85364900 | 1 | 4047621042374 | 0.42 | KG | 123.5 | 123.5 | CP24 | CP24 | Power contactor, AC-3 32 A, 15 kW / 400 V 1 NO + 1 NC, 230 V AC 50/60 Hz, 3-pole size S0 screw terminals Upright mounting position | - | 0 | 0
3RT2027-1AL20-Z | W96 | 3RT2027-1AL20-ZW96 | 1 | UN | 1 | 5 | B | D | N | N | 85364900 | 24 | 4011209947511 | 0.25 | KG | 114 | 114 | CP24 | CP24 | Power contactor, AC-3 32 A, 15 kW / 400 V 1 NO + 1 NC, 230 V AC 50/60 Hz, 3-pole size S0 screw terminals Multi-unit packaging = 24 units | - | 0 | 0
3RT2027-1AL20-Z | W97 | 3RT2027-1AL20-ZW97 | 1 | UN | 1 | 5 | B | D | N | N | 85364900 | 12 | 4047621025582 | 0.407 | KG | 114 | 114 | CP24 | CP24 | Power contactor, AC-3 32 A, 15 kW / 400 V 1 NO + 1 NC, 230 V AC, 50/60 Hz 3-pole, size S0 screw terminals multi-unit packaging = 12 units | - | 0 | 0
3RT2027-1AL20-Z | X95 | 3RT2027-1AL20-ZX95 | 1 | UN | 1 | 5 | B | D | N | N | 85364900 | 48 | 4011209833234 | 0.407 | KG | 114 | 114 | CP24 | CP24 | Power contactor, AC-3 32 A, 15 kW / 400 V 1 NO + 1 NC, 230 V AC 50/60 Hz, 3-pole size S0 screw terminals Reusable packaging = 48 units | - | 0 | 0
3RT2027-1AL24 |  | 3RT2027-1AL24 | 1 | UN | 1 | 5 | B | D | N | N | 85364900 | 1 | 4011209837652 | 0.47 | KG | 128.25 | 128.25 | CP24 | CP24 | Power contactor, AC-3 32 A, 15 kW / 400 V 2 NO + 2 NC, 230 V AC 50/60 Hz, 3-pole Size S0, screw terminals Removable auxiliary switch | - | 0 | 0
3RT2027-1AL24-3MA0 |  | 3RT2027-1AL24-3MA0 | 1 | UN | 1 | 5 | B | D | N | N | 85364900 | 1 | 4011209837669 | 0.47 | KG | 131.1 | 127.3 | CP24 | CP24 | Power contactor, AC-3 32 A, 15 kW / 400 V 2 NO + 2 NC, 230 V AC 50/60 Hz, 3-pole Size S0, screw terminals Perm. mounted auxiliary switch for SUVA applications | Lista Papel 2020 SI | 0 | 0
3RT2027-1AM20 |  | 3RT2027-1AM20 | 1 | UN | 1 | 5 | B | D | N | N | 85364900 | 1 | 4047621043524 | 0.42 | KG | 116.85 | 116.85 | CP24 | CP24 | Power contactor, AC-3 32 A, 15 kW / 400 V 1 NO + 1 NC, 208 V AC, 50/60 Hz 3-pole, size S0 screw terminals | - | 0 | 0
3RT2027-1AM20-1AA0 |  | 3RT2027-1AM20-1AA0 | 1 | UN | 1 | 5 | B | D | N | N | 85364900 | 1 | 4047621008851 | 0.417 | KG | 126.35 | 126.35 | CP24 | CP24 | Power contactor, AC-3 32 A, 15 kW / 400 V 1 NO + 1 NC, 208 V AC 50/60 Hz, 3-pole Size S0, screw terminals Upright mounting position | - | 0 | 0
3RT2027-1AN20 |  | 3RT2027-1AN20 | 1 | UN | 1 | 2 | A | D | N | N | 85364900 | 1 | 4011209839755 | 0.427 | KG | 114 | 114 | CP24 | CP24 | Power contactor, AC-3 32 A, 15 kW / 400 V 1 NO + 1 NC, 220 V AC 50/60 Hz, 3-pole Size S0, screw terminals | - | 0 | 0
3RT2027-1AN24 |  | 3RT2027-1AN24 | 1 | UN | 1 | 5 | B | D | N | N | 85364900 | 1 | 4011209839762 | 0.468 | KG | 128.25 | 128.25 | CP24 | CP24 | Power contactor, AC-3 32 A, 15 kW / 400 V 2 NO + 2 NC, 220 V AC 50/60 Hz, 3-pole Size S0, screw terminals Removable auxiliary switch | - | 0 | 0
3RT2027-1AN60 |  | 3RT2027-1AN60 | 1 | UN | 1 | 5 | B | D | N | N | 85364900 | 1 | 4011209839779 | 0.424 | KG | 116.85 | 116.85 | CP24 | CP24 | Power contactor, AC-3 32 A, 15 kW / 400 V 1 NO + 1 NC, 200 V AC, 50 Hz 200-220 V, 60Hz, 3-pole Size S0, screw terminals | - | 0 | 0
3RT2027-1AP00 |  | 3RT2027-1AP00 | 1 | UN | 1 | 1 | A | D | N | N | 85364900 | 1 | 4011209789647 | 0.421 | KG | 114 | 111.15 | CP24 | CP24 | Power contactor, AC-3 32 A, 15 kW / 400 V 1 NO + 1 NC, 230 V AC, 50 Hz 3-pole, size S0 screw terminals | Lista Papel 2020 SI | 0 | 0
3RT2027-1AP00-1AA0 |  | 3RT2027-1AP00-1AA0 | 1 | UN | 1 | 5 | B | D | N | N | 85364900 | 1 | 4047621014845 | 0.45 | KG | 123.5 | 123.5 | CP24 | CP24 | Power contactor, AC-3 32 A, 15 kW / 400 V 1 NO + 1 NC, 230 V AC, 50 Hz 3-pole, size S0 screw terminals Upright mounting position | - | 0 | 0
3RT2027-1AP00-Z | W96 | 3RT2027-1AP00-ZW96 | 1 | UN | 1 | 5 | B | D | N | N | 85364900 | 24 | 4047621003467 | 0.25 | KG | 114 | 114 | CP24 | CP24 | Power contactor, AC-3 32 A, 15 kW / 400 V 1 NO + 1 NC, 230 V AC, 50 Hz 3-pole, size S0 screw terminals Multi-unit packaging = 24 units | - | 0 | 0
3RT2027-1AP00-Z | X95 | 3RT2027-1AP00-ZX95 | 1 | UN | 1 | 5 | B | D | N | N | 85364900 | 48 | 4011209833265 | 0.403 | KG | 114 | 114 | CP24 | CP24 | Power contactor, AC-3 32 A, 15 kW / 400 V 1 NO + 1 NC, 230 V AC, 50 Hz 3-pole, size S0 screw terminals Reusable packaging = 48 units | - | 0 | 0
3RT2027-1AP04 |  | 3RT2027-1AP04 | 1 | UN | 1 | 1 | A | D | N | N | 85364900 | 1 | 4011209837676 | 0.464 | KG | 128.25 | 124.45 | CP24 | CP24 | Power contactor, AC-3 32 A, 15 kW / 400 V 2 NO + 2 NC, 230 V AC 50 Hz 3-pole, size S0 screw terminals Removable auxiliary switch | Lista Papel 2020 SI | 0 | 0
3RT2027-1AP04-Z | X95 | 3RT2027-1AP04-ZX95 | 1 | UN | 1 | 5 | B | D | N | N | 85364900 | 48 | 4011209837683 | 0.39 | KG | 128.25 | 128.25 | CP24 | CP24 | Power contactor, AC-3 32 A, 15 kW / 400 V 2 NO + 2 NC, 230 V AC 50 Hz 3-pole, size S0 screw terminals Removable auxiliary switch Reusable packaging = 48 units | - | 0 | 0
3RT2027-1AP60 |  | 3RT2027-1AP60 | 1 | UN | 1 | 5 | B | D | N | N | 85364900 | 1 | 4011209839786 | 0.42 | KG | 114 | 114 | CP24 | CP24 | Power contactor, AC-3 32 A, 15 kW / 400 V 1 NO + 1 NC, 220 V AC, 50 Hz 240 V, 60Hz, 3-pole, Size S0, screw terminals | - | 0 | 0
3RT2027-1AP60-0UA0 |  | 3RT2027-1AP60-0UA0 | 1 | UN | 1 | 5 | B | D | N | N | 85364900 | 1 | 4047621008790 | 0.424 | KG | 118.75 | 118.75 | CP24 | CP24 | Contactor, 10 hp, 460 / 575 V, 1 NO + 1 NC, 220 V AC, 50 Hz, 240 V, 60 Hz, 3-pole, Size S0, screw terminal NEMA labeled size 1 | - | 0 | 0
3RT2027-1AR60 |  | 3RT2027-1AR60 | 1 | UN | 1 | 5 | B | D | N | N | 85364900 | 1 | 4011209839793 | 0.417 | KG | 116.85 | 116.85 | CP24 | CP24 | Power contactor, AC-3 32 A, 15 kW / 400 V 1 NO + 1 NC, 400 V AC, 50 Hz 400-440 V, 60Hz, 3-pole Size S0, screw terminals | - | 0 | 0
3RT2027-1AT60 |  | 3RT2027-1AT60 | 1 | UN | 1 | 5 | B | D | EAR99 | N | 85364900 | 1 | 4047621062273 | 0.42 | KG | 116.85 | 116.85 | CP24 | CP24 | Power contactor, AC-3 32 A, 15 kW / 400 V 1 NO + 1 NC, 600 V AC, 60 Hz 3-pole, size S0 screw terminals | - | 0 | 7
3RT2027-1AU00 |  | 3RT2027-1AU00 | 1 | UN | 1 | 5 | B | D | N | N | 85364900 | 1 | 4011209944831 | 0.425 | KG | 114 | 114 | CP24 | CP24 | Power contactor, AC-3 32 A, 15 kW / 400 V 1 NO + 1 NC, 240 V AC, 50 Hz 3-pole, size S0 screw terminals | - | 0 | 0
3RT2027-1AU20 |  | 3RT2027-1AU20 | 1 | UN | 1 | 5 | B | D | N | N | 85364900 | 1 | 4011209919723 | 0.42 | KG | 116.85 | 116.85 | CP24 | CP24 | Power contactor, AC-3 32 A, 15 kW / 400 V 1 NO + 1 NC, 380 V AC 50/60 Hz, 3-pole Size S0, screw terminals | - | 0 | 0
3RT2027-1AU60 |  | 3RT2027-1AU60 | 1 | UN | 1 | 5 | B | D | N | N | 85364900 | 1 | 4047621055862 | 0.42 | KG | 116.85 | 116.85 | CP24 | CP24 | Power contactor, AC-3 32 A, 15 kW / 400 V 1 NO + 1 NC, 277 V AC, 60 Hz 400-440 V, 60Hz, 3-pole Size S0, screw terminals | - | 0 | 7
3RT2027-1AV00 |  | 3RT2027-1AV00 | 1 | UN | 1 | 5 | B | D | N | N | 85364900 | 1 | 4011209839809 | 0.427 | KG | 116.85 | 114 | CP24 | CP24 | Power contactor, AC-3 32 A, 15 kW / 400 V 1 NO + 1 NC, 400 V AC, 50 Hz 3-pole, size S0 screw terminals | Lista Papel 2020 SI | 0 | 0
3RT2027-1AV04 |  | 3RT2027-1AV04 | 1 | UN | 1 | 5 | B | D | N | N | 85364900 | 1 | 4011209898967 | 0.47 | KG | 132.05 | 128.25 | CP24 | CP24 | Power contactor, AC-3 32 A, 15 kW / 400 V 2 NO + 2 NC, 400 V AC, 50 Hz 3-pole, size S0 screw terminals Removable auxiliary switch | Lista Papel 2020 SI | 0 | 0
3RT2027-1AV60 |  | 3RT2027-1AV60 | 1 | UN | 1 | 5 | B | D | N | N | 85364900 | 1 | 4011209914025 | 0.45 | KG | 116.85 | 116.85 | CP24 | CP24 | Power contactor, AC-3 32 A, 15 kW / 400 V 1 NO + 1 NC, 480 V AC, 60 Hz 3-pole, size S0 screw terminals | - | 0 | 0
3RT2027-1BA40 |  | 3RT2027-1BA40 | 1 | UN | 1 | 5 | B | D | N | N | 85364900 | 1 | 4011209947900 | 0.607 | KG | 175.75 | 175.75 | CP24 | CP24 | Power contactor, AC-3 32 A, 15 kW / 400 V 1 NO + 1 NC, 12 V DC 3-pole, size S0 screw terminals | - | 0 | 0
3RT2027-1BB40 |  | 3RT2027-1BB40 | 1 | UN | 1 | 1 | A | D | N | N | 85364900 | 1 | 4011209790087 | 0.608 | KG | 171 | 166.25 | CP24 | CP24 | Power contactor, AC-3 32 A, 15 kW / 400 V 1 NO + 1 NC, 24 V DC 3-pole, size S0 screw terminals | Lista Papel 2020 SI | 0 | 0
3RT2027-1BB40-0CC0 |  | 3RT2027-1BB40-0CC0 | 1 | UN | 1 | 5 | B | D | N | N | 85364900 | 1 | 4011209833258 | 0.608 | KG | 178.6 | 173.85 | CP24 | CP24 | Power contactor, AC-3 32 A, 15 kW / 400 V 1 NO + 1 NC, 24 V DC communication-capable, 3-pole Size S0, screw terminals | Lista Papel 2020 SI | 0 | 0
3RT2027-1BB40-0UA0 |  | 3RT2027-1BB40-0UA0 | 1 | UN | 1 | 5 | B | D | N | N | 85364900 | 1 | 4047621017549 | 0.609 | KG | 175.75 | 175.75 | CP24 | CP24 | Contactor, 10 hp, 460 / 575 V, 1 NO + 1 NC, 24 V DC, 3-pole, Size S0 screw terminal | - | 0 | 0
3RT2027-1BB40-1AA0 |  | 3RT2027-1BB40-1AA0 | 1 | UN | 1 | 5 | B | D | N | N | 85364900 | 1 | 4011209947436 | 0.603 | KG | 180.5 | 180.5 | CP24 | CP24 | Power contactor, AC-3 32 A, 15 kW / 400 V 1 NO + 1 NC, 24 V DC 3-pole, size S0 screw terminals Upright mounting position | - | 0 | 0
3RT2027-1BB40-Z | X95 | 3RT2027-1BB40-ZX95 | 1 | UN | 1 | 5 | B | D | N | N | 85364900 | 48 | 4011209833241 | 0.585 | KG | 171 | 171 | CP24 | CP24 | Power contactor, AC-3 32 A, 15 kW / 400 V 1 NO + 1 NC, 24 V DC 3-pole, size S0 screw terminals Reusable packaging = 48 units | - | 0 | 0
3RT2027-1BB44 |  | 3RT2027-1BB44 | 1 | UN | 1 | 1 | A | D | N | N | 85364900 | 1 | 4011209837690 | 0.64 | KG | 184.3 | 179.55 | CP24 | CP24 | Power contactor, AC-3 32 A, 15 kW / 400 V 2 NO + 2 NC, 24 V DC 3-pole, size S0 screw terminals Removable auxiliary switch | Lista Papel 2020 SI | 0 | 0
3RT2027-1BB44-3MA0 |  | 3RT2027-1BB44-3MA0 | 1 | UN | 1 | 5 | B | D | N | N | 85364900 | 1 | 4011209837706 | 0.625 | KG | 189.05 | 183.35 | CP24 | CP24 | Power contactor, AC-3 32 A, 15 kW / 400 V 2 NO + 2 NC, 24 V DC 3-pole, size S0 screw terminals Perm. mounted auxiliary switch for SUVA applications | Lista Papel 2020 SI | 0 | 0
3RT2027-1BB44-Z | X95 | 3RT2027-1BB44-ZX95 | 1 | UN | 1 | 5 | B | D | N | N | 85364900 | 48 | 4011209837713 | 0.58 | KG | 184.3 | 184.3 | CP24 | CP24 | Power contactor, AC-3 32 A, 15 kW / 400 V 2 NO + 2 NC, 24 V DC 3-pole, size S0 screw terminals Removable auxiliary switch Reusable packaging = 48 units | - | 0 | 0
3RT2027-1BE40 |  | 3RT2027-1BE40 | 1 | UN | 1 | 5 | B | D | N | N | 85364900 | 1 | 4011209898349 | 0.594 | KG | 175.75 | 175.75 | CP24 | CP24 | Power contactor, AC-3 32 A, 15 kW / 400 V 1 NO + 1 NC, 60 V DC 3-pole, size S0 screw terminals | - | 0 | 0
3RT2027-1BF40 |  | 3RT2027-1BF40 | 1 | UN | 1 | 5 | B | D | N | N | 85364900 | 1 | 4011209833371 | 0.605 | KG | 171 | 166.25 | CP24 | CP24 | Power contactor, AC-3 32 A, 15 kW / 400 V 1 NO + 1 NC, 110 V DC 3-pole, size S0 screw terminals | Lista Papel 2020 SI | 0 | 0
3RT2027-1BF44 |  | 3RT2027-1BF44 | 1 | UN | 1 | 5 | B | D | N | N | 85364900 | 1 | 4011209837720 | 0.638 | KG | 184.3 | 179.55 | CP24 | CP24 | Power contactor, AC-3 32 A, 15 kW / 400 V 2 NO + 2 NC, 110 V DC 3-pole, size S0 screw terminals Removable auxiliary switch | Lista Papel 2020 SI | 0 | 0
3RT2027-1BG40 |  | 3RT2027-1BG40 | 1 | UN | 1 | 5 | B | D | N | N | 85364900 | 1 | 4011209898356 | 0.603 | KG | 175.75 | 175.75 | CP24 | CP24 | Power contactor, AC-3 32 A, 15 kW / 400 V 1 NO + 1 NC, 125 V DC 3-pole, size S0 screw terminals | - | 0 | 0
3RT2027-1BJ80 |  | 3RT2027-1BJ80 | 1 | UN | 1 | 5 | B | D | N | N | 85364900 | 1 | 4011209916401 | 0.591 | KG | 175.75 | 175.75 | CP24 | CP24 | Power contactor, AC-3 32 A, 15 kW / 400 V 1 NO + 1 NC, 72 V DC 3-pole, size S0 screw terminals | - | 0 | 0
3RT2027-1BM40 |  | 3RT2027-1BM40 | 1 | UN | 1 | 5 | B | D | N | N | 85364900 | 1 | 4011209833326 | 0.6 | KG | 171 | 171 | CP24 | CP24 | Power contactor, AC-3 32 A, 15 kW / 400 V 1 NO + 1 NC, 220 V DC 3-pole, size S0 screw terminals | - | 0 | 0
3RT2027-1BP40 |  | 3RT2027-1BP40 | 1 | UN | 1 | 5 | B | D | N | N | 85364900 | 1 | 4011209898363 | 0.597 | KG | 175.75 | 175.75 | CP24 | CP24 | Power contactor, AC-3 32 A, 15 kW / 400 V 1 NO + 1 NC, 230 V DC 3-pole, size S0 screw terminals | - | 0 | 0
3RT2027-1BW40 |  | 3RT2027-1BW40 | 1 | UN | 1 | 5 | B | D | N | N | 85364900 | 1 | 4011209839816 | 0.599 | KG | 171 | 171 | CP24 | CP24 | Power contactor, AC-3 32 A, 15 kW / 400 V 1 NO + 1 NC, 48 V DC 3-pole, size S0 screw terminals | - | 0 | 0
3RT2027-1CK64-3MA0 |  | 3RT2027-1CK64-3MA0 | 1 | UN | 1 | 5 | B | D | N | N | 85364900 | 1 | 4011209898370 | 0.475 | KG | 141.55 | 141.55 | CP24 | CP24 | Contactor, AC-3, 15 kW / 400 V, 2 NO + 2 NC, 110 V AC, 50 Hz, 120 V, 60 Hz, with inserted varistor, 3-pole, Size S0 screw terminal Captive auxiliary switch for SUVA applications | - | 0 | 0
3RT2027-1CL24-3MA0 |  | 3RT2027-1CL24-3MA0 | 1 | UN | 1 | 5 | B | D | N | N | 85364900 | 1 | 4011209866065 | 0.52 | KG | 141.55 | 141.55 | CP24 | CP24 | Power contactor, AC-3 32 A, 15 kW / 400 V 2 NO + 2 NC, 230 V AC 50/60 Hz, with inserted varistor 3-pole, size S0 screw terminals Perm. mounted auxiliary switch for SUVA applications | - | 0 | 0
3RT2027-1DB40 |  | 3RT2027-1DB40 | 1 | UN | 1 | 5 | B | D | N | N | 85364900 | 1 | 4047621051093 | 0.602 | KG | 190.95 | 190.95 | CP24 | CP24 | Contactor, AC-3, 15 kW / 400 V, 1 NO + 1 NC, 24 V DC, with varistor 3-pole, Size S0, screw terminal | - | 0 | 0
3RT2027-1DB44-3MA0 |  | 3RT2027-1DB44-3MA0 | 1 | UN | 1 | 5 | B | D | N | N | 85364900 | 1 | 4011209901346 | 0.665 | KG | 200.45 | 200.45 | CP24 | CP24 | Power contactor, AC-3 32 A, 15 kW / 400 V 2 NO + 2 NC, 24 V DC, with inserted varistor 3-pole, size S0 screw terminals Perm. mounted auxiliary switch for SUVA applications | - | 0 | 0
3RT2027-1FB40 |  | 3RT2027-1FB40 | 1 | UN | 1 | 1 | A | D | N | N | 85364900 | 1 | 4011209839823 | 0.608 | KG | 190.95 | 190.95 | CP24 | CP24 | Power contactor, AC-3 32 A, 15 kW / 400 V 1 NO + 1 NC, 24 V DC with plugged-in diode combination, 3-pole Size S0, screw terminals | - | 0 | 0
3RT2027-1FB44-3MA0 |  | 3RT2027-1FB44-3MA0 | 1 | UN | 1 | 5 | B | D | N | N | 85364900 | 1 | 4011209866188 | 0.664 | KG | 203.3 | 203.3 | CP24 | CP24 | Power contactor, AC-3 32 A, 15 kW / 400 V 2 NO + 2 NC, 24 V DC with plugged-in diode combination, 3-pole Size S0, screw terminals Perm. mounted auxiliary switch for SUVA applications | - | 0 | 0
3RT2027-1FB48-0ME2-Z | X95 | 3RT2027-1FB48-0ME2-ZX95 | 1 | UN | 1 | 5 | B | D | N | N | 85364900 | 48 | 4011209915664 | 0.642 | KG | 199.5 | 199.5 | CP24 | CP24 | Power contactor, AC-3 32 A, 15 kW / 400 V 3 NO + 3 NC with 3RH2911-1x A22-0MA0, with plugged-in diode combination, 24 V DC 3-pole, size S0 screw terminals Reusable packaging = 48 units | - | 0 | 0
3RT2027-1KA40 |  | 3RT2027-1KA40 | 1 | UN | 1 | 5 | B | D | N | N | 85364900 | 1 | 4047621043517 | 0.612 | KG | 183.35 | 183.35 | CP24 | CP24 | Contactor relay, AC-3 32 A, 15 kW / 400 V 1 NO + 1 NC, 12 V DC with integrated varistor 3-pole, size S0 screw terminals suitable for PLC outputs | - | 0 | 0
3RT2027-1KB40 |  | 3RT2027-1KB40 | 1 | UN | 1 | 1 | A | D | N | N | 85364900 | 1 | 4011209790094 | 0.61 | KG | 178.6 | 173.85 | CP24 | CP24 | Contactor relay, AC-3 32 A, 15 kW / 400 V 1 NO + 1 NC, 24 V DC with integrated varistor 3-pole, size S0 screw terminals suitable for PLC outputs | Lista Papel 2020 SI | 0 | 0
3RT2027-1NB30 |  | 3RT2027-1NB30 | 1 | UN | 1 | 2 | A | D | N | N | 85364900 | 1 | 4011209834392 | 0.585 | KG | 198.55 | 192.85 | CP24 | CP24 | Power contactor, AC-3 32 A, 15 kW / 400 V 1 NO + 1 NC, AC 50-60 Hz / DC 21-28 V AC / DC 3-pole, size S0 screw terminals | Lista Papel 2020 SI | 0 | 0
3RT2027-1NB30-Z | X95 | 3RT2027-1NB30-ZX95 | 1 | UN | 1 | 5 | B | D | N | N | 85364900 | 48 | 4011209839830 | 0.55 | KG | 198.55 | 198.55 | CP24 | CP24 | Power contactor, AC-3 32 A, 15 kW / 400 V 1 NO + 1 NC, AC 50-60 Hz / DC 21-28 V AC / DC 3-pole, size S0 screw terminals Reusable packaging = 48 units | - | 0 | 0
3RT2027-1NF30 |  | 3RT2027-1NF30 | 1 | UN | 1 | 2 | A | D | N | N | 85364900 | 1 | 4011209834408 | 0.552 | KG | 198.55 | 192.85 | CP24 | CP24 | Power contactor, AC-3 32 A, 15 kW / 400 V 1 NO + 1 NC, AC 50-60 Hz / DC 95-130 V AC / DC 3-pole, size S0 screw terminals | Lista Papel 2020 SI | 0 | 0
3RT2027-1NP30 |  | 3RT2027-1NP30 | 1 | UN | 1 | 2 | A | D | N | N | 85364900 | 1 | 4011209833333 | 0.557 | KG | 198.55 | 192.85 | CP24 | CP24 | Power contactor, AC-3 32 A, 15 kW / 400 V 1 NO + 1 NC, AC 50-60 Hz / DC 200-280 V AC / DC 3-pole, size S0 screw terminals | Lista Papel 2020 SI | 0 | 0
3RT2027-1NP30-Z | X95 | 3RT2027-1NP30-ZX95 | 1 | UN | 1 | 5 | B | D | N | N | 85364900 | 48 | 4011209839847 | 0.55 | KG | 198.55 | 198.55 | CP24 | CP24 | Power contactor, AC-3 32 A, 15 kW / 400 V 1 NO + 1 NC, AC 50-60 Hz / DC 200-280 V AC / DC 3-pole, size S0 Reusable packaging = 48 units | - | 0 | 0
3RT2027-2AB00 |  | 3RT2027-2AB00 | 1 | UN | 1 | 2 | A | D | N | N | 85364900 | 1 | 4011209833388 | 0.459 | KG | 114 | 111.15 | CP24 | CP24 | Power contactor, AC-3 32 A, 15 kW / 400 V 1 NO + 1 NC, 24 V AC, 50 Hz 3-pole, size S0 Spring-type terminals | Lista Papel 2020 SI | 0 | 0
3RT2027-2AB04 |  | 3RT2027-2AB04 | 1 | UN | 1 | 5 | B | D | N | N | 85364900 | 1 | 4011209837737 | 0.507 | KG | 128.25 | 124.45 | CP24 | CP24 | Power contactor, AC-3 32 A, 15 kW / 400 V 2 NO + 2 NC, 24 V AC, 50 Hz 3-pole, size S0 Spring-type terminals Removable auxiliary switch | Lista Papel 2020 SI | 0 | 0
3RT2027-2AC20 |  | 3RT2027-2AC20 | 1 | UN | 1 | 5 | B | D | N | N | 85364900 | 1 | 4011209833418 | 0.452 | KG | 114 | 114 | CP24 | CP24 | Power contactor, AC-3 32 A, 15 kW / 400 V 1 NO + 1 NC, 24 V AC 50/60 Hz, 3-pole Size S0, Spring-type terminals | - | 0 | 0
3RT2027-2AC24 |  | 3RT2027-2AC24 | 1 | UN | 1 | 5 | B | D | N | N | 85364900 | 1 | 4011209898387 | 0.44 | KG | 128.25 | 128.25 | CP24 | CP24 | Power contactor, AC-3 32 A, 15 kW / 400 V 2 NO + 2 NC, 24 V AC 50/60 Hz, 3-pole Size S0, Spring-type terminals Removable auxiliary switch | - | 0 | 0
3RT2027-2AD20-1AA0 |  | 3RT2027-2AD20-1AA0 | 1 | UN | 1 | 5 | B | D | N | N | 85364900 | 1 | 4047621004631 | 0.459 | KG | 126.35 | 126.35 | CP24 | CP24 | Power contactor, AC-3 32 A, 15 kW / 400 V 1 NO + 1 NC, 42 V AC 50/60 Hz, 3-pole Size S0, Spring-type terminals Upright mounting position | - | 0 | 0
3RT2027-2AF00 |  | 3RT2027-2AF00 | 1 | UN | 1 | 2 | A | D | N | N | 85364900 | 1 | 4011209833401 | 0.461 | KG | 114 | 111.15 | CP24 | CP24 | Contactor, AC-3, 15 kW / 400 V, 1 NO + 1 NC, 110 V AC, 50 Hz, 3-pole, Size S0 Spring-type terminal | Lista Papel 2020 SI | 0 | 0
3RT2027-2AF04 |  | 3RT2027-2AF04 | 1 | UN | 1 | 5 | B | D | N | N | 85364900 | 1 | 4011209837744 | 0.511 | KG | 128.25 | 124.45 | CP24 | CP24 | Contactor, AC-3, 15 kW / 400 V, 2 NO + 2 NC, 110 V AC, 50 Hz, 3-pole, Size S0 Spring-type terminal Removable auxiliary switch | Lista Papel 2020 SI | 0 | 0
3RT2027-2AG20 |  | 3RT2027-2AG20 | 1 | UN | 1 | 1 | A | D | N | N | 85364900 | 1 | 4011209833425 | 0.461 | KG | 114 | 114 | CP24 | CP24 | Contactor, AC-3, 15 kW / 400 V, 1 NO + 1 NC, 110 V AC, 50 / 60 Hz, 3-pole, Size S0, Spring-type terminal | - | 0 | 0
3RT2027-2AG24 |  | 3RT2027-2AG24 | 1 | UN | 1 | 5 | B | D | N | N | 85364900 | 1 | 4011209837751 | 0.509 | KG | 128.25 | 128.25 | CP24 | CP24 | Contactor, AC-3, 15 kW / 400 V, 2 NO + 2 NC, 110 V AC, 50 / 60 Hz, 3-pole, Size S0, Spring-type terminal Removable auxiliary switch | - | 0 | 0
3RT2027-2AH00 |  | 3RT2027-2AH00 | 1 | UN | 1 | 5 | B | D | N | N | 85364900 | 1 | 4011209929265 | 0.465 | KG | 114 | 114 | CP24 | CP24 | Power contactor, AC-3 32 A, 15 kW / 400 V 1 NO + 1 NC, 48 V AC, 50 Hz 3-pole, size S0 Spring-type terminals | - | 0 | 0
3RT2027-2AK60 |  | 3RT2027-2AK60 | 1 | UN | 1 | 5 | B | D | N | N | 85364900 | 1 | 4011209833432 | 0.463 | KG | 114 | 114 | CP24 | CP24 | Contactor, AC-3, 15 kW / 400 V, 1 NO + 1 NC, 110 V AC, 50 Hz, 120 V, 60 Hz, 3-pole, Size S0, Spring-type terminal | - | 0 | 0
3RT2027-2AK60-1AA0 |  | 3RT2027-2AK60-1AA0 | 1 | UN | 1 | 0 | A | D | N | N | 85364900 | 1 | 4011209974807 | 0.467 | KG | 123.5 | 123.5 | CP24 | CP24 | Contactor, AC-3, 15 kW / 400 V, 1 NO + 1 NC, 110 V AC, 50 Hz, 120 V, 60 Hz, 3-pole, Size S0, Spring-type terminal upright mounting position | - | 0 | 0
3RT2027-2AK60-Z | W96 | 3RT2027-2AK60-ZW96 | 1 | UN | 1 | 5 | B | D | N | N | 85364900 | 18 | 4047621007441 | 0.25 | KG | 114 | 114 | CP24 | CP24 | Contactor, AC-3, 15 kW / 400 V, 1 NO + 1 NC, 110 V AC, 50 Hz, 120 V, 60 Hz, 3-pole, Size S0, Spring-type terminal Multi-unit packaging = 18 units | - | 0 | 0
3RT2027-2AK60-Z | X95 | 3RT2027-2AK60-ZX95 | 1 | UN | 1 | 5 | B | D | N | N | 85364900 | 40 | 4011209833531 | 0.461 | KG | 114 | 114 | CP24 | CP24 | Contactor, AC-3, 15 kW / 400 V, 1 NO + 1 NC, 110 V AC, 50 Hz, 120 V, 60 Hz, 3-pole, Size S0, Spring-type terminal Reusable packaging = 40 units | - | 0 | 0
3RT2027-2AK64-3MA0 |  | 3RT2027-2AK64-3MA0 | 1 | UN | 1 | 5 | B | D | N | N | 85364900 | 1 | 4011209947399 | 0.521 | KG | 131.1 | 131.1 | CP24 | CP24 | Contactor, AC-3, 15 kW / 400 V, 2 NO + 2 NC, 110 V AC, 50 Hz, 120 V, 60 Hz, 3-pole, Size S0, Spring-type terminal Captive auxiliary switch for SUVA applications | - | 0 | 0
3RT2027-2AL20 |  | 3RT2027-2AL20 | 1 | UN | 1 | 1 | A | D | N | N | 85364900 | 1 | 4011209833449 | 0.435 | KG | 114 | 114 | CP24 | CP24 | Power contactor, AC-3 32 A, 15 kW / 400 V 1 NO + 1 NC, 230 V AC 50/60 Hz, 3-pole Size S0, Spring-type terminals | - | 0 | 0
3RT2027-2AL20-1AA0 |  | 3RT2027-2AL20-1AA0 | 1 | UN | 1 | 5 | B | D | N | N | 85364900 | 1 | 4011209974791 | 0.467 | KG | 123.5 | 123.5 | CP24 | CP24 | Power contactor, AC-3 32 A, 15 kW / 400 V 1 NO + 1 NC, 230 V AC 50/60 Hz, 3-pole Size S0, Spring-type terminals Upright mounting position | - | 0 | 0
3RT2027-2AL20-Z | W97 | 3RT2027-2AL20-ZW97 | 1 | UN | 1 | 5 | B | D | N | N | 85364900 | 8 | 4011209900660 | 0.25 | KG | 114 | 114 | CP24 | CP24 | Power contactor, AC-3 32 A, 15 kW / 400 V 1 NO + 1 NC, 230 V AC 50/60 Hz, 3-pole Size S0, Spring-type terminals multi-unit packaging = 8 units | - | 0 | 0
3RT2027-2AL20-Z | X95 | 3RT2027-2AL20-ZX95 | 1 | UN | 1 | 5 | B | D | N | N | 85364900 | 40 | 4011209833548 | 0.441 | KG | 114 | 114 | CP24 | CP24 | Power contactor, AC-3 32 A, 15 kW / 400 V 1 NO + 1 NC, 230 V AC 50/60 Hz, 3-pole Size S0, Spring-type terminals Reusable packaging = 40 units | - | 0 | 0
3RT2027-2AL24 |  | 3RT2027-2AL24 | 1 | UN | 1 | 5 | B | D | N | N | 85364900 | 1 | 4011209837768 | 0.507 | KG | 128.25 | 128.25 | CP24 | CP24 | Power contactor, AC-3 32 A, 15 kW / 400 V 2 NO + 2 NC, 230 V AC 50/60 Hz, 3-pole Size S0, Spring-type terminals Removable auxiliary switch | - | 0 | 0
3RT2027-2AL24-3MA0 |  | 3RT2027-2AL24-3MA0 | 1 | UN | 1 | 5 | B | D | N | N | 85364900 | 1 | 4011209837775 | 0.518 | KG | 131.1 | 127.3 | CP24 | CP24 | Power contactor, AC-3 32 A, 15 kW / 400 V 2 NO + 2 NC, 230 V AC 50/60 Hz, 3-pole Size S0, Spring-type terminals Perm. mounted auxiliary switch for SUVA applications | Lista Papel 2020 SI | 0 | 0
3RT2027-2AM20 |  | 3RT2027-2AM20 | 1 | UN | 1 | 5 | B | D | N | N | 85364900 | 1 | 4047621019710 | 0.454 | KG | 116.85 | 116.85 | CP24 | CP24 | Power contactor, AC-3 32 A, 15 kW / 400 V 1 NO + 1 NC, 208 V AC, 50/60 Hz 3-pole, size S0 Spring-type terminals | - | 0 | 0
3RT2027-2AN20 |  | 3RT2027-2AN20 | 1 | UN | 1 | 5 | B | D | N | N | 85364900 | 1 | 4011209839854 | 0.46 | KG | 114 | 114 | CP24 | CP24 | Power contactor, AC-3 32 A, 15 kW / 400 V 1 NO + 1 NC, 220 V AC 50/60 Hz, 3-pole Size S0, Spring-type terminals | - | 0 | 0
3RT2027-2AN24 |  | 3RT2027-2AN24 | 1 | UN | 1 | 5 | B | D | N | N | 85364900 | 1 | 4011209839861 | 0.51 | KG | 128.25 | 128.25 | CP24 | CP24 | Power contactor, AC-3 32 A, 15 kW / 400 V 2 NO + 2 NC, 220 V AC 50/60 Hz, 3-pole Size S0, Spring-type terminals Removable auxiliary switch | - | 0 | 0
3RT2027-2AP00 |  | 3RT2027-2AP00 | 1 | UN | 1 | 1 | A | D | N | N | 85364900 | 1 | 4011209790209 | 0.459 | KG | 114 | 111.15 | CP24 | CP24 | Power contactor, AC-3 32 A, 15 kW / 400 V 1 NO + 1 NC, 230 V AC, 50 Hz 3-pole, size S0 Spring-type terminals | Lista Papel 2020 SI | 0 | 0
3RT2027-2AP00-Z | X95 | 3RT2027-2AP00-ZX95 | 1 | UN | 1 | 5 | B | D | N | N | 85364900 | 40 | 4011209833470 | 0.441 | KG | 114 | 114 | CP24 | CP24 | Power contactor, AC-3 32 A, 15 kW / 400 V 1 NO + 1 NC, 230 V AC, 50 Hz 3-pole, size S0 Spring-type terminals Reusable packaging = 40 units | - | 0 | 0
3RT2027-2AP04 |  | 3RT2027-2AP04 | 1 | UN | 1 | 2 | A | D | N | N | 85364900 | 1 | 4011209837782 | 0.508 | KG | 128.25 | 124.45 | CP24 | CP24 | Power contactor, AC-3 32 A, 15 kW / 400 V 2 NO + 2 NC, 230 V AC 50 Hz 3-pole, size S0 Spring-type terminals Removable auxiliary switch | Lista Papel 2020 SI | 0 | 0
3RT2027-2AP04-Z | X95 | 3RT2027-2AP04-ZX95 | 1 | UN | 1 | 5 | B | D | N | N | 85364900 | 40 | 4011209837799 | 0.43 | KG | 128.25 | 128.25 | CP24 | CP24 | Power contactor, AC-3 32 A, 15 kW / 400 V 2 NO + 2 NC, 230 V AC 50 Hz 3-pole, size S0 Spring-type terminals Removable auxiliary switch Reusable packaging = 40 units | - | 0 | 0
3RT2027-2AP60 |  | 3RT2027-2AP60 | 1 | UN | 1 | 5 | B | D | N | N | 85364900 | 1 | 4011209839878 | 0.458 | KG | 114 | 114 | CP24 | CP24 | Power contactor, AC-3 32 A, 15 kW / 400 V 1 NO + 1 NC, 220 V AC, 50 Hz 240 V, 60Hz, 3-pole, Size S0, Spring-type terminals | - | 0 | 0
3RT2027-2AR60 |  | 3RT2027-2AR60 | 1 | UN | 1 | 0 | A | D | N | N | 85364900 | 1 | 4047621053998 | 0.45 | KG | 116.85 | 116.85 | CP24 | CP24 | Contactor, AC-3, 15 kW / 400 V, 1 NO + 1 NC, 400 V AC, 50 Hz, 400 ... 440 V, 60 Hz, 3-pole, Size S0, screw terminal | - | 0 | 7
3RT2027-2AV00 |  | 3RT2027-2AV00 | 1 | UN | 1 | 5 | B | D | N | N | 85364900 | 1 | 4011209839885 | 0.458 | KG | 116.85 | 114 | CP24 | CP24 | Power contactor, AC-3 32 A, 15 kW / 400 V 1 NO + 1 NC, 400 V AC, 50 Hz 3-pole, size S0 Spring-type terminals | Lista Papel 2020 SI | 0 | 0
3RT2027-2AV04 |  | 3RT2027-2AV04 | 1 | UN | 1 | 5 | B | D | N | N | 85364900 | 1 | 4011209898974 | 0.506 | KG | 132.05 | 128.25 | CP24 | CP24 | Power contactor, AC-3 32 A, 15 kW / 400 V 2 NO + 2 NC, 400 V AC, 50 Hz 3-pole, size S0 Spring-type terminals Removable auxiliary switch | Lista Papel 2020 SI | 0 | 0
3RT2027-2BB40 |  | 3RT2027-2BB40 | 1 | UN | 1 | 1 | A | D | N | N | 85364900 | 1 | 4011209790223 | 0.642 | KG | 171 | 166.25 | CP24 | CP24 | Power contactor, AC-3 32 A, 15 kW / 400 V 1 NO + 1 NC, 24 V DC 3-pole, size S0 Spring-type terminals | Lista Papel 2020 SI | 0 | 0
3RT2027-2BB40-0CC0 |  | 3RT2027-2BB40-0CC0 | 1 | UN | 1 | 5 | B | D | N | N | 85364900 | 1 | 4011209834415 | 0.644 | KG | 178.6 | 173.85 | CP24 | CP24 | Power contactor, AC-3 32 A, 15 kW / 400 V 1 NO + 1 NC, 24 V DC communication-capable, 3-pole Size S0, Spring-type terminals | Lista Papel 2020 SI | 0 | 0
3RT2027-2BB40-Z | W96 | 3RT2027-2BB40-ZW96 | 1 | UN | 1 | 5 | B | D | N | N | 85364900 | 18 | 4011209932210 | 0.25 | KG | 171 | 171 | CP24 | CP24 | Power contactor, AC-3 32 A, 15 kW / 400 V 1 NO + 1 NC, 24 V DC 3-pole, size S0 Spring-type terminals multi-unit packaging = 18 units | - | 0 | 0
3RT2027-2BB40-Z | X95 | 3RT2027-2BB40-ZX95 | 1 | UN | 1 | 5 | B | D | N | N | 85364900 | 40 | 4011209833555 | 0.621 | KG | 171 | 171 | CP24 | CP24 | Power contactor, AC-3 32 A, 15 kW / 400 V 1 NO + 1 NC, 24 V DC 3-pole, size S0 Spring-type terminals Reusable packaging = 40 units | - | 0 | 0
3RT2027-2BB44 |  | 3RT2027-2BB44 | 1 | UN | 1 | 1 | A | D | N | N | 85364900 | 1 | 4011209837805 | 0.694 | KG | 184.3 | 179.55 | CP24 | CP24 | Power contactor, AC-3 32 A, 15 kW / 400 V 2 NO + 2 NC, 24 V DC 3-pole, size S0 Spring-type terminals Removable auxiliary switch | Lista Papel 2020 SI | 0 | 0
3RT2027-2BB44-3MA0 |  | 3RT2027-2BB44-3MA0 | 1 | UN | 1 | 5 | B | D | N | N | 85364900 | 1 | 4011209837812 | 0.693 | KG | 189.05 | 183.35 | CP24 | CP24 | Power contactor, AC-3 32 A, 15 kW / 400 V 2 NO + 2 NC, 24 V DC 3-pole, size S0 Spring-type terminals Perm. mounted auxiliary switch for SUVA applications | Lista Papel 2020 SI | 0 | 0
3RT2027-2BB44-Z | X95 | 3RT2027-2BB44-ZX95 | 1 | UN | 1 | 5 | B | D | N | N | 85364900 | 40 | 4011209837829 | 0.6 | KG | 184.3 | 184.3 | CP24 | CP24 | Power contactor, AC-3 32 A, 15 kW / 400 V 2 NO + 2 NC, 24 V DC 3-pole, size S0 Spring-type terminals Removable auxiliary switch Reusable packaging = 40 units | - | 0 | 0
3RT2027-2BF40 |  | 3RT2027-2BF40 | 1 | UN | 1 | 5 | B | D | N | N | 85364900 | 1 | 4011209833456 | 0.644 | KG | 171 | 166.25 | CP24 | CP24 | Power contactor, AC-3 32 A, 15 kW / 400 V 1 NO + 1 NC, 110 V DC 3-pole, size S0 Spring-type terminals | Lista Papel 2020 SI | 0 | 0
3RT2027-2BF44 |  | 3RT2027-2BF44 | 1 | UN | 1 | 5 | B | D | N | N | 85364900 | 1 | 4011209837836 | 0.695 | KG | 184.3 | 179.55 | CP24 | CP24 | Power contactor, AC-3 32 A, 15 kW / 400 V 2 NO + 2 NC, 110 V DC 3-pole, size S0 Spring-type terminals Removable auxiliary switch | Lista Papel 2020 SI | 0 | 0
3RT2027-2BG40 |  | 3RT2027-2BG40 | 1 | UN | 1 | 5 | B | D | N | N | 85364900 | 1 | 4011209898394 | 0.631 | KG | 175.75 | 175.75 | CP24 | CP24 | Power contactor, AC-3 32 A, 15 kW / 400 V 1 NO + 1 NC, 125 V DC 3-pole, size S0 Spring-type terminals | - | 0 | 0
3RT2027-2BM40 |  | 3RT2027-2BM40 | 1 | UN | 1 | 5 | B | D | N | N | 85364900 | 1 | 4011209833463 | 0.628 | KG | 171 | 171 | CP24 | CP24 | Power contactor, AC-3 32 A, 15 kW / 400 V 1 NO + 1 NC, 220 V DC 3-pole, size S0 Spring-type terminals | - | 0 | 0
3RT2027-2BM40-Z | W97 | 3RT2027-2BM40-ZW97 | 1 | UN | 1 | 5 | B | D | N | N | 85364900 | 8 | 4047621026800 | 0.628 | KG | 171 | 171 | CP24 | CP24 | Power contactor, AC-3 32 A, 15 kW / 400 V 1 NO + 1 NC, 220 V DC 3-pole, size S0 Spring-type terminals Multi-unit packaging 8 units | - | 0 | 0
3RT2027-2BM40-Z | X95 | 3RT2027-2BM40-ZX95 | 1 | UN | 1 | 5 | B | D | N | N | 85364900 | 40 | 4047621026794 | 0.618 | KG | 171 | 171 | CP24 | CP24 | Power contactor, AC-3 32 A, 15 kW / 400 V 1 NO + 1 NC, 220 V DC 3-pole, size S0 Spring-type terminals Reusable packaging = 40 units | - | 0 | 0
3RT2027-2BW40 |  | 3RT2027-2BW40 | 1 | UN | 1 | 5 | B | D | N | N | 85364900 | 1 | 4011209839892 | 0.632 | KG | 171 | 171 | CP24 | CP24 | Power contactor, AC-3 32 A, 15 kW / 400 V 1 NO + 1 NC, 48 V DC 3-pole, size S0 Spring-type terminals | - | 0 | 0
3RT2027-2CK64-3MA0 |  | 3RT2027-2CK64-3MA0 | 1 | UN | 1 | 5 | B | D | N | N | 85364900 | 1 | 4011209899063 | 0.525 | KG | 141.55 | 141.55 | CP24 | CP24 | Contactor, AC-3, 15 kW / 400 V, 2 NO + 2 NC, 110 V AC, 50 Hz, 120 V, 60 Hz, with inserted varistor, 3-pole, Size S0 Spring-type terminal Captive auxiliary switch for SUVA applications | - | 0 | 0
3RT2027-2CL24-3MA0 |  | 3RT2027-2CL24-3MA0 | 1 | UN | 1 | 5 | B | D | N | N | 85364900 | 1 | 4011209866072 | 0.52 | KG | 141.55 | 141.55 | CP24 | CP24 | Power contactor, AC-3 32 A, 15 kW / 400 V 2 NO + 2 NC, 230 V AC 50/60 Hz, with inserted varistor 3-pole, size S0 Spring-type terminals Perm. mounted auxiliary switch for SUVA applications | - | 0 | 0
3RT2027-2DB40 |  | 3RT2027-2DB40 | 1 | UN | 1 | 5 | B | D | N | N | 85364900 | 1 | 4047621051109 | 0.645 | KG | 190.95 | 190.95 | CP24 | CP24 | Contactor, AC-3, 15 kW / 400 V, 1 NO + 1 NC, 24 V DC with varistor 3-pole, Size S0 Spring-type terminal | - | 0 | 0
3RT2027-2DB44-3MA0 |  | 3RT2027-2DB44-3MA0 | 1 | UN | 1 | 5 | B | D | N | N | 85364900 | 1 | 4011209914186 | 0.698 | KG | 200.45 | 200.45 | CP24 | CP24 | Power contactor, AC-3 32 A, 15 kW / 400 V 2 NO + 2 NC, 24 V DC with inserted varistor 3-pole, size S0 Spring-type terminals Perm. mounted auxiliary switch for SUVA applications | - | 0 | 0
3RT2027-2EL20 |  | 3RT2027-2EL20 | 1 | UN | 1 | 5 | B | D | N | N | 85364900 | 1 | 4047621012148 | 0.458 | KG | 133 | 133 | CP24 | CP24 | Power contactor, AC-3 32 A, 15 kW / 400 V 1 NO + 1 NC, 230 V AC 50/60 Hz, 3-pole Size S0, Spring-type terminals with RC element plugged-in | - | 0 | 0
3RT2027-2EP00 |  | 3RT2027-2EP00 | 1 | UN | 1 | 5 | B | D | N | N | 85364900 | 1 | 4047621008882 | 0.461 | KG | 133.95 | 133.95 | CP24 | CP24 | Power contactor, AC-3 32 A, 15 kW / 400 V 1 NO + 1 NC, 230 V AC, 50 Hz 3-pole, size S0 Spring-type terminals RC 3RT2926-1CD00 plugged-in | - | 0 | 0
3RT2027-2FB40 |  | 3RT2027-2FB40 | 1 | UN | 1 | 1 | A | D | N | N | 85364900 | 1 | 4011209839908 | 0.643 | KG | 190.95 | 190.95 | CP24 | CP24 | Power contactor, AC-3 32 A, 15 kW / 400 V 1 NO + 1 NC, 24 V DC with plugged-in diode combination, 3-pole size S0 Spring-type terminals | - | 0 | 0
3RT2027-2FB44-3MA0 |  | 3RT2027-2FB44-3MA0 | 1 | UN | 1 | 5 | B | D | N | N | 85364900 | 1 | 4011209866195 | 0.71 | KG | 203.3 | 203.3 | CP24 | CP24 | Power contactor, AC-3 32 A, 15 kW / 400 V 2 NO + 2 NC, 24 V DC with plugged-in diode combination, 3-pole size S0 Spring-type terminals Perm. mounted auxiliary switch for SUVA applications | - | 0 | 0
3RT2027-2KA40 |  | 3RT2027-2KA40 | 1 | UN | 1 | 5 | B | D | N | N | 85364900 | 1 | 4011209898899 | 0.643 | KG | 183.35 | 183.35 | CP24 | CP24 | Power contactor, AC-3 32 A, 15 kW / 400 V 1 NO + 1 NC, 12 V DC with integrated varistor 3-pole, size S0 Spring-type terminals suitable for PLC outputs | - | 0 | 0
3RT2027-2KB40 |  | 3RT2027-2KB40 | 1 | UN | 1 | 5 | B | D | N | N | 85364900 | 1 | 4011209790247 | 0.65 | KG | 178.6 | 173.85 | CP24 | CP24 | Power contactor, AC-3 32 A, 15 kW / 400 V 1 NO + 1 NC, 24 V DC with integrated varistor 3-pole, size S0 Spring-type terminals suitable for PLC outputs | Lista Papel 2020 SI | 0 | 0
3RT2027-2KF40 |  | 3RT2027-2KF40 | 1 | UN | 1 | 5 | B | D | N | N | 85364900 | 1 | 4011209896109 | 0.639 | KG | 182.4 | 182.4 | CP24 | CP24 | Power contactor, AC-3 32 A, 15 kW / 400 V 1 NO + 1 NC, 110 V DC with integrated varistor 3-pole, size S0 Spring-type terminals suitable for PLC outputs | - | 0 | 0
3RT2027-2KG40 |  | 3RT2027-2KG40 | 1 | UN | 1 | 5 | B | D | N | N | 85364900 | 1 | 4011209898400 | 0.6 | KG | 183.35 | 183.35 | CP24 | CP24 | Power contactor, AC-3 32 A, 15 kW / 400 V 1 NO + 1 NC, 125 V DC with integrated varistor 3-pole, size S0 Spring-type terminals suitable for PLC outputs | - | 0 | 0
3RT2027-2NB30 |  | 3RT2027-2NB30 | 1 | UN | 1 | 2 | A | D | N | N | 85364900 | 1 | 4011209834439 | 0.626 | KG | 198.55 | 192.85 | CP24 | CP24 | Power contactor, AC-3 32 A, 15 kW / 400 V 1 NO + 1 NC, AC (50-60 Hz) / DC 21-28 V AC / DC 3-pole, size S0 Spring-type terminals | Lista Papel 2020 SI | 0 | 0
3RT2027-2NB30-Z | X95 | 3RT2027-2NB30-ZX95 | 1 | UN | 1 | 5 | B | D | N | N | 85364900 | 40 | 4011209839915 | 0.58 | KG | 198.55 | 198.55 | CP24 | CP24 | Power contactor, AC-3 32 A, 15 kW / 400 V 1 NO + 1 NC, AC (50-60 Hz) / DC 21-28 V AC / DC 3-pole, size S0 Spring-type terminals Reusable packaging = 40 units | - | 0 | 0
3RT2027-2NF30 |  | 3RT2027-2NF30 | 1 | UN | 1 | 5 | B | D | N | N | 85364900 | 1 | 4011209834446 | 0.59 | KG | 198.55 | 192.85 | CP24 | CP24 | Power contactor, AC-3 32 A, 15 kW / 400 V 1 NO + 1 NC, AC (50-60 Hz) / DC 95-130 V AC / DC 3-pole, Size S0, Spring-type terminals | Lista Papel 2020 SI | 0 | 0
3RT2027-2NP30 |  | 3RT2027-2NP30 | 1 | UN | 1 | 5 | B | D | N | N | 85364900 | 1 | 4011209834453 | 0.595 | KG | 198.55 | 192.85 | CP24 | CP24 | Power contactor, AC-3 32 A, 15 kW / 400 V 1 NO + 1 NC, AC (50-60 Hz) / DC 200- 280 V AC / DC 3-pole, Size S0, Spring-type terminals | Lista Papel 2020 SI | 0 | 0
3RT2027-2NP30-Z | X95 | 3RT2027-2NP30-ZX95 | 1 | UN | 1 | 5 | B | D | N | N | 85364900 | 40 | 4011209839922 | 0.568 | KG | 198.55 | 198.55 | CP24 | CP24 | Power contactor, AC-3 32 A, 15 kW / 400 V 1 NO + 1 NC, AC (50-60 Hz) / DC 200- 280 V AC / DC 3-pole, size S0 Spring-type terminals Reusable packaging = 40 units | - | 0 | 0
3RT2027-2XB40-0LA2 |  | 3RT2027-2XB40-0LA2 | 1 | UN | 1 | 5 | B | D | N | N | 85364900 | 1 | 4011209860049 | 0.617 | KG | 228.95 | 228.95 | CP24 | CP24 | Traction contactor, AC-3 32 A, 15 kW / 400 V 1 NO + 1 NC with solid-state operating mechanism 24 V DC, 0.7-1.25*Us with integrated varistor 3-pole, size S0 Spring-type terminals | - | 0 | 0
3RT2027-2XF40-0LA2 |  | 3RT2027-2XF40-0LA2 | 1 | UN | 1 | 5 | B | D | N | N | 85364900 | 1 | 4011209860056 | 0.591 | KG | 228.95 | 228.95 | CP24 | CP24 | Traction contactor, AC-3 32 A, 15 kW / 400 V 1 NO + 1 NC with solid-state operating mechanism 110 V DC, 0.7-1.25*Us with integrated varistor 3-pole, size S0 Spring-type terminals | - | 0 | 0
3RT2027-2XG40-0LA2 |  | 3RT2027-2XG40-0LA2 | 1 | UN | 1 | 5 | B | D | N | N | 85364900 | 1 | 4047621030975 | 0.582 | KG | 233.7 | 233.7 | CP24 | CP24 | Traction contactor, AC-3 32 A, 15 kW / 400 V 1 NO + 1 NC with solid-state operating mechanism 125 V DC, 0.7-1.25*Us with integrated varistor 3-pole, size S0 Spring-type terminals | - | 0 | 0
3RT2027-2XJ40-0LA2 |  | 3RT2027-2XJ40-0LA2 | 1 | UN | 1 | 5 | B | D | N | N | 85364900 | 1 | 4011209920620 | 0.586 | KG | 233.7 | 233.7 | CP24 | CP24 | Traction contactor, AC-3 32 A, 15 kW / 400 V 1 NO + 1 NC with solid-state operating mechanism 72 V DC, 0.7-1.25*Us with integrated varistor 3-pole, size S0 Spring-type terminals | - | 0 | 0
3RT2027-4AC20 |  | 3RT2027-4AC20 | 1 | UN | 1 | 5 | B | D | N | N | 85364900 | 1 | 4011209944718 | 0.4 | KG | 114 | 114 | CP24 | CP24 | Power contactor, AC-3 32 A, 15 kW / 400 V 1 NO + 1 NC, 24 V AC, 50/60 Hz 3-pole, size S0 ring cable lug connection | - | 0 | 0
3RT2027-4AG60 |  | 3RT2027-4AG60 | 1 | UN | 1 | 0 | A | D | N | N | 85364900 | 1 | 4011209839939 | 0.405 | KG | 116.85 | 116.85 | CP24 | CP24 | Contactor, AC-3, 15 kW / 400 V, 1 NO + 1 NC, 100 V AC, 50 Hz, 100 ... 110 V, 60 Hz, 3-pole, Size S0, ring cable lug connection | - | 0 | 0
3RT2027-4AK60 |  | 3RT2027-4AK60 | 1 | UN | 1 | 5 | B | D | N | N | 85364900 | 1 | 4011209839946 | 0.406 | KG | 114 | 114 | CP24 | CP24 | Contactor, AC-3, 15 kW / 400 V, 1 NO + 1 NC, 110 V AC, 50 Hz, 120 V, 60 Hz, 3-pole, Size S0, ring cable lug connection | - | 0 | 0
3RT2027-4AN60 |  | 3RT2027-4AN60 | 1 | UN | 1 | 5 | B | D | N | N | 85364900 | 1 | 4011209839953 | 0.4 | KG | 116.85 | 116.85 | CP24 | CP24 | Power contactor, AC-3 32 A, 15 kW / 400 V 1 NO + 1 NC, 200 V AC, 50 Hz 200-220 V, 60Hz, 3-pole size S0 ring cable lug connection | - | 0 | 0
3RT2027-4AP60 |  | 3RT2027-4AP60 | 1 | UN | 1 | 5 | B | D | N | N | 85364900 | 1 | 4011209839960 | 0.402 | KG | 114 | 114 | CP24 | CP24 | Power contactor, AC-3 32 A, 15 kW / 400 V 1 NO + 1 NC, 220 V AC, 50 Hz 240 V, 60Hz, 3-pole size S0 ring cable lug connection | - | 0 | 0
3RT2027-4AR60 |  | 3RT2027-4AR60 | 1 | UN | 1 | 0 | A | D | N | N | 85364900 | 1 | 4011209839991 | 0.395 | KG | 116.85 | 116.85 | CP24 | CP24 | Power contactor, AC-3 32 A, 15 kW / 400 V 1 NO + 1 NC, 400 V AC, 50 Hz 400-440 V, 60Hz, 3-pole size S0 ring cable lug connection | - | 0 | 0
3RT2027-4BB40 |  | 3RT2027-4BB40 | 1 | UN | 1 | 5 | B | D | N | N | 85364900 | 1 | 4011209790216 | 0.586 | KG | 171 | 171 | CP24 | CP24 | Power contactor, AC-3 32 A, 15 kW / 400 V 1 NO + 1 NC, 24 V DC 3-pole, size S0 ring cable lug connection | - | 0 | 0
3RT2027-4KB40 |  | 3RT2027-4KB40 | 1 | UN | 1 | 0 | A | D | N | N | 85364900 | 1 | 4011209790230 | 0.585 | KG | 178.6 | 178.6 | CP24 | CP24 | Contactor relay, AC-3 32 A, 15 kW / 400 V 1 NO + 1 NC, 24 V DC with integrated varistor 3-pole, size S0 ring cable lug connection suitable for PLC outputs | - | 0 | 0
3RT2027-4KF40-0RB0 |  | 3RT2027-4KF40-0RB0 | 1 | UN | 1 | 0 | A | D | EAR99 | N | 85364900 | 1 |  | 0.6 | KG | 278.35 | 278.35 | CP24 | CP24 | Contactor relay, AC-3 32 A, 15 kW / 400 V 1 NO + 1 NC, 110 V DC with integrated suppressor diode 3-pole, size S0 ring cable lug connection suitable for PLC outputs | - | 0 | 7
3RT2027-4VB40 |  | 3RT2027-4VB40 | 1 | UN | 1 | 0 | A | D | N | N | 85364900 | 1 | 4011209903470 | 0.588 | KG | 178.6 | 178.6 | CP24 | CP24 | Contactor relay, AC-3 32 A, 15 kW / 400 V 1 NO + 1 NC 24 V DC, with integrated diode combination, 3-pole size S0 ring cable lug connection | - | 0 | 0
3RT2027-4XB40-0LA2 |  | 3RT2027-4XB40-0LA2 | 1 | UN | 1 | 5 | B | D | N | N | 85364900 | 1 | 4011209899827 | 0.559 | KG | 228.95 | 228.95 | CP24 | CP24 | Traction contactor, AC-3 32 A, 15 kW / 400 V 1 NO + 1 NC with solid-state operating mechanism 24 V DC, 0.7-1.25* Us with integrated varistor 3-pole, size S0 ring cable lug connection | - | 0 | 0
3RT2028-1AB00 |  | 3RT2028-1AB00 | 1 | UN | 1 | 1 | A | D | N | N | 85364900 | 1 | 4011209833982 | 0.425 | KG | 127.3 | 123.5 | CP24 | CP24 | Power contactor, AC-3 38 A, 18.5 kW / 400 V 1 NO + 1 NC, 24 V AC 50 Hz, 3-pole, size S0 screw terminals | Lista Papel 2020 SI | 0 | 0
3RT2028-1AB04 |  | 3RT2028-1AB04 | 1 | UN | 1 | 5 | B | D | N | N | 85364900 | 1 | 4011209837843 | 0.471 | KG | 142.5 | 138.7 | CP24 | CP24 | Power contactor, AC-3 38 A, 18.5 kW / 400 V 2 NO + 2 NC, 24 V AC 50 Hz, 3-pole, size S0 screw terminals Removable auxiliary switch | Lista Papel 2020 SI | 0 | 0
3RT2028-1AC20 |  | 3RT2028-1AC20 | 1 | UN | 1 | 2 | A | D | N | N | 85364900 | 1 | 4011209833753 | 0.414 | KG | 127.3 | 127.3 | CP24 | CP24 | Power contactor, AC-3 38 A, 18.5 kW / 400 V 1 NO + 1 NC, 24 V AC 50/60 Hz, 3-pole Size S0, screw terminals | - | 0 | 0
3RT2028-1AC20-0JA0 |  | 3RT2028-1AC20-0JA0 | 1 | UN | 1 | 5 | B | D | N | N | 85364900 | 1 | 4011209914964 | 0.418 | KG | 129.2 | 129.2 | CP24 | CP24 | Power contactor, AC-3 38 A, 18.5 kW / 400 V 1 NO + 1 NC, 24 V AC 50/60 Hz, 3-pole Size S0, screw terminals | - | 0 | 0
3RT2028-1AC20-Z | X95 | 3RT2028-1AC20-ZX95 | 1 | UN | 1 | 0 | A | D | N | N | 85364900 | 48 | 4011209833722 | 0.406 | KG | 127.3 | 127.3 | CP24 | CP24 | Power contactor, AC-3 38 A, 18.5 kW / 400 V 1 NO + 1 NC, 24 V AC 50/60 Hz, 3-pole Size S0, screw terminals Reusable packaging = 48 units | - | 0 | 7
3RT2028-1AC24 |  | 3RT2028-1AC24 | 1 | UN | 1 | 5 | B | D | N | N | 85364900 | 1 | 4011209898417 | 0.462 | KG | 142.5 | 142.5 | CP24 | CP24 | Power contactor, AC-3 38 A, 18.5 kW / 400 V 2 NO + 2 NC, 24 V AC 50/60 Hz, 3-pole Size S0, screw terminals Removable auxiliary switch | - | 0 | 0
3RT2028-1AD00 |  | 3RT2028-1AD00 | 1 | UN | 1 | 5 | B | D | N | N | 85364900 | 1 | 4011209898882 | 0.45 | KG | 132.05 | 132.05 | CP24 | CP24 | Power contactor, AC-3 38 A, 18.5 kW / 400 V 1 NO + 1 NC, 42 V AC 50 Hz, 3-pole, size S0 screw terminals | - | 0 | 0
3RT2028-1AD20-0JA0 |  | 3RT2028-1AD20-0JA0 | 1 | UN | 1 | 5 | B | D | N | N | 85364900 | 1 | 4011209914971 | 0.426 | KG | 132.05 | 132.05 | CP24 | CP24 | Power contactor, AC-3 38 A, 18.5 kW / 400 V 1 NO + 1 NC, 42 V AC 50/60 Hz, 3-pole Size S0, India 40 A, screw terminals | - | 0 | 0
3RT2028-1AF00 |  | 3RT2028-1AF00 | 1 | UN | 1 | 1 | A | D | N | N | 85364900 | 1 | 4011209833746 | 0.426 | KG | 127.3 | 123.5 | CP24 | CP24 | Contactor, AC-3, 18.5 kW / 400 V, 1 NO + 1 NC, 110 V AC, 50 Hz, 3-pole, Size S0 screw terminal | Lista Papel 2020 SI | 0 | 0
3RT2028-1AF04 |  | 3RT2028-1AF04 | 1 | UN | 1 | 5 | B | D | N | N | 85364900 | 1 | 4011209837850 | 0.47 | KG | 142.5 | 138.7 | CP24 | CP24 | Contactor, AC-3, 18.5 kW / 400 V, 1 NO + 1 NC, 110 V AC, 50 Hz, 3-pole, Size S0 screw terminal Removable auxiliary switch | Lista Papel 2020 SI | 0 | 0
3RT2028-1AG20 |  | 3RT2028-1AG20 | 1 | UN | 1 | 2 | A | D | N | N | 85364900 | 1 | 4011209833791 | 0.423 | KG | 127.3 | 127.3 | CP24 | CP24 | Contactor, AC-3, 18.5 kW / 400 V, 1 NO + 1 NC, 110 V AC, 50 / 60 Hz, 3-pole, Size S0, screw terminal | - | 0 | 0
3RT2028-1AG20-0JA0 |  | 3RT2028-1AG20-0JA0 | 1 | UN | 1 | 5 | B | D | N | N | 85364900 | 1 | 4011209913981 | 0.423 | KG | 129.2 | 129.2 | CP24 | CP24 | Contactor, AC-3, 18.5 kW / 400 V, 1 NO + 1 NC, 110 V AC, 50 / 60 Hz, 3-pole, Size S0, India 40 A, screw terminal | - | 0 | 0
3RT2028-1AG24 |  | 3RT2028-1AG24 | 1 | UN | 1 | 5 | B | D | N | N | 85364900 | 1 | 4011209837867 | 0.465 | KG | 142.5 | 142.5 | CP24 | CP24 | Contactor, AC-3, 18.5 kW / 400 V, 2 NO + 2 NC, 110 V AC, 3-pole, Size S0 screw terminal Removable auxiliary switch | - | 0 | 0
3RT2028-1AG60 |  | 3RT2028-1AG60 | 1 | UN | 1 | 5 | B | D | N | N | 85364900 | 1 | 4011209840003 | 0.427 | KG | 132.05 | 132.05 | CP24 | CP24 | Contactor, AC-3, 18.5 kW / 400 V, 1 NO + 1 NC, 100 V AC, 50 Hz, 100 ... 110 V, 60 Hz, 3-pole, Size S0, | - | 0 | 0
3RT2028-1AH00 |  | 3RT2028-1AH00 | 1 | UN | 1 | 5 | B | D | N | N | 85364900 | 1 | 4011209867369 | 0.43 | KG | 127.3 | 127.3 | CP24 | CP24 | Power contactor, AC-3 38 A, 18.5 kW / 400 V 1 NO + 1 NC, 48 V AC 50 Hz, 3-pole, size S0 screw terminals | - | 0 | 0
3RT2028-1AH20 |  | 3RT2028-1AH20 | 1 | UN | 1 | 5 | B | D | N | N | 85364900 | 1 | 4011209915886 | 0.426 | KG | 132.05 | 132.05 | CP24 | CP24 | Power contactor, AC-3 38 A, 18.5 kW / 400 V 1 NO + 1 NC, 48 V AC 50/60 Hz, 3-pole Size S0, screw terminals | - | 0 | 0
3RT2028-1AK60 |  | 3RT2028-1AK60 | 1 | UN | 1 | 2 | A | D | N | N | 85364900 | 1 | 4011209833807 | 0.426 | KG | 127.3 | 127.3 | CP24 | CP24 | Contactor, AC-3, 18.5 kW / 400 V, 1 NO + 1 NC, 110 V AC, 50 Hz, 120 V, 60 Hz, 3-pole, Size S0, screw terminal | - | 0 | 0
3RT2028-1AK60-Z | W96 | 3RT2028-1AK60-ZW96 | 1 | UN | 1 | 5 | B | D | N | N | 85364900 | 24 | 4047621028699 | 0.408 | KG | 127.3 | 127.3 | CP24 | CP24 | Contactor, AC-3, 18.5 kW/400 V 1 NO+1 NC, 110 V AC/50 Hz Hz 120 V/60 Hz 3-pole, Size S0 screw terminal Multi-unit packaging Pack = 24 units | - | 0 | 0
3RT2028-1AK60-Z | X95 | 3RT2028-1AK60-ZX95 | 1 | UN | 1 | 5 | B | D | N | N | 85364900 | 48 | 4011209833661 | 0.408 | KG | 127.3 | 127.3 | CP24 | CP24 | Contactor, AC-3, 18.5 kW / 400 V, 1 NO + 1 NC, 110 V AC, 50 Hz, 120 V, 60 Hz, 3-pole, Size S0, screw terminal Reusable packaging = 48 units | - | 0 | 0
3RT2028-1AK64-3MA0 |  | 3RT2028-1AK64-3MA0 | 1 | UN | 1 | 5 | B | D | N | N | 85364900 | 1 | 4011209901438 | 0.478 | KG | 144.4 | 144.4 | CP24 | CP24 | Contactor, AC-3, 18.5 kW / 400 V, 2 NO+2 NC 110 V AC 50 Hz / 120 V 60 Hz 3-pole, Size S0 screw terminal Captive auxiliary switch for SUVA applications | - | 0 | 0
3RT2028-1AL20 |  | 3RT2028-1AL20 | 1 | UN | 1 | 1 | A | D | N | N | 85364900 | 1 | 4011209833814 | 0.424 | KG | 127.3 | 127.3 | CP24 | CP24 | Power contactor, AC-3 38 A, 18.5 kW / 400 V 1 NO + 1 NC, 230 V AC 50/60 Hz, 3-pole Size S0, screw terminals | - | 0 | 0
3RT2028-1AL20-Z | W96 | 3RT2028-1AL20-ZW96 | 1 | UN | 1 | 5 | B | D | N | N | 85364900 | 24 |  | 0.402 | KG | 127.3 | 127.3 | CP24 | CP24 | Power contactor, AC-3 38 A, 18.5 kW / 400 V 1 NO + 1 NC, 230 V AC, 50/60 Hz 3-pole, size S0 screw terminals Multi-unit packaging = 24 units | - | 0 | 0
3RT2028-1AL20-Z | W97 | 3RT2028-1AL20-ZW97 | 1 | UN | 1 | 5 | B | D | N | N | 85364900 | 12 | 4047621025568 | 0.402 | KG | 127.3 | 127.3 | CP24 | CP24 | Power contactor, AC-3 38 A, 18.5 kW / 400 V 1 NO + 1 NC, 230 V AC, 50/60 Hz 3-pole, size S0 screw terminals multi-unit packaging = 12 units | - | 0 | 0
3RT2028-1AL20-Z | X95 | 3RT2028-1AL20-ZX95 | 1 | UN | 1 | 5 | B | D | N | N | 85364900 | 48 | 4011209833678 | 0.402 | KG | 127.3 | 127.3 | CP24 | CP24 | Power contactor, AC-3 38 A, 18.5 kW / 400 V 1 NO + 1 NC, 230 V AC, 50/60 Hz 3-pole, size S0 screw terminals Reusable packaging = 48 units | - | 0 | 0
3RT2028-1AL24 |  | 3RT2028-1AL24 | 1 | UN | 1 | 5 | B | D | N | N | 85364900 | 1 | 4011209837874 | 0.469 | KG | 142.5 | 142.5 | CP24 | CP24 | Power contactor, AC-3 38 A, 18.5 kW / 400 V 2 NO + 2 NC, 230 V AC 50/60 Hz, 3-pole Size S0, screw terminals Removable auxiliary switch | - | 0 | 0
3RT2028-1AL24-3MA0 |  | 3RT2028-1AL24-3MA0 | 1 | UN | 1 | 5 | B | D | N | N | 85364900 | 1 | 4011209837881 | 0.49 | KG | 144.4 | 140.6 | CP24 | CP24 | Power contactor, AC-3 38 A, 18.5 kW / 400 V 2 NO + 2 NC, 230 V AC 50/60 Hz 3-pole, size S0 screw terminals Perm. mounted auxiliary switch for SUVA applications | Lista Papel 2020 SI | 0 | 0
3RT2028-1AM20 |  | 3RT2028-1AM20 | 1 | UN | 1 | 5 | B | D | N | N | 85364900 | 1 | 4047621042381 | 0.414 | KG | 131.1 | 131.1 | CP24 | CP24 | Power contactor, AC-3 38 A, 18.5 kW / 400 V 1 NO + 1 NC, 208 V AC, 50/60 Hz 3-pole, size S0 screw terminals | - | 0 | 0
3RT2028-1AN20 |  | 3RT2028-1AN20 | 1 | UN | 1 | 5 | B | D | N | N | 85364900 | 1 | 4011209840010 | 0.426 | KG | 127.3 | 127.3 | CP24 | CP24 | Power contactor, AC-3 38 A, 18.5 kW / 400 V 1 NO + 1 NC, 220 V AC 50/60 Hz, 3-pole Size S0, screw terminals | - | 0 | 0
3RT2028-1AN24 |  | 3RT2028-1AN24 | 1 | UN | 1 | 5 | B | D | N | N | 85364900 | 1 | 4011209840027 | 0.45 | KG | 142.5 | 142.5 | CP24 | CP24 | Power contactor, AC-3 38 A, 18.5 kW / 400 V 2 NO + 2 NC, 220 V AC 50/60 Hz, 3-pole Size S0, screw terminals Removable auxiliary switch | - | 0 | 0
3RT2028-1AN60 |  | 3RT2028-1AN60 | 1 | UN | 1 | 5 | B | D | N | N | 85364900 | 1 | 4011209840034 | 0.423 | KG | 132.05 | 132.05 | CP24 | CP24 | Power contactor, AC-3 38 A, 18.5 kW / 400 V 1 NO + 1 NC, 200 V AC 50 Hz, 200-220 V, 60 Hz 3-pole, Size S0, screw terminals | - | 0 | 0
3RT2028-1AP00 |  | 3RT2028-1AP00 | 1 | UN | 1 | 1 | A | D | N | N | 85364900 | 1 | 4011209833630 | 0.419 | KG | 127.3 | 123.5 | CP24 | CP24 | Power contactor, AC-3 38 A, 18.5 kW / 400 V 1 NO + 1 NC, 230 V AC 50 Hz, 3-pole, size S0 screw terminals | Lista Papel 2020 SI | 0 | 0
3RT2028-1AP00-1AA0 |  | 3RT2028-1AP00-1AA0 | 1 | UN | 1 | 5 | B | D | N | N | 85364900 | 1 | 4047621017983 | 0.422 | KG | 137.75 | 137.75 | CP24 | CP24 | Power contactor, AC-3 38 A, 18.5 kW / 400 V 1 NO + 1 NC, 230 V AC 50 Hz, 3-pole, size S0 screw terminals Upright mounting position | - | 0 | 0
3RT2028-1AP00-Z | X95 | 3RT2028-1AP00-ZX95 | 1 | UN | 1 | 5 | B | D | N | N | 85364900 | 48 | 4011209833708 | 0.39 | KG | 127.3 | 127.3 | CP24 | CP24 | Power contactor, AC-3 38 A, 18.5 kW / 400 V 1 NO + 1 NC, 230 V AC 50 Hz, 3-pole, size S0 screw terminals Reusable packaging = 48 units Pack = 48 units | - | 0 | 0
3RT2028-1AP04 |  | 3RT2028-1AP04 | 1 | UN | 1 | 1 | A | D | N | N | 85364900 | 1 | 4011209837898 | 0.463 | KG | 142.5 | 138.7 | CP24 | CP24 | Power contactor, AC-3 38 A, 18.5 kW / 400 V 2 NO + 2 NC, 230 V AC 50 Hz, 3-pole, size S0 screw terminals Removable auxiliary switch | Lista Papel 2020 SI | 0 | 0
3RT2028-1AP04-Z | X95 | 3RT2028-1AP04-ZX95 | 1 | UN | 1 | 5 | B | D | N | N | 85364900 | 48 | 4011209837904 | 0.39 | KG | 142.5 | 142.5 | CP24 | CP24 | Power contactor, AC-3 38 A, 18.5 kW / 400 V 2 NO + 2 NC, 230 V AC 50 Hz, 3-pole, size S0 screw terminals Removable auxiliary switch Reusable packaging = 48 units | - | 0 | 0
3RT2028-1AP60 |  | 3RT2028-1AP60 | 1 | UN | 1 | 5 | B | D | N | N | 85364900 | 1 | 4011209840041 | 0.428 | KG | 127.3 | 127.3 | CP24 | CP24 | Power contactor, AC-3 38 A, 18.5 kW / 400 V 1 NO + 1 NC, 220 V AC 50 Hz, 240 V, 60 Hz 3-pole, Size S0, screw terminals | - | 0 | 0
3RT2028-1AR60 |  | 3RT2028-1AR60 | 1 | UN | 1 | 5 | B | D | N | N | 85364900 | 1 | 4011209840058 | 0.42 | KG | 132.05 | 132.05 | CP24 | CP24 | Power contactor, AC-3 38 A, 18.5 kW / 400 V 1 NO + 1 NC, 400 V AC AC (50-60 Hz) / DC 3-pole, Size S0, screw terminals | - | 0 | 0
3RT2028-1AS00 |  | 3RT2028-1AS00 | 1 | UN | 1 | 5 | B | D | N | N | 85364900 | 1 | 4011209834460 | 0.418 | KG | 132.05 | 132.05 | CP24 | CP24 | Power contactor, AC-3 38 A, 18.5 kW / 400 V 1 NO + 1 NC, 500 V AC 50 Hz, 3-pole, size S0 screw terminals | - | 0 | 0
3RT2028-1AT60 |  | 3RT2028-1AT60 | 1 | UN | 1 | 5 | B | D | N | N | 85364900 | 1 | 4047621050126 | 0.424 | KG | 132.05 | 132.05 | CP24 | CP24 | Power contactor, AC-3 38 A, 18.5 kW / 400 V 1 NO + 1 NC, 600 V AC 60Hz, 3-pole, size S0 screw terminals | - | 0 | 7
3RT2028-1AU00 |  | 3RT2028-1AU00 | 1 | UN | 1 | 5 | B | D | N | N | 85364900 | 1 | 4011209919754 | 0.424 | KG | 127.3 | 127.3 | CP24 | CP24 | Power contactor, AC-3 38 A, 18.5 kW / 400 V 1 NO + 1 NC, 240 V AC 50 Hz, 3-pole, size S0 screw terminals | - | 0 | 0
3RT2028-1AU20 |  | 3RT2028-1AU20 | 1 | UN | 1 | 5 | B | D | N | N | 85364900 | 1 | 4011209919716 | 0.422 | KG | 132.05 | 132.05 | CP24 | CP24 | Power contactor, AC-3 38 A, 18.5 kW / 400 V 1 NO + 1 NC, 380 V AC 50/60 Hz, 3-pole Size S0, screw terminals | - | 0 | 0
3RT2028-1AU60 |  | 3RT2028-1AU60 | 1 | UN | 1 | 5 | B | D | N | N | 85364900 | 1 | 4047621054643 | 0.42 | KG | 132.05 | 132.05 | CP24 | CP24 | Power contactor, AC-3 38 A, 18.5 kW / 400 V 1 NO + 1 NC, 277 V AC 60Hz, 3-pole, size S0 screw terminals | - | 0 | 0
3RT2028-1AV00 |  | 3RT2028-1AV00 | 1 | UN | 1 | 5 | B | D | N | N | 85364900 | 1 | 4011209840065 | 0.421 | KG | 132.05 | 128.25 | CP24 | CP24 | Power contactor, AC-3 38 A, 18.5 kW / 400 V 1 NO + 1 NC, 400 V AC 50 Hz, 3-pole, size S0 screw terminals | Lista Papel 2020 SI | 0 | 0
3RT2028-1AV00-0JA0 |  | 3RT2028-1AV00-0JA0 | 1 | UN | 1 | 5 | B | D | N | N | 85364900 | 1 | 4011209914988 | 0.42 | KG | 132.05 | 132.05 | CP24 | CP24 | Power contactor, AC-3 38 A, 18.5 kW / 400 V 1 NO + 1 NC, 400 V AC 50 Hz, 3-pole, Size S0, India 40 A, screw terminals | - | 0 | 0
3RT2028-1AV04 |  | 3RT2028-1AV04 | 1 | UN | 1 | 5 | B | D | N | N | 85364900 | 1 | 4011209917804 | 0.47 | KG | 146.3 | 142.5 | CP24 | CP24 | Power contactor, AC-3 38 A, 18.5 kW / 400 V 2 NO + 2 NC, 400 V AC 50 Hz, 3-pole, size S0 screw terminals Removable auxiliary switch | Lista Papel 2020 SI | 0 | 0
3RT2028-1AV60 |  | 3RT2028-1AV60 | 1 | UN | 1 | 5 | B | D | N | N | 85364900 | 1 | 4011209914032 | 0.424 | KG | 132.05 | 132.05 | CP24 | CP24 | Power contactor, AC-3 38 A, 18.5 kW / 400 V 1 NO + 1 NC, 480 V AC 60Hz, 3-pole, size S0 screw terminals | - | 0 | 0
3RT2028-1BB40 |  | 3RT2028-1BB40 | 1 | UN | 1 | 1 | A | D | N | N | 85364900 | 1 | 4011209833821 | 0.604 | KG | 187.15 | 181.45 | CP24 | CP24 | Power contactor, AC-3 38 A, 18.5 kW / 400 V 1 NO + 1 NC, 24 V DC 3-pole, size S0 screw terminals | Lista Papel 2020 SI | 0 | 0
3RT2028-1BB40-0CC0 |  | 3RT2028-1BB40-0CC0 | 1 | UN | 1 | 5 | B | D | N | N | 85364900 | 1 | 4011209833692 | 0.609 | KG | 196.65 | 190.95 | CP24 | CP24 | Power contactor, AC-3 38 A, 18.5 kW / 400 V 1 NO + 1 NC, 24 V DC communication-capable, 3-pole Size S0, screw terminals | Lista Papel 2020 SI | 0 | 0
3RT2028-1BB40-1AA0 |  | 3RT2028-1BB40-1AA0 | 1 | UN | 1 | 5 | B | D | N | N | 85364900 | 1 | 4011209947429 | 0.602 | KG | 198.55 | 198.55 | CP24 | CP24 | Power contactor, AC-3 38 A, 18.5 kW / 400 V 1 NO + 1 NC, 24 V DC 3-pole, size S0 screw terminals Upright mounting position | - | 0 | 0
3RT2028-1BB40-Z | X95 | 3RT2028-1BB40-ZX95 | 1 | UN | 1 | 5 | B | D | N | N | 85364900 | 48 | 4011209833685 | 0.58 | KG | 187.15 | 187.15 | CP24 | CP24 | Power contactor, AC-3 38 A, 18.5 kW / 400 V 1 NO + 1 NC, 24 V DC 3-pole, size S0 screw terminals Reusable packaging = 48 units | - | 0 | 0
3RT2028-1BB44 |  | 3RT2028-1BB44 | 1 | UN | 1 | 1 | A | D | N | N | 85364900 | 1 | 4011209837911 | 0.65 | KG | 203.3 | 197.6 | CP24 | CP24 | Power contactor, AC-3 38 A, 18.5 kW / 400 V 2 NO + 2 NC, 24 V DC 3-pole, size S0 screw terminals Removable auxiliary switch | Lista Papel 2020 SI | 0 | 0
3RT2028-1BB44-3MA0 |  | 3RT2028-1BB44-3MA0 | 1 | UN | 1 | 5 | B | D | N | N | 85364900 | 1 | 4011209837928 | 0.662 | KG | 205.2 | 199.5 | CP24 | CP24 | Power contactor, AC-3 38 A, 18.5 kW / 400 V 2 NO + 2 NC, 24 V DC 3-pole, size S0 screw terminals Perm. mounted auxiliary switch for SUVA applications | Lista Papel 2020 SI | 0 | 0
3RT2028-1BB44-Z | X95 | 3RT2028-1BB44-ZX95 | 1 | UN | 1 | 5 | B | D | N | N | 85364900 | 48 | 4011209837935 | 0.621 | KG | 203.3 | 203.3 | CP24 | CP24 | Power contactor, AC-3 38 A, 18.5 kW / 400 V 2 NO + 2 NC, 24 V DC 3-pole, size S0 screw terminals Removable auxiliary switch Reusable packaging = 48 units | - | 0 | 0
3RT2028-1BE40 |  | 3RT2028-1BE40 | 1 | UN | 1 | 5 | B | D | N | N | 85364900 | 1 | 4011209898424 | 0.6 | KG | 193.8 | 193.8 | CP24 | CP24 | Power contactor, AC-3 38 A, 18.5 kW / 400 V 1 NO + 1 NC, 60 V DC 3-pole, size S0 screw terminals | - | 0 | 0
3RT2028-1BE80 |  | 3RT2028-1BE80 | 1 | UN | 1 | 5 | B | D | N | N | 85364900 | 1 | 4047621046914 | 0.613 | KG | 193.8 | 193.8 | CP24 | CP24 | Power contactor, AC-3 38 A, 18.5 kW / 400 V 80 V DC, 3-pole screw terminals | - | 0 | 0
3RT2028-1BF40 |  | 3RT2028-1BF40 | 1 | UN | 1 | 5 | B | D | N | N | 85364900 | 1 | 4011209833838 | 0.592 | KG | 187.15 | 181.45 | CP24 | CP24 | Power contactor, AC-3 38 A, 18.5 kW / 400 V 1 NO + 1 NC, 110 V DC 3-pole, size S0 screw terminals | Lista Papel 2020 SI | 0 | 0
3RT2028-1BF40-0JA0 |  | 3RT2028-1BF40-0JA0 | 1 | UN | 1 | 5 | B | D | N | N | 85364900 | 1 | 4011209915015 | 0.602 | KG | 190.95 | 190.95 | CP24 | CP24 | Power contactor, AC-3 38 A, 18.5 kW / 400 V 1 NO + 1 NC, 110 V DC 3-pole, size S0 India 40 A, screw terminals | - | 0 | 0
3RT2028-1BF44 |  | 3RT2028-1BF44 | 1 | UN | 1 | 5 | B | D | N | N | 85364900 | 1 | 4011209837942 | 0.644 | KG | 203.3 | 197.6 | CP24 | CP24 | Power contactor, AC-3 38 A, 18.5 kW / 400 V 2 NO + 2 NC, 110 V DC 3-pole, size S0 screw terminals Removable auxiliary switch | Lista Papel 2020 SI | 0 | 0
3RT2028-1BG40 |  | 3RT2028-1BG40 | 1 | UN | 1 | 5 | B | D | N | N | 85364900 | 1 | 4011209898431 | 0.59 | KG | 193.8 | 193.8 | CP24 | CP24 | Power contactor, AC-3 38 A, 18.5 kW / 400 V 1 NO + 1 NC, 125 V DC 3-pole, size S0 screw terminals | - | 0 | 0
3RT2028-1BJ80 |  | 3RT2028-1BJ80 | 1 | UN | 1 | 5 | B | D | N | N | 85364900 | 1 | 4011209919747 | 0.591 | KG | 193.8 | 193.8 | CP24 | CP24 | Power contactor, AC-3 38 A, 18.5 kW / 400 V 1 NO + 1 NC, 72 V DC 3-pole, size S0 screw terminals | - | 0 | 0
3RT2028-1BM40 |  | 3RT2028-1BM40 | 1 | UN | 1 | 5 | B | D | N | N | 85364900 | 1 | 4011209833760 | 0.6 | KG | 187.15 | 187.15 | CP24 | CP24 | Power contactor, AC-3 38 A, 18.5 kW / 400 V 1 NO + 1 NC, 220 V DC 3-pole, size S0 screw terminals | - | 0 | 0
3RT2028-1BM40-0JA0 |  | 3RT2028-1BM40-0JA0 | 1 | UN | 1 | 5 | B | D | N | N | 85364900 | 1 | 4011209915008 | 0.602 | KG | 190.95 | 190.95 | CP24 | CP24 | Power contactor, AC-3 38 A, 18.5 kW / 400 V 1 NO + 1 NC, 220 V DC 3-pole, size S0 India 40 A, screw terminals | - | 0 | 0
3RT2028-1BP40 |  | 3RT2028-1BP40 | 1 | UN | 1 | 5 | B | D | N | N | 85364900 | 1 | 4011209898448 | 0.596 | KG | 193.8 | 193.8 | CP24 | CP24 | Power contactor, AC-3 38 A, 18.5 kW / 400 V 1 NO + 1 NC, 230 V DC 3-pole, size S0 screw terminals | - | 0 | 0
3RT2028-1BW40 |  | 3RT2028-1BW40 | 1 | UN | 1 | 5 | B | D | N | N | 85364900 | 1 | 4011209840072 | 0.6 | KG | 187.15 | 187.15 | CP24 | CP24 | Power contactor, AC-3 38 A, 18.5 kW / 400 V 1 NO + 1 NC, 48 V DC 3-pole, size S0 screw terminals | - | 0 | 0
3RT2028-1CK64-3MA0 |  | 3RT2028-1CK64-3MA0 | 1 | UN | 1 | 5 | B | D | N | N | 85364900 | 1 | 4011209898455 | 0.477 | KG | 156.75 | 156.75 | CP24 | CP24 | Contactor, AC-3, 18.5 kW / 400 V, 2 NO + 2 NC, 110 V AC, 50 Hz, 120 V, 60 Hz, with inserted varistor, 3-pole, Size S0 screw terminal Captive auxiliary switch for SUVA applications | - | 0 | 0
3RT2028-1CL24-3MA0 |  | 3RT2028-1CL24-3MA0 | 1 | UN | 1 | 5 | B | D | N | N | 85364900 | 1 | 4011209866089 | 0.48 | KG | 156.75 | 156.75 | CP24 | CP24 | Power contactor, AC-3 38 A, 18.5 kW / 400 V 2 NO + 2 NC, 230 V AC 50/60 Hz, with inserted varistor, 3-pole, size S0 screw terminals Perm. mounted auxiliary switch for SUVA applications | - | 0 | 0
3RT2028-1DB40 |  | 3RT2028-1DB40 | 1 | UN | 1 | 5 | B | D | N | N | 85364900 | 1 | 4047621051284 | 0.61 | KG | 208.05 | 208.05 | CP24 | CP24 | Contactor, AC-3, 18.5 kW / 400 V, 1 NO + 1 NC, 24 V DC with varistor 3-pole, Size S0, screw terminal | - | 0 | 0
3RT2028-1FB40 |  | 3RT2028-1FB40 | 1 | UN | 1 | 1 | A | D | N | N | 85364900 | 1 | 4011209840089 | 0.61 | KG | 208.05 | 208.05 | CP24 | CP24 | Power contactor, AC-3 38 A, 18.5 kW / 400 V 1 NO + 1 NC, 24 V DC with plugged-in diode combination 3-pole, size S0 screw terminals | - | 0 | 0
3RT2028-1FB44-3MA0 |  | 3RT2028-1FB44-3MA0 | 1 | UN | 1 | 5 | B | D | N | N | 85364900 | 1 | 4011209866201 | 0.654 | KG | 220.4 | 220.4 | CP24 | CP24 | Power contactor, AC-3 38 A, 18.5 kW / 400 V 2 NO + 2 NC, 24 V DC with plugged-in diode combination, 3-pole Size S0, screw terminals Perm. mounted auxiliary switch for SUVA applications | - | 0 | 0
3RT2028-1NB30 |  | 3RT2028-1NB30 | 1 | UN | 1 | 5 | B | D | N | N | 85364900 | 1 | 4011209840102 | 0.581 | KG | 218.5 | 212.8 | CP24 | CP24 | Power contactor, AC-3 38 A, 18.5 kW / 400 V 1 NO + 1 NC AC (50 - 60 Hz) / DC 21-28 V AC / DC, 3-pole Size S0, screw terminals Size S0, screw terminals | Lista Papel 2020 SI | 0 | 0
3RT2028-1NF30 |  | 3RT2028-1NF30 | 1 | UN | 1 | 5 | B | D | N | N | 85364900 | 1 | 4011209840119 | 0.553 | KG | 218.5 | 212.8 | CP24 | CP24 | Power contactor, AC-3 38 A, 18.5 kW / 400 V 1 NO + 1 NC AC (50 - 60 Hz) / DC 95-130 V AC / DC, 3-pole Size S0, screw terminals Size S0, screw terminals | Lista Papel 2020 SI | 0 | 0
3RT2028-1NP30 |  | 3RT2028-1NP30 | 1 | UN | 1 | 2 | A | D | N | N | 85364900 | 1 | 4011209833784 | 0.556 | KG | 218.5 | 212.8 | CP24 | CP24 | Power contactor, AC-3 38 A, 18.5 kW / 400 V 1 NO + 1 NC AC (50 - 60 Hz) / DC 200-280 V AC / DC, 3-pole Size S0, screw terminals Size S0, screw terminals | Lista Papel 2020 SI | 0 | 0
3RT2028-2AB00 |  | 3RT2028-2AB00 | 1 | UN | 1 | 2 | A | D | N | N | 85364900 | 1 | 4011209833845 | 0.459 | KG | 127.3 | 123.5 | CP24 | CP24 | Power contactor, AC-3 38 A, 18.5 kW / 400 V 1 NO + 1 NC, 24 V AC 50 Hz, 3-pole, size S0 Spring-type terminals | Lista Papel 2020 SI | 0 | 0
3RT2028-2AB04 |  | 3RT2028-2AB04 | 1 | UN | 1 | 5 | B | D | N | N | 85364900 | 1 | 4011209837959 | 0.502 | KG | 142.5 | 138.7 | CP24 | CP24 | Power contactor, AC-3 38 A, 18.5 kW / 400 V 2 NO + 2 NC, 24 V AC 50 Hz, 3-pole, size S0 Spring-type terminals Removable auxiliary switch | Lista Papel 2020 SI | 0 | 0
3RT2028-2AC20 |  | 3RT2028-2AC20 | 1 | UN | 1 | 5 | B | D | N | N | 85364900 | 1 | 4011209833883 | 0.458 | KG | 127.3 | 127.3 | CP24 | CP24 | Power contactor, AC-3 38 A, 18.5 kW / 400 V 1 NO + 1 NC, 24 V AC 50/60 Hz, 3-pole Size S0, Spring-type terminals | - | 0 | 0
3RT2028-2AC20-1AA0 |  | 3RT2028-2AC20-1AA0 | 1 | UN | 1 | 0 | A | D | N | N | 85364900 | 1 | 4047621013480 | 0.45 | KG | 137.75 | 137.75 | CP24 | CP24 | Power contactor, AC-3 38 A, 18.5 kW / 400 V 1 NO + 1 NC, 24 V AC 50/60 Hz, 3-pole Size S0, Spring-type terminals Upright mounting position | - | 0 | 0
3RT2028-2AC24 |  | 3RT2028-2AC24 | 1 | UN | 1 | 5 | B | D | N | N | 85364900 | 1 | 4011209898462 | 0.44 | KG | 142.5 | 142.5 | CP24 | CP24 | Power contactor, AC-3 38 A, 18.5 kW / 400 V 2 NO + 2 NC, 24 V AC 50/60 Hz, 3-pole Size S0, Spring-type terminals Removable auxiliary switch | - | 0 | 0
3RT2028-2AF00 |  | 3RT2028-2AF00 | 1 | UN | 1 | 2 | A | D | N | N | 85364900 | 1 | 4011209833876 | 0.462 | KG | 127.3 | 123.5 | CP24 | CP24 | Contactor, AC-3, 18.5 kW / 400 V, 1 NO + 1 NC, 110 V AC, 50 Hz, 3-pole, Size S0 Spring-type terminal | Lista Papel 2020 SI | 0 | 0
3RT2028-2AF04 |  | 3RT2028-2AF04 | 1 | UN | 1 | 5 | B | D | N | N | 85364900 | 1 | 4011209837966 | 0.517 | KG | 142.5 | 138.7 | CP24 | CP24 | Contactor, AC-3, 18.5 kW / 400 V, 2 NO + 2 NC, 110 V AC, 50 Hz, 3-pole, Size S0 Spring-type terminal Removable auxiliary switch | Lista Papel 2020 SI | 0 | 0
3RT2028-2AG20 |  | 3RT2028-2AG20 | 1 | UN | 1 | 5 | B | D | N | N | 85364900 | 1 | 4011209833890 | 0.461 | KG | 127.3 | 127.3 | CP24 | CP24 | Contactor, AC-3, 18.5 kW / 400 V, 1 NO + 1 NC, 110 V AC, 50 / 60 Hz, 3-pole, Size S0, Spring-type terminal | - | 0 | 0
3RT2028-2AG24 |  | 3RT2028-2AG24 | 1 | UN | 1 | 5 | B | D | N | N | 85364900 | 1 | 4011209837973 | 0.43 | KG | 142.5 | 142.5 | CP24 | CP24 | Contactor, AC-3, 18.5 kW / 400 V, 2 NO + 2 NC, 110 V AC, 50 / 60 Hz, 3-pole, Size S0, Spring-type terminal Removable auxiliary switch | - | 0 | 0
3RT2028-2AH00 |  | 3RT2028-2AH00 | 1 | UN | 1 | 5 | B | D | N | N | 85364900 | 1 | 4011209929272 | 0.458 | KG | 127.3 | 127.3 | CP24 | CP24 | Power contactor, AC-3 38 A, 18.5 kW / 400 V 1 NO + 1 NC, 48 V AC 50 Hz, 3-pole, size S0 Spring-type terminals | - | 0 | 0
3RT2028-2AK60 |  | 3RT2028-2AK60 | 1 | UN | 1 | 5 | B | D | N | N | 85364900 | 1 | 4011209833906 | 0.467 | KG | 127.3 | 127.3 | CP24 | CP24 | Contactor, AC-3, 18.5 kW / 400 V, 1 NO + 1 NC, 110 V AC, 50 Hz, 120 V, 60 Hz, 3-pole, Size S0, Spring-type terminal | - | 0 | 0
3RT2028-2AK64-3MA0 |  | 3RT2028-2AK64-3MA0 | 1 | UN | 1 | 5 | B | D | N | N | 85364900 | 1 | 4011209953963 | 0.521 | KG | 144.4 | 144.4 | CP24 | CP24 | Contactor, AC-3, 18.5 kW / 400 V, 2 NO + 2 NC, 110 V AC, 50 Hz, 120 V, 60 Hz, 3-pole, Size S0, Spring-type terminal Captive auxiliary switch for SUVA applications | - | 0 | 0
3RT2028-2AL20 |  | 3RT2028-2AL20 | 1 | UN | 1 | 1 | A | D | N | N | 85364900 | 1 | 4011209833913 | 0.46 | KG | 127.3 | 127.3 | CP24 | CP24 | Power contactor, AC-3 38 A, 18.5 kW / 400 V 1 NO + 1 NC, 230 V AC 50/60 Hz, 3-pole Size S0, Spring-type terminals | - | 0 | 0
3RT2028-2AL20-1AA0 |  | 3RT2028-2AL20-1AA0 | 1 | UN | 1 | 5 | B | D | N | N | 85364900 | 1 | 4011209974784 | 0.468 | KG | 137.75 | 137.75 | CP24 | CP24 | Power contactor, AC-3 38 A, 18.5 kW / 400 V 1 NO + 1 NC, 230 V AC 50/60 Hz, 3-pole Size S0, Spring-type terminals Upright mounting position | - | 0 | 0
3RT2028-2AL24 |  | 3RT2028-2AL24 | 1 | UN | 1 | 5 | B | D | N | N | 85364900 | 1 | 4011209837980 | 0.506 | KG | 142.5 | 142.5 | CP24 | CP24 | Power contactor, AC-3 38 A, 18.5 kW / 400 V 2 NO + 2 NC, 230 V AC 50/60 Hz, 3-pole Size S0, Spring-type terminals Removable auxiliary switch | - | 0 | 0
3RT2028-2AL24-3MA0 |  | 3RT2028-2AL24-3MA0 | 1 | UN | 1 | 5 | B | D | N | N | 85364900 | 1 | 4011209837997 | 0.519 | KG | 144.4 | 140.6 | CP24 | CP24 | Power contactor, AC-3 38 A, 18.5 kW / 400 V 2 NO + 2 NC, 230 V AC 50/60 Hz, 3-pole Size S0, Spring-type terminals Perm. mounted auxiliary switch for SUVA applications | Lista Papel 2020 SI | 0 | 0
3RT2028-2AM20 |  | 3RT2028-2AM20 | 1 | UN | 1 | 5 | B | D | N | N | 85364900 | 1 | 4047621024400 | 0.454 | KG | 131.1 | 131.1 | CP24 | CP24 | Power contactor, AC-3 38 A, 18.5 kW / 400 V 1 NO + 1 NC, 208 V AC, 50/60 Hz 3-pole, size S0 Spring-type terminals | - | 0 | 0
3RT2028-2AN20 |  | 3RT2028-2AN20 | 1 | UN | 1 | 5 | B | D | N | N | 85364900 | 1 | 4011209840126 | 0.458 | KG | 127.3 | 127.3 | CP24 | CP24 | Power contactor, AC-3 38 A, 18.5 kW / 400 V 1 NO + 1 NC, 220 V AC 50/60 Hz, 3-pole Size S0, Spring-type terminals | - | 0 | 0
3RT2028-2AN24 |  | 3RT2028-2AN24 | 1 | UN | 1 | 5 | B | D | N | N | 85364900 | 1 | 4011209840133 | 0.507 | KG | 142.5 | 142.5 | CP24 | CP24 | Power contactor, AC-3 38 A, 18.5 kW / 400 V 2 NO + 2 NC, 220 V AC 50/60 Hz, 3-pole Size S0, Spring-type terminals Removable auxiliary switch | - | 0 | 0
3RT2028-2AP00 |  | 3RT2028-2AP00 | 1 | UN | 1 | 2 | A | D | N | N | 85364900 | 1 | 4011209833852 | 0.46 | KG | 127.3 | 123.5 | CP24 | CP24 | Power contactor, AC-3 38 A, 18.5 kW / 400 V 1 NO + 1 NC, 230 V AC 50 Hz, 3-pole, size S0 Spring-type terminals | Lista Papel 2020 SI | 0 | 0
3RT2028-2AP00-Z | X95 | 3RT2028-2AP00-ZX95 | 1 | UN | 1 | 5 | B | D | N | N | 85364900 | 40 | 4011209833951 | 0.43 | KG | 127.3 | 127.3 | CP24 | CP24 | Power contactor, AC-3 38 A, 18.5 kW / 400 V 1 NO + 1 NC, 230 V AC 50 Hz, 3-pole, size S0 Spring-type terminals Reusable packaging = 40 units | - | 0 | 0
3RT2028-2AP04 |  | 3RT2028-2AP04 | 1 | UN | 1 | 2 | A | D | N | N | 85364900 | 1 | 4011209838000 | 0.509 | KG | 142.5 | 138.7 | CP24 | CP24 | Power contactor, AC-3 38 A, 18.5 kW / 400 V 2 NO + 2 NC, 230 V AC 50 Hz, 3-pole, size S0 Spring-type terminals Removable auxiliary switch | Lista Papel 2020 SI | 0 | 0
3RT2028-2AP04-Z | X95 | 3RT2028-2AP04-ZX95 | 1 | UN | 1 | 5 | B | D | N | N | 85364900 | 40 | 4011209838017 | 0.43 | KG | 142.5 | 142.5 | CP24 | CP24 | Power contactor, AC-3 38 A, 18.5 kW / 400 V 2 NO + 2 NC, 230 V AC 50 Hz, 3-pole, size S0 Spring-type terminals Removable auxiliary switch Reusable packaging = 40 units | - | 0 | 0
3RT2028-2AP60 |  | 3RT2028-2AP60 | 1 | UN | 1 | 5 | B | D | N | N | 85364900 | 1 | 4011209840140 | 0.46 | KG | 127.3 | 127.3 | CP24 | CP24 | Power contactor, AC-3 38 A, 18.5 kW / 400 V 1 NO + 1 NC, 220 V AC 50 Hz, 240 V, 60 Hz 3-pole, size S0 Spring-type terminals | - | 0 | 0
3RT2028-2AV00 |  | 3RT2028-2AV00 | 1 | UN | 1 | 5 | B | D | N | N | 85364900 | 1 | 4011209840157 | 0.457 | KG | 132.05 | 128.25 | CP24 | CP24 | Power contactor, AC-3 38 A, 18.5 kW / 400 V 1 NO + 1 NC, 400 V AC 50 Hz, 3-pole, size S0 Spring-type terminals | Lista Papel 2020 SI | 0 | 0
3RT2028-2AV04 |  | 3RT2028-2AV04 | 1 | UN | 1 | 5 | B | D | N | N | 85364900 | 1 | 4011209898981 | 0.507 | KG | 146.3 | 142.5 | CP24 | CP24 | Power contactor, AC-3 38 A, 18.5 kW / 400 V 2 NO + 2 NC, 400 V AC 50 Hz, 3-pole, size S0 Spring-type terminals Removable auxiliary switch | Lista Papel 2020 SI | 0 | 0
3RT2028-2BB40 |  | 3RT2028-2BB40 | 1 | UN | 1 | 1 | A | D | N | N | 85364900 | 1 | 4011209833920 | 0.646 | KG | 187.15 | 181.45 | CP24 | CP24 | Power contactor, AC-3 38 A, 18.5 kW / 400 V 1 NO + 1 NC, 24 V DC 3-pole, size S0 Spring-type terminals | Lista Papel 2020 SI | 0 | 0
3RT2028-2BB40-0AA6 |  | 3RT2028-2BB40-0AA6 | 1 | UN | 1 | 0 | A | D | EAR99 | N | 85364900 | 1 |  | 0.6 | KG | 263.15 | 263.15 | CP24 | CP24 | Power contactor, AC-3 38 A, 18.5 kW / 400 V 1 NO + 1 NC, 24 V DC 3-pole, size S0 Spring-type terminals reinforced installation on standard mounting rail | - | 0 | 7
3RT2028-2BB40-0CC0 |  | 3RT2028-2BB40-0CC0 | 1 | UN | 1 | 5 | B | D | N | N | 85364900 | 1 | 4011209834507 | 0.649 | KG | 196.65 | 190.95 | CP24 | CP24 | Power contactor, AC-3 38 A, 18.5 kW / 400 V 1 NO + 1 NC, 24 V DC communication-capable, 3-pole, size S0, spring-type terminals | Lista Papel 2020 SI | 0 | 0
3RT2028-2BB40-Z | W96 | 3RT2028-2BB40-ZW96 | 1 | UN | 1 | 0 | A | D | EAR99 | N | 85364900 | 18 | 4047621068336 | 0.664 | KG | 187.15 | 187.15 | CP24 | CP24 | Power contactor, AC-3 38 A, 18.5 kW / 400 V 1 NO + 1 NC, 24 V DC 3-pole, size S0 Spring-type terminals |  | 0 | 7
3RT2028-2BB40-Z | X95 | 3RT2028-2BB40-ZX95 | 1 | UN | 1 | 5 | B | D | N | N | 85364900 | 40 | 4011209834033 | 0.623 | KG | 187.15 | 187.15 | CP24 | CP24 | Power contactor, AC-3 38 A, 18.5 kW / 400 V 1 NO + 1 NC, 24 V DC 3-pole, size S0 Spring-type terminals Reusable packaging = 40 units Pack = 40 units | - | 0 | 0
3RT2028-2BB44 |  | 3RT2028-2BB44 | 1 | UN | 1 | 1 | A | D | N | N | 85364900 | 1 | 4011209838024 | 0.695 | KG | 203.3 | 197.6 | CP24 | CP24 | Power contactor, AC-3 38 A, 18.5 kW / 400 V 2 NO + 2 NC, 24 V DC 3-pole, size S0 Spring-type terminals Removable auxiliary switch | Lista Papel 2020 SI | 0 | 0
3RT2028-2BB44-3MA0 |  | 3RT2028-2BB44-3MA0 | 1 | UN | 1 | 5 | B | D | N | N | 85364900 | 1 | 4011209838031 | 0.687 | KG | 205.2 | 199.5 | CP24 | CP24 | Power contactor, AC-3 38 A, 18.5 kW / 400 V 2 NO + 2 NC, 24 V DC 3-pole, size S0 Spring-type terminals Perm. mounted auxiliary switch for SUVA applications | Lista Papel 2020 SI | 0 | 0
3RT2028-2BB44-Z | X95 | 3RT2028-2BB44-ZX95 | 1 | UN | 1 | 5 | B | D | N | N | 85364900 | 40 | 4011209838048 | 0.6 | KG | 203.3 | 203.3 | CP24 | CP24 | Power contactor, AC-3 38 A, 18.5 kW / 400 V 2 NO + 2 NC, 24 V DC 3-pole, size S0 Spring-type terminals Removable auxiliary switch Reusable packaging = 40 units | - | 0 | 0
3RT2028-2BF40 |  | 3RT2028-2BF40 | 1 | UN | 1 | 5 | B | D | N | N | 85364900 | 1 | 4011209833937 | 0.638 | KG | 187.15 | 181.45 | CP24 | CP24 | Power contactor, AC-3 38 A, 18.5 kW / 400 V 1 NO + 1 NC, 110 V DC 3-pole, size S0 Spring-type terminals | Lista Papel 2020 SI | 0 | 0
3RT2028-2BF44 |  | 3RT2028-2BF44 | 1 | UN | 1 | 5 | B | D | N | N | 85364900 | 1 | 4011209838055 | 0.692 | KG | 203.3 | 197.6 | CP24 | CP24 | Power contactor, AC-3 38 A, 18.5 kW / 400 V 2 NO + 2 NC, 110 V DC 3-pole, size S0 Spring-type terminals Removable auxiliary switch | Lista Papel 2020 SI | 0 | 0
3RT2028-2BG40 |  | 3RT2028-2BG40 | 1 | UN | 1 | 5 | B | D | N | N | 85364900 | 1 | 4011209898479 | 0.62 | KG | 193.8 | 193.8 | CP24 | CP24 | Power contactor, AC-3 38 A, 18.5 kW / 400 V 1 NO + 1 NC, 125 V DC 3-pole, size S0 Spring-type terminals | - | 0 | 0
3RT2028-2BM40 |  | 3RT2028-2BM40 | 1 | UN | 1 | 5 | B | D | N | N | 85364900 | 1 | 4011209833944 | 0.642 | KG | 187.15 | 187.15 | CP24 | CP24 | Power contactor, AC-3 38 A, 18.5 kW / 400 V 1 NO + 1 NC, 220 V DC 3-pole, size S0 Spring-type terminals | - | 0 | 0
3RT2028-2BW40 |  | 3RT2028-2BW40 | 1 | UN | 1 | 5 | B | D | N | N | 85364900 | 1 | 4011209840164 | 0.646 | KG | 187.15 | 187.15 | CP24 | CP24 | Power contactor, AC-3 38 A, 18.5 kW / 400 V 1 NO + 1 NC, 48 V DC 3-pole, size S0 Spring-type terminals | - | 0 | 0
3RT2028-2CK64-3MA0 |  | 3RT2028-2CK64-3MA0 | 1 | UN | 1 | 5 | B | D | N | N | 85364900 | 1 | 4011209898486 | 0.44 | KG | 156.75 | 156.75 | CP24 | CP24 | Contactor, AC-3, 18.5 kW / 400 V, 2 NO + 2 NC, 110 V AC, 50 Hz, 120 V, 60 Hz, with inserted varistor, 3-pole, Size S0 Spring-type terminal Captive auxiliary switch for SUVA applications | - | 0 | 0
3RT2028-2CL24-3MA0 |  | 3RT2028-2CL24-3MA0 | 1 | UN | 1 | 5 | B | D | N | N | 85364900 | 1 | 4011209866096 | 0.525 | KG | 156.75 | 156.75 | CP24 | CP24 | Power contactor, AC-3 38 A, 18.5 kW / 400 V 2 NO + 2 NC, 230 V AC 50/60 Hz, with inserted varistor 3-pole, size S0 Spring-type terminals Perm. mounted auxiliary switch for SUVA applications | - | 0 | 0
3RT2028-2DB40 |  | 3RT2028-2DB40 | 1 | UN | 1 | 5 | B | D | N | N | 85364900 | 1 | 4047621051277 | 0.655 | KG | 208.05 | 208.05 | CP24 | CP24 | Contactor, AC-3, 18.5 kW / 400 V, 1 NO + 1 NC, 24 V DC with varistor 3-pole, Size S0 Spring-type terminal | - | 0 | 0
3RT2028-2FB40 |  | 3RT2028-2FB40 | 1 | UN | 1 | 1 | A | D | N | N | 85364900 | 1 | 4011209840171 | 0.646 | KG | 208.05 | 208.05 | CP24 | CP24 | Power contactor, AC-3 38 A, 18.5 kW / 400 V 1 NO + 1 NC, 24 V DC with plugged-in diode combination, 3-pole size S0 Spring-type terminals | - | 0 | 0
3RT2028-2FB44-3MA0 |  | 3RT2028-2FB44-3MA0 | 1 | UN | 1 | 5 | B | D | N | N | 85364900 | 1 | 4011209866218 | 0.709 | KG | 220.4 | 220.4 | CP24 | CP24 | Power contactor, AC-3 38 A, 18.5 kW / 400 V 2 NO + 2 NC, 24 V DC with plugged-in diode combination, 3-pole size S0 Spring-type terminals Perm. mounted auxiliary switch for SUVA applications | - | 0 | 0
3RT2028-2NB30 |  | 3RT2028-2NB30 | 1 | UN | 1 | 5 | B | D | N | N | 85364900 | 1 | 4011209840096 | 0.619 | KG | 218.5 | 212.8 | CP24 | CP24 | Power contactor, AC-3 38 A, 18.5 kW / 400 V 1 NO + 1 NC AC (50 - 60 Hz) / DC 21-28 V AC / DC, 3-pole Size S0, Spring-type terminals | Lista Papel 2020 SI | 0 | 0
3RT2028-2NF30 |  | 3RT2028-2NF30 | 1 | UN | 1 | 5 | B | D | N | N | 85364900 | 1 | 4011209834538 | 0.585 | KG | 218.5 | 212.8 | CP24 | CP24 | Power contactor, AC-3 38 A, 18.5 kW / 400 V 1 NO + 1 NC AC (50 - 60 Hz) / DC 95-130 V AC / DC, 3-pole Size S0, Spring-type terminals | Lista Papel 2020 SI | 0 | 0
3RT2028-2NP30 |  | 3RT2028-2NP30 | 1 | UN | 1 | 5 | B | D | N | N | 85364900 | 1 | 4011209834521 | 0.594 | KG | 218.5 | 212.8 | CP24 | CP24 | Power contactor, AC-3 38 A, 18.5 kW / 400 V 1 NO + 1 NC AC (50 - 60 Hz) / DC 200-280 V AC / DC, 3-pole Size S0, Spring-type terminals | Lista Papel 2020 SI | 0 | 0
3RT2028-2XB40-0LA2 |  | 3RT2028-2XB40-0LA2 | 1 | UN | 1 | 5 | B | D | N | N | 85364900 | 1 | 4011209860063 | 0.62 | KG | 249.85 | 249.85 | CP24 | CP24 | Traction contactor, AC-3 38 A, 18.5 kW / 400 V 1 NO + 1 NC with solid-state operating mechanism 24 V DC, 0.7-1.25* Us with integrated varistor 3-pole Size S0, Spring-type terminals | - | 0 | 0
3RT2028-2XF40-0LA2 |  | 3RT2028-2XF40-0LA2 | 1 | UN | 1 | 5 | B | D | N | N | 85364900 | 1 | 4011209860087 | 0.594 | KG | 249.85 | 249.85 | CP24 | CP24 | Traction contactor, AC-3 38 A, 18.5 kW / 400 V 1 NO + 1 NC with solid-state operating mechanism 110 V DC, 0.7-1.25* Us with integrated varistor 3-pole Size S0, Spring-type terminals | - | 0 | 0
3RT2028-2XG40-0LA2 |  | 3RT2028-2XG40-0LA2 | 1 | UN | 1 | 5 | B | D | N | N | 85364900 | 1 | 4011209930162 | 0.586 | KG | 255.55 | 255.55 | CP24 | CP24 | Traction contactor, AC-3 38 A, 18.5 kW / 400 V 1 NO + 1 NC with solid-state operating mechanism 125 V DC, 0.7-1.25* Us with integrated varistor 3-pole Size S0, Spring-type terminals | - | 0 | 0
3RT2028-2XJ40-0LA2 |  | 3RT2028-2XJ40-0LA2 | 1 | UN | 1 | 5 | B | D | N | N | 85364900 | 1 | 4011209920613 | 0.588 | KG | 255.55 | 255.55 | CP24 | CP24 | Traction contactor, AC-3 38 A, 18.5 kW / 400 V 1 NO + 1 NC with solid-state operating mechanism 125 V DC, 0.7-1.25* Us with integrated varistor 3-pole Size S0, Spring-type terminals | - | 0 | 0
3RT2028-2XL40-0LA2 |  | 3RT2028-2XL40-0LA2 | 1 | UN | 1 | 5 | B | D | N | N | 85364900 | 1 | 4047621044392 | 0.59 | KG | 256.5 | 256.5 | CP24 | CP24 | Traction contactor, AC-3 38 A, 18.5 kW / 400 V 1 NO + 1 NC with solid-state operating mechanism 30-36 V DC, 0.7-1.25*Us integrated varistor, 3-pole Size S0, spring-type terminals | - | 0 | 0
3RT2028-4AG60 |  | 3RT2028-4AG60 | 1 | UN | 1 | 0 | A | D | N | N | 85364900 | 1 | 4011209840201 | 0.402 | KG | 132.05 | 132.05 | CP24 | CP24 | Contactor, AC-3, 18.5 kW / 400 V, 1 NO + 1 NC, 100 V AC, 50 Hz, 3-pole, 100 ... 110 V, 60 Hz, Size S0, ring cable lug connection | - | 0 | 0
3RT2028-4AK60 |  | 3RT2028-4AK60 | 1 | UN | 1 | 5 | B | D | N | N | 85364900 | 1 | 4011209840195 | 0.405 | KG | 127.3 | 127.3 | CP24 | CP24 | Contactor, AC-3, 18.5 kW / 400 V, 1 NO + 1 NC, 110 V AC, 50 Hz, 120 V, 60 Hz, 3-pole, Size S0, ring cable lug connection | - | 0 | 0
3RT2028-4AN60 |  | 3RT2028-4AN60 | 1 | UN | 1 | 0 | A | D | N | N | 85364900 | 1 | 4011209840218 | 0.396 | KG | 132.05 | 132.05 | CP24 | CP24 | Power contactor, AC-3 38 A, 18.5 kW / 400 V 1 NO + 1 NC, 200 V AC 50 Hz, 3-pole, 200-220 V, 60Hz, size S0 ring cable lug connection | - | 0 | 0
3RT2028-4AP00 |  | 3RT2028-4AP00 | 1 | UN | 1 | 0 | A | D | N | N | 85364900 | 1 | 4011209834057 | 0.4 | KG | 127.3 | 127.3 | CP24 | CP24 | Power contactor, AC-3 38 A, 18.5 kW / 400 V 1 NO + 1 NC, 230 V AC 50 Hz, 3-pole, size S0 ring cable lug connection | - | 0 | 0
3RT2028-4AP60 |  | 3RT2028-4AP60 | 1 | UN | 1 | 0 | A | D | N | N | 85364900 | 1 | 4011209834545 | 0.408 | KG | 127.3 | 127.3 | CP24 | CP24 | Power contactor, AC-3 38 A, 18.5 kW / 400 V 1 NO + 1 NC, 220 V AC 50 Hz, 240 V, 60Hz, 3-pole, size S0 ring cable lug connection | - | 0 | 0
3RT2028-4AQ10 |  | 3RT2028-4AQ10 | 1 | UN | 1 | 0 | A | D | N | N | 85364900 | 1 | 4011209938632 | 0.405 | KG | 132.05 | 132.05 | CP24 | CP24 | Power contactor, AC-3 38 A, 18.5 kW / 400 V 1 NO + 1 NC, 460 V AC 60Hz, 3-pole, size S0 ring cable lug connection | - | 0 | 0
3RT2028-4AR60 |  | 3RT2028-4AR60 | 1 | UN | 1 | 0 | A | D | N | N | 85364900 | 1 | 4011209840225 | 0.397 | KG | 132.05 | 132.05 | CP24 | CP24 | Power contactor, AC-3 38 A, 18.5 kW / 400 V 1 NO + 1 NC, 400 V AC 50 Hz, 3-pole, 400-440 V 60Hz, size S0 ring cable lug connection | - | 0 | 0
3RT2028-4BB40 |  | 3RT2028-4BB40 | 1 | UN | 1 | 5 | B | D | N | N | 85364900 | 1 | 4011209834071 | 0.588 | KG | 187.15 | 187.15 | CP24 | CP24 | Power contactor, AC-3 38 A, 18.5 kW / 400 V 1 NO + 1 NC, 24 V DC 3-pole, size S0 ring cable lug connection | - | 0 | 0
3RT2028-4BG40 |  | 3RT2028-4BG40 | 1 | UN | 1 | 0 | A | D | N | N | 85364900 | 1 | 4011209911079 | 0.581 | KG | 193.8 | 193.8 | CP24 | CP24 | Power contactor, AC-3 38 A, 18.5 kW / 400 V 1 NO + 1 NC, 125 V DC 3-pole, size S0 ring cable lug connection | - | 0 | 0
3RT2028-4BW40 |  | 3RT2028-4BW40 | 1 | UN | 1 | 0 | A | D | N | N | 85364190 | 1 | 4011209911062 | 0.576 | KG | 187.15 | 187.15 | CP24 | CP24 | Power contactor, AC-3 38 A, 18.5 kW / 400 V 1 NO + 1 NC, 48 V DC 3-pole, size S0 ring cable lug | - | 0 | 0
3RT2028-4XB40-0LA2 |  | 3RT2028-4XB40-0LA2 | 1 | UN | 1 | 5 | B | D | N | N | 85364900 | 1 | 4011209903463 | 0.561 | KG | 249.85 | 249.85 | CP24 | CP24 | Traction contactor, AC-3 38 A, 18.5 kW / 400 V with solid-state operating mechanism 24 V DC, 0.7-1.25* Us with integrated varistor 3-pole, size S0 ring cable lug connection | - | 0 | 0
3RT2035-1AB00 |  | 3RT2035-1AB00 | 1 | UN | 1 | 1 | A | D | N | N | 85364900 | 1 | 4011209938984 | 0.984 | KG | 133.95 | 130.15 | CP24 | CP24 | power contactor, AC-3 40 A, 18.5 kW / 400 V 1 NO + 1 NC, 24 V AC 50 Hz, 3-pole, Size S2, screw terminal | Lista Papel 2020 SI | 0 | 0
3RT2035-1AB00-1AA0 |  | 3RT2035-1AB00-1AA0 | 1 | UN | 1 | 5 | B | D | N | N | 85364900 | 1 | 4011209938991 | 0.983 | KG | 153.9 | 153.9 | CP24 | CP24 | power contactor, AC-3 40 A, 18.5 kW / 400 V 1 NO + 1 NC, 24 V AC 50 Hz, 3-pole, Size S2, screw terminal upright mounting position | alteração GD Jan2018 | 0 | 0
3RT2035-1AB04 |  | 3RT2035-1AB04 | 1 | UN | 1 | 2 | A | D | N | N | 85364900 | 1 | 4011209939004 | 1.063 | KG | 147.25 | 143.45 | CP24 | CP24 | power contactor, AC-3 40 A, 18.5 kW / 400 V 2 NO + 2 NC, 24 V AC 50 Hz, 3-pole, Size S2, screw terminal | Lista Papel 2020 SI | 0 | 0
3RT2035-1AC10 |  | 3RT2035-1AC10 | 1 | UN | 1 | 5 | B | D | N | N | 85364900 | 1 | 4011209939011 | 0.99 | KG | 138.7 | 138.7 | CP24 | CP24 | power contactor, AC-3 40 A, 18.5 kW / 400 V 1 NO + 1 NC, 24 V AC 60 Hz, 3-pole, Size S2, screw terminal | alteração GD Jan2018 | 0 | 0
3RT2035-1AC20 |  | 3RT2035-1AC20 | 1 | UN | 1 | 1 | A | D | N | N | 85364900 | 1 | 4011209939028 | 0.995 | KG | 133.95 | 133.95 | CP24 | CP24 | power contactor, AC-3 40 A, 18.5 kW / 400 V 1 NO + 1 NC, 24 V AC 50 / 60 Hz, 3-pole, Size S2, screw terminal | alteração GD Jan2018 | 0 | 0
3RT2035-1AC24 |  | 3RT2035-1AC24 | 1 | UN | 1 | 5 | B | D | N | N | 85364900 | 1 | 4011209939035 | 1.08 | KG | 147.25 | 147.25 | CP24 | CP24 | power contactor, AC-3 40 A, 18.5 kW / 400 V 2 NO + 2 NC, 24 V AC 50 / 60 Hz, 3-pole, Size S2, screw terminal | alteração GD Jan2018 | 0 | 0
3RT2035-1AD00 |  | 3RT2035-1AD00 | 1 | UN | 1 | 5 | B | D | N | N | 85364900 | 1 | 4011209939042 | 1.035 | KG | 138.7 | 138.7 | CP24 | CP24 | power contactor, AC-3 40 A, 18.5 kW / 400 V 1 NO + 1 NC, 42 V AC 50 Hz, 3-pole, Size S2, screw terminal | alteração GD Jan2018 | 0 | 0
3RT2035-1AD04 |  | 3RT2035-1AD04 | 1 | UN | 1 | 5 | B | D | N | N | 85364900 | 1 | 4011209939059 | 1.065 | KG | 152.95 | 152.95 | CP24 | CP24 | power contactor, AC-3 40 A, 18.5 kW / 400 V 2 NO + 2 NC, 42 V AC 50 Hz, 3-pole, Size S2, screw terminal | alteração GD Jan2018 | 0 | 0
3RT2035-1AF00 |  | 3RT2035-1AF00 | 1 | UN | 1 | 1 | A | D | N | N | 85364900 | 1 | 4011209939066 | 0.998 | KG | 133.95 | 130.15 | CP24 | CP24 | power contactor, AC-3 40 A, 18.5 kW / 400 V 1 NO + 1 NC, 110 V AC 50 Hz, 3-pole, Size S2, screw terminal | Lista Papel 2020 SI | 0 | 0
3RT2035-1AF04 |  | 3RT2035-1AF04 | 1 | UN | 1 | 2 | A | D | N | N | 85364900 | 1 | 4011209939073 | 1.069 | KG | 147.25 | 143.45 | CP24 | CP24 | power contactor, AC-3 40 A, 18.5 kW / 400 V 2 NO + 2 NC, 110 V AC 50 Hz, 3-pole, Size S2, screw terminal | Lista Papel 2020 SI | 0 | 0
3RT2035-1AG20 |  | 3RT2035-1AG20 | 1 | UN | 1 | 1 | A | D | N | N | 85364900 | 1 | 4011209939080 | 0.989 | KG | 133.95 | 133.95 | CP24 | CP24 | power contactor, AC-3 40 A, 18.5 kW / 400 V 1 NO + 1 NC, 110 V AC 50 / 60 Hz, 3-pole, Size S2, screw terminal | alteração GD Jan2018 | 0 | 0
3RT2035-1AG24 |  | 3RT2035-1AG24 | 1 | UN | 1 | 5 | B | D | N | N | 85364900 | 1 | 4011209939097 | 1.062 | KG | 147.25 | 147.25 | CP24 | CP24 | power contactor, AC-3 40 A, 18.5 kW / 400 V 2 NO + 2 NC, 110 V AC 50 / 60 Hz, 3-pole, Size S2, screw terminal | alteração GD Jan2018 | 0 | 0
3RT2035-1AG60 |  | 3RT2035-1AG60 | 1 | UN | 1 | 5 | B | D | N | N | 85364900 | 1 | 4011209939103 | 1.007 | KG | 138.7 | 138.7 | CP24 | CP24 | power contactor, AC-3 40 A, 18.5 kW / 400 V 1 NO + 1 NC, 100 V AC 50 Hz / 100-110 V, 60 Hz, 3-pole, Size S2, screw terminal | alteração GD Jan2018 | 0 | 0
3RT2035-1AH00 |  | 3RT2035-1AH00 | 1 | UN | 1 | 5 | B | D | N | N | 85364900 | 1 | 4011209939110 | 0.987 | KG | 133.95 | 133.95 | CP24 | CP24 | power contactor, AC-3 40 A, 18.5 kW / 400 V 1 NO + 1 NC, 48 V AC 50 Hz, 3-pole, Size S2, screw terminal | alteração GD Jan2018 | 0 | 0
3RT2035-1AH04 |  | 3RT2035-1AH04 | 1 | UN | 1 | 5 | B | D | N | N | 85364900 | 1 | 4011209939127 | 1.08 | KG | 147.25 | 147.25 | CP24 | CP24 | power contactor, AC-3 40 A, 18.5 kW / 400 V 2 NO + 2 NC, 48 V AC 3-pole, Size S2, screw terminal | alteração GD Jan2018 | 0 | 0
3RT2035-1AH20 |  | 3RT2035-1AH20 | 1 | UN | 1 | 5 | B | D | N | N | 85364900 | 1 | 4011209939134 | 0.987 | KG | 138.7 | 138.7 | CP24 | CP24 | power contactor, AC-3 40 A, 18.5 kW / 400 V 1 NO + 1 NC, 48 V AC 50 / 60 Hz, 3-pole, screw terminal | alteração GD Jan2018 | 0 | 0
3RT2035-1AK60 |  | 3RT2035-1AK60 | 1 | UN | 1 | 1 | A | D | N | N | 85364900 | 1 | 4011209939141 | 0.993 | KG | 133.95 | 133.95 | CP24 | CP24 | power contactor, AC-3 40 A, 18.5 kW / 400 V 1 NO + 1 NC, 110 V AC 50 Hz / 120 V, 60 Hz, 3-pole, Size S2, screw terminal | alteração GD Jan2018 | 0 | 0
3RT2035-1AK60-1AA0 |  | 3RT2035-1AK60-1AA0 | 1 | UN | 1 | 0 | A | D | N | N | 85364900 | 1 | 4047621007885 | 0.993 | KG | 153.9 | 153.9 | CP24 | CP24 | power contactor, AC-3 40 A, 18.5 kW / 400 V 1 NO + 1 NC, 110 V AC 50 Hz / 120 V, 60 Hz, 3-pole, Size S2, screw terminal upright mounting position | alteração GD Jan2018 | 0 | 0
3RT2035-1AK64 |  | 3RT2035-1AK64 | 1 | UN | 1 | 5 | B | D | N | N | 85364900 | 1 | 4011209939158 | 1.067 | KG | 147.25 | 147.25 | CP24 | CP24 | power contactor, AC-3 40 A, 18.5 kW / 400 V 2 NO + 2 NC, 110 V AC 50 Hz / 120 V, 60 Hz, 3-pole, Size S2, screw terminal | alteração GD Jan2018 | 0 | 0
3RT2035-1AK64-3MA0 |  | 3RT2035-1AK64-3MA0 | 1 | UN | 1 | 0 | A | D | N | N | 85364900 | 1 | 4047621008288 | 1.13 | KG | 151.05 | 151.05 | CP24 | CP24 | power contactor, AC-3 40 A, 18.5 kW / 400 V 2 NO + 2 NC, 110 V AC 50 Hz / 120 V, 60 Hz, 3-pole, Size S2, screw terminal captive auxiliary switch block | alteração GD Jan2018 | 0 | 0
3RT2035-1AL20 |  | 3RT2035-1AL20 | 1 | UN | 1 | 1 | A | D | N | N | 85364900 | 1 | 4011209939165 | 0.99 | KG | 133.95 | 133.95 | CP24 | CP24 | power contactor, AC-3 40 A, 18.5 kW / 400 V 1 NO + 1 NC, 230 V AC 50 / 60 Hz, 3-pole, Size S2, screw terminal | alteração GD Jan2018 | 0 | 0
3RT2035-1AL20-1AA0 |  | 3RT2035-1AL20-1AA0 | 1 | UN | 1 | 0 | A | D | N | N | 85364900 | 1 | 4047621015057 | 0.987 | KG | 154.85 | 154.85 | CP24 | CP24 | power contactor, AC-3 40 A, 18.5 kW / 400 V 1 NO + 1 NC, 230 V AC 50 / 60 Hz, 3-pole, screw terminal upright mounting position | alteração GD Jan2018 | 0 | 0
3RT2035-1AL20-Z | W96 | 3RT2035-1AL20-ZW96 | 1 | UN | 1 | 5 | B | D | N | N | 85364900 | 15 | 4011209939950 | 0.99 | KG | 133.95 | 133.95 | CP24 | CP24 | power contactor, AC-3 40 A, 18.5 kW / 400 V 1 NO + 1 NC, 230 V AC, 50/60 Hz 3-pole, Size S2 screw terminal Multi-unit packaging Pack = 15 units | alteração GD Jan2018 | 0 | 0
3RT2035-1AL20-Z | W97 | 3RT2035-1AL20-ZW97 | 1 | UN | 1 | 5 | B | D | N | N | 85364900 | 6 | 4047621017747 | 0.99 | KG | 133.95 | 133.95 | CP24 | CP24 | power contactor, AC-3 40 A, 18.5 kW / 400 V 1 NO + 1 NC, 230 V AC, 50/60 Hz 3-pole, Size S2 screw terminal Multi-unit packaging Pack = 6 units | alteração GD Jan2018 | 0 | 0
3RT2035-1AL24 |  | 3RT2035-1AL24 | 1 | UN | 1 | 2 | A | D | N | N | 85364900 | 1 | 4011209939172 | 1.047 | KG | 147.25 | 147.25 | CP24 | CP24 | power contactor, AC-3 40 A, 18.5 kW / 400 V 2 NO + 2 NC, 230 V AC 50 / 60 Hz, 3-pole, screw terminal | alteração GD Jan2018 | 0 | 0
3RT2035-1AM20 |  | 3RT2035-1AM20 | 1 | UN | 1 | 5 | B | D | N | N | 85364900 | 1 | 4011209939189 | 1.04 | KG | 138.7 | 138.7 | CP24 | CP24 | power contactor, AC-3 40 A, 18.5 kW / 400 V 1 NO + 1 NC, 208 V AC 50 / 60 Hz, 3-pole, screw terminal | alteração GD Jan2018 | 0 | 0
3RT2035-1AN20 |  | 3RT2035-1AN20 | 1 | UN | 1 | 2 | A | D | N | N | 85364900 | 1 | 4011209939196 | 0.994 | KG | 133.95 | 133.95 | CP24 | CP24 | power contactor, AC-3 40 A, 18.5 kW / 400 V 1 NO + 1 NC, 220 V AC 50 / 60 Hz, 3-pole, Size S2, screw terminal | alteração GD Jan2018 | 0 | 0
3RT2035-1AN24 |  | 3RT2035-1AN24 | 1 | UN | 1 | 5 | B | D | N | N | 85364900 | 1 | 4011209939202 | 1.073 | KG | 147.25 | 147.25 | CP24 | CP24 | power contactor, AC-3 40 A, 18.5 kW / 400 V 2 NO + 2 NC, 220 V AC 50 / 60 Hz, 3-pole, Size S2, screw terminal | alteração GD Jan2018 | 0 | 0
3RT2035-1AN60 |  | 3RT2035-1AN60 | 1 | UN | 1 | 5 | B | D | N | N | 85364900 | 1 | 4011209939219 | 0.987 | KG | 138.7 | 138.7 | CP24 | CP24 | power contactor, AC-3 40 A, 18.5 kW / 400 V 1 NO + 1 NC, 200 V AC 50 Hz / 200-220 V, 60 Hz, 3-pole, Size S2, screw terminal | alteração GD Jan2018 | 0 | 0
3RT2035-1AP00 |  | 3RT2035-1AP00 | 1 | UN | 1 | 1 | A | D | N | N | 85364900 | 1 | 4011209939226 | 0.984 | KG | 133.95 | 130.15 | CP24 | CP24 | power contactor, AC-3 40 A, 18.5 kW / 400 V 1 NO + 1 NC, 230 V AC 50 Hz, 3-pole, Size S2, screw terminal | Lista Papel 2020 SI | 0 | 0
3RT2035-1AP00-1AA0 |  | 3RT2035-1AP00-1AA0 | 1 | UN | 1 | 5 | B | D | N | N | 85364900 | 1 | 4011209939233 | 0.985 | KG | 153.9 | 153.9 | CP24 | CP24 | power contactor, AC-3 40 A, 18.5 kW / 400 V 1 NO + 1 NC, 230 V AC 50 Hz, 3-pole, Size S2, screw terminal upright mounting position | alteração GD Jan2018 | 0 | 0
3RT2035-1AP04 |  | 3RT2035-1AP04 | 1 | UN | 1 | 1 | A | D | N | N | 85364900 | 1 | 4011209939240 | 1.065 | KG | 147.25 | 143.45 | CP24 | CP24 | power contactor, AC-3 40 A, 18.5 kW / 400 V 2 NO + 2 NC, 230 V AC 50 Hz, 3-pole, Size S2, screw terminal | Lista Papel 2020 SI | 0 | 0
3RT2035-1AP04-3MA0 |  | 3RT2035-1AP04-3MA0 | 1 | UN | 1 | 5 | B | D | N | N | 85364900 | 1 | 4011209941236 | 1.07 | KG | 150.1 | 150.1 | CP24 | CP24 | power contactor, AC-3 40 A, 18.5 kW / 400 V 2 NO + 2 NC, 230 V AC 50 Hz, 3-pole, Size S2, screw terminal, Captive auxiliary switch | alteração GD Jan2018 | 0 | 0
3RT2035-1AP60 |  | 3RT2035-1AP60 | 1 | UN | 1 | 5 | B | D | N | N | 85364900 | 1 | 4011209939288 | 1 | KG | 133.95 | 133.95 | CP24 | CP24 | power contactor, AC-3 40 A, 18.5 kW / 400 V 1 NO + 1 NC, 220 V AC 50 Hz / 240 V, 60 Hz, 3-pole, Size S2, screw terminal | alteração GD Jan2018 | 0 | 0
3RT2035-1AP64 |  | 3RT2035-1AP64 | 1 | UN | 1 | 5 | B | D | N | N | 85364900 | 1 | 4011209939295 | 1.078 | KG | 147.25 | 147.25 | CP24 | CP24 | power contactor, AC-3 40 A, 18.5 kW / 400 V 2 NO + 2 NC, 220 V AC 50 Hz / 240 V, 60 Hz, 3-pole, Size S2, screw terminal | alteração GD Jan2018 | 0 | 0
3RT2035-1AQ20 |  | 3RT2035-1AQ20 | 1 | UN | 1 | 20 | D | D | N | N | 85364900 | 1 | 4011209939301 | 0.985 | KG | 138.7 | 138.7 | CP24 | CP24 | power contactor, AC-3 40 A, 18.5 kW / 400 V 1 NO + 1 NC, 500 V AC 50 / 60 Hz, 3-pole, Size S2, screw terminal | alteração GD Jan2018 | 0 | 0
3RT2035-1AR60 |  | 3RT2035-1AR60 | 1 | UN | 1 | 5 | B | D | N | N | 85364900 | 1 | 4011209939318 | 0.988 | KG | 138.7 | 138.7 | CP24 | CP24 | power contactor, AC-3 40 A, 18.5 kW / 400 V 1 NO + 1 NC, 400 V AC AC (50-60 Hz) / DC operation 3-pole, Size S2, screw terminal | alteração GD Jan2018 | 0 | 0
3RT2035-1AR64 |  | 3RT2035-1AR64 | 1 | UN | 1 | 5 | B | D | N | N | 85364900 | 1 | 4011209939325 | 1.07 | KG | 152.95 | 152.95 | CP24 | CP24 | power contactor, AC-3 40 A, 18.5 kW / 400 V 2 NO + 2 NC, 400 V AC AC (50-60 Hz) / DC operation 3-pole, Size S2, screw terminal | alteração GD Jan2018 | 0 | 0
3RT2035-1AT60 |  | 3RT2035-1AT60 | 1 | UN | 1 | 20 | D | D | N | N | 85364900 | 1 | 4011209939332 | 0.989 | KG | 138.7 | 138.7 | CP24 | CP24 | power contactor, AC-3 40 A, 18.5 kW / 400 V 1 NO + 1 NC, 600 V AC 60 Hz, 3-pole, Size S2, screw terminal | alteração GD Jan2018 | 0 | 0
3RT2035-1AU00 |  | 3RT2035-1AU00 | 1 | UN | 1 | 5 | B | D | N | N | 85364900 | 1 | 4011209939349 | 0.993 | KG | 133.95 | 133.95 | CP24 | CP24 | power contactor, AC-3 40 A, 18.5 kW / 400 V 1 NO + 1 NC, 240 V AC 50 Hz, 3-pole, Size S2, screw terminal | alteração GD Jan2018 | 0 | 0
3RT2035-1AU04 |  | 3RT2035-1AU04 | 1 | UN | 1 | 5 | B | D | N | N | 85364900 | 1 | 4011209939356 | 1.07 | KG | 147.25 | 147.25 | CP24 | CP24 | power contactor, AC-3 40 A, 18.5 kW / 400 V 2 NO + 2 NC, 240 V AC 50 Hz, 3-pole, Size S2, screw terminal | alteração GD Jan2018 | 0 | 0
3RT2035-1AV00 |  | 3RT2035-1AV00 | 1 | UN | 1 | 5 | B | D | N | N | 85364900 | 1 | 4011209939363 | 0.988 | KG | 138.7 | 134.9 | CP24 | CP24 | power contactor, AC-3 40 A, 18.5 kW / 400 V 1 NO + 1 NC, 400 V AC 50 Hz, 3-pole, Size S2, screw terminal | Lista Papel 2020 SI | 0 | 0
3RT2035-1AV04 |  | 3RT2035-1AV04 | 1 | UN | 1 | 5 | B | D | N | N | 85364900 | 1 | 4011209939370 | 1.065 | KG | 152.95 | 148.2 | CP24 | CP24 | power contactor, AC-3 40 A, 18.5 kW / 400 V 2 NO + 2 NC, 400 V AC 50 Hz, 3-pole, Size S2, screw terminal | Lista Papel 2020 SI | 0 | 0
3RT2035-1AV60 |  | 3RT2035-1AV60 | 1 | UN | 1 | 5 | B | D | N | N | 85364900 | 1 | 4011209939387 | 1.04 | KG | 138.7 | 138.7 | CP24 | CP24 | power contactor, AC-3 40 A, 18.5 kW / 400 V 1 NO + 1 NC, 480 V AC 60 Hz, 3-pole, Size S2, screw terminal | alteração GD Jan2018 | 0 | 0
3RT2035-1CK64-3MA0 |  | 3RT2035-1CK64-3MA0 | 1 | UN | 1 | 10 | C | D | N | N | 85364900 | 1 | 4047621049168 | 1.093 | KG | 163.4 | 163.4 | CP24 | CP24 | power contactor, AC-3 40 A, 18.5 kW / 400 V 2 NO + 2 NC, 110 V AC 50 Hz / 120 V, 60 Hz, with inserted varistor, 3-pole, Size S2, screw terminal Captive auxiliary switch | alteração GD Jan2018 | 0 | 0
3RT2035-1CL24-3MA0 |  | 3RT2035-1CL24-3MA0 | 1 | UN | 1 | 5 | B | D | N | N | 85364900 | 1 | 4011209941243 | 1.082 | KG | 163.4 | 163.4 | CP24 | CP24 | power contactor, AC-3 40 A, 18.5 kW / 400 V 2 NO + 2 NC, 230 V AC 50 / 60 Hz, with inserted varistor, 3-pole, Size S2, screw terminal Captive auxiliary switch | alteração GD Jan2018 | 0 | 0
3RT2035-1CP04 |  | 3RT2035-1CP04 | 1 | UN | 1 | 5 | B | D | N | N | 85364900 | 1 | 4011209939394 | 1.064 | KG | 161.5 | 161.5 | CP24 | CP24 | power contactor, AC-3 40 A, 18.5 kW / 400 V 2 NO + 2 NC, 230 V AC 50 Hz, 3-pole, Size S2, screw terminal integrated varistor | alteração GD Jan2018 | 0 | 0
3RT2035-1KB40 |  | 3RT2035-1KB40 | 1 | UN | 1 | 1 | A | D | N | N | 85364900 | 1 | 4047621009902 | 1.119 | KG | 204.25 | 198.55 | CP24 | CP24 | power contactor, AC-3 40 A, 18.5 kW / 400 V 1 NO + 1 NC, 24 V DC with varistor, 3-pole, Size S2, screw terminal Suitable for 2 A PLC outputs | Lista Papel 2020 SI | 0 | 0
3RT2035-1KB40-1AA0 |  | 3RT2035-1KB40-1AA0 | 1 | UN | 1 | 0 | A | D | N | N | 85364900 | 1 | 4047621009919 | 1.118 | KG | 224.2 | 224.2 | CP24 | CP24 | power contactor, AC-3 40 A, 18.5 kW / 400 V 1 NO + 1 NC, 24 V DC with varistor, 3-pole, Size S2, screw terminal upright mounting position Suitable for 2 A PLC outputs | alteração GD Jan2018 | 0 | 0
3RT2035-1KB44 |  | 3RT2035-1KB44 | 1 | UN | 1 | 5 | B | D | N | N | 85364900 | 1 | 4047621009926 | 1.203 | KG | 220.4 | 220.4 | CP24 | CP24 | power contactor, AC-3 40 A, 18.5 kW / 400 V 2 NO + 2 NC, 24 V DC with varistor, 3-pole, Size S2, screw terminal Suitable for 2 A PLC outputs | alteração GD Jan2018 | 0 | 0
3RT2035-1KB44-3MA0 |  | 3RT2035-1KB44-3MA0 | 1 | UN | 1 | 5 | B | D | N | N | 85364900 | 1 | 4047621009933 | 1.22 | KG | 222.3 | 222.3 | CP24 | CP24 | power contactor, AC-3 40 A, 18.5 kW / 400 V 2 NO + 2 NC, 24 V DC with varistor, 3-pole, Size S2, screw terminal Captive auxiliary switch Suitable for 2 A PLC outputs | alteração GD Jan2018 | 0 | 0
3RT2035-1NB30 |  | 3RT2035-1NB30 | 1 | UN | 1 | 1 | A | D | N | N | 85364900 | 1 | 4011209939400 | 1.115 | KG | 204.25 | 198.55 | CP24 | CP24 | power contactor, AC-3 40 A, 18.5 kW / 400 V 1 NO + 1 NC, AC / DC 20-33 V, with varistor, 3-pole, Size S2, screw terminal | Lista Papel 2020 SI | 0 | 0
3RT2035-1NB30-0CC0 |  | 3RT2035-1NB30-0CC0 | 1 | UN | 1 | 2 | A | D | N | N | 85364900 | 1 | 4011209942271 | 1.12 | KG | 217.55 | 211.85 | CP24 | CP24 | power contactor, AC-3 40 A, 18.5 kW / 400 V 1 NO + 1 NC, AC / DC 20-33 V, communication- capable, with varistor, 3-pole, Size S2, screw terminal | Lista Papel 2020 SI | 0 | 0
3RT2035-1NB30-1AA0 |  | 3RT2035-1NB30-1AA0 | 1 | UN | 1 | 5 | B | D | N | N | 85364900 | 1 | 4011209939417 | 1.114 | KG | 224.2 | 224.2 | CP24 | CP24 | power contactor, AC-3 40 A, 18.5 kW / 400 V 1 NO + 1 NC, AC / DC with varistor, 3-pole, Size S2, screw terminal upright mounting position | alteração GD Jan2018 | 0 | 0
3RT2035-1NB34 |  | 3RT2035-1NB34 | 1 | UN | 1 | 1 | A | D | N | N | 85364900 | 1 | 4011209939431 | 1.169 | KG | 218.5 | 212.8 | CP24 | CP24 | power contactor, AC-3 40 A, 18.5 kW / 400 V 2 NO + 2 NC, AC / DC 20-33 V, with varistor, 3-pole, Size S2, screw terminal | Lista Papel 2020 SI | 0 | 0
3RT2035-1NB34-3MA0 |  | 3RT2035-1NB34-3MA0 | 1 | UN | 1 | 1 | A | D | N | N | 85364900 | 1 | 4011209941250 | 1.22 | KG | 221.35 | 221.35 | CP24 | CP24 | power contactor, AC-3 40 A, 18.5 kW / 400 V 2 NO + 2 NC, AC / DC 20-33 V, with varistor, 3-pole, Size S2, screw terminal Captive auxiliary switch | alteração GD Jan2018 | 0 | 0
3RT2035-1NE30 |  | 3RT2035-1NE30 | 1 | UN | 1 | 5 | B | D | N | N | 85364900 | 1 | 4011209939455 | 1.114 | KG | 209.95 | 204.25 | CP24 | CP24 | power contactor, AC-3 40 A, 18.5 kW / 400 V 1 NO + 1 NC, AC / DC 48-80 V, with varistor, 3-pole, Size S2, screw terminal | Lista Papel 2020 SI | 0 | 0
3RT2035-1NF30 |  | 3RT2035-1NF30 | 1 | UN | 1 | 5 | B | D | N | N | 85364900 | 1 | 4011209939462 | 1.119 | KG | 204.25 | 198.55 | CP24 | CP24 | power contactor, AC-3 40 A, 18.5 kW / 400 V 1 NO + 1 NC, AC / DC 84-155 V, with varistor, 3-pole, Size S2, screw terminal | Lista Papel 2020 SI | 0 | 0
3RT2035-1NF34 |  | 3RT2035-1NF34 | 1 | UN | 1 | 5 | B | D | N | N | 85364900 | 1 | 4011209939479 | 1.193 | KG | 218.5 | 212.8 | CP24 | CP24 | power contactor, AC-3 40 A, 18.5 kW / 400 V 2 NO + 2 NC, AC / DC 84-155 V, with varistor, 3-pole, Size S2, screw terminal | Lista Papel 2020 SI | 0 | 0
3RT2035-1NP30 |  | 3RT2035-1NP30 | 1 | UN | 1 | 5 | B | D | N | N | 85364900 | 1 | 4011209939486 | 1.12 | KG | 204.25 | 198.55 | CP24 | CP24 | power contactor, AC-3 40 A, 18.5 kW / 400 V 1 NO + 1 NC, AC / DC 175-280 V, with varistor, 3-pole, Size S2, screw terminal | Lista Papel 2020 SI | 0 | 0
3RT2035-1NP34 |  | 3RT2035-1NP34 | 1 | UN | 1 | 5 | B | D | N | N | 85364900 | 1 | 4011209939493 | 1.194 | KG | 218.5 | 212.8 | CP24 | CP24 | power contactor, AC-3 40 A, 18.5 kW / 400 V 2 NO + 2 NC, AC / DC 175-280 V, with varistor, 3-pole, Size S2, screw terminal | Lista Papel 2020 SI | 0 | 0
3RT2035-1XB40-0LA2 |  | 3RT2035-1XB40-0LA2 | 1 | UN | 1 | 5 | B | D | N | N | 85364900 | 1 | 4011209942592 | 1.11 | KG | 260.3 | 260.3 | CP24 | CP24 | Traction contactor, AC-3 40 A, 18.5 kW / 400 V 1 NO + 1 NC 24 V DC, 0.7-1.25* US, with varistor, 3-pole, Size S2, screw terminal | alteração GD Jan2018 | 0 | 0
3RT2035-1XF40-0LA2 |  | 3RT2035-1XF40-0LA2 | 1 | UN | 1 | 5 | B | D | N | N | 85364900 | 1 | 4011209942608 | 1.107 | KG | 260.3 | 260.3 | CP24 | CP24 | Traction contactor, AC-3 40 A, 18.5 kW / 400 V 1 NO + 1 NC 110 V DC, 0.7-1.25* US, with varistor, 3-pole, Size S2, screw terminal | alteração GD Jan2018 | 0 | 0
3RT2035-3AB00 |  | 3RT2035-3AB00 | 1 | UN | 1 | 2 | A | D | N | N | 85364900 | 1 | 4011209941311 | 0.981 | KG | 133.95 | 130.15 | CP24 | CP24 | power contactor, AC-3 40 A, 18.5 kW / 400 V 1 NO + 1 NC, 24 V AC 50 Hz, 3-pole, Size S2, Spring-type terminal | Lista Papel 2020 SI | 0 | 0
3RT2035-3AB00-1AA0 |  | 3RT2035-3AB00-1AA0 | 1 | UN | 1 | 0 | A | D | N | N | 85364900 | 1 | 4047621021805 | 0.982 | KG | 154.85 | 154.85 | CP24 | CP24 | power contactor, AC-3 40 A, 18.5 kW / 400 V 1 NO + 1 NC, 24 V AC, 50 Hz 3-pole, Size S2 Spring-type terminal upright mounting position | alteração GD Jan2018 | 0 | 7
3RT2035-3AC20 |  | 3RT2035-3AC20 | 1 | UN | 1 | 5 | B | D | N | N | 85364900 | 1 | 4011209941328 | 0.978 | KG | 133.95 | 133.95 | CP24 | CP24 | power contactor, AC-3 40 A, 18.5 kW / 400 V 1 NO + 1 NC, 24 V AC 50 / 60 Hz, 3-pole, Size S2, Spring-type terminal | alteração GD Jan2018 | 0 | 0
3RT2035-3AF00 |  | 3RT2035-3AF00 | 1 | UN | 1 | 5 | B | D | N | N | 85364900 | 1 | 4011209941335 | 0.975 | KG | 133.95 | 130.15 | CP24 | CP24 | power contactor, AC-3 40 A, 18.5 kW / 400 V 1 NO + 1 NC, 110 V AC 50 Hz, 3-pole, Size S2, Spring-type terminal | Lista Papel 2020 SI | 0 | 0
3RT2035-3AF04 |  | 3RT2035-3AF04 | 1 | UN | 1 | 5 | B | D | N | N | 85364900 | 1 | 4011209941885 | 1.086 | KG | 147.25 | 143.45 | CP24 | CP24 | power contactor, AC-3 40 A, 18.5 kW / 400 V 2 NO + 2 NC, 110 V AC 50 Hz, 3-pole, Size S2, Spring-type terminal | Lista Papel 2020 SI | 0 | 0
3RT2035-3AF06 |  | 3RT2035-3AF06 | 1 | UN | 1 | 5 | B | D | N | N | 85364900 | 1 | 4011209941892 | 1.033 | KG | 153.9 | 153.9 | CP24 | CP24 | power contactor, AC-3 40 A, 18.5 kW / 400 V 2 NO + 2 NC, 110 V AC 50 Hz, 3-pole, Size S2, Spring-type terminal lateral auxiliary switch block | alteração GD Jan2018 | 0 | 0
3RT2035-3AG20 |  | 3RT2035-3AG20 | 1 | UN | 1 | 5 | B | D | N | N | 85364900 | 1 | 4011209941342 | 0.98 | KG | 133.95 | 133.95 | CP24 | CP24 | power contactor, AC-3 40 A, 18.5 kW / 400 V 1 NO + 1 NC, 110 V AC 50 / 60 Hz, 3-pole, Size S2, Spring-type terminal | alteração GD Jan2018 | 0 | 0
3RT2035-3AG60 |  | 3RT2035-3AG60 | 1 | UN | 1 | 5 | B | D | N | N | 85364900 | 1 | 4011209941359 | 0.993 | KG | 138.7 | 138.7 | CP24 | CP24 | power contactor, AC-3 40 A, 18.5 kW / 400 V 1 NO + 1 NC, 100 V AC 50 Hz / 100-110 V, 60 Hz, 3-pole, Size S2, Spring-type terminal | alteração GD Jan2018 | 0 | 0
3RT2035-3AH00 |  | 3RT2035-3AH00 | 1 | UN | 1 | 5 | B | D | N | N | 85364900 | 1 | 4011209941366 | 1.01 | KG | 133.95 | 133.95 | CP24 | CP24 | power contactor, AC-3 40 A, 18.5 kW / 400 V 1 NO + 1 NC, 48 V AC 50 Hz, 3-pole, Size S2, Spring-type terminal | alteração GD Jan2018 | 0 | 0
3RT2035-3AK60 |  | 3RT2035-3AK60 | 1 | UN | 1 | 2 | A | D | N | N | 85364900 | 1 | 4011209941373 | 0.997 | KG | 133.95 | 133.95 | CP24 | CP24 | power contactor, AC-3 40 A, 18.5 kW / 400 V 1 NO + 1 NC, 110 V AC 50 Hz / 120 V, 60 Hz, 3-pole, Size S2, Spring-type terminal | alteração GD Jan2018 | 0 | 0
3RT2035-3AK64-3MA0 |  | 3RT2035-3AK64-3MA0 | 1 | UN | 1 | 10 | C | D | N | N | 85364900 | 1 | 4047621057941 | 1.08 | KG | 151.05 | 151.05 | CP24 | CP24 | power contactor, AC-3 40 A, 18.5 kW / 400 V with varistor; 2 NO + 2 NC 110 V AC/50 Hz/120 V AC/60 Hz 3-pole, Size S2 Spring-type terminal Captive auxiliary switch | alteração GD Jan2018 | 0 | 7
3RT2035-3AL16 |  | 3RT2035-3AL16 | 1 | UN | 1 | 5 | B | D | N | N | 85364900 | 1 | 4011209941908 | 1.036 | KG | 157.7 | 157.7 | CP24 | CP24 | power contactor, AC-3 40 A, 18.5 kW / 400 V 2 NO + 2 NC, 230 V AC 60 Hz, 3-pole, Size S2, Spring-type terminal lateral auxiliary switch block | alteração GD Jan2018 | 0 | 0
3RT2035-3AL20 |  | 3RT2035-3AL20 | 1 | UN | 1 | 2 | A | D | N | N | 85364900 | 1 | 4011209941380 | 0.98 | KG | 133.95 | 133.95 | CP24 | CP24 | power contactor, AC-3 40 A, 18.5 kW / 400 V 1 NO + 1 NC, 230 V AC 50 / 60 Hz, 3-pole, Size S2, Spring-type terminal | alteração GD Jan2018 | 0 | 0
3RT2035-3AL20-1AA0 |  | 3RT2035-3AL20-1AA0 | 1 | UN | 1 | 5 | B | D | N | N | 85364900 | 1 | 4011209942103 | 0.98 | KG | 153.9 | 153.9 | CP24 | CP24 | power contactor, AC-3 40 A, 18.5 kW / 400 V 1 NO + 1 NC, 230 V AC 50 / 60 Hz, 3-pole, Size S2, Spring-type terminal upright mounting position | alteração GD Jan2018 | 0 | 0
3RT2035-3AL20-Z | W96 | 3RT2035-3AL20-ZW96 | 1 | UN | 1 | 5 | B | D | N | N | 85364900 | 15 | 4047621017730 | 0.98 | KG | 133.95 | 133.95 | CP24 | CP24 | power contactor, AC-3 40 A, 18.5 kW / 400 V 1 NO + 1 NC, 230 V AC, 50/60 Hz 3-pole, Size S2 Spring-type terminal Multi-unit packaging Pack = 15 units | alteração GD Jan2018 | 0 | 0
3RT2035-3AL20-Z | W97 | 3RT2035-3AL20-ZW97 | 1 | UN | 1 | 5 | B | D | N | N | 85364900 | 6 | 4011209942141 | 0.98 | KG | 133.95 | 133.95 | CP24 | CP24 | power contactor, AC-3 40 A, 18.5 kW / 400 V 1 NO + 1 NC, 230 V AC, 50/60 Hz 3-pole, Size S2 Spring-type terminal Multi-unit packaging Pack = 6 units | alteração GD Jan2018 | 0 | 0
3RT2035-3AN20 |  | 3RT2035-3AN20 | 1 | UN | 1 | 5 | B | D | N | N | 85364900 | 1 | 4011209941397 | 0.978 | KG | 133.95 | 133.95 | CP24 | CP24 | power contactor, AC-3 40 A, 18.5 kW / 400 V 1 NO + 1 NC, 230 V AC 50 / 60 Hz, 3-pole, Size S2, Spring-type terminal | alteração GD Jan2018 | 0 | 0
3RT2035-3AP00 |  | 3RT2035-3AP00 | 1 | UN | 1 | 1 | A | D | N | N | 85364900 | 1 | 4011209941403 | 0.992 | KG | 133.95 | 130.15 | CP24 | CP24 | power contactor, AC-3 40 A, 18.5 kW / 400 V 1 NO + 1 NC, 230 V AC 50 Hz, 3-pole, Size S2, Spring-type terminal | Lista Papel 2020 SI | 0 | 0
3RT2035-3AP06 |  | 3RT2035-3AP06 | 1 | UN | 1 | 5 | B | D | N | N | 85364900 | 1 | 4011209941915 | 1.036 | KG | 153.9 | 153.9 | CP24 | CP24 | power contactor, AC-3 40 A, 18.5 kW / 400 V 2 NO + 2 NC, 230 V AC 50 Hz, 3-pole, Size S2, Spring-type terminal lateral auxiliary switch block | alteração GD Jan2018 | 0 | 0
3RT2035-3AP60 |  | 3RT2035-3AP60 | 1 | UN | 1 | 5 | B | D | N | N | 85364900 | 1 | 4011209941410 | 0.983 | KG | 133.95 | 133.95 | CP24 | CP24 | power contactor, AC-3 40 A, 18.5 kW / 400 V 1 NO + 1 NC, 220 V AC 50 Hz / 240 V, 60 Hz, 3-pole, Size S2, Spring-type terminal | alteração GD Jan2018 | 0 | 0
3RT2035-3AR60 |  | 3RT2035-3AR60 | 1 | UN | 1 | 0 | A | D | N | N | 85364900 | 1 | 4047621054056 | 0.98 | KG | 138.7 | 138.7 | CP24 | CP24 | power contactor, AC-3 40 A, 18.5 kW / 400 V 1 NO + 1 NC, 400 V AC AC (50-60 Hz) / DC operation 3-pole, Size S2, Spring-type terminal | alteração GD Jan2018 | 0 | 7
3RT2035-3AV00 |  | 3RT2035-3AV00 | 1 | UN | 1 | 5 | B | D | N | N | 85364900 | 1 | 4011209941427 | 0.978 | KG | 138.7 | 134.9 | CP24 | CP24 | power contactor, AC-3 40 A, 18.5 kW / 400 V 1 NO + 1 NC, 400 V AC 50 Hz, 3-pole, Size S2, Spring-type terminal | Lista Papel 2020 SI | 0 | 0
3RT2035-3CL24-3MA0 |  | 3RT2035-3CL24-3MA0 | 1 | UN | 1 | 5 | B | D | N | N | 85364900 | 1 | 4011209942189 | 1.078 | KG | 163.4 | 163.4 | CP24 | CP24 | power contactor, AC-3 40 A, 18.5 kW / 400 V 2 NO + 2 NC, 230 V AC 50 / 60 Hz, with inserted varistor, 3-pole, Size S2, spring-type terminal, Captive auxiliary switch | alteração GD Jan2018 | 0 | 0
3RT2035-3KB40 |  | 3RT2035-3KB40 | 1 | UN | 1 | 1 | A | D | N | N | 85364900 | 1 | 4047621009957 | 1.11 | KG | 204.25 | 198.55 | CP24 | CP24 | power contactor, AC-3 40 A, 18.5 kW / 400 V 1 NO + 1 NC, 24 V DC with varistor, 3-pole, Size S2, Spring-type terminal Suitable for 2 A PLC outputs | Lista Papel 2020 SI | 0 | 0
3RT2035-3KB44-3MA0 |  | 3RT2035-3KB44-3MA0 | 1 | UN | 1 | 0 | A | D | N | N | 85364900 | 1 | 4047621009964 | 1.237 | KG | 222.3 | 222.3 | CP24 | CP24 | power contactor, AC-3 40 A, 18.5 kW / 400 V 2 NO + 2 NC, 24 V DC with varistor, 3-pole, Size S2, spring-type terminal, Captive auxiliary switch Suitable for 2 A PLC outputs | alteração GD Jan2018 | 0 | 0
3RT2035-3NB30 |  | 3RT2035-3NB30 | 1 | UN | 1 | 1 | A | D | N | N | 85364900 | 1 | 4011209941434 | 1.112 | KG | 204.25 | 198.55 | CP24 | CP24 | power contactor, AC-3 40 A, 18.5 kW / 400 V 1 NO + 1 NC, AC / DC with varistor, 3-pole, Size S2, Spring-type terminal | Lista Papel 2020 SI | 0 | 0
3RT2035-3NB30-0CC0 |  | 3RT2035-3NB30-0CC0 | 1 | UN | 1 | 5 | B | D | N | N | 85364900 | 1 | 4011209942288 | 1.18 | KG | 217.55 | 211.85 | CP24 | CP24 | power contactor, AC-3 40 A, 18.5 kW / 400 V 1 NO + 1 NC, AC / DC 20-33 V, communication- capable, with varistor, 3-pole, Size S2, Spring-type terminal | Lista Papel 2020 SI | 0 | 0
3RT2035-3NB30-Z | W96 | 3RT2035-3NB30-ZW96 | 1 | UN | 1 | 5 | B | D | EAR99 | N | 85364900 | 15 |  | 1.116 | KG | 204.25 | 204.25 | CP24 | CP24 | power contactor, AC-3 40 A, 18.5 kW / 400 V 1 NO + 1 NC, AC / DC 20-33 V, communication- capable, with varistor, 3-pole, Size S2, Spring-type terminal Multi-unit packaging = 15 units | alteração GD Jan2018 | 0 | 0
3RT2035-3NB30-Z | W97 | 3RT2035-3NB30-ZW97 | 1 | UN | 1 | 5 | B | D | N | N | 85364900 | 6 |  | 0.116 | KG | 204.25 | 204.25 | CP24 | CP24 | power contactor, AC-3 40 A, 18.5 kW / 400 V 1 NO + 1 NC, AC / DC 20-33 V, communication- capable, with varistor, 3-pole, Size S2, Spring-type terminal Multi-unit packaging = 6 units | alteração GD Jan2018 | 0 | 0
3RT2035-3NB30-Z | X95 | 3RT2035-3NB30-ZX95 | 1 | UN | 1 | 0 | A | D | N | N | 85364900 | 30 | 4047621011684 | 1.083 | KG | 204.25 | 204.25 | CP24 | CP24 | power contactor, AC-3 40 A, 18.5 kW / 400 V 1 NO + 1 NC, AC / DC 20-33 V, communication- capable, with varistor, 3-pole, Size S2, Spring-type terminal Reusable packaging = 30 units | alteração GD Jan2018 | 0 | 0
3RT2035-3NB34-3MA0 |  | 3RT2035-3NB34-3MA0 | 1 | UN | 1 | 5 | B | D | N | N | 85364900 | 1 | 4011209942196 | 1.212 | KG | 221.35 | 221.35 | CP24 | CP24 | power contactor, AC-3 40 A, 18.5 kW / 400 V 2 NO + 2 NC, AC / DC 20-33 V, communication- capable, with varistor, 3-pole, Size S2, spring-type terminal, Captive auxiliary switch | alteração GD Jan2018 | 0 | 0
3RT2035-3NE34 |  | 3RT2035-3NE34 | 1 | UN | 1 | 5 | B | D | N | N | 85364900 | 1 | 4011209941922 | 1.194 | KG | 226.1 | 226.1 | CP24 | CP24 | power contactor, AC-3 40 A, 18.5 kW / 400 V 2 NO + 2 NC, AC / DC 48-80 V, with varistor, 3-pole, Size S2, Spring-type terminal | alteração GD Jan2018 | 0 | 0
3RT2035-3NF30 |  | 3RT2035-3NF30 | 1 | UN | 1 | 5 | B | D | N | N | 85364900 | 1 | 4011209941441 | 1.112 | KG | 204.25 | 198.55 | CP24 | CP24 | power contactor, AC-3 40 A, 18.5 kW / 400 V 1 NO + 1 NC, AC / DC 84-155 V, with varistor, 3-pole, Size S2, Spring-type terminal | Lista Papel 2020 SI | 0 | 0
3RT2035-3NP30 |  | 3RT2035-3NP30 | 1 | UN | 1 | 5 | B | D | N | N | 85364900 | 1 | 4011209941458 | 1.115 | KG | 204.25 | 198.55 | CP24 | CP24 | power contactor, AC-3 40 A, 18.5 kW / 400 V 1 NO + 1 NC, AC / DC 175-280 V, with varistor, 3-pole, Size S2, Spring-type terminal | Lista Papel 2020 SI | 0 | 0
3RT2035-3XB40-0LA2 |  | 3RT2035-3XB40-0LA2 | 1 | UN | 1 | 5 | B | D | N | N | 85364900 | 1 | 4011209942400 | 1.109 | KG | 260.3 | 260.3 | CP24 | CP24 | Traction contactor, AC-3 40 A, 18.5 kW / 400 V 1 NO + 1 NC 24 V DC, 0.7-1.25* US, with varistor, 3-pole, Size S2, Spring-type terminal | alteração GD Jan2018 | 0 | 0
3RT2035-3XB44-0LA2 |  | 3RT2035-3XB44-0LA2 | 1 | UN | 1 | 5 | B | D | N | N | 85364900 | 1 | 4011209942394 | 1.2 | KG | 273.6 | 273.6 | CP24 | CP24 | Traction contactor, AC-3 40 A, 18.5 kW / 400 V 2 NO + 2 NC 24 V DC, 0.7-1.25* US, with varistor, 3-pole, Size S2, Spring-type terminal | alteração GD Jan2018 | 0 | 0
3RT2035-3XF40-0LA2 |  | 3RT2035-3XF40-0LA2 | 1 | UN | 1 | 5 | B | D | N | N | 85364900 | 1 | 4011209942417 | 1.115 | KG | 260.3 | 260.3 | CP24 | CP24 | Traction contactor, AC-3 40 A, 18.5 kW / 400 V 1 NO + 1 NC 110 V DC, 0.7-1.25* US, with varistor, 3-pole, Size S2, Spring-type terminal | alteração GD Jan2018 | 0 | 0
3RT2035-3XF44-0LA2 |  | 3RT2035-3XF44-0LA2 | 1 | UN | 1 | 5 | B | D | N | N | 85364900 | 1 | 4011209942424 | 1.199 | KG | 273.6 | 273.6 | CP24 | CP24 | Traction contactor, AC-3 40 A, 18.5 kW / 400 V 2 NO + 2 NC 110 V DC, 0.7-1.25* US, with varistor, 3-pole, Size S2, Spring-type terminal | alteração GD Jan2018 | 0 | 0
3RT2035-3XJ40-0LA2 |  | 3RT2035-3XJ40-0LA2 | 1 | UN | 1 | 5 | B | D | EAR99 | N | 85364900 | 1 | 4047621010205 | 1.215 | KG | 266 | 266 | CP24 | CP24 | Traction contactor, AC-3 40 A, 18.5 kW / 400 V 1 NO + 1 NC 72 V DC, 0.7-1.25* US, with varistor, 3-pole, Size S2, Spring-type terminal | alteração GD Jan2018 | 0 | 0
3RT2035-3XJ44-0LA2 |  | 3RT2035-3XJ44-0LA2 | 1 | UN | 1 | 0 | A | D | N | N | 85364900 | 1 | 4047621004204 | 1.204 | KG | 280.25 | 280.25 | CP24 | CP24 | Traction contactor, AC-3 40 A, 18.5 kW / 400 V 2 NO + 2 NC 72 V DC, 0.7-1.25* US, with varistor, 3-pole, Size S2, Spring-type terminal | alteração GD Jan2018 | 0 | 0
3RT2036-1AB00 |  | 3RT2036-1AB00 | 1 | UN | 1 | 1 | A | D | N | N | 85364900 | 1 | 4011209939561 | 0.994 | KG | 170.05 | 165.3 | CP24 | CP24 | power contactor, AC-3 50 A, 22 kW / 400 V 1 NO + 1 NC, 24 V AC, 50 Hz, 3-pole, Size S2, screw terminal | Lista Papel 2020 SI | 0 | 0
3RT2036-1AB00-1AA0 |  | 3RT2036-1AB00-1AA0 | 1 | UN | 1 | 5 | B | D | N | N | 85364900 | 1 | 4011209939578 | 0.975 | KG | 190 | 190 | CP24 | CP24 | power contactor, AC-3 50 A, 22 kW / 400 V 1 NO + 1 NC, 24 V AC, 50 Hz, 3-pole, Size S2, screw terminal upright mounting position | alteração GD Jan2018 | 0 | 0
3RT2036-1AB04 |  | 3RT2036-1AB04 | 1 | UN | 1 | 2 | A | D | N | N | 85364900 | 1 | 4011209939585 | 1.07 | KG | 183.35 | 178.6 | CP24 | CP24 | power contactor, AC-3 50 A, 22 kW / 400 V 2 NO + 2 NC, 24 V AC, 50 Hz, 3-pole, Size S2, screw terminal | Lista Papel 2020 SI | 0 | 0
3RT2036-1AC20 |  | 3RT2036-1AC20 | 1 | UN | 1 | 1 | A | D | N | N | 85364900 | 1 | 4011209939592 | 0.996 | KG | 170.05 | 170.05 | CP24 | CP24 | power contactor, AC-3 50 A, 22 kW / 400 V 1 NO + 1 NC, 24 V AC, 50 / 60 Hz, 3-pole, Size S2, screw terminal | alteração GD Jan2018 | 0 | 0
3RT2036-1AC20-0UA0 |  | 3RT2036-1AC20-0UA0 | 1 | UN | 1 | 5 | B | D | N | N | 85364900 | 1 | 4011209942622 | 0.991 | KG | 174.8 | 174.8 | CP24 | CP24 | Contactor, 25 hp, 460 / 575 V 24 V AC, 50 / 60 Hz, 3-pole, Size S2 screw terminal NEMA size 2 | alteração GD Jan2018 | 0 | 0
3RT2036-1AC24 |  | 3RT2036-1AC24 | 1 | UN | 1 | 5 | B | D | N | N | 85364900 | 1 | 4011209939608 | 1.12 | KG | 183.35 | 183.35 | CP24 | CP24 | power contactor, AC-3 50 A, 22 kW / 400 V 2 NO + 2 NC, 24 V AC, 50 / 60 Hz, 3-pole, Size S2, screw terminal | alteração GD Jan2018 | 0 | 0
3RT2036-1AD00 |  | 3RT2036-1AD00 | 1 | UN | 1 | 5 | B | D | N | N | 85364900 | 1 | 4011209939615 | 0.984 | KG | 173.85 | 173.85 | CP24 | CP24 | power contactor, AC-3 50 A, 22 kW / 400 V 1 NO + 1 NC, 42 V AC, 50 Hz, 3-pole, Size S2, screw terminal | alteração GD Jan2018 | 0 | 0
3RT2036-1AD04 |  | 3RT2036-1AD04 | 1 | UN | 1 | 5 | B | D | N | N | 85364900 | 1 | 4011209939622 | 1.073 | KG | 189.05 | 189.05 | CP24 | CP24 | power contactor, AC-3 50 A, 22 kW / 400 V 2 NO + 2 NC, 42 V AC, 50 Hz, 3-pole, Size S2, screw terminal | alteração GD Jan2018 | 0 | 0
3RT2036-1AF00 |  | 3RT2036-1AF00 | 1 | UN | 1 | 1 | A | D | N | N | 85364900 | 1 | 4011209939639 | 0.991 | KG | 170.05 | 165.3 | CP24 | CP24 | power contactor, AC-3 50 A, 22 kW / 400 V 1 NO + 1 NC, 110 V AC, 50 Hz, 3-pole, Size S2, screw terminal | Lista Papel 2020 SI | 0 | 0
3RT2036-1AF00-1AA0 |  | 3RT2036-1AF00-1AA0 | 1 | UN | 1 | 5 | B | D | N | N | 85364900 | 1 | 4011209939646 | 0.981 | KG | 190 | 190 | CP24 | CP24 | power contactor, AC-3 50 A, 22 kW / 400 V 1 NO + 1 NC, 110 V AC, 50 Hz, 3-pole, Size S2, screw terminal upright mounting position | alteração GD Jan2018 | 0 | 0
3RT2036-1AF04 |  | 3RT2036-1AF04 | 1 | UN | 1 | 2 | A | D | N | N | 85364900 | 1 | 4011209939653 | 1.07 | KG | 183.35 | 178.6 | CP24 | CP24 | power contactor, AC-3 50 A, 22 kW / 400 V 2 NO + 2 NC, 110 V AC, 50 Hz, 3-pole, Size S2, screw terminal | Lista Papel 2020 SI | 0 | 0
3RT2036-1AG20 |  | 3RT2036-1AG20 | 1 | UN | 1 | 1 | A | D | N | N | 85364900 | 1 | 4011209939691 | 0.984 | KG | 170.05 | 170.05 | CP24 | CP24 | power contactor, AC-3 50 A, 22 kW / 400 V 1 NO + 1 NC, 110 V AC, 50 / 60 Hz, 3-pole, Size S2, screw terminal | alteração GD Jan2018 | 0 | 0
3RT2036-1AG24 |  | 3RT2036-1AG24 | 1 | UN | 1 | 2 | A | D | N | N | 85364900 | 1 | 4011209939660 | 1.075 | KG | 183.35 | 183.35 | CP24 | CP24 | power contactor, AC-3 50 A, 22 kW / 400 V 2 NO + 2 NC, 110 V AC, 50 / 60 Hz, 3-pole, Size S2, screw terminal | alteração GD Jan2018 | 0 | 0
3RT2036-1AG60 |  | 3RT2036-1AG60 | 1 | UN | 1 | 5 | B | D | N | N | 85364900 | 1 | 4011209939707 | 0.99 | KG | 173.85 | 173.85 | CP24 | CP24 | power contactor, AC-3 50 A, 22 kW / 400 V 1 NO + 1 NC, 100 V AC, 50 Hz / 100-110 V, 60 Hz, 3-pole, Size S2, screw terminal | alteração GD Jan2018 | 0 | 0
3RT2036-1AG64 |  | 3RT2036-1AG64 | 1 | UN | 1 | 5 | B | D | N | N | 85364900 | 1 | 4011209939677 | 1.09 | KG | 189.05 | 189.05 | CP24 | CP24 | power contactor, AC-3 50 A, 22 kW / 400 V 2 NO + 2 NC, 100 V AC, 50 Hz / 100-110 V, 60 Hz, 3-pole, Size S2, screw terminal | alteração GD Jan2018 | 0 | 0
3RT2036-1AH00 |  | 3RT2036-1AH00 | 1 | UN | 1 | 5 | B | D | N | N | 85364900 | 1 | 4011209939714 | 1.04 | KG | 170.05 | 170.05 | CP24 | CP24 | power contactor, AC-3 50 A, 22 kW / 400 V 1 NO + 1 NC, 48 V AC, 50 Hz, 3-pole, Size S2, screw terminal | alteração GD Jan2018 | 0 | 0
3RT2036-1AH04 |  | 3RT2036-1AH04 | 1 | UN | 1 | 5 | B | D | N | N | 85364900 | 1 | 4011209939684 | 1.067 | KG | 183.35 | 183.35 | CP24 | CP24 | power contactor, AC-3 50 A, 22 kW / 400 V 2 NO + 2 NC, 48 V AC, 50 Hz, 3-pole, Size S2, screw terminal | alteração GD Jan2018 | 0 | 0
3RT2036-1AH20 |  | 3RT2036-1AH20 | 1 | UN | 1 | 5 | B | D | N | N | 85364900 | 1 | 4011209939721 | 0.98 | KG | 173.85 | 173.85 | CP24 | CP24 | power contactor, AC-3 50 A, 22 kW / 400 V 1 NO + 1 NC, 48 V AC, 50 / 60 Hz, 3-pole, Size S2, screw terminal | alteração GD Jan2018 | 0 | 0
3RT2036-1AJ60 |  | 3RT2036-1AJ60 | 1 | UN | 1 | 5 | B | D | N | N | 85364900 | 1 | 4011209939738 | 1.004 | KG | 173.85 | 173.85 | CP24 | CP24 | power contactor, AC-3 50 A, 22 kW / 400 V 1 NO + 1 NC, 92 V AC, 50 Hz / 110 V, 60 Hz, 3-pole, Size S2, screw terminal | alteração GD Jan2018 | 0 | 0
3RT2036-1AK60 |  | 3RT2036-1AK60 | 1 | UN | 1 | 1 | A | D | N | N | 85364900 | 1 | 4011209939745 | 0.99 | KG | 170.05 | 170.05 | CP24 | CP24 | power contactor, AC-3 50 A, 22 kW / 400 V 1 NO + 1 NC, 110 V AC, 50 Hz / 120 V, 60 Hz, 3-pole, Size S2, screw terminal | alteração GD Jan2018 | 0 | 0
3RT2036-1AK60-0UA0 |  | 3RT2036-1AK60-0UA0 | 1 | UN | 1 | 5 | B | D | N | N | 85364900 | 1 | 4011209942349 | 0.986 | KG | 174.8 | 174.8 | CP24 | CP24 | Contactor, 25 hp, 460 / 575 V 1 NO + 1 NC, 110 V AC, 50 Hz / 120 V, 60 Hz, 3-pole, Size S2, screw terminal NEMA size 2 | alteração GD Jan2018 | 0 | 0
3RT2036-1AK60-1AA0 |  | 3RT2036-1AK60-1AA0 | 1 | UN | 1 | 0 | A | D | N | N | 85364900 | 1 | 4047621007892 | 0.996 | KG | 190 | 190 | CP24 | CP24 | power contactor, AC-3 50 A, 22 kW / 400 V 1 NO + 1 NC, 110 V AC, 50 Hz / 120 V, 60 Hz, 3-pole, Size S2, screw terminal upright mounting position | alteração GD Jan2018 | 0 | 0
3RT2036-1AK64 |  | 3RT2036-1AK64 | 1 | UN | 1 | 5 | B | D | N | N | 85364900 | 1 | 4011209939752 | 1.063 | KG | 183.35 | 183.35 | CP24 | CP24 | power contactor, AC-3 50 A, 22 kW / 400 V 2 NO + 2 NC, 110 V AC 50 Hz / 120 V, 60 Hz, 3-pole, Size S2, screw terminal | alteração GD Jan2018 | 0 | 0
3RT2036-1AK64-3MA0 |  | 3RT2036-1AK64-3MA0 | 1 | UN | 1 | 5 | B | D | N | N | 85364900 | 1 | 4011209941267 | 1.074 | KG | 186.2 | 186.2 | CP24 | CP24 | power contactor, AC-3 50 A, 22 kW / 400 V 1 NO + 1 NC, 110 V AC 50 Hz / 120 V, 60 Hz, 3-pole, Size S2, screw terminal Captive auxiliary switch | alteração GD Jan2018 | 0 | 0
3RT2036-1AL20 |  | 3RT2036-1AL20 | 1 | UN | 1 | 1 | A | D | N | N | 85364900 | 1 | 4011209939769 | 0.988 | KG | 170.05 | 170.05 | CP24 | CP24 | power contactor, AC-3 50 A, 22 kW / 400 V 1 NO + 1 NC, 230 V AC 50 / 60 Hz, 3-pole, Size S2, screw terminal | alteração GD Jan2018 | 0 | 0
3RT2036-1AL20-1AA0 |  | 3RT2036-1AL20-1AA0 | 1 | UN | 1 | 5 | B | D | N | N | 85364900 | 1 | 4011209940079 | 0.985 | KG | 190 | 190 | CP24 | CP24 | power contactor, AC-3 50 A, 22 kW / 400 V 1 NO + 1 NC, 230 V AC 50 / 60 Hz, 3-pole, Size S2, screw terminal upright mounting position | alteração GD Jan2018 | 0 | 0
3RT2036-1AL20-Z | W97 | 3RT2036-1AL20-ZW97 | 1 | UN | 1 | 5 | B | D | N | N | 85364900 | 6 | 4011209940048 | 0.988 | KG | 170.05 | 170.05 | CP24 | CP24 | power contactor, AC-3 50 A, 22 kW / 400 V 1 NO + 1 NC, 230 V AC, 50/60 Hz 3-pole, Size S2 screw terminal Multi-unit packaging Pack = 6 units | alteração GD Jan2018 | 0 | 0
3RT2036-1AL24 |  | 3RT2036-1AL24 | 1 | UN | 1 | 2 | A | D | N | N | 85364900 | 1 | 4011209939776 | 1.045 | KG | 183.35 | 183.35 | CP24 | CP24 | power contactor, AC-3 50 A, 22 kW / 400 V 2 NO + 2 NC, 230 V AC, 50 / 60 Hz, 3-pole, Size S2, screw terminal | alteração GD Jan2018 | 0 | 0
3RT2036-1AM20 |  | 3RT2036-1AM20 | 1 | UN | 1 | 5 | B | D | N | N | 85364900 | 1 | 4011209939783 | 0.983 | KG | 173.85 | 173.85 | CP24 | CP24 | power contactor, AC-3 50 A, 22 kW / 400 V 1 NO + 1 NC, 208 V AC, 50 / 60 Hz, 3-pole, Size S2, screw terminal | alteração GD Jan2018 | 0 | 0
3RT2036-1AM20-0UA0 |  | 3RT2036-1AM20-0UA0 | 1 | UN | 1 | 0 | A | D | N | N | 85364900 | 1 | 4011209942356 | 1.006 | KG | 178.6 | 178.6 | CP24 | CP24 | Contactor, 25 hp, 460 / 575 V 208 V AC, 50 / 60 Hz, 3-pole, Size S2 screw terminal NEMA size 2 | alteração GD Jan2018 | 0 | 0
3RT2036-1AN00 |  | 3RT2036-1AN00 | 1 | UN | 1 | 5 | B | D | N | N | 85364900 | 1 | 4011209939790 | 0.969 | KG | 173.85 | 173.85 | CP24 | CP24 | power contactor, AC-3 50 A, 22 kW / 400 V 1 NO + 1 NC, 220 V AC, 50 Hz, 3-pole, Size S2, screw terminal | alteração GD Jan2018 | 0 | 0
3RT2036-1AN20 |  | 3RT2036-1AN20 | 1 | UN | 1 | 1 | A | D | N | N | 85364900 | 1 | 4011209939806 | 0.991 | KG | 170.05 | 170.05 | CP24 | CP24 | power contactor, AC-3 50 A, 22 kW / 400 V 1 NO + 1 NC, 220 V AC, 50 / 60 Hz, 3-pole, Size S2, screw terminal | alteração GD Jan2018 | 0 | 0
3RT2036-1AN24 |  | 3RT2036-1AN24 | 1 | UN | 1 | 2 | A | D | N | N | 85364900 | 1 | 4011209939844 | 1.07 | KG | 183.35 | 183.35 | CP24 | CP24 | power contactor, AC-3 50 A, 22 kW / 400 V 2 NO + 2 NC, 220 V AC, 3-pole, Size S2, screw terminal | alteração GD Jan2018 | 0 | 0
3RT2036-1AN60 |  | 3RT2036-1AN60 | 1 | UN | 1 | 5 | B | D | N | N | 85364900 | 1 | 4011209939813 | 0.979 | KG | 173.85 | 173.85 | CP24 | CP24 | power contactor, AC-3 50 A, 22 kW / 400 V 1 NO + 1 NC, 200 V AC, 50 Hz / 200-220 V, 60 Hz 3-pole, Size S2, screw terminal | alteração GD Jan2018 | 0 | 0
3RT2036-1AP00 |  | 3RT2036-1AP00 | 1 | UN | 1 | 1 | A | D | N | N | 85364900 | 1 | 4011209939820 | 0.989 | KG | 170.05 | 165.3 | CP24 | CP24 | power contactor, AC-3 50 A, 22 kW / 400 V 1 NO + 1 NC, 230 V AC, 50 Hz, 3-pole, Size S2, screw terminal | Lista Papel 2020 SI | 0 | 0
3RT2036-1AP00-1AA0 |  | 3RT2036-1AP00-1AA0 | 1 | UN | 1 | 5 | B | D | N | N | 85364900 | 1 | 4011209940086 | 0.989 | KG | 190 | 190 | CP24 | CP24 | power contactor, AC-3 50 A, 22 kW / 400 V 1 NO + 1 NC, 230 V AC, 50 Hz, 3-pole, Size S2, screw terminal upright mounting position | alteração GD Jan2018 | 0 | 0
3RT2036-1AP04 |  | 3RT2036-1AP04 | 1 | UN | 1 | 1 | A | D | N | N | 85364900 | 1 | 4011209939851 | 1.04 | KG | 183.35 | 178.6 | CP24 | CP24 | power contactor, AC-3 50 A, 22 kW / 400 V 2 NO + 2 NC, 230 V AC, 50 Hz, 3-pole, Size S2, screw terminal | Lista Papel 2020 SI | 0 | 0
3RT2036-1AP04-3MA0 |  | 3RT2036-1AP04-3MA0 | 1 | UN | 1 | 5 | B | D | N | N | 85364900 | 1 | 4011209941274 | 1.073 | KG | 186.2 | 186.2 | CP24 | CP24 | power contactor, AC-3 50 A, 22 kW / 400 V 2 NO + 2 NC, 230 V AC, 50 Hz, 3-pole, Size S2, screw terminal, Captive auxiliary switch | alteração GD Jan2018 | 0 | 0
3RT2036-1AP60 |  | 3RT2036-1AP60 | 1 | UN | 1 | 5 | B | D | N | N | 85364900 | 1 | 4011209939837 | 0.991 | KG | 170.05 | 170.05 | CP24 | CP24 | power contactor, AC-3 50 A, 22 kW / 400 V 1 NO + 1 NC, 220 V AC, 50 Hz / 240 V, 60 Hz, 3-pole, Size S2, screw terminal | alteração GD Jan2018 | 0 | 0
3RT2036-1AP60-0UA0 |  | 3RT2036-1AP60-0UA0 | 1 | UN | 1 | 5 | B | D | N | N | 85364900 | 1 | 4011209942363 | 0.99 | KG | 174.8 | 174.8 | CP24 | CP24 | Contactor, 25 hp, 460 / 575 V 220 V AC, 50 Hz / 240 V, 60 Hz, 3-pole, Size S2 screw terminal NEMA size 2 | alteração GD Jan2018 | 0 | 0
3RT2036-1AP64 |  | 3RT2036-1AP64 | 1 | UN | 1 | 5 | B | D | N | N | 85364900 | 1 | 4011209939868 | 1.07 | KG | 183.35 | 183.35 | CP24 | CP24 | power contactor, AC-3 50 A, 22 kW / 400 V 2 NO + 2 NC, 220 V AC, 50 Hz / 240 V, 60 Hz, 3-pole, Size S2, screw terminal | alteração GD Jan2018 | 0 | 0
3RT2036-1AQ20 |  | 3RT2036-1AQ20 | 1 | UN | 1 | 5 | B | D | N | N | 85364900 | 1 | 4011209939912 | 0.984 | KG | 173.85 | 173.85 | CP24 | CP24 | power contactor, AC-3 50 A, 22 kW / 400 V 1 NO + 1 NC, 500 V AC, 50 / 60 Hz, 3-pole, Size S2, screw terminal | alteração GD Jan2018 | 0 | 0
3RT2036-1AR60 |  | 3RT2036-1AR60 | 1 | UN | 1 | 5 | B | D | N | N | 85364900 | 1 | 4011209940109 | 1 | KG | 173.85 | 173.85 | CP24 | CP24 | power contactor, AC-3 50 A, 22 kW / 400 V 1 NO + 1 NC, 400 V AC, 50 Hz 400-440 V, 60 Hz, 3-pole, Size S2, screw terminal | alteração GD Jan2018 | 0 | 0
3RT2036-1AR64 |  | 3RT2036-1AR64 | 1 | UN | 1 | 5 | B | D | N | N | 85364900 | 1 | 4011209939875 | 1.07 | KG | 189.05 | 189.05 | CP24 | CP24 | power contactor, AC-3 50 A, 22 kW / 400 V 2 NO + 2 NC, 400 V AC, 50 Hz 400-440 V, 60 Hz, 3-pole, Size S2, screw terminal | alteração GD Jan2018 | 0 | 0
3RT2036-1AT60 |  | 3RT2036-1AT60 | 1 | UN | 1 | 5 | B | D | N | N | 85364900 | 1 | 4011209940116 | 0.99 | KG | 173.85 | 173.85 | CP24 | CP24 | power contactor, AC-3 50 A, 22 kW / 400 V 1 NO + 1 NC, 600 V AC, 60 Hz, 3-pole, Size S2, screw terminal | alteração GD Jan2018 | 0 | 0
3RT2036-1AU00 |  | 3RT2036-1AU00 | 1 | UN | 1 | 5 | B | D | N | N | 85364900 | 1 | 4011209940123 | 0.987 | KG | 170.05 | 170.05 | CP24 | CP24 | power contactor, AC-3 50 A, 22 kW / 400 V 1 NO + 1 NC, 240 V AC, 50 Hz, 3-pole, Size S2, screw terminal | alteração GD Jan2018 | 0 | 0
3RT2036-1AU60 |  | 3RT2036-1AU60 | 1 | UN | 1 | 5 | B | D | N | N | 85364900 | 1 | 4011209940130 | 0.994 | KG | 173.85 | 173.85 | CP24 | CP24 | power contactor, AC-3 50 A, 22 kW / 400 V 1 NO + 1 NC, 277 V AC, 60 Hz, 3-pole, Size S2, screw terminal | alteração GD Jan2018 | 0 | 0
3RT2036-1AV00 |  | 3RT2036-1AV00 | 1 | UN | 1 | 5 | B | D | N | N | 85364900 | 1 | 4011209940147 | 1.04 | KG | 173.85 | 169.1 | CP24 | CP24 | power contactor, AC-3 50 A, 22 kW / 400 V 1 NO + 1 NC, 400 V AC, 50 Hz, 3-pole, Size S2, screw terminal | Lista Papel 2020 SI | 0 | 0
3RT2036-1AV04 |  | 3RT2036-1AV04 | 1 | UN | 1 | 5 | B | D | N | N | 85364900 | 1 | 4011209939882 | 1.065 | KG | 189.05 | 183.35 | CP24 | CP24 | power contactor, AC-3 50 A, 22 kW / 400 V 2 NO + 2 NC, 400 V AC, 50 Hz, 3-pole, Size S2, screw terminal | Lista Papel 2020 SI | 0 | 0
3RT2036-1AV60 |  | 3RT2036-1AV60 | 1 | UN | 1 | 5 | B | D | N | N | 85364900 | 1 | 4011209940154 | 0.985 | KG | 173.85 | 173.85 | CP24 | CP24 | power contactor, AC-3 50 A, 22 kW / 400 V 1 NO + 1 NC, 480 V AC, 60 Hz, 3-pole, Size S2, screw terminal | alteração GD Jan2018 | 0 | 0
3RT2036-1AV60-0UA0 |  | 3RT2036-1AV60-0UA0 | 1 | UN | 1 | 5 | B | D | N | N | 85364900 | 1 | 4011209942370 | 0.987 | KG | 178.6 | 178.6 | CP24 | CP24 | Contactor, 25 hp, 460 / 575 V 480 V AC, 60 Hz, 3-pole, Size S2 screw terminal NEMA size 2 | alteração GD Jan2018 | 0 | 0
3RT2036-1CK64-3MA0 |  | 3RT2036-1CK64-3MA0 | 1 | UN | 1 | 0 | A | D | N | N | 85364900 | 1 | 4047621011707 | 1.084 | KG | 195.7 | 195.7 | CP24 | CP24 | power contactor, AC-3 50 A, 22 kW / 400 V 2 NO + 2 NC, 110 V AC, 50 Hz, 120 V, 60 Hz, with inserted varistor, 3-pole, Size S2, screw terminal Captive auxiliary switch | alteração GD Jan2018 | 0 | 0
3RT2036-1CL24-3MA0 |  | 3RT2036-1CL24-3MA0 | 1 | UN | 1 | 5 | B | D | N | N | 85364900 | 1 | 4011209941281 | 1.11 | KG | 200.45 | 200.45 | CP24 | CP24 | power contactor, AC-3 50 A, 22 kW / 400 V 2 NO + 2 NC, 230 V AC, 50 / 60 Hz, with inserted varistor, 3-pole, Size S2, screw terminal Captive auxiliary switch | alteração GD Jan2018 | 0 | 0
3RT2036-1CP04 |  | 3RT2036-1CP04 | 1 | UN | 1 | 5 | B | D | N | N | 85364900 | 1 | 4011209939899 | 1.08 | KG | 198.55 | 198.55 | CP24 | CP24 | power contactor, AC-3 50 A, 22 kW / 400 V 2 NO + 2 NC, 230 V AC, 50 Hz 3-pole, Size S2, screw terminal integrated varistor | alteração GD Jan2018 | 0 | 0
3RT2036-1DB40-0TA0 |  | 3RT2036-1DB40-0TA0 | 1 | UN | 1 | 10 | C | D | EAR99 | N | 85364900 | 1 | 4047621069913 | 1.03 | KG | 289.75 | 289.75 | CP24 | CP24 | Power contactor, AC-3 51 A, 22 kW / 400 V 1 NO + 1 NC, 24 V DC Operating range 0.8-1.1 3-pole, Size S2 Screw terminal Mounting position upright, suspended, vertical Ambient temperature max. 50 Â°C, Mech. and elect. durability Max. 100.000, mounting tog. with auxiliary switch not permissible | alteração GD Jan2018 | 0 | 7
3RT2036-1KB40 |  | 3RT2036-1KB40 | 1 | UN | 1 | 1 | A | D | N | N | 85364900 | 1 | 4047621009971 | 1.121 | KG | 265.05 | 257.45 | CP24 | CP24 | power contactor, AC-3 50 A, 22 kW / 400 V 1 NO + 1 NC, 24 V DC with varistor, 3-pole, Size S2, screw terminal Suitable for 2 A PLC outputs | Lista Papel 2020 SI | 0 | 0
3RT2036-1KB40-1AA0 |  | 3RT2036-1KB40-1AA0 | 1 | UN | 1 | 0 | A | D | N | N | 85364900 | 1 | 4047621009988 | 1.131 | KG | 283.1 | 283.1 | CP24 | CP24 | power contactor, AC-3 50 A, 22 kW / 400 V 1 NO + 1 NC, 24 V DC with varistor, 3-pole, Size S2, screw terminal upright mounting position Suitable for 2 A PLC outputs | alteração GD Jan2018 | 0 | 0
3RT2036-1KB44 |  | 3RT2036-1KB44 | 1 | UN | 1 | 5 | B | D | N | N | 85364900 | 1 | 4047621009995 | 1.216 | KG | 278.35 | 278.35 | CP24 | CP24 | power contactor, AC-3 50 A, 22 kW / 400 V 2 NO + 2 NC, 24 V DC with varistor, 3-pole, Size S2, screw terminal suitable for 2A PLC outputs | alteração GD Jan2018 | 0 | 0
3RT2036-1KB44-3MA0 |  | 3RT2036-1KB44-3MA0 | 1 | UN | 1 | 5 | B | D | N | N | 85364900 | 1 | 4047621010007 | 1.265 | KG | 281.2 | 281.2 | CP24 | CP24 | power contactor, AC-3 50 A, 22 kW / 400 V 2 NO + 2 NC, 24 V DC with varistor, 3-pole, Size S2, screw terminal Captive auxiliary switch Suitable for 2 A PLC outputs | alteração GD Jan2018 | 0 | 0
3RT2036-1NB30 |  | 3RT2036-1NB30 | 1 | UN | 1 | 6 | C | D | N | N | 85364900 | 1 | 4011209939905 | 1.121 | KG | 265.05 | 257.45 | CP24 | CP24 | power contactor, AC-3 50 A, 22 kW / 400 V 1 NO + 1 NC, AC / DC 20-33 V, with varistor, 3-pole, Size S2, screw terminal | Lista Papel 2020 SI | 0 | 0
3RT2036-1NB30-0CC0 |  | 3RT2036-1NB30-0CC0 | 1 | UN | 1 | 2 | A | D | N | N | 85364900 | 1 | 4011209942301 | 1.118 | KG | 276.45 | 268.85 | CP24 | CP24 | power contactor, AC-3 50 A, 22 kW / 400 V 1 NO + 1 NC, AC / DC 20-33 V, communication- capable, with varistor, 3-pole, Size S2, screw terminal | Lista Papel 2020 SI | 0 | 0
3RT2036-1NB30-0UA0 |  | 3RT2036-1NB30-0UA0 | 1 | UN | 1 | 5 | B | D | N | N | 85364900 | 1 | 4011209942387 | 1.11 | KG | 268.85 | 268.85 | CP24 | CP24 | Contactor, 25 hp, 460 / 575 V 1 NO + 1 NC, AC / DC 20 ... 33 V, 3-pole, Size S2 screw terminal NEMA size 2 | alteração GD Jan2018 | 0 | 0
3RT2036-1NB30-1AA0 |  | 3RT2036-1NB30-1AA0 | 1 | UN | 1 | 0 | A | D | N | N | 85364900 | 1 | 4047621009636 | 1.111 | KG | 285.95 | 285.95 | CP24 | CP24 | power contactor, AC-3 50 A, 22 kW / 400 V 1 NO + 1 NC, AC / DC 20-33 V, with varistor, 3-pole, Size S2, screw terminal upright mounting position | alteração GD Jan2018 | 0 | 0
3RT2036-1NB34 |  | 3RT2036-1NB34 | 1 | UN | 1 | 1 | A | D | N | N | 85364900 | 1 | 4011209940161 | 1.17 | KG | 280.25 | 272.65 | CP24 | CP24 | power contactor, AC-3 50 A, 22 kW / 400 V 2 NO + 2 NC, 20-33 V AC/DC 20-33 V, with varistor, 3-pole, Size S2, screw terminal | Lista Papel 2020 SI | 0 | 0
3RT2036-1NB34-3MA0 |  | 3RT2036-1NB34-3MA0 | 1 | UN | 1 | 1 | A | D | N | N | 85364900 | 1 | 4011209941298 | 1.178 | KG | 281.2 | 281.2 | CP24 | CP24 | power contactor, AC-3 50 A, 22 kW / 400 V 2 NO + 2 NC, 20-33 V AC/DC 20-33 V, with varistor, 3-pole, Size S2, screw terminal Captive auxiliary switch | alteração GD Jan2018 | 0 | 0
3RT2036-1NE30 |  | 3RT2036-1NE30 | 1 | UN | 1 | 5 | B | D | N | N | 85364900 | 1 | 4011209940178 | 1.121 | KG | 270.75 | 263.15 | CP24 | CP24 | power contactor, AC-3 50 A, 22 kW / 400 V 1 NO + 1 NC, AC / DC 48-80 V, with varistor, 3-pole, Size S2, screw terminal | Lista Papel 2020 SI | 0 | 0
3RT2036-1NE34 |  | 3RT2036-1NE34 | 1 | UN | 1 | 5 | B | D | N | N | 85364900 | 1 | 4047621003474 | 1.198 | KG | 287.85 | 287.85 | CP24 | CP24 | power contactor, AC-3 50 A, 22 kW / 400 V 2 NO + 2 NC, AC / DC with varistor, 3-pole, Size S2, screw terminal | alteração GD Jan2018 | 0 | 0
3RT2036-1NF30 |  | 3RT2036-1NF30 | 1 | UN | 1 | 5 | B | D | N | N | 85364900 | 1 | 4011209940185 | 1.118 | KG | 265.05 | 257.45 | CP24 | CP24 | power contactor, AC-3 50 A, 22 kW / 400 V 1 NO + 1 NC, AC / DC 84-155 V, with varistor, 3-pole, Size S2, screw terminal | Lista Papel 2020 SI | 0 | 0
3RT2036-1NF34 |  | 3RT2036-1NF34 | 1 | UN | 1 | 5 | B | D | N | N | 85364900 | 1 | 4011209940208 | 1.259 | KG | 280.25 | 272.65 | CP24 | CP24 | power contactor, AC-3 50 A, 22 kW / 400 V 2 NO + 2 NC, AC / DC 84-155 V, with varistor, 3-pole, Size S2, screw terminal | Lista Papel 2020 SI | 0 | 0
3RT2036-1NP30 |  | 3RT2036-1NP30 | 1 | UN | 1 | 5 | B | D | N | N | 85364900 | 1 | 4011209940192 | 1.112 | KG | 265.05 | 257.45 | CP24 | CP24 | power contactor, AC-3 50 A, 22 kW / 400 V 1 NO + 1 NC, AC / DC 175-280 V, with varistor, 3-pole, Size S2, screw terminal | Lista Papel 2020 SI | 0 | 0
3RT2036-1NP34 |  | 3RT2036-1NP34 | 1 | UN | 1 | 5 | B | D | N | N | 85364900 | 1 | 4011209940215 | 1.194 | KG | 280.25 | 272.65 | CP24 | CP24 | power contactor, AC-3 50 A, 22 kW / 400 V 2 NO + 2 NC, AC / DC 175-280 V, with varistor, 3-pole, Size S2, screw terminal | Lista Papel 2020 SI | 0 | 0
3RT2036-1XB40-0LA2 |  | 3RT2036-1XB40-0LA2 | 1 | UN | 1 | 5 | B | D | N | N | 85364900 | 1 | 4011209942479 | 1.17 | KG | 397.1 | 397.1 | CP24 | CP24 | Traction contactor, AC-3 50 A, 22 kW / 400 V 1 NO + 1 NC, 24 V DC, 0.7-1.25* US, with varistor, 3-pole, Size S2, screw terminal | alteração GD Jan2018 | 0 | 0
3RT2036-1XF40-0LA2 |  | 3RT2036-1XF40-0LA2 | 1 | UN | 1 | 5 | B | D | N | N | 85364900 | 1 | 4011209942486 | 1.115 | KG | 397.1 | 397.1 | CP24 | CP24 | Traction contactor, AC-3 50 A, 22 kW / 400 V 1 NO + 1 NC, 110 V DC, 0.7-1.25* US, with varistor, 3-pole, Size S2, screw terminal | alteração GD Jan2018 | 0 | 0
3RT2036-3AB00 |  | 3RT2036-3AB00 | 1 | UN | 1 | 5 | B | D | N | N | 85364900 | 1 | 4011209941465 | 0.982 | KG | 170.05 | 165.3 | CP24 | CP24 | power contactor, AC-3 50 A, 22 kW / 400 V 1 NO + 1 NC, 24 V AC, 50 Hz 3-pole, Size S2, Spring-type terminal | Lista Papel 2020 SI | 0 | 0
3RT2036-3AC20 |  | 3RT2036-3AC20 | 1 | UN | 1 | 5 | B | D | N | N | 85364900 | 1 | 4011209941472 | 1 | KG | 170.05 | 170.05 | CP24 | CP24 | power contactor, AC-3 50 A, 22 kW / 400 V 1 NO + 1 NC, 24 V AC, 50 / 60 Hz, 3-pole, Size S2, Spring-type terminal | alteração GD Jan2018 | 0 | 0
3RT2036-3AC20-1AA0 |  | 3RT2036-3AC20-1AA0 | 1 | UN | 1 | 0 | A | D | N | N | 85364900 | 1 | 4047621013367 | 0.987 | KG | 190 | 190 | CP24 | CP24 | power contactor, AC-3 50 A, 22 kW / 400 V 1 NO + 1 NC, 24 V AC, 50 / 60 Hz, 3-pole, Size S2, Spring-type terminal upright mounting position | alteração GD Jan2018 | 0 | 0
3RT2036-3AF00 |  | 3RT2036-3AF00 | 1 | UN | 1 | 5 | B | D | N | N | 85364900 | 1 | 4011209941489 | 0.985 | KG | 170.05 | 165.3 | CP24 | CP24 | power contactor, AC-3 50 A, 22 kW / 400 V 1 NO + 1 NC, 110 V AC, 50 Hz 3-pole, Size S2, Spring-type terminal | Lista Papel 2020 SI | 0 | 0
3RT2036-3AF04 |  | 3RT2036-3AF04 | 1 | UN | 1 | 5 | B | D | N | N | 85364900 | 1 | 4011209941939 | 1.079 | KG | 183.35 | 178.6 | CP24 | CP24 | power contactor, AC-3 50 A, 22 kW / 400 V 2 NO + 2 NC, 110 V AC, 50 Hz 3-pole, Size S2, Spring-type terminal | Lista Papel 2020 SI | 0 | 0
3RT2036-3AF06 |  | 3RT2036-3AF06 | 1 | UN | 1 | 5 | B | D | N | N | 85364900 | 1 | 4011209941946 | 1.035 | KG | 190 | 190 | CP24 | CP24 | power contactor, AC-3 50 A, 22 kW / 400 V 2 NO + 2 NC, 110 V AC, 50 Hz 3-pole, Size S2, Spring-type terminal lateral auxiliary switch block | alteração GD Jan2018 | 0 | 0
3RT2036-3AG20 |  | 3RT2036-3AG20 | 1 | UN | 1 | 5 | B | D | N | N | 85364900 | 1 | 4011209941496 | 0.98 | KG | 170.05 | 170.05 | CP24 | CP24 | power contactor, AC-3 50 A, 22 kW / 400 V 1 NO + 1 NC, 110 V AC 50 / 60 Hz, 3-pole, Size S2, Spring-type terminal | alteração GD Jan2018 | 0 | 0
3RT2036-3AH00 |  | 3RT2036-3AH00 | 1 | UN | 1 | 5 | B | D | N | N | 85364900 | 1 | 4011209941502 | 0.989 | KG | 170.05 | 170.05 | CP24 | CP24 | power contactor, AC-3 50 A, 22 kW / 400 V 1 NO + 1 NC, 48 V AC, 50 Hz 3-pole, Size S2, Spring-type terminal | alteração GD Jan2018 | 0 | 0
3RT2036-3AK60 |  | 3RT2036-3AK60 | 1 | UN | 1 | 5 | B | D | N | N | 85364900 | 1 | 4011209941519 | 0.99 | KG | 170.05 | 170.05 | CP24 | CP24 | power contactor, AC-3 50 A, 22 kW / 400 V 1 NO + 1 NC, 110 V AC 50 Hz / 120 V, 60 Hz, 3-pole, Size S2, Spring-type terminal | alteração GD Jan2018 | 0 | 0
3RT2036-3AL16 |  | 3RT2036-3AL16 | 1 | UN | 1 | 5 | B | D | N | N | 85364900 | 1 | 4011209941953 | 1.024 | KG | 195.7 | 195.7 | CP24 | CP24 | power contactor, AC-3 50 A, 22 kW / 400 V 2 NO + 2 NC, 230 V AC, 60 Hz 3-pole, Size S2, Spring-type terminal lateral auxiliary switch block | alteração GD Jan2018 | 0 | 0
3RT2036-3AL20 |  | 3RT2036-3AL20 | 1 | UN | 1 | 1 | A | D | N | N | 85364900 | 1 | 4011209941526 | 0.987 | KG | 170.05 | 170.05 | CP24 | CP24 | power contactor, AC-3 50 A, 22 kW / 400 V 1 NO + 1 NC, 230 V AC 50 / 60 Hz, 3-pole, Size S2, Spring-type terminal | alteração GD Jan2018 | 0 | 0
3RT2036-3AL20-Z | W96 | 3RT2036-3AL20-ZW96 | 1 | UN | 1 | 5 | B | D | N | N | 85364900 | 15 | 4047621017754 | 0.99 | KG | 170.05 | 170.05 | CP24 | CP24 | power contactor, AC-3 50 A, 22 kW / 400 V 1 NO + 1 NC, 230 V AC 50/60 Hz 3-pole, Size S2 Spring-type terminal Reusable packaging Pack = 15 units | alteração GD Jan2018 | 0 | 0
3RT2036-3AL20-Z | W97 | 3RT2036-3AL20-ZW97 | 1 | UN | 1 | 5 | B | D | N | N | 85364900 | 6 | 4011209942158 | 0.99 | KG | 170.05 | 170.05 | CP24 | CP24 | power contactor, AC-3 50 A, 22 kW / 400 V 1 NO + 1 NC, 230 V AC 50/60 Hz 3-pole, Size S2 Spring-type terminal Multi-unit packaging Pack = 6 units | alteração GD Jan2018 | 0 | 0
3RT2036-3AN20 |  | 3RT2036-3AN20 | 1 | UN | 1 | 5 | B | D | N | N | 85364900 | 1 | 4011209941533 | 0.982 | KG | 170.05 | 170.05 | CP24 | CP24 | power contactor, AC-3 50 A, 22 kW / 400 V 1 NO + 1 NC, 220 V AC 50 / 60 Hz, 3-pole, Size S2, Spring-type terminal | alteração GD Jan2018 | 0 | 0
3RT2036-3AP00 |  | 3RT2036-3AP00 | 1 | UN | 1 | 1 | A | D | N | N | 85364900 | 1 | 4011209941540 | 0.99 | KG | 170.05 | 165.3 | CP24 | CP24 | power contactor, AC-3 50 A, 22 kW / 400 V 1 NO + 1 NC, 230 V AC, 50 Hz 3-pole, Size S2, Spring-type terminal | Lista Papel 2020 SI | 0 | 0
3RT2036-3AP00-1AA0 |  | 3RT2036-3AP00-1AA0 | 1 | UN | 1 | 5 | B | D | N | N | 85364900 | 1 | 4011209942110 | 0.999 | KG | 190 | 190 | CP24 | CP24 | power contactor, AC-3 50 A, 22 kW / 400 V 1 NO + 1 NC, 230 V AC, 50 Hz 3-pole, Size S2, Spring-type terminal upright mounting position | alteração GD Jan2018 | 0 | 0
3RT2036-3AP06 |  | 3RT2036-3AP06 | 1 | UN | 1 | 5 | B | D | N | N | 85364900 | 1 | 4011209941960 | 1.09 | KG | 190 | 190 | CP24 | CP24 | power contactor, AC-3 50 A, 22 kW / 400 V 2 NO + 2 NC, 230 V AC, 50 Hz 3-pole, Size S2, Spring-type terminal lateral auxiliary switch block | alteração GD Jan2018 | 0 | 0
3RT2036-3AP60 |  | 3RT2036-3AP60 | 1 | UN | 1 | 5 | B | D | N | N | 85364900 | 1 | 4011209941557 | 1.001 | KG | 170.05 | 170.05 | CP24 | CP24 | power contactor, AC-3 50 A, 22 kW / 400 V 1 NO + 1 NC, 220 V AC 50 Hz / 240 V, 60 Hz, 3-pole, Size S2, Spring-type terminal | alteração GD Jan2018 | 0 | 0
3RT2036-3AR60 |  | 3RT2036-3AR60 | 1 | UN | 1 | 5 | B | D | N | N | 85364900 | 1 | 4011209941564 | 0.98 | KG | 173.85 | 173.85 | CP24 | CP24 | power contactor, AC-3 50 A, 22 kW / 400 V 1 NO + 1 NC, 400 V AC, 50 Hz 400-440 V, 60 Hz, 3-pole, Size S2, Spring-type terminal | alteração GD Jan2018 | 0 | 0
3RT2036-3AV00 |  | 3RT2036-3AV00 | 1 | UN | 1 | 5 | B | D | N | N | 85364900 | 1 | 4011209941571 | 0.984 | KG | 173.85 | 169.1 | CP24 | CP24 | power contactor, AC-3 50 A, 22 kW / 400 V 1 NO + 1 NC, 400 V AC, 50 Hz 3-pole, Size S2, Spring-type terminal | Lista Papel 2020 SI | 0 | 0
3RT2036-3CL24-3MA0 |  | 3RT2036-3CL24-3MA0 | 1 | UN | 1 | 5 | B | D | N | N | 85364900 | 1 | 4011209942202 | 1.084 | KG | 200.45 | 200.45 | CP24 | CP24 | power contactor, AC-3 50 A, 22 kW / 400 V 2 NO + 2 NC, 230 V AC 50 / 60 Hz, with inserted varistor, 3-pole, Size S2, spring-type terminal, Captive auxiliary switch | alteração GD Jan2018 | 0 | 0
3RT2036-3EL20 |  | 3RT2036-3EL20 | 1 | UN | 1 | 0 | A | D | N | N | 85364900 | 1 | 4047621013343 | 0.986 | KG | 190.95 | 190.95 | CP24 | CP24 | power contactor, AC-3 50 A, 22 kW / 400 V 1 NO + 1 NC, 230 V AC 50 / 60 Hz, 3-pole, Size S2, Spring-type terminal with RC element plugged-in | alteração GD Jan2018 | 0 | 0
3RT2036-3KB40 |  | 3RT2036-3KB40 | 1 | UN | 1 | 1 | A | D | N | N | 85364900 | 1 | 4047621010014 | 1.113 | KG | 265.05 | 257.45 | CP24 | CP24 | power contactor, AC-3 50 A, 22 kW / 400 V 1 NO + 1 NC, 24 V DC with varistor Spring-type terminal Suitable for 2 A PLC outputs | Lista Papel 2020 SI | 0 | 0
3RT2036-3KB44-3MA0 |  | 3RT2036-3KB44-3MA0 | 1 | UN | 1 | 0 | A | D | N | N | 85364900 | 1 | 4047621010021 | 1.21 | KG | 281.2 | 281.2 | CP24 | CP24 | power contactor, AC-3 50 A, 22 kW / 400 V 2 NO + 2 NC, 24 V DC with varistor, 3-pole, Size S2, spring-type terminal, Captive auxiliary switch suitable for 2A PLC outputs | alteração GD Jan2018 | 0 | 0
3RT2036-3NB30 |  | 3RT2036-3NB30 | 1 | UN | 1 | 1 | A | D | N | N | 85364900 | 1 | 4011209941588 | 1.1 | KG | 265.05 | 257.45 | CP24 | CP24 | power contactor, AC-3 50 A, 22 kW / 400 V 1 NO + 1 NC, 20-33 V AC/DC 3-pole, Size S2, Spring-type terminal | Lista Papel 2020 SI | 0 | 0
3RT2036-3NB30-0CC0 |  | 3RT2036-3NB30-0CC0 | 1 | UN | 1 | 5 | B | D | N | N | 85364900 | 1 | 4011209942295 | 1.115 | KG | 276.45 | 268.85 | CP24 | CP24 | power contactor, AC-3 50 A, 22 kW / 400 V 1 NO + 1 NC, 20-33 V AC/DC communication-capable, with Varistor, 3-pole, Size S2, Spring-type terminal | Lista Papel 2020 SI | 0 | 0
3RT2036-3NB34-3MA0 |  | 3RT2036-3NB34-3MA0 | 1 | UN | 1 | 5 | B | D | N | N | 85364900 | 1 | 4011209942219 | 1.2 | KG | 281.2 | 281.2 | CP24 | CP24 | power contactor, AC-3 50 A, 22 kW / 400 V 2 NO + 2 NC, 20-33 V AC/DC with varistor, 3-pole, Size S2, spring-type terminal, Captive auxiliary switch | alteração GD Jan2018 | 0 | 0
3RT2036-3NF30 |  | 3RT2036-3NF30 | 1 | UN | 1 | 5 | B | D | N | N | 85364900 | 1 | 4011209941595 | 1.115 | KG | 265.05 | 257.45 | CP24 | CP24 | power contactor, AC-3 50 A, 22 kW / 400 V 1 NO + 1 NC, 84-155 V AC/DC with varistor, 3-pole, Size S2, Spring-type terminal | Lista Papel 2020 SI | 0 | 0
3RT2036-3NP30 |  | 3RT2036-3NP30 | 1 | UN | 1 | 5 | B | D | N | N | 85364900 | 1 | 4011209941601 | 1.112 | KG | 265.05 | 257.45 | CP24 | CP24 | power contactor, AC-3 50 A, 22 kW / 400 V 1 NO + 1 NC, 175-280 V AC/DC with varistor, 3-pole, Size S2, Spring-type terminal | Lista Papel 2020 SI | 0 | 0
3RT2036-3XB40-0LA2 |  | 3RT2036-3XB40-0LA2 | 1 | UN | 1 | 5 | B | D | N | N | 85364900 | 1 | 4011209942448 | 1.11 | KG | 397.1 | 397.1 | CP24 | CP24 | Traction contactor, AC-3 50 A, 22 kW / 400 V 1 NO + 1 NC 24 V DC, 0.7-1.25* US, with varistor, 3-pole, Size S2, Spring-type terminal | alteração GD Jan2018 | 0 | 0
3RT2036-3XB44-0LA2 |  | 3RT2036-3XB44-0LA2 | 1 | UN | 1 | 5 | B | D | N | N | 85364900 | 1 | 4011209942462 | 1.265 | KG | 412.3 | 412.3 | CP24 | CP24 | Traction contactor, AC-3 50 A, 22 kW / 400 V 2 NO + 2 NC 24 V DC, 0.7-1.25* US, with varistor, 3-pole, Size S2, Spring-type terminal | alteração GD Jan2018 | 0 | 0
3RT2036-3XF40-0LA2 |  | 3RT2036-3XF40-0LA2 | 1 | UN | 1 | 5 | B | D | N | N | 85364900 | 1 | 4011209942455 | 1.115 | KG | 397.1 | 397.1 | CP24 | CP24 | Traction contactor, AC-3 50 A, 22 kW / 400 V 1 NO + 1 NC 110 V DC, 0.7-1.25* US, with varistor, 3-pole, Size S2, Spring-type terminal | alteração GD Jan2018 | 0 | 0
3RT2036-3XF44-0LA2 |  | 3RT2036-3XF44-0LA2 | 1 | UN | 1 | 5 | B | D | N | N | 85364900 | 1 | 4011209942493 | 1.201 | KG | 412.3 | 412.3 | CP24 | CP24 | Traction contactor, AC-3 50 A, 22 kW / 400 V 2 NO + 2 NC 110 V DC, 0.7-1.25* US, with varistor, 3-pole, Size S2, Spring-type terminal | alteração GD Jan2018 | 0 | 0
3RT2036-3XJ40-0LA2 |  | 3RT2036-3XJ40-0LA2 | 1 | UN | 1 | 0 | A | D | EAR99 | N | 85364900 | 1 | 4047621013299 | 1.215 | KG | 404.7 | 404.7 | CP24 | CP24 | Traction contactor, AC-3 50 A, 22 kW / 400 V 1 NO + 1 NC 72 V DC, 0.7-1.25* US, with varistor, 3-pole, Size S2, Spring-type terminal | alteração GD Jan2018 | 0 | 0
3RT2036-3XJ44-0LA2 |  | 3RT2036-3XJ44-0LA2 | 1 | UN | 1 | 0 | A | D | N | N | 85364900 | 1 | 4047621004211 | 1.206 | KG | 419.9 | 419.9 | CP24 | CP24 | Traction contactor, AC-3 50 A, 22 kW / 400 V 2 NO + 2 NC 72 V DC, 0.7-1.25* US, with varistor, 3-pole, Size S2, Spring-type terminal | alteração GD Jan2018 | 0 | 0
3RT2037-1AB00 |  | 3RT2037-1AB00 | 1 | UN | 1 | 1 | A | D | N | N | 85364900 | 1 | 4011209940222 | 0.994 | KG | 239.4 | 232.75 | CP24 | CP24 | Power contactor, AC-3 65 A, 30 kW / 400 V 1 NO + 1 NC, 24 V AC, 50 Hz 3-pole, size S2 screw terminals | Lista Papel 2020 SI | 0 | 0
3RT2037-1AB04 |  | 3RT2037-1AB04 | 1 | UN | 1 | 2 | A | D | N | N | 85364900 | 1 | 4011209940314 | 1.045 | KG | 255.55 | 247.95 | CP24 | CP24 | Power contactor, AC-3 65 A, 30 kW / 400 V 2 NO + 2 NC, 24 V AC, 50 Hz 3-pole, size S2 screw terminals | Lista Papel 2020 SI | 0 | 0
3RT2037-1AC20 |  | 3RT2037-1AC20 | 1 | UN | 1 | 1 | A | D | N | N | 85364900 | 1 | 4011209940239 | 0.995 | KG | 239.4 | 239.4 | CP24 | CP24 | Power contactor, AC-3 65 A, 30 kW / 400 V 1 NO + 1 NC, 24 V AC, 50/60 Hz 3-pole, size S2 screw terminals | alteração GD Jan2018 | 0 | 0
3RT2037-1AC24 |  | 3RT2037-1AC24 | 1 | UN | 1 | 5 | B | D | N | N | 85364900 | 1 | 4011209940246 | 1.09 | KG | 255.55 | 255.55 | CP24 | CP24 | Power contactor, AC-3 65 A, 30 kW / 400 V 2 NO + 2 NC, 24 V AC, 50/60 Hz, 3-pole, size S2 screw terminals | alteração GD Jan2018 | 0 | 0
3RT2037-1AD00 |  | 3RT2037-1AD00 | 1 | UN | 1 | 5 | B | D | N | N | 85364900 | 1 | 4011209940253 | 1 | KG | 243.2 | 243.2 | CP24 | CP24 | Power contactor, AC-3 65 A, 30 kW / 400 V 1 NO + 1 NC, 42 V AC, 50 Hz 3-pole, size S2 screw terminals | alteração GD Jan2018 | 0 | 0
3RT2037-1AD04 |  | 3RT2037-1AD04 | 1 | UN | 1 | 5 | B | D | N | N | 85364900 | 1 | 4011209940321 | 1.075 | KG | 259.35 | 259.35 | CP24 | CP24 | Power contactor, AC-3 65 A, 30 kW / 400 V 2 NO + 2 NC, 42 V AC, 50 Hz 3-pole, size S2 screw terminals | alteração GD Jan2018 | 0 | 0
3RT2037-1AF00 |  | 3RT2037-1AF00 | 1 | UN | 1 | 1 | A | D | N | N | 85364900 | 1 | 4011209940260 | 0.996 | KG | 239.4 | 232.75 | CP24 | CP24 | Contactor, AC-3, 30 kW / 400 V, 1 NO + 1 NC, 110 V AC, 50 Hz, 3-pole, Size S2, screw terminal | Lista Papel 2020 SI | 0 | 0
3RT2037-1AF04 |  | 3RT2037-1AF04 | 1 | UN | 1 | 2 | A | D | N | N | 85364900 | 1 | 4011209940338 | 1.073 | KG | 255.55 | 247.95 | CP24 | CP24 | Contactor, AC-3, 30 kW / 400 V, 2 NO + 2 NC, 110 V AC, 50 Hz, 3-pole, Size S2, screw terminal | Lista Papel 2020 SI | 0 | 0
3RT2037-1AG20 |  | 3RT2037-1AG20 | 1 | UN | 1 | 1 | A | D | N | N | 85364900 | 1 | 4011209940277 | 0.988 | KG | 239.4 | 239.4 | CP24 | CP24 | Contactor, AC-3, 30 kW / 400 V, 1 NO + 1 NC, 110 V AC, 50 / 60 Hz, 3-pole, Size S2, screw terminal | alteração GD Jan2018 | 0 | 0
3RT2037-1AG24 |  | 3RT2037-1AG24 | 1 | UN | 1 | 5 | B | D | N | N | 85364900 | 1 | 4011209940345 | 1.069 | KG | 255.55 | 255.55 | CP24 | CP24 | Contactor, AC-3, 30 kW / 400 V, 2 NO + 2 NC, 110 V AC, 50 / 60 Hz, 3-pole, Size S2, screw terminal | alteração GD Jan2018 | 0 | 0
3RT2037-1AG60 |  | 3RT2037-1AG60 | 1 | UN | 1 | 5 | B | D | N | N | 85364900 | 1 | 4011209942646 | 0.996 | KG | 243.2 | 243.2 | CP24 | CP24 | Contactor, AC-3, 30 kW / 400 V, 1 NO + 1 NC, 100 V AC, 50Hz / 100 ... 110 V, 60 Hz, 3-pole, Size S2, screw terminal | alteração GD Jan2018 | 0 | 0
3RT2037-1AH00 |  | 3RT2037-1AH00 | 1 | UN | 1 | 5 | B | D | N | N | 85364900 | 1 | 4011209940284 | 0.99 | KG | 239.4 | 239.4 | CP24 | CP24 | Power contactor, AC-3 65 A, 30 kW / 400 V 1 NO + 1 NC, 48 V AC, 50 Hz 3-pole, size S2 screw terminals | alteração GD Jan2018 | 0 | 0
3RT2037-1AH04 |  | 3RT2037-1AH04 | 1 | UN | 1 | 5 | B | D | N | N | 85364900 | 1 | 4011209940352 | 1.07 | KG | 255.55 | 255.55 | CP24 | CP24 | Power contactor, AC-3 65 A, 30 kW / 400 V 2 NO + 2 NC, 48 V AC, 50 Hz 3-pole, size S2 screw terminals | alteração GD Jan2018 | 0 | 0
3RT2037-1AH20 |  | 3RT2037-1AH20 | 1 | UN | 1 | 5 | B | D | N | N | 85364900 | 1 | 4011209940369 | 1.06 | KG | 243.2 | 243.2 | CP24 | CP24 | Power contactor, AC-3 65 A, 30 kW / 400 V 1 NO + 1 NC, 48 V AC, 50/60 Hz 3-pole, size S2 screw terminals | alteração GD Jan2018 | 0 | 0
3RT2037-1AH24 |  | 3RT2037-1AH24 | 1 | UN | 1 | 0 | A | D | N | N | 85364900 | 1 | 4011209940376 | 1.07 | KG | 259.35 | 259.35 | CP24 | CP24 | Power contactor, AC-3 65 A, 30 kW / 400 V 2 NO + 2 NC, 48 V AC, 50/60 Hz 3-pole, size S2 screw terminals | alteração GD Jan2018 | 0 | 0
3RT2037-1AK60 |  | 3RT2037-1AK60 | 1 | UN | 1 | 1 | A | D | N | N | 85364900 | 1 | 4011209940291 | 0.993 | KG | 239.4 | 239.4 | CP24 | CP24 | Contactor, AC-3, 30 kW / 400 V, 1 NO + 1 NC, 110 V AC, 50 Hz / 120 V, 60 Hz, 3-pole, Size S2, screw terminal | alteração GD Jan2018 | 0 | 0
3RT2037-1AK60-1AA0 |  | 3RT2037-1AK60-1AA0 | 1 | UN | 1 | 0 | A | D | N | N | 85364900 | 1 | 4047621007908 | 1.001 | KG | 260.3 | 260.3 | CP24 | CP24 | Contactor, AC-3, 30 kW / 400 V, 1 NO + 1 NC, 110 V AC, 50 Hz / 120 V, 60 Hz, 3-pole, Size S2, screw terminal Upright mounting position | alteração GD Jan2018 | 0 | 0
3RT2037-1AK64 |  | 3RT2037-1AK64 | 1 | UN | 1 | 5 | B | D | N | N | 85364900 | 1 | 4011209940383 | 1.068 | KG | 255.55 | 255.55 | CP24 | CP24 | Contactor, AC-3, 30 kW / 400 V, 2 NO + 2 NC, 110 V AC, 50 Hz / 120 V, 60 Hz, 3-pole, Size S2, screw terminal | alteração GD Jan2018 | 0 | 0
3RT2037-1AK64-3MA0 |  | 3RT2037-1AK64-3MA0 | 1 | UN | 1 | 0 | A | D | N | N | 85364900 | 1 | 4047621008233 | 1.086 | KG | 257.45 | 257.45 | CP24 | CP24 | Contactor, AC-3, 30 kW / 400 V, 2 NO + 2 NC, 110 V AC, 50 Hz / 120 V, 60 Hz, 3-pole, Size S2, screw terminal captive auxiliary switch block | alteração GD Jan2018 | 0 | 0
3RT2037-1AL20 |  | 3RT2037-1AL20 | 1 | UN | 1 | 1 | A | D | N | N | 85364900 | 1 | 4011209940307 | 1.049 | KG | 239.4 | 239.4 | CP24 | CP24 | Power contactor, AC-3 65 A, 30 kW / 400 V 1 NO + 1 NC, 230 V AC 50/60 Hz, 3-pole Size S2, screw terminals | alteração GD Jan2018 | 0 | 0
3RT2037-1AL20-1AA0 |  | 3RT2037-1AL20-1AA0 | 1 | UN | 1 | 0 | A | D | N | N | 85364900 | 1 | 4047621015040 | 0.995 | KG | 260.3 | 260.3 | CP24 | CP24 | Power contactor, AC-3 65 A, 30 kW / 400 V 1 NO + 1 NC, 230 V AC 50/60 Hz, 3-pole Size S2, screw terminals Upright mounting position | alteração GD Jan2018 | 0 | 0
3RT2037-1AL20-Z | W96 | 3RT2037-1AL20-ZW96 | 1 | UN | 1 | 5 | B | D | N | N | 85364900 | 15 | 4011209940475 | 0.994 | KG | 239.4 | 239.4 | CP24 | CP24 | Power contactor, AC-3 65 A, 30 kW / 400 V 1 NO + 1 NC, 230 V AC, 50/60 Hz 3-pole, size S2 screw terminals Multi-unit packaging Pack = 15 units | alteração GD Jan2018 | 0 | 0
3RT2037-1AL24 |  | 3RT2037-1AL24 | 1 | UN | 1 | 2 | A | D | N | N | 85364900 | 1 | 4011209940390 | 1.072 | KG | 255.55 | 255.55 | CP24 | CP24 | Power contactor, AC-3 65 A, 30 kW / 400 V 2 NO + 2 NC, 230 V AC 50/60 Hz, 3-pole Size S2, screw terminals | alteração GD Jan2018 | 0 | 0
3RT2037-1AM20 |  | 3RT2037-1AM20 | 1 | UN | 1 | 5 | B | D | N | N | 85364900 | 1 | 4011209940505 | 0.993 | KG | 243.2 | 243.2 | CP24 | CP24 | Power contactor, AC-3 65 A, 30 kW / 400 V 1 NO + 1 NC, 208 V AC 50/60 Hz, 3-pole Size S2, screw terminals | alteração GD Jan2018 | 0 | 0
3RT2037-1AN10 |  | 3RT2037-1AN10 | 1 | UN | 1 | 5 | B | D | N | N | 85364900 | 1 | 4011209940512 | 0.997 | KG | 243.2 | 243.2 | CP24 | CP24 | Power contactor, AC-3 65 A, 30 kW / 400 V 1 NO + 1 NC, 220 V AC, 60 Hz 3-pole, size S2 screw terminals | alteração GD Jan2018 | 0 | 0
3RT2037-1AN20 |  | 3RT2037-1AN20 | 1 | UN | 1 | 2 | A | D | N | N | 85364900 | 1 | 4011209940529 | 0.999 | KG | 239.4 | 239.4 | CP24 | CP24 | Power contactor, AC-3 65 A, 30 kW / 400 V 1 NO + 1 NC, 220 V AC 50/60 Hz, 3-pole Size S2, screw terminals | alteração GD Jan2018 | 0 | 0
3RT2037-1AN24 |  | 3RT2037-1AN24 | 1 | UN | 1 | 2 | A | D | N | N | 85364900 | 1 | 4011209940406 | 1.072 | KG | 255.55 | 255.55 | CP24 | CP24 | Power contactor, AC-3 65 A, 30 kW / 400 V 2 NO + 2 NC, 220 V AC 50/60 Hz, 3-pole Size S2, screw terminals | alteração GD Jan2018 | 0 | 0
3RT2037-1AN60 |  | 3RT2037-1AN60 | 1 | UN | 1 | 10 | C | D | EAR99 | N | 85364900 | 1 | 4047621068398 | 1.009 | KG | 243.2 | 243.2 | CP24 | CP24 | Power contactor, AC-3 65 A, 30 kW / 400 V 1 NO + 1 NC, 200 V AC, 50 Hz / 200-220 V, 60 Hz 3-pole, size S2 screw terminal | alteração GD Jan2018 | 0 | 7
3RT2037-1AP00 |  | 3RT2037-1AP00 | 1 | UN | 1 | 1 | A | D | N | N | 85364900 | 1 | 4011209940536 | 0.996 | KG | 239.4 | 232.75 | CP24 | CP24 | Power contactor, AC-3 65 A, 30 kW / 400 V 1 NO + 1 NC, 230 V AC, 50 Hz 3-pole, size S2 screw terminals | Lista Papel 2020 SI | 0 | 0
3RT2037-1AP00-1AA0 |  | 3RT2037-1AP00-1AA0 | 1 | UN | 1 | 5 | B | D | N | N | 85364900 | 1 | 4011209942653 | 0.989 | KG | 260.3 | 260.3 | CP24 | CP24 | Power contactor, AC-3 65 A, 30 kW / 400 V 1 NO + 1 NC, 230 V AC, 50 Hz 3-pole, size S2 screw terminals Upright mounting position | alteração GD Jan2018 | 0 | 0
3RT2037-1AP04 |  | 3RT2037-1AP04 | 1 | UN | 1 | 1 | A | D | N | N | 85364900 | 1 | 4011209940413 | 1.049 | KG | 255.55 | 247.95 | CP24 | CP24 | Power contactor, AC-3 65 A, 30 kW / 400 V 2 NO + 2 NC, 230 V AC 50 Hz 3-pole, size S2 screw terminals | Lista Papel 2020 SI | 0 | 0
3RT2037-1AP04-3MA0 |  | 3RT2037-1AP04-3MA0 | 1 | UN | 1 | 2 | A | D | N | N | 85364900 | 1 | 4011209942660 | 1.053 | KG | 257.45 | 257.45 | CP24 | CP24 | Power contactor, AC-3 65 A, 30 kW / 400 V 2 NO + 2 NC, 230 V AC 50 Hz 3-pole, size S2 screw terminals Perm. mounted auxiliary switch | alteração GD Jan2018 | 0 | 0
3RT2037-1AP60 |  | 3RT2037-1AP60 | 1 | UN | 1 | 5 | B | D | N | N | 85364900 | 1 | 4011209940543 | 0.99 | KG | 239.4 | 239.4 | CP24 | CP24 | Power contactor, AC-3 65 A, 30 kW / 400 V 1 NO + 1 NC, 220 V AC, 50 Hz 240 V, 60Hz, 3-pole Size S2, screw terminals | alteração GD Jan2018 | 0 | 0
3RT2037-1AP64 |  | 3RT2037-1AP64 | 1 | UN | 1 | 5 | B | D | N | N | 85364900 | 1 | 4011209940444 | 1.09 | KG | 255.55 | 255.55 | CP24 | CP24 | Power contactor, AC-3 65 A, 30 kW / 400 V 2 NO + 2 NC, 220 V AC, 50 Hz 240 V, 60Hz, 3-pole Size S2, screw terminals | alteração GD Jan2018 | 0 | 0
3RT2037-1AR60 |  | 3RT2037-1AR60 | 1 | UN | 1 | 5 | B | D | N | N | 85364900 | 1 | 4011209940550 | 0.99 | KG | 243.2 | 243.2 | CP24 | CP24 | Power contactor, AC-3 65 A, 30 kW / 400 V 1 NO + 1 NC, 400 V AC, 50 Hz 400- 440 V, 60 Hz 3-pole, size S2 screw terminals | alteração GD Jan2018 | 0 | 0
3RT2037-1AR64 |  | 3RT2037-1AR64 | 1 | UN | 1 | 5 | B | D | N | N | 85364900 | 1 | 4011209940420 | 1.096 | KG | 259.35 | 259.35 | CP24 | CP24 | Power contactor, AC-3 65 A, 30 kW / 400 V 2 NO + 2 NC, 400 V AC, 50 Hz 400- 440 V, 60 Hz 3-pole, size S2 screw terminals | alteração GD Jan2018 | 0 | 0
3RT2037-1AT60 |  | 3RT2037-1AT60 | 1 | UN | 1 | 5 | B | D | N | N | 85364900 | 1 | 4011209940567 | 1.007 | KG | 243.2 | 243.2 | CP24 | CP24 | Power contactor, AC-3 65 A, 30 kW / 400 V 1 NO + 1 NC, 600 V AC, 60 Hz 3-pole, size S2 screw terminals | alteração GD Jan2018 | 0 | 0
3RT2037-1AU00 |  | 3RT2037-1AU00 | 1 | UN | 1 | 5 | B | D | N | N | 85364900 | 1 | 4011209940574 | 0.99 | KG | 239.4 | 239.4 | CP24 | CP24 | Power contactor, AC-3 65 A, 30 kW / 400 V 1 NO + 1 NC, 240 V AC, 50 Hz 3-pole, size S2 screw terminals | alteração GD Jan2018 | 0 | 0
3RT2037-1AU60 |  | 3RT2037-1AU60 | 1 | UN | 1 | 10 | C | D | EAR99 | N | 85364900 | 1 | 4047621062891 | 1.003 | KG | 243.2 | 243.2 | CP24 | CP24 | Power contactor, AC-3 65 A, 30 kW / 400 V 1 NO + 1 NC, 277 V AC, 60 Hz 3-pole, Size S2 Screw terminal | alteração GD Jan2018 | 0 | 7
3RT2037-1AV00 |  | 3RT2037-1AV00 | 1 | UN | 1 | 5 | B | D | N | N | 85364900 | 1 | 4011209940581 | 0.987 | KG | 243.2 | 236.55 | CP24 | CP24 | Power contactor, AC-3 65 A, 30 kW / 400 V 1 NO + 1 NC, 400 V AC, 50 Hz 3-pole, size S2 screw terminals | Lista Papel 2020 SI | 0 | 0
3RT2037-1AV04 |  | 3RT2037-1AV04 | 1 | UN | 1 | 5 | B | D | N | N | 85364900 | 1 | 4011209940437 | 1.079 | KG | 259.35 | 251.75 | CP24 | CP24 | Power contactor, AC-3 65 A, 30 kW / 400 V 2 NO + 2 NC, 400 V AC, 50 Hz 3-pole, size S2 screw terminals | Lista Papel 2020 SI | 0 | 0
3RT2037-1AV60 |  | 3RT2037-1AV60 | 1 | UN | 1 | 5 | B | D | N | N | 85364900 | 1 | 4011209940598 | 0.987 | KG | 243.2 | 243.2 | CP24 | CP24 | Power contactor, AC-3 65 A, 30 kW / 400 V 1 NO + 1 NC, 480 V AC, 60 Hz 3-pole, size S2 screw terminals | alteração GD Jan2018 | 0 | 0
3RT2037-1CK64-3MA0 |  | 3RT2037-1CK64-3MA0 | 1 | UN | 1 | 0 | A | D | N | N | 85364900 | 1 | 4047621052052 | 1.09 | KG | 267.9 | 267.9 | CP24 | CP24 | Contactor, AC-3, 30 kW / 400 V, 2 NO + 2 NC, 110 V AC, 50 Hz, 120 V, 60 Hz, with inserted varistor, 3-pole, Size S2, screw terminal Captive auxiliary switch | alteração GD Jan2018 | 0 | 0
3RT2037-1CL24-3MA0 |  | 3RT2037-1CL24-3MA0 | 1 | UN | 1 | 5 | B | D | N | N | 85364900 | 1 | 4011209941304 | 1.09 | KG | 267.9 | 267.9 | CP24 | CP24 | Power contactor, AC-3 65 A, 30 kW / 400 V 2 NO + 2 NC, 230 V AC 50/60 Hz, with plugged-in varistor, 3-pole, size S2 screw terminals Perm. mounted auxiliary switch | alteração GD Jan2018 | 0 | 0
3RT2037-1KB40 |  | 3RT2037-1KB40 | 1 | UN | 1 | 1 | A | D | N | N | 85364900 | 1 | 4047621010038 | 1.124 | KG | 362.9 | 352.45 | CP24 | CP24 | Power contactor, AC-3 65 A, 30 kW / 400 V 1 NO + 1 NC, 24 V DC with varistor 3-pole, Size S2 Screw terminal Suitable for 2 A PLC outputs | Lista Papel 2020 SI | 0 | 0
3RT2037-1KB40-0HT0 |  | 3RT2037-1KB40-0HT0 | 1 | UN | 1 | 0 | A | D | EAR99 | N | 85364900 | 1 |  | 1.124 | KG | 373.35 | 373.35 | CP24 | CP24 | power contactor, AC-3 65 A, 30 kW / 400 V 1 NO + 1 NC, 24 V DC with varistor 3-pole, Size S2 screw terminal with mounted coil adapter suitable for 2 A PLC outputs | alteração GD Jan2018 | 0 | 7
3RT2037-1KB40-1AA0 |  | 3RT2037-1KB40-1AA0 | 1 | UN | 1 | 5 | B | D | N | N | 85364900 | 1 | 4047621010045 | 1.127 | KG | 381.9 | 381.9 | CP24 | CP24 | Contactor relay, AC-3 65 A, 30 kW / 400 V 1 NO + 1 NC, 24 V DC with varistor 3-pole, size S2 screw terminals Upright mounting position suitable for 2 A PLC outputs | alteração GD Jan2018 | 0 | 0
3RT2037-1KB44 |  | 3RT2037-1KB44 | 1 | UN | 1 | 5 | B | D | N | N | 85364900 | 1 | 4047621010052 | 1.265 | KG | 378.1 | 378.1 | CP24 | CP24 | Contactor relay, AC-3 65 A, 30 kW / 400 V 2 NO + 2 NC, 24 V DC with varistor 3-pole, size S2 screw terminals suitable for 2 A PLC outputs | alteração GD Jan2018 | 0 | 0
3RT2037-1KB44-3MA0 |  | 3RT2037-1KB44-3MA0 | 1 | UN | 1 | 5 | B | D | N | N | 85364900 | 1 | 4047621010069 | 1.21 | KG | 380 | 380 | CP24 | CP24 | Contactor relay, AC-3 65 A, 30 kW / 400 V 2 NO + 2 NC, 24 V DC with varistor 3-pole, size S2 screw terminals Perm. mounted auxiliary switch suitable for 2 A PLC outputs | alteração GD Jan2018 | 0 | 0
3RT2037-1NB30 |  | 3RT2037-1NB30 | 1 | UN | 1 | 1 | A | D | N | N | 85364900 | 1 | 4011209940604 | 1.113 | KG | 362.9 | 352.45 | CP24 | CP24 | Power contactor, AC-3 65 A, 30 kW / 400 V 1 NO + 1 NC, AC / DC 20-33 V, with varistor 3-pole, size S2 screw terminals | Lista Papel 2020 SI | 0 | 0
3RT2037-1NB30-0CC0 |  | 3RT2037-1NB30-0CC0 | 1 | UN | 1 | 5 | B | D | N | N | 85364900 | 1 | 4011209942325 | 1.124 | KG | 376.2 | 365.75 | CP24 | CP24 | Power contactor, AC-3 65 A, 30 kW / 400 V 1 NO + 1 NC, AC / DC 20-33 V, communication-capable with varistor, 3-pole Size S2, screw terminals | Lista Papel 2020 SI | 0 | 0
3RT2037-1NB30-1AA0 |  | 3RT2037-1NB30-1AA0 | 1 | UN | 1 | 5 | B | D | N | N | 85364900 | 1 | 4047621009513 | 1.114 | KG | 381.9 | 381.9 | CP24 | CP24 | Power contactor, AC-3 65 A, 30 kW / 400 V 1 NO + 1 NC, AC / DC 20-33 V, with varistor 3-pole, size S2 screw terminals Upright mounting position | alteração GD Jan2018 | 0 | 0
3RT2037-1NB34 |  | 3RT2037-1NB34 | 1 | UN | 1 | 2 | A | D | N | N | 85364900 | 1 | 4011209940796 | 1.174 | KG | 377.15 | 366.7 | CP24 | CP24 | Power contactor, AC-3 65 A, 30 kW / 400 V 2 NO + 2 NC, AC / DC 20-33 V, with varistor 3-pole, size S2 screw terminals | Lista Papel 2020 SI | 0 | 0
3RT2037-1NB34-3MA0 |  | 3RT2037-1NB34-3MA0 | 1 | UN | 1 | 2 | A | D | N | N | 85364900 | 1 | 4011209942677 | 1.208 | KG | 379.05 | 379.05 | CP24 | CP24 | Power contactor, AC-3 65 A, 30 kW / 400 V 2 NO + 2 NC, AC / DC 20-33 V, with varistor 3-pole, size S2 screw terminals Perm. mounted auxiliary switch | alteração GD Jan2018 | 0 | 0
3RT2037-1NB36 |  | 3RT2037-1NB36 | 1 | UN | 1 | 5 | B | D | N | N | 85364900 | 1 | 4011209940802 | 1.155 | KG | 381.9 | 381.9 | CP24 | CP24 | Power contactor, AC-3 65 A, 30 kW / 400 V 2 NO + 2 NC, AC / DC 20-33 V, with varistor 3-pole, size S2 screw terminals lateral auxiliary switch block | alteração GD Jan2018 | 0 | 0
3RT2037-1NE30 |  | 3RT2037-1NE30 | 1 | UN | 1 | 5 | B | D | N | N | 85364900 | 1 | 4011209940611 | 1.114 | KG | 369.55 | 359.1 | CP24 | CP24 | Power contactor, AC-3 65 A, 30 kW / 400 V 1 NO + 1 NC, 48-80 V AC / DC with varistor 3-pole, size S2 screw terminals | Lista Papel 2020 SI | 0 | 0
3RT2037-1NE34 |  | 3RT2037-1NE34 | 1 | UN | 1 | 5 | B | D | N | N | 85364900 | 1 | 4011209940819 | 1.203 | KG | 383.8 | 383.8 | CP24 | CP24 | Power contactor, AC-3 65 A, 30 kW / 400 V 2 NO + 2 NC, 48-80 V AC / DC with varistor 3-pole, size S2 screw terminals | alteração GD Jan2018 | 0 | 0
3RT2037-1NF30 |  | 3RT2037-1NF30 | 1 | UN | 1 | 5 | B | D | N | N | 85364900 | 1 | 4011209940628 | 1.129 | KG | 362.9 | 352.45 | CP24 | CP24 | Power contactor, AC-3 65 A, 30 kW / 400 V 1 NO + 1 NC, 84-155 V AC / DC with varistor 3-pole, size S2 screw terminals | Lista Papel 2020 SI | 0 | 0
3RT2037-1NF34 |  | 3RT2037-1NF34 | 1 | UN | 1 | 5 | B | D | N | N | 85364900 | 1 | 4011209940826 | 1.201 | KG | 377.15 | 366.7 | CP24 | CP24 | Power contactor, AC-3 65 A, 30 kW / 400 V 2 NO + 2 NC, 84-155 V AC / DC with varistor 3-pole, size S2 screw terminals | Lista Papel 2020 SI | 0 | 0
3RT2037-1NP30 |  | 3RT2037-1NP30 | 1 | UN | 1 | 5 | B | D | N | N | 85364900 | 1 | 4011209940635 | 1.14 | KG | 362.9 | 352.45 | CP24 | CP24 | Power contactor, AC-3 65 A, 30 kW / 400 V 1 NO + 1 NC, 175-280 V AC/DC with varistor 3-pole, size S2 screw terminals | Lista Papel 2020 SI | 0 | 0
3RT2037-1NP34 |  | 3RT2037-1NP34 | 1 | UN | 1 | 5 | B | D | N | N | 85364900 | 1 | 4011209940833 | 1.26 | KG | 377.15 | 366.7 | CP24 | CP24 | Power contactor, AC-3 65 A, 30 kW / 400 V 2 NO + 2 NC, 175-280 V AC/DC with varistor 3-pole, size S2 screw terminals | Lista Papel 2020 SI | 0 | 0
3RT2037-1XB40-0LA2 |  | 3RT2037-1XB40-0LA2 | 1 | UN | 1 | 5 | B | D | N | N | 85364900 | 1 | 4011209942516 | 1.113 | KG | 502.55 | 502.55 | CP24 | CP24 | Power contactor, AC-3 65 A, 30 kW / 400 V 1 NO + 1 NC 24 V DC, 0.7-1.25* Us with varistor 3-pole, size S2 screw terminals | alteração GD Jan2018 | 0 | 0
3RT2037-1XF40-0LA2 |  | 3RT2037-1XF40-0LA2 | 1 | UN | 1 | 5 | B | D | N | N | 85364900 | 1 | 4011209942523 | 1.13 | KG | 502.55 | 502.55 | CP24 | CP24 | Power contactor, AC-3 65 A, 30 kW / 400 V 1 NO + 1 NC 110 V DC, 0.7-1.25* Us with varistor 3-pole, size S2 screw terminals | alteração GD Jan2018 | 0 | 0
3RT2037-3AB00 |  | 3RT2037-3AB00 | 1 | UN | 1 | 5 | B | D | N | N | 85364900 | 1 | 4011209941618 | 0.991 | KG | 239.4 | 232.75 | CP24 | CP24 | Power contactor, AC-3 65 A, 30 kW / 400 V 1 NO + 1 NC, 24 V AC, 50 Hz 3-pole, size S2 Spring-type terminals | Lista Papel 2020 SI | 0 | 0
3RT2037-3AB00-Z | W96 | 3RT2037-3AB00-ZW96 | 1 | UN | 1 | 5 | B | D | N | N | 85364900 | 15 |  | 0.991 | KG | 239.4 | 239.4 | CP24 | CP24 | Power contactor, AC-3 65 A, 30 kW / 400 V 1 NO + 1 NC, 24 V AC, 50 Hz 3-pole, size S2 Spring-type terminals Multi-unit packaging = 15 units | alteração GD Jan2018 | 0 | 0
3RT2037-3AB00-Z | W97 | 3RT2037-3AB00-ZW97 | 1 | UN | 1 | 5 | B | D | N | N | 85364900 | 6 |  | 0.991 | KG | 239.4 | 239.4 | CP24 | CP24 | Power contactor, AC-3 65 A, 30 kW / 400 V 1 NO + 1 NC, 24 V AC, 50 Hz 3-pole, size S2 Spring-type terminals Multi-unit packaging = 6 units | alteração GD Jan2018 | 0 | 0
3RT2037-3AB00-Z | X95 | 3RT2037-3AB00-ZX95 | 1 | UN | 1 | 0 | A | D | N | N | 85364900 | 30 | 4047621011691 | 0.991 | KG | 239.4 | 239.4 | CP24 | CP24 | Power contactor, AC-3 65 A, 30 kW / 400 V 1 NO + 1 NC, 24 V AC, 50 Hz 3-pole, size S2 Spring-type terminals reusable packaging = 30 units | alteração GD Jan2018 | 0 | 0
3RT2037-3AC20 |  | 3RT2037-3AC20 | 1 | UN | 1 | 5 | B | D | N | N | 85364900 | 1 | 4011209941625 | 0.992 | KG | 239.4 | 239.4 | CP24 | CP24 | Power contactor, AC-3 65 A, 30 kW / 400 V 1 NO + 1 NC, 24 V AC, 50/60 Hz 3-pole, size S2 Spring-type terminals | alteração GD Jan2018 | 0 | 0
3RT2037-3AF00 |  | 3RT2037-3AF00 | 1 | UN | 1 | 5 | B | D | N | N | 85364900 | 1 | 4011209941748 | 0.995 | KG | 239.4 | 232.75 | CP24 | CP24 | Contactor, AC-3, 30 kW / 400 V, 1 NO + 1 NC, 110 V AC, 50 Hz, 3-pole, Size S2, Spring-type terminal | Lista Papel 2020 SI | 0 | 0
3RT2037-3AF04 |  | 3RT2037-3AF04 | 1 | UN | 1 | 5 | B | D | N | N | 85364900 | 1 | 4011209941977 | 1.072 | KG | 255.55 | 247.95 | CP24 | CP24 | Contactor, AC-3, 30 kW / 400 V, 2 NO + 2 NC, 110 V AC, 50 Hz, 3-pole, Size S2, Spring-type terminal | Lista Papel 2020 SI | 0 | 0
3RT2037-3AF06 |  | 3RT2037-3AF06 | 1 | UN | 1 | 5 | B | D | N | N | 85364900 | 1 | 4011209941984 | 1.04 | KG | 259.35 | 259.35 | CP24 | CP24 | Contactor, AC-3, 30 kW / 400 V, 2 NO + 2 NC, 110 V AC, 50 Hz, 3-pole, Size S2, Spring-type terminal lateral auxiliary switch block | alteração GD Jan2018 | 0 | 0
3RT2037-3AG16 |  | 3RT2037-3AG16 | 1 | UN | 1 | 5 | B | D | N | N | 85364900 | 1 | 4011209941991 | 1.04 | KG | 263.15 | 263.15 | CP24 | CP24 | Contactor, AC-3, 30 kW / 400 V, 2 NO + 2 NC, 100 V AC, 50 Hz / 110 V, 60 Hz, 3-pole, Size S2, Spring-type terminal lateral auxiliary switch block | alteração GD Jan2018 | 0 | 0
3RT2037-3AG20 |  | 3RT2037-3AG20 | 1 | UN | 1 | 5 | B | D | N | N | 85364900 | 1 | 4011209941632 | 0.979 | KG | 239.4 | 239.4 | CP24 | CP24 | Contactor, AC-3, 30 kW / 400 V, 1 NO + 1 NC, 110 V AC, 50 / 60 Hz, 3-pole, Size S2, Spring-type terminal | alteração GD Jan2018 | 0 | 0
3RT2037-3AH00 |  | 3RT2037-3AH00 | 1 | UN | 1 | 5 | B | D | N | N | 85364900 | 1 | 4011209941649 | 1.04 | KG | 239.4 | 239.4 | CP24 | CP24 | Power contactor, AC-3 65 A, 30 kW / 400 V 1 NO + 1 NC, 48 V AC, 50 Hz 3-pole, size S2 Spring-type terminals | alteração GD Jan2018 | 0 | 0
3RT2037-3AK60 |  | 3RT2037-3AK60 | 1 | UN | 1 | 5 | B | D | N | N | 85364900 | 1 | 4011209941656 | 0.996 | KG | 239.4 | 239.4 | CP24 | CP24 | Contactor, AC-3, 30 kW / 400 V, 1 NO + 1 NC, 110 V AC, 50 Hz / 120 V, 60 Hz, 3-pole, Size S2, Spring-type terminal | alteração GD Jan2018 | 0 | 0
3RT2037-3AL20 |  | 3RT2037-3AL20 | 1 | UN | 1 | 2 | A | D | N | N | 85364900 | 1 | 4011209941663 | 0.984 | KG | 239.4 | 239.4 | CP24 | CP24 | Power contactor, AC-3 65 A, 30 kW / 400 V 1 NO + 1 NC, 230 V AC 50/60 Hz, 3-pole Size S2, Spring-type terminals | alteração GD Jan2018 | 0 | 0
3RT2037-3AL20-Z | W96 | 3RT2037-3AL20-ZW96 | 1 | UN | 1 | 5 | B | D | N | N | 85364900 | 15 | 4047621017761 | 0.984 | KG | 239.4 | 239.4 | CP24 | CP24 | Power contactor, AC-3 65 A, 30 kW / 400 V 1 NO + 1 NC, 230 V AC, 50/60 Hz 3-pole, size S2 Spring-type terminals Multi-unit packaging Pack = 15 units | alteração GD Jan2018 | 0 | 0
3RT2037-3AL20-Z | W97 | 3RT2037-3AL20-ZW97 | 1 | UN | 1 | 5 | B | D | N | N | 85364900 | 6 | 4011209942172 | 0.984 | KG | 239.4 | 239.4 | CP24 | CP24 | Power contactor, AC-3 65 A, 30 kW / 400 V 1 NO + 1 NC, 230 V AC, 50/60 Hz 3-pole, size S2 Spring-type terminals Multi-unit packaging Pack = 6 units | alteração GD Jan2018 | 0 | 0
3RT2037-3AN20 |  | 3RT2037-3AN20 | 1 | UN | 1 | 5 | B | D | N | N | 85364900 | 1 | 4011209941670 | 0.99 | KG | 239.4 | 239.4 | CP24 | CP24 | Power contactor, AC-3 65 A, 30 kW / 400 V 1 NO + 1 NC, 230 V AC 50/60 Hz, 3-pole Size S2, Spring-type terminals | alteração GD Jan2018 | 0 | 0
3RT2037-3AP00 |  | 3RT2037-3AP00 | 1 | UN | 1 | 1 | A | D | N | N | 85364900 | 1 | 4011209941687 | 0.996 | KG | 239.4 | 232.75 | CP24 | CP24 | Power contactor, AC-3 65 A, 30 kW / 400 V 1 NO + 1 NC, 230 V AC, 50 Hz 3-pole, size S2 Spring-type terminals | Lista Papel 2020 SI | 0 | 0
3RT2037-3AP06 |  | 3RT2037-3AP06 | 1 | UN | 1 | 5 | B | D | N | N | 85364900 | 1 | 4011209942004 | 1.04 | KG | 259.35 | 259.35 | CP24 | CP24 | Power contactor, AC-3 65 A, 30 kW / 400 V 2 NO + 2 NC, 230 V AC, 50 Hz 3-pole, size S2 Spring-type terminals lateral auxiliary switch block | alteração GD Jan2018 | 0 | 0
3RT2037-3AP60 |  | 3RT2037-3AP60 | 1 | UN | 1 | 5 | B | D | N | N | 85364900 | 1 | 4011209941694 | 0.988 | KG | 239.4 | 239.4 | CP24 | CP24 | Power contactor, AC-3 65 A, 30 kW / 400 V 1 NO + 1 NC, 220 V AC, 50 Hz 240 V, 60Hz, 3-pole Size S2, Spring-type terminals | alteração GD Jan2018 | 0 | 0
3RT2037-3AV00 |  | 3RT2037-3AV00 | 1 | UN | 1 | 5 | B | D | N | N | 85364900 | 1 | 4011209941700 | 0.991 | KG | 243.2 | 236.55 | CP24 | CP24 | Power contactor, AC-3 65 A, 30 kW / 400 V 1 NO + 1 NC, 400 V AC, 50 Hz 3-pole, size S2 Spring-type terminals | Lista Papel 2020 SI | 0 | 0
3RT2037-3CL24-3MA0 |  | 3RT2037-3CL24-3MA0 | 1 | UN | 1 | 5 | B | D | N | N | 85364900 | 1 | 4011209942226 | 1.08 | KG | 267.9 | 267.9 | CP24 | CP24 | Power contactor, AC-3 65 A, 30 kW / 400 V 2 NO + 2 NC, 230 V AC 50/60 Hz, with inserted varistor 3-pole, Size S2, Spring-type terminals Perm. mounted auxiliary switch | alteração GD Jan2018 | 0 | 0
3RT2037-3EL20 |  | 3RT2037-3EL20 | 1 | UN | 1 | 0 | A | D | N | N | 85364900 | 1 | 4047621011592 | 0.992 | KG | 261.25 | 261.25 | CP24 | CP24 | Power contactor, AC-3 65 A, 30 kW / 400 V 1 NO + 1 NC, 230 V AC 50/60 Hz, 3-pole Size S2, Spring-type terminals with RC element plugged in | alteração GD Jan2018 | 0 | 0
3RT2037-3KB40 |  | 3RT2037-3KB40 | 1 | UN | 1 | 1 | A | D | N | N | 85364900 | 1 | 4047621010076 | 1.133 | KG | 362.9 | 352.45 | CP24 | CP24 | Power contactor, AC-3 65 A, 30 kW / 400 V 1 NO + 1 NC, 24 V DC with varistor Spring-type terminal Suitable for 2 A PLC outputs | Lista Papel 2020 SI | 0 | 0
3RT2037-3KB44-3MA0 |  | 3RT2037-3KB44-3MA0 | 1 | UN | 1 | 5 | B | D | N | N | 85364900 | 1 | 4047621010083 | 1.223 | KG | 380 | 380 | CP24 | CP24 | Contactor relay, AC-3 65 A, 30 kW / 400 V 2 NO + 2 NC, 24 V DC with varistor 3-pole, size S2 spring-type terminal, Perm. mounted auxiliary switch suitable for 2 A PLC outputs | alteração GD Jan2018 | 0 | 0
3RT2037-3NB30 |  | 3RT2037-3NB30 | 1 | UN | 1 | 1 | A | D | N | N | 85364900 | 1 | 4011209941717 | 1.13 | KG | 362.9 | 352.45 | CP24 | CP24 | Power contactor, AC-3 65 A, 30 kW / 400 V 1 NO + 1 NC, 20-33 V AC/DC 3-pole, size S2 Spring-type terminals | Lista Papel 2020 SI | 0 | 0
3RT2037-3NB30-0CC0 |  | 3RT2037-3NB30-0CC0 | 1 | UN | 1 | 5 | B | D | N | N | 85364900 | 1 | 4011209942318 | 1.121 | KG | 376.2 | 365.75 | CP24 | CP24 | Power contactor, AC-3 65 A, 30 kW / 400 V 1 NO + 1 NC, 20-33 V AC/DC communication-capable, with varistor, 3-pole, Size S2, Spring-type terminals | Lista Papel 2020 SI | 0 | 0
3RT2037-3NB30-Z | W96 | 3RT2037-3NB30-ZW96 | 1 | UN | 1 | 5 | B | D | N | N | 85364900 | 15 | 4047621069012 | 1.135 | KG | 362.9 | 362.9 | CP24 | CP24 | power contactor, AC-3 65 A, 30 kW / 400 V, 1NO + 1NC, 20-33 V AC/DC 3-pole, Size S2 Spring-type terminal | alteração GD Jan2018 | 0 | 7
3RT2037-3NB30-Z | X95 | 3RT2037-3NB30-ZX95 | 1 | UN | 1 | 1 | A | D | EAR99 | N | 85364900 | 30 | 4047621068404 | 1.09 | KG | 362.9 | 362.9 | CP24 | CP24 | power contactor, AC-3 65 A, 30 kW / 400 V, 1NO + 1NC, 20-33 V AC/DC 3-pole, Size S2 Spring-type terminal | alteração GD Jan2018 | 0 | 7
3RT2037-3NB34-3MA0 |  | 3RT2037-3NB34-3MA0 | 1 | UN | 1 | 5 | B | D | N | N | 85364900 | 1 | 4011209942233 | 1.22 | KG | 379.05 | 379.05 | CP24 | CP24 | Power contactor, AC-3 65 A, 30 kW / 400 V 2 NO + 2 NC, 20-33 V AC/DC with varistor 3-pole, size S2 spring-type terminal, Perm. mounted auxiliary switch | alteração GD Jan2018 | 0 | 0
3RT2037-3NE34 |  | 3RT2037-3NE34 | 1 | UN | 1 | 5 | B | D | N | N | 85364900 | 1 | 4011209942011 | 1.219 | KG | 383.8 | 383.8 | CP24 | CP24 | Power contactor, AC-3 65 A, 30 kW / 400 V 2 NO + 2 NC, 48-80 V AC/DC with varistor 3-pole, size S2 Spring-type terminals | alteração GD Jan2018 | 0 | 0
3RT2037-3NF30 |  | 3RT2037-3NF30 | 1 | UN | 1 | 5 | B | D | N | N | 85364900 | 1 | 4011209941724 | 1.127 | KG | 362.9 | 352.45 | CP24 | CP24 | Power contactor, AC-3 65 A, 30 kW / 400 V 1 NO + 1 NC, 84-155 V AC/DC with varistor 3-pole, size S2 Spring-type terminals | Lista Papel 2020 SI | 0 | 0
3RT2037-3NP30 |  | 3RT2037-3NP30 | 1 | UN | 1 | 5 | B | D | N | N | 85364900 | 1 | 4011209941731 | 1.116 | KG | 362.9 | 352.45 | CP24 | CP24 | Power contactor, AC-3 65 A, 30 kW / 400 V 1 NO + 1 NC, 175-280 V AC/DC with varistor 3-pole, size S2 Spring-type terminals | Lista Papel 2020 SI | 0 | 0
3RT2037-3XB40-0LA2 |  | 3RT2037-3XB40-0LA2 | 1 | UN | 1 | 5 | B | D | N | N | 85364900 | 1 | 4011209942530 | 1.113 | KG | 502.55 | 502.55 | CP24 | CP24 | Traction contactor, AC-3 65 A, 30 kW / 400 V 1 NO + 1 NC 24 V DC, 0.7-1.25* Us with varistor 3-pole, size S2 Spring-type terminals | alteração GD Jan2018 | 0 | 0
3RT2037-3XB44-0LA2 |  | 3RT2037-3XB44-0LA2 | 1 | UN | 1 | 5 | B | D | N | N | 85364900 | 1 | 4011209942547 | 1.205 | KG | 516.8 | 516.8 | CP24 | CP24 | Traction contactor, AC-3 65 A, 30 kW / 400 V 2 NO + 2 NC 24 V DC, 0.7-1.25* Us with varistor 3-pole, size S2 Spring-type terminals | alteração GD Jan2018 | 0 | 0
3RT2037-3XF40-0LA2 |  | 3RT2037-3XF40-0LA2 | 1 | UN | 1 | 5 | B | D | N | N | 85364900 | 1 | 4011209942554 | 1.117 | KG | 502.55 | 502.55 | CP24 | CP24 | Traction contactor, AC-3 65 A, 30 kW / 400 V 1 NO + 1 NC 110 V DC, 0.7-1.25* Us with varistor 3-pole, size S2 Spring-type terminals | alteração GD Jan2018 | 0 | 0
3RT2037-3XF44-0LA2 |  | 3RT2037-3XF44-0LA2 | 1 | UN | 1 | 5 | B | D | N | N | 85364900 | 1 | 4011209942561 | 1.205 | KG | 516.8 | 516.8 | CP24 | CP24 | Traction contactor, AC-3 65 A, 30 kW / 400 V 2 NO + 2 NC 110 V DC, 0.7-1.25* Us with varistor 3-pole, size S2 Spring-type terminals | alteração GD Jan2018 | 0 | 0
3RT2037-3XJ40-0LA2 |  | 3RT2037-3XJ40-0LA2 | 1 | UN | 1 | 0 | A | D | EAR99 | N | 85364900 | 1 | 4047621013282 | 1.152 | KG | 509.2 | 509.2 | CP24 | CP24 | Traction contactor, AC-3 65 A, 30 kW / 400 V 1 NO + 1 NC 72 V DC, 0.7-1.25* Us with varistor 3-pole, size S2 Spring-type terminals | alteração GD Jan2018 | 0 | 0
3RT2037-3XJ44-0LA2 |  | 3RT2037-3XJ44-0LA2 | 1 | UN | 1 | 0 | A | D | EAR99 | N | 85364900 | 1 | 4047621065274 | 1.219 | KG | 524.4 | 524.4 | CP24 | CP24 | Traction contactor, AC-3 65 A, 30 kW / 400 V 2 NO + 2 NC 72 V DC, 0.7-1.25* Us with varistor 3-pole, size S2 Spring-type terminals | alteração GD Jan2018 | 0 | 0
3RT2038-1AB00 |  | 3RT2038-1AB00 | 1 | UN | 1 | 2 | A | D | N | N | 85364900 | 1 | 4011209940642 | 0.993 | KG | 266.95 | 259.35 | CP24 | CP24 | Power contactor, AC-3 80 A, 37 kW / 400 V 1 NO + 1 NC, 24 V AC, 50 Hz 3-pole, size S2 screw terminals | Lista Papel 2020 SI | 0 | 0
3RT2038-1AB04 |  | 3RT2038-1AB04 | 1 | UN | 1 | 5 | B | D | N | N | 85364900 | 1 | 4011209940840 | 1.12 | KG | 281.2 | 273.6 | CP24 | CP24 | Power contactor, AC-3 80 A, 37 kW / 400 V 2 NO + 2 NC, 24 V AC, 50 Hz 3-pole, size S2 screw terminals | Lista Papel 2020 SI | 0 | 0
3RT2038-1AC20 |  | 3RT2038-1AC20 | 1 | UN | 1 | 1 | A | D | N | N | 85364900 | 1 | 4011209940659 | 1.005 | KG | 266.95 | 266.95 | CP24 | CP24 | Power contactor, AC-3 80 A, 37 kW / 400 V 1 NO + 1 NC, 24 V AC, 50/60 Hz 3-pole, size S2 screw terminals | alteração GD Jan2018 | 0 | 0
3RT2038-1AC24 |  | 3RT2038-1AC24 | 1 | UN | 1 | 5 | B | D | N | N | 85364900 | 1 | 4011209940857 | 1.071 | KG | 281.2 | 281.2 | CP24 | CP24 | Power contactor, AC-3 80 A, 37 kW / 400 V 2 NO + 2 NC, 24 V AC, 50/60 Hz 3-pole, size S2 screw terminals | alteração GD Jan2018 | 0 | 0
3RT2038-1AD00 |  | 3RT2038-1AD00 | 1 | UN | 1 | 5 | B | D | N | N | 85364900 | 1 | 4011209940666 | 0.99 | KG | 270.75 | 270.75 | CP24 | CP24 | Power contactor, AC-3 80 A, 37 kW / 400 V 1 NO + 1 NC, 42 V AC, 50 Hz 3-pole, size S2 screw terminals | alteração GD Jan2018 | 0 | 0
3RT2038-1AD04 |  | 3RT2038-1AD04 | 1 | UN | 1 | 5 | B | D | N | N | 85364900 | 1 | 4011209940864 | 1.077 | KG | 287.85 | 287.85 | CP24 | CP24 | Power contactor, AC-3 80 A, 37 kW / 400 V 2 NO + 2 NC, 42 V AC, 50 Hz 3-pole, size S2 screw terminals | alteração GD Jan2018 | 0 | 0
3RT2038-1AF00 |  | 3RT2038-1AF00 | 1 | UN | 1 | 2 | A | D | N | N | 85364900 | 1 | 4011209940673 | 0.997 | KG | 266.95 | 259.35 | CP24 | CP24 | Contactor, AC-3, 37 kW / 400 V, 1 NO + 1 NC, 110 V AC, 50 Hz, 3-pole, Size S2, screw terminal | Lista Papel 2020 SI | 0 | 0
3RT2038-1AF04 |  | 3RT2038-1AF04 | 1 | UN | 1 | 2 | A | D | N | N | 85364900 | 1 | 4011209940871 | 1.076 | KG | 281.2 | 273.6 | CP24 | CP24 | Contactor, AC-3, 37 kW / 400 V, 2 NO + 2 NC, 110 V AC, 50 Hz, 3-pole, Size S2, screw terminal | Lista Papel 2020 SI | 0 | 0
3RT2038-1AG20 |  | 3RT2038-1AG20 | 1 | UN | 1 | 1 | A | D | N | N | 85364900 | 1 | 4011209940680 | 0.989 | KG | 266.95 | 266.95 | CP24 | CP24 | Contactor, AC-3, 37 kW / 400 V, 1 NO + 1 NC, 110 V AC, 50 / 60 Hz, 3-pole, Size S2, screw terminal | alteração GD Jan2018 | 0 | 0
3RT2038-1AG24 |  | 3RT2038-1AG24 | 1 | UN | 1 | 5 | B | D | N | N | 85364900 | 1 | 4011209940888 | 1.13 | KG | 281.2 | 281.2 | CP24 | CP24 | Contactor, AC-3, 37 kW / 400 V, 2 NO + 2 NC, 110 V AC, 50 / 60 Hz, 3-pole, screw terminal | alteração GD Jan2018 | 0 | 0
3RT2038-1AG60 |  | 3RT2038-1AG60 | 1 | UN | 1 | 5 | B | D | N | N | 85364900 | 1 | 4011209940703 | 0.99 | KG | 270.75 | 270.75 | CP24 | CP24 | Contactor, AC-3, 37 kW / 400 V, 1 NO + 1 NC, 100 V AC, 50Hz / 100 ... 110 V, 60 Hz, 3-pole, Size S2, screw terminal | alteração GD Jan2018 | 0 | 0
3RT2038-1AH00 |  | 3RT2038-1AH00 | 1 | UN | 1 | 5 | B | D | N | N | 85364900 | 1 | 4011209940697 | 1.004 | KG | 266.95 | 266.95 | CP24 | CP24 | Power contactor, AC-3 80 A, 37 kW / 400 V 1 NO + 1 NC, 48 V AC, 50 Hz 3-pole, size S2 screw terminals | alteração GD Jan2018 | 0 | 0
3RT2038-1AH20 |  | 3RT2038-1AH20 | 1 | UN | 1 | 5 | B | D | N | N | 85364900 | 1 | 4011209940710 | 0.983 | KG | 270.75 | 270.75 | CP24 | CP24 | Power contactor, AC-3 80 A, 37 kW / 400 V 1 NO + 1 NC, 48 V AC, 50/60 Hz 3-pole, size S2 screw terminals | alteração GD Jan2018 | 0 | 0
3RT2038-1AK60 |  | 3RT2038-1AK60 | 1 | UN | 1 | 1 | A | D | N | N | 85364900 | 1 | 4011209940727 | 0.998 | KG | 266.95 | 266.95 | CP24 | CP24 | Contactor, AC-3, 37 kW / 400 V, 1 NO + 1 NC, 110 V AC, 50 Hz / 120 V, 60 Hz, 3-pole, Size S2, screw terminal | alteração GD Jan2018 | 0 | 0
3RT2038-1AK60-1AA0 |  | 3RT2038-1AK60-1AA0 | 1 | UN | 1 | 0 | A | D | N | N | 85364900 | 1 | 4047621007915 | 0.991 | KG | 288.8 | 288.8 | CP24 | CP24 | Contactor, AC-3, 37 kW / 400 V, 1 NO + 1 NC, 110 V AC, 50 Hz / 120 V, 60 Hz, 3-pole, Size S2, screw terminal Upright mounting position | alteração GD Jan2018 | 0 | 0
3RT2038-1AK60-Z | W97 | 3RT2038-1AK60-ZW97 | 1 | UN | 1 | 5 | B | D | N | N | 85364900 | 6 | 4047621028774 | 0.964 | KG | 266.95 | 266.95 | CP24 | CP24 | Contactor, AC-3, 37 kW/400 V 1 NO+1 NC, 110 V AC/50 Hz 120 V/60 Hz 3-pole, Size S2 screw terminal Multi-unit packaging Pack = 6 units | alteração GD Jan2018 | 0 | 0
3RT2038-1AK64 |  | 3RT2038-1AK64 | 1 | UN | 1 | 5 | B | D | N | N | 85364900 | 1 | 4011209940895 | 1.067 | KG | 281.2 | 281.2 | CP24 | CP24 | Contactor, AC-3, 37 kW / 400 V, 2 NO + 2 NC, 110 V AC, 50 Hz / 120 V, 60 Hz, 3-pole, Size S2, screw terminal | alteração GD Jan2018 | 0 | 0
3RT2038-1AK64-3MA0 |  | 3RT2038-1AK64-3MA0 | 1 | UN | 1 | 0 | A | D | N | N | 85364900 | 1 | 4047621008295 | 1.086 | KG | 285 | 285 | CP24 | CP24 | Contactor, AC-3, 37 kW / 400 V, 2 NO + 2 NC, 110 V AC, 50 Hz / 120 V, 60 Hz, 3-pole, Size S2, screw terminal captive auxiliary switch block | alteração GD Jan2018 | 0 | 0
3RT2038-1AL20 |  | 3RT2038-1AL20 | 1 | UN | 1 | 1 | A | D | N | N | 85364900 | 1 | 4011209940734 | 0.992 | KG | 266.95 | 266.95 | CP24 | CP24 | Power contactor, AC-3 80 A, 37 kW / 400 V 1 NO + 1 NC, 230 V AC 50/60 Hz, 3-pole Size S2, screw terminals | alteração GD Jan2018 | 0 | 0
3RT2038-1AL20-Z | W97 | 3RT2038-1AL20-ZW97 | 1 | UN | 1 | 5 | B | D | N | N | 85364900 | 6 |  | 0.992 | KG | 266.95 | 266.95 | CP24 | CP24 | Power contactor, AC-3 80 A, 37 kW / 400 V 1 NO + 1 NC, 230 V AC, 50/60 Hz 3-pole, size S2 screw terminals Multi-unit packaging Pack = 6 units | alteração GD Jan2018 | 0 | 0
3RT2038-1AL24 |  | 3RT2038-1AL24 | 1 | UN | 1 | 2 | A | D | N | N | 85364900 | 1 | 4011209940901 | 1.048 | KG | 281.2 | 281.2 | CP24 | CP24 | Power contactor, AC-3 80 A, 37 kW / 400 V 2 NO + 2 NC, 230 V AC 50/60 Hz, 3-pole Size S2, screw terminals | alteração GD Jan2018 | 0 | 0
3RT2038-1AM20 |  | 3RT2038-1AM20 | 1 | UN | 1 | 5 | B | D | N | N | 85364900 | 1 | 4011209940741 | 0.994 | KG | 270.75 | 270.75 | CP24 | CP24 | Power contactor, AC-3 80 A, 37 kW / 400 V 1 NO + 1 NC, 208 V AC 50/60 Hz, 3-pole Size S2, screw terminals | alteração GD Jan2018 | 0 | 0
3RT2038-1AN20 |  | 3RT2038-1AN20 | 1 | UN | 1 | 2 | A | D | N | N | 85364900 | 1 | 4011209940758 | 0.998 | KG | 266.95 | 266.95 | CP24 | CP24 | Power contactor, AC-3 80 A, 37 kW / 400 V 1 NO + 1 NC, 220 V AC 50/60 Hz, 3-pole Size S2, screw terminals | alteração GD Jan2018 | 0 | 0
3RT2038-1AN24 |  | 3RT2038-1AN24 | 1 | UN | 1 | 5 | B | D | N | N | 85364900 | 1 | 4011209940918 | 1.069 | KG | 281.2 | 281.2 | CP24 | CP24 | Power contactor, AC-3 80 A, 37 kW / 400 V 2 NO + 2 NC, 220 V AC 50/60 Hz, 3-pole Size S2, screw terminals | alteração GD Jan2018 | 0 | 0
3RT2038-1AN60 |  | 3RT2038-1AN60 | 1 | UN | 1 | 0 | A | D | EAR99 | N | 85364900 | 1 |  | 0.991 | KG | 270.75 | 270.75 | CP24 | CP24 | Power contactor, AC-3 80 A, 37 kW / 400 V 1 NO + 1 NC, 200 V AC, 50 Hz / 200-220 V, 60 Hz 3-pole, size S2 screw terminal | alteração GD Jan2018 | 0 | 7
3RT2038-1AP00 |  | 3RT2038-1AP00 | 1 | UN | 1 | 1 | A | D | N | N | 85364900 | 1 | 4011209941052 | 0.991 | KG | 266.95 | 259.35 | CP24 | CP24 | Power contactor, AC-3 80 A, 37 kW / 400 V 1 NO + 1 NC, 230 V AC, 50 Hz 3-pole, size S2 screw terminals | Lista Papel 2020 SI | 0 | 0
3RT2038-1AP00-1AA0 |  | 3RT2038-1AP00-1AA0 | 1 | UN | 1 | 5 | B | D | N | N | 85364900 | 1 | 4011209942691 | 1.05 | KG | 288.8 | 288.8 | CP24 | CP24 | Power contactor, AC-3 80 A, 37 kW / 400 V 1 NO + 1 NC, 230 V AC, 50 Hz 3-pole, size S2 screw terminals Upright mounting position | alteração GD Jan2018 | 0 | 0
3RT2038-1AP04 |  | 3RT2038-1AP04 | 1 | UN | 1 | 1 | A | D | N | N | 85364900 | 1 | 4011209940925 | 1.071 | KG | 281.2 | 273.6 | CP24 | CP24 | Power contactor, AC-3 80 A, 37 kW / 400 V 2 NO + 2 NC, 230 V AC 50 Hz 3-pole, size S2 screw terminals | Lista Papel 2020 SI | 0 | 0
3RT2038-1AP04-3MA0 |  | 3RT2038-1AP04-3MA0 | 1 | UN | 1 | 5 | B | D | N | N | 85364900 | 1 | 4011209942707 | 1.079 | KG | 285 | 285 | CP24 | CP24 | Power contactor, AC-3 80 A, 37 kW / 400 V 2 NO + 2 NC, 230 V AC 50 Hz 3-pole, size S2 screw terminals Perm. mounted auxiliary switch | alteração GD Jan2018 | 0 | 0
3RT2038-1AP60 |  | 3RT2038-1AP60 | 1 | UN | 1 | 5 | B | D | N | N | 85364900 | 1 | 4011209941069 | 1.01 | KG | 266.95 | 266.95 | CP24 | CP24 | Power contactor, AC-3 80 A, 37 kW / 400 V 1 NO + 1 NC, 220 V AC, 50 Hz 240 V, 60Hz, 3-pole Size S2, screw terminals | alteração GD Jan2018 | 0 | 0
3RT2038-1AP64 |  | 3RT2038-1AP64 | 1 | UN | 1 | 5 | B | D | N | N | 85364900 | 1 | 4011209940932 | 1.07 | KG | 281.2 | 281.2 | CP24 | CP24 | Power contactor, AC-3 80 A, 37 kW / 400 V 2 NO + 2 NC, 220 V AC, 50 Hz 240 V, 60Hz, 3-pole Size S2, screw terminals | alteração GD Jan2018 | 0 | 0
3RT2038-1AQ20 |  | 3RT2038-1AQ20 | 1 | UN | 1 | 5 | B | D | N | N | 85364900 | 1 | 4011209941076 | 0.992 | KG | 270.75 | 270.75 | CP24 | CP24 | Power contactor, AC-3 80 A, 37 kW / 400 V 1 NO + 1 NC, 500 V AC 50/60 Hz, 3-pole Size S2, screw terminals | alteração GD Jan2018 | 0 | 0
3RT2038-1AR60 |  | 3RT2038-1AR60 | 1 | UN | 1 | 5 | B | D | N | N | 85364900 | 1 | 4011209941083 | 0.984 | KG | 270.75 | 270.75 | CP24 | CP24 | Power contactor, AC-3 80 A, 37 kW / 400 V 1 NO + 1 NC, 400 V AC, 50 Hz 400-440 V, 60 Hz 3-pole, size S2 screw terminals | alteração GD Jan2018 | 0 | 0
3RT2038-1AR64 |  | 3RT2038-1AR64 | 1 | UN | 1 | 5 | B | D | N | N | 85364900 | 1 | 4011209940949 | 1.07 | KG | 287.85 | 287.85 | CP24 | CP24 | Power contactor, AC-3 80 A, 37 kW / 400 V 2 NO + 2 NC, 400 V AC, 50 Hz 400-440 V, 60 Hz 3-pole, size S2 screw terminals | alteração GD Jan2018 | 0 | 0
3RT2038-1AT60 |  | 3RT2038-1AT60 | 1 | UN | 1 | 5 | B | D | N | N | 85364900 | 1 | 4011209941090 | 0.996 | KG | 270.75 | 270.75 | CP24 | CP24 | Power contactor, AC-3 80 A, 37 kW / 400 V 1 NO + 1 NC, 600 V AC, 60 Hz 3-pole, size S2 screw terminals | alteração GD Jan2018 | 0 | 0
3RT2038-1AU00 |  | 3RT2038-1AU00 | 1 | UN | 1 | 5 | B | D | N | N | 85364900 | 1 | 4011209941106 | 0.988 | KG | 266.95 | 266.95 | CP24 | CP24 | Power contactor, AC-3 80 A, 37 kW / 400 V 1 NO + 1 NC, 240 V AC, 50 Hz 3-pole, size S2 screw terminals | alteração GD Jan2018 | 0 | 0
3RT2038-1AV00 |  | 3RT2038-1AV00 | 1 | UN | 1 | 5 | B | D | N | N | 85364900 | 1 | 4011209941113 | 0.99 | KG | 270.75 | 263.15 | CP24 | CP24 | Power contactor, AC-3 80 A, 37 kW / 400 V 1 NO + 1 NC, 400 V AC, 50 Hz 3-pole, size S2 screw terminals | Lista Papel 2020 SI | 0 | 0
3RT2038-1AV04 |  | 3RT2038-1AV04 | 1 | UN | 1 | 5 | B | D | N | N | 85364900 | 1 | 4011209940956 | 1.065 | KG | 287.85 | 279.3 | CP24 | CP24 | Power contactor, AC-3 80 A, 37 kW / 400 V 2 NO + 2 NC, 400 V AC, 50 Hz 3-pole, size S2 screw terminals | Lista Papel 2020 SI | 0 | 0
3RT2038-1AV60 |  | 3RT2038-1AV60 | 1 | UN | 1 | 5 | B | D | N | N | 85364900 | 1 | 4011209941120 | 0.99 | KG | 270.75 | 270.75 | CP24 | CP24 | Power contactor, AC-3 80 A, 37 kW / 400 V 1 NO + 1 NC, 480 V AC, 60 Hz 3-pole, size S2 screw terminals | alteração GD Jan2018 | 0 | 0
3RT2038-1CK64-3MA0 |  | 3RT2038-1CK64-3MA0 | 1 | UN | 1 | 10 | C | D | N | N | 85364900 | 1 | 4047621031729 | 1.079 | KG | 296.4 | 296.4 | CP24 | CP24 | Contactor, AC-3, 37 kW / 400 V, 2 NO + 2 NC, 110 V AC, 50 Hz, 120 V, 60 Hz, with inserted varistor, 3-pole, Size S2, screw terminal Captive auxiliary switch | alteração GD Jan2018 | 0 | 0
3RT2038-1CL24-3MA0 |  | 3RT2038-1CL24-3MA0 | 1 | UN | 1 | 5 | B | D | N | N | 85364900 | 1 | 4011209942714 | 1.08 | KG | 296.4 | 296.4 | CP24 | CP24 | Power contactor, AC-3 80 A, 37 kW / 400 V 2 NO + 2 NC, 230 V AC 50/60 Hz, with inserted varistor, 3-pole, Size S2, screw terminals Perm. mounted auxiliary switch | alteração GD Jan2018 | 0 | 0
3RT2038-1CP04 |  | 3RT2038-1CP04 | 1 | UN | 1 | 5 | B | D | N | N | 85364900 | 1 | 4011209940963 | 1.069 | KG | 294.5 | 294.5 | CP24 | CP24 | Power contactor, AC-3 80 A, 37 kW / 400 V 2 NO + 2 NC, 230 V AC 50 Hz 3-pole, size S2 screw terminals integrated varistor | alteração GD Jan2018 | 0 | 0
3RT2038-1KB40 |  | 3RT2038-1KB40 | 1 | UN | 1 | 1 | A | D | N | N | 85364900 | 1 | 4047621010106 | 1.126 | KG | 380.95 | 370.5 | CP24 | CP24 | Power contactor, AC-3 80 A, 37 kW / 400 V 1 NO + 1 NC, 24 V DC with varistor 3-pole, Size S2 Screw terminal Suitable for 2 A PLC outputs | Lista Papel 2020 SI | 0 | 0
3RT2038-1KB44 |  | 3RT2038-1KB44 | 1 | UN | 1 | 5 | B | D | N | N | 85364900 | 1 | 4047621010113 | 1.23 | KG | 395.2 | 395.2 | CP24 | CP24 | Contactor relay, AC-3 80 A, 37 kW / 400 V 2 NO + 2 NC, 24 V DC with varistor 3-pole, size S2 screw terminals suitable for 2 A PLC outputs | alteração GD Jan2018 | 0 | 0
3RT2038-1KB44-3MA0 |  | 3RT2038-1KB44-3MA0 | 1 | UN | 1 | 5 | B | D | N | N | 85364900 | 1 | 4047621010120 | 1.2 | KG | 397.1 | 397.1 | CP24 | CP24 | Contactor relay, AC-3 80 A, 37 kW / 400 V 2 NO + 2 NC, 24 V DC with varistor 3-pole, size S2 screw terminals Perm. mounted auxiliary switch suitable for 2A PLC outputs | alteração GD Jan2018 | 0 | 0
3RT2038-1NB30 |  | 3RT2038-1NB30 | 1 | UN | 1 | 1 | A | D | N | N | 85364900 | 1 | 4011209941137 | 1.119 | KG | 380.95 | 370.5 | CP24 | CP24 | Power contactor, AC-3 80 A, 37 kW / 400 V 1 NO + 1 NC, 20-33 V AC/DC with varistor 3-pole, size S2 screw terminals | Lista Papel 2020 SI | 0 | 0
3RT2038-1NB30-0CC0 |  | 3RT2038-1NB30-0CC0 | 1 | UN | 1 | 5 | B | D | N | N | 85364900 | 1 | 4011209942332 | 1.124 | KG | 393.3 | 381.9 | CP24 | CP24 | Power contactor, AC-3 80 A, 37 kW / 400 V 1 NO + 1 NC, 20-33 V AC/DC communication-capable, with varistor, 3-pole, size S2 screw terminals | Lista Papel 2020 SI | 0 | 0
3RT2038-1NB34 |  | 3RT2038-1NB34 | 1 | UN | 1 | 2 | A | D | N | N | 85364900 | 1 | 4011209940970 | 1.185 | KG | 396.15 | 384.75 | CP24 | CP24 | Power contactor, AC-3 80 A, 37 kW / 400 V 2 NO + 2 NC, 20-33 V AC/DC with varistor 3-pole, size S2 screw terminals | Lista Papel 2020 SI | 0 | 0
3RT2038-1NB34-3MA0 |  | 3RT2038-1NB34-3MA0 | 1 | UN | 1 | 2 | A | D | N | N | 85364900 | 1 | 4011209942738 | 1.229 | KG | 398.05 | 398.05 | CP24 | CP24 | Power contactor, AC-3 80 A, 37 kW / 400 V 2 NO + 2 NC, 20-33 V AC/DC with varistor 3-pole, size S2 screw terminals Perm. mounted auxiliary switch | alteração GD Jan2018 | 0 | 0
3RT2038-1NE30 |  | 3RT2038-1NE30 | 1 | UN | 1 | 5 | B | D | N | N | 85364900 | 1 | 4011209941144 | 1.123 | KG | 386.65 | 376.2 | CP24 | CP24 | Power contactor, AC-3 80 A, 37 kW / 400 V 1 NO + 1 NC, 48-80 V AC/DC with varistor 3-pole, size S2 screw terminals | Lista Papel 2020 SI | 0 | 0
3RT2038-1NF30 |  | 3RT2038-1NF30 | 1 | UN | 1 | 5 | B | D | N | N | 85364900 | 1 | 4011209941151 | 1.12 | KG | 380.95 | 370.5 | CP24 | CP24 | Power contactor, AC-3 80 A, 37 kW / 400 V 1 NO + 1 NC, 84-155 V AC/DC with varistor 3-pole, size S2 screw terminals | Lista Papel 2020 SI | 0 | 0
3RT2038-1NF34 |  | 3RT2038-1NF34 | 1 | UN | 1 | 5 | B | D | N | N | 85364900 | 1 | 4011209940987 | 1.2 | KG | 396.15 | 384.75 | CP24 | CP24 | Power contactor, AC-3 80 A, 37 kW / 400 V 2 NO + 2 NC, 84-155 V AC/DC with varistor 3-pole, size S2 screw terminals | Lista Papel 2020 SI | 0 | 0
3RT2038-1NP30 |  | 3RT2038-1NP30 | 1 | UN | 1 | 5 | B | D | N | N | 85364900 | 1 | 4011209941168 | 1.127 | KG | 380.95 | 370.5 | CP24 | CP24 | Power contactor, AC-3 80 A, 37 kW / 400 V 1 NO + 1 NC, 175-280 V AC/DC with varistor 3-pole, size S2 screw terminals | Lista Papel 2020 SI | 0 | 0
3RT2038-1NP34 |  | 3RT2038-1NP34 | 1 | UN | 1 | 5 | B | D | N | N | 85364900 | 1 | 4011209940994 | 1.183 | KG | 396.15 | 384.75 | CP24 | CP24 | Power contactor, AC-3 80 A, 37 kW / 400 V 2 NO + 2 NC, 175-280 V AC/DC with varistor 3-pole, size S2 screw terminals | Lista Papel 2020 SI | 0 | 0
3RT2038-1XB40-0LA2 |  | 3RT2038-1XB40-0LA2 | 1 | UN | 1 | 5 | B | D | N | N | 85364900 | 1 | 4011209942578 | 1.122 | KG | 528.2 | 528.2 | CP24 | CP24 | Traction contactor, AC-3 80 A, 37 kW / 400 V 1 NO + 1 NC 24 V DC, 0.7-1.25* Us, with varistor 3-pole, Size S2, screw terminals | alteração GD Jan2018 | 0 | 0
3RT2038-1XF40-0LA2 |  | 3RT2038-1XF40-0LA2 | 1 | UN | 1 | 5 | B | D | N | N | 85364900 | 1 | 4011209942585 | 1.125 | KG | 528.2 | 528.2 | CP24 | CP24 | Traction contactor, AC-3 80 A, 37 kW / 400 V 1 NO + 1 NC 110 V DC, 0.7-1.25* Us with varistor 3-pole, Size S2, screw terminals | alteração GD Jan2018 | 0 | 0
3RT2038-3AB00 |  | 3RT2038-3AB00 | 1 | UN | 1 | 5 | B | D | N | N | 85364900 | 1 | 4011209941809 | 0.988 | KG | 266.95 | 259.35 | CP24 | CP24 | Power contactor, AC-3 80 A, 37 kW / 400 V 1 NO + 1 NC, 24 V AC, 50 Hz 3-pole, size S2 Spring-type terminals | Lista Papel 2020 SI | 0 | 0
3RT2038-3AC20 |  | 3RT2038-3AC20 | 1 | UN | 1 | 5 | B | D | N | N | 85364900 | 1 | 4011209941816 | 1.04 | KG | 266.95 | 266.95 | CP24 | CP24 | Power contactor, AC-3 80 A, 37 kW / 400 V 1 NO + 1 NC, 24 V AC 50/60 Hz, 3-pole Size S2, Spring-type terminals | alteração GD Jan2018 | 0 | 0
3RT2038-3AF00 |  | 3RT2038-3AF00 | 1 | UN | 1 | 5 | B | D | N | N | 85364900 | 1 | 4011209941823 | 1.04 | KG | 266.95 | 259.35 | CP24 | CP24 | Contactor, AC-3, 37 kW / 400 V, 1 NO + 1 NC, 110 V AC, 50 Hz, 3-pole, Size S2, Spring-type terminal | Lista Papel 2020 SI | 0 | 0
3RT2038-3AF04 |  | 3RT2038-3AF04 | 1 | UN | 1 | 5 | B | D | N | N | 85364900 | 1 | 4011209942028 | 1.073 | KG | 282.15 | 274.55 | CP24 | CP24 | Contactor, AC-3, 37 kW / 400 V, 2 NO + 2 NC, 110 V AC, 50 Hz, 3-pole, Size S2, Spring-type terminal | Lista Papel 2020 SI | 0 | 0
3RT2038-3AF06 |  | 3RT2038-3AF06 | 1 | UN | 1 | 5 | B | D | N | N | 85364900 | 1 | 4011209942035 | 1.037 | KG | 287.85 | 287.85 | CP24 | CP24 | Contactor, AC-3, 37 kW / 400 V, 2 NO + 2 NC, 110 V AC, 50 Hz, 3-pole, Size S2, Spring-type terminal lateral auxiliary switch block | alteração GD Jan2018 | 0 | 0
3RT2038-3AG20 |  | 3RT2038-3AG20 | 1 | UN | 1 | 5 | B | D | N | N | 85364900 | 1 | 4011209941793 | 0.987 | KG | 266.95 | 266.95 | CP24 | CP24 | Contactor, AC-3, 37 kW / 400 V, 1 NO + 1 NC, 110 V AC, 50 / 60 Hz, 3-pole, Size S2, Spring-type terminal | alteração GD Jan2018 | 0 | 0
3RT2038-3AH00 |  | 3RT2038-3AH00 | 1 | UN | 1 | 5 | B | D | N | N | 85364900 | 1 | 4011209941786 | 1.006 | KG | 266.95 | 266.95 | CP24 | CP24 | Power contactor, AC-3 80 A, 37 kW / 400 V 1 NO + 1 NC, 48 V AC, 50 Hz 3-pole, size S2 Spring-type terminals | alteração GD Jan2018 | 0 | 0
3RT2038-3AK60 |  | 3RT2038-3AK60 | 1 | UN | 1 | 5 | B | D | N | N | 85364900 | 1 | 4011209941779 | 0.992 | KG | 266.95 | 266.95 | CP24 | CP24 | Contactor, AC-3, 37 kW / 400 V, 1 NO + 1 NC, 110 V AC, 50 Hz / 120 V, 60 Hz, 3-pole, Size S2, Spring-type terminal | alteração GD Jan2018 | 0 | 0
3RT2038-3AK64-3MA0 |  | 3RT2038-3AK64-3MA0 | 1 | UN | 1 | 0 | A | D | N | N | 85364900 | 1 | 4047621054063 | 1.14 | KG | 285 | 285 | CP24 | CP24 | Power contactor, AC-3 80 A, 37 kW / 400 V with varistor; 2 NO + 2 NC 110 V AC, 50 Hz/120 V, 60 Hz 3-pole, size S2 Spring-type terminals Perm. mounted auxiliary switch | alteração GD Jan2018 | 0 | 0
3RT2038-3AL20 |  | 3RT2038-3AL20 | 1 | UN | 1 | 2 | A | D | N | N | 85364900 | 1 | 4011209941762 | 0.992 | KG | 266.95 | 266.95 | CP24 | CP24 | Power contactor, AC-3 80 A, 37 kW / 400 V 1 NO + 1 NC, 230 V AC 50/60 Hz, 3-pole Size S2, Spring-type terminals | alteração GD Jan2018 | 0 | 0
3RT2038-3AL20-1AA0 |  | 3RT2038-3AL20-1AA0 | 1 | UN | 1 | 5 | B | D | N | N | 85364900 | 1 | 4047621003481 | 0.987 | KG | 288.8 | 288.8 | CP24 | CP24 | Power contactor, AC-3 80 A, 37 kW / 400 V 1 NO + 1 NC, 230 V AC 50/60 Hz, 3-pole Size S2, Spring-type terminals Upright mounting position | alteração GD Jan2018 | 0 | 0
3RT2038-3AL20-Z | W96 | 3RT2038-3AL20-ZW96 | 1 | UN | 1 | 5 | B | D | N | N | 85364900 | 15 | 4047621017785 | 0.992 | KG | 266.95 | 266.95 | CP24 | CP24 | Power contactor, AC-3 80 A, 37 kW / 400 V 1 NO + 1 NC, 230 V AC, 50/60 Hz 3-pole, size S2 Spring-type terminals Multi-unit packaging Pack = 15 units | alteração GD Jan2018 | 0 | 0
3RT2038-3AL20-Z | W97 | 3RT2038-3AL20-ZW97 | 1 | UN | 1 | 5 | B | D | N | N | 85364900 | 6 | 4011209942165 | 0.992 | KG | 266.95 | 266.95 | CP24 | CP24 | Power contactor, AC-3 80 A, 37 kW / 400 V 1 NO + 1 NC, 230 V AC, 50/60 Hz 3-pole, size S2 Spring-type terminals Multi-unit packaging Pack = 6 units | alteração GD Jan2018 | 0 | 0
3RT2038-3AM20 |  | 3RT2038-3AM20 | 1 | UN | 1 | 5 | B | D | N | N | 85364900 | 1 | 4011209941755 | 0.987 | KG | 270.75 | 270.75 | CP24 | CP24 | Power contactor, AC-3 80 A, 37 kW / 400 V 1 NO + 1 NC, 208 V AC 50/60 Hz, 3-pole Size S2, Spring-type terminals | alteração GD Jan2018 | 0 | 0
3RT2038-3AN20 |  | 3RT2038-3AN20 | 1 | UN | 1 | 5 | B | D | N | N | 85364900 | 1 | 4011209941830 | 0.998 | KG | 266.95 | 266.95 | CP24 | CP24 | Power contactor, AC-3 80 A, 37 kW / 400 V 1 NO + 1 NC, 220 V AC 50/60 Hz, 3-pole Size S2, Spring-type terminals | alteração GD Jan2018 | 0 | 0
3RT2038-3AP00 |  | 3RT2038-3AP00 | 1 | UN | 1 | 1 | A | D | N | N | 85364900 | 1 | 4011209941847 | 0.984 | KG | 266.95 | 259.35 | CP24 | CP24 | Power contactor, AC-3 80 A, 37 kW / 400 V 1 NO + 1 NC, 230 V AC, 50 Hz 3-pole, size S2 Spring-type terminals | Lista Papel 2020 SI | 0 | 0
3RT2038-3AP06 |  | 3RT2038-3AP06 | 1 | UN | 1 | 5 | B | D | N | N | 85364900 | 1 | 4011209942042 | 1.038 | KG | 287.85 | 287.85 | CP24 | CP24 | Power contactor, AC-3 80 A, 37 kW / 400 V 2 NO + 2 NC, 230 V AC 50 Hz 3-pole, size S2 Spring-type terminals lateral auxiliary switch block | alteração GD Jan2018 | 0 | 0
3RT2038-3AP60 |  | 3RT2038-3AP60 | 1 | UN | 1 | 5 | B | D | N | N | 85364900 | 1 | 4011209941854 | 1.06 | KG | 266.95 | 266.95 | CP24 | CP24 | Power contactor, AC-3 80 A, 37 kW / 400 V 1 NO + 1 NC, 220 V AC, 50 Hz 240 V, 60Hz, 3-pole, Size S2, Spring-type terminals | alteração GD Jan2018 | 0 | 0
3RT2038-3AV00 |  | 3RT2038-3AV00 | 1 | UN | 1 | 5 | B | D | N | N | 85364900 | 1 | 4011209941861 | 0.992 | KG | 270.75 | 263.15 | CP24 | CP24 | Power contactor, AC-3 80 A, 37 kW / 400 V 1 NO + 1 NC, 400 V AC, 50 Hz 3-pole, size S2 Spring-type terminals | Lista Papel 2020 SI | 0 | 0
3RT2038-3CL24-3MA0 |  | 3RT2038-3CL24-3MA0 | 1 | UN | 1 | 5 | B | D | N | N | 85364900 | 1 | 4011209942240 | 1.12 | KG | 296.4 | 296.4 | CP24 | CP24 | Power contactor, AC-3 80 A, 37 kW / 400 V 2 NO + 2 NC, 230 V AC 50/60 Hz, with inserted varistor, 3-pole, size S2 Spring-type terminals Perm. mounted auxiliary switch | alteração GD Jan2018 | 0 | 0
3RT2038-3KB40 |  | 3RT2038-3KB40 | 1 | UN | 1 | 5 | B | D | N | N | 85364900 | 1 | 4047621010137 | 1.116 | KG | 380.95 | 370.5 | CP24 | CP24 | Power contactor, AC-3 80 A, 37 kW / 400 V 1 NO + 1 NC, 24 V DC with varistor 3-pole, Size S2 Spring-type terminal Suitable for 2 A PLC outputs | Lista Papel 2020 SI | 0 | 0
3RT2038-3KB44-3MA0 |  | 3RT2038-3KB44-3MA0 | 1 | UN | 1 | 0 | A | D | N | N | 85364900 | 1 | 4047621010144 | 1.212 | KG | 397.1 | 397.1 | CP24 | CP24 | Contactor relay, AC-3 80 A, 37 kW / 400 V 2 NO + 2 NC, 24 V DC with varistor 3-pole, size S2 spring-type terminal, Perm. mounted auxiliary switch suitable for 2 A PLC outputs | alteração GD Jan2018 | 0 | 0
3RT2038-3NB30 |  | 3RT2038-3NB30 | 1 | UN | 1 | 1 | A | D | N | N | 85364900 | 1 | 4011209941878 | 1.107 | KG | 380.95 | 370.5 | CP24 | CP24 | Power contactor, AC-3 80 A, 37 kW / 400 V 1 NO + 1 NC, 20-33 V AC/DC with varistor 3-pole, size S2 Spring-type terminals | Lista Papel 2020 SI | 0 | 0
3RT2038-3NB30-0CC0 |  | 3RT2038-3NB30-0CC0 | 1 | UN | 1 | 5 | B | D | N | N | 85364900 | 1 | 4011209942684 | 1.118 | KG | 393.3 | 381.9 | CP24 | CP24 | Power contactor, AC-3 80 A, 37 kW / 400 V 1 NO + 1 NC, 20-33 V AC/DC communication-capable, with varistor, 3-pole, size S2 Spring-type terminals | Lista Papel 2020 SI | 0 | 0
3RT2038-3NB34-3MA0 |  | 3RT2038-3NB34-3MA0 | 1 | UN | 1 | 2 | A | D | N | N | 85364900 | 1 | 4011209942257 | 1.189 | KG | 398.05 | 398.05 | CP24 | CP24 | Power contactor, AC-3 80 A, 37 kW / 400 V 2 NO + 2 NC, 20-33 V AC/DC with varistor 3-pole, size S2 spring-type terminal, Perm. mounted auxiliary switch | alteração GD Jan2018 | 0 | 0
3RT2038-3NF30 |  | 3RT2038-3NF30 | 1 | UN | 1 | 0 | A | D | N | N | 85364900 | 1 | 4047621003498 | 1.125 | KG | 380.95 | 370.5 | CP24 | CP24 | Power contactor, AC-3 80 A, 37 kW / 400 V 1 NO + 1 NC, 83-155 V AC/DC with varistor 3-pole, size S2 Spring-type terminals | Lista Papel 2020 SI | 0 | 0
3RT2038-3NP30 |  | 3RT2038-3NP30 | 1 | UN | 1 | 2 | A | D | N | N | 85364900 | 1 | 4047621003504 | 1.119 | KG | 380.95 | 370.5 | CP24 | CP24 | Power contactor, AC-3 80 A, 37 kW / 400 V 1 NO + 1 NC, 175-280 V AC/DC with varistor 3-pole, size S2 Spring-type terminals | Lista Papel 2020 SI | 0 | 0
3RT2038-3XB40-0LA2 |  | 3RT2038-3XB40-0LA2 | 1 | UN | 1 | 5 | B | D | N | N | 85364900 | 1 | 4047621003511 | 1.109 | KG | 528.2 | 528.2 | CP24 | CP24 | Traction contactor, AC-3 80 A, 37 kW / 400 V 1 NO + 1 NC 24 V DC, 0.7-1.25* Us with varistor 3-pole, size S2 Spring-type terminals | alteração GD Jan2018 | 0 | 0
3RT2038-3XF40-0LA2 |  | 3RT2038-3XF40-0LA2 | 1 | UN | 1 | 5 | B | D | N | N | 85364900 | 1 | 4047621003528 | 1.128 | KG | 528.2 | 528.2 | CP24 | CP24 | Traction contactor, AC-3 80 A, 37 kW / 400 V 1 NO + 1 NC 110 V DC, 0.7-1.25* Us with varistor 3-pole, size S2 Spring-type terminals | alteração GD Jan2018 | 0 | 0
3RT2038-3XF44-0LA2 |  | 3RT2038-3XF44-0LA2 | 1 | UN | 1 | 5 | B | D | N | N | 85364900 | 1 | 4047621003535 | 1.209 | KG | 543.4 | 543.4 | CP24 | CP24 | Traction contactor, AC-3 80 A, 37 kW / 400 V 2 NO + 2 NC 110 V DC, 0.7-1.25* Us with varistor 3-pole, size S2 Spring-type terminals | alteração GD Jan2018 | 0 | 0
3RT2038-3XJ40-0LA2 |  | 3RT2038-3XJ40-0LA2 | 1 | UN | 1 | 5 | B | D | N | N | 85364900 | 1 | 4047621013275 | 1.12 | KG | 533.9 | 533.9 | CP24 | CP24 | Traction contactor, AC-3 80 A, 37 kW / 400 V 1 NO + 1 NC 72 V DC, 0.7-1.25* Us with varistor 3-pole, size S2 Spring-type terminals | alteração GD Jan2018 | 0 | 0
3RT2038-3XJ44-0LA2 |  | 3RT2038-3XJ44-0LA2 | 1 | UN | 1 | 0 | A | D | EAR99 | N | 85364900 | 1 | 4047621064437 | 1.214 | KG | 549.1 | 549.1 | CP24 | CP24 | Traction contactor, AC-3 80 A, 37 kW / 400 V 2 NO + 2 NC 72 V DC, 0.7-1.25* Us, with varistor 3-pole, size S2 Spring-type terminals | alteração GD Jan2018 | 0 | 0
3RT2045-1AB00 |  | 3RT2045-1AB00 | 1 | UN | 1 | 2 | A | D | N | N | 85364900 | 1 | 4047621023571 | 1.695 | KG | 288.8 | 280.25 | CP24 | CP24 | power contactor, AC-3 80 A, 37 kW / 400 V 1 NO + 1 NC, 24 V AC, 50 Hz 3-pole, 3 NO, Size S3 screw terminal | Lista Papel 2020 SI | 0 | 0
3RT2045-1AB00-1AA0 |  | 3RT2045-1AB00-1AA0 | 1 | UN | 1 | 5 | B | D | N | N | 85364900 | 1 | 4047621025308 | 1.691 | KG | 307.8 | 307.8 | CP24 | CP24 | power contactor, AC-3 80 A, 37 kW / 400 V 1 NO + 1 NC, 24 V AC, 50 Hz 3-pole, 3 NO, Size S3 screw terminal upright mounting position | alteração GD Jan2018 | 0 | 0
3RT2045-1AB04 |  | 3RT2045-1AB04 | 1 | UN | 1 | 5 | B | D | N | N | 85364900 | 1 | 4047621025117 | 1.752 | KG | 306.85 | 298.3 | CP24 | CP24 | power contactor, AC-3 80 A, 37 kW / 400 V 2 NO + 2 NC, 24 V AC, 50 Hz 3-pole, 3 NO, Size S3 screw terminal | Lista Papel 2020 SI | 0 | 0
3RT2045-1AC00 |  | 3RT2045-1AC00 | 1 | UN | 1 | 5 | B | D | N | N | 85364900 | 1 | 4047621023588 | 1.717 | KG | 298.3 | 298.3 | CP24 | CP24 | power contactor, AC-3 80 A, 37 kW / 400 V 1 NO + 1 NC, 32 V AC, 50 Hz 3-pole, 3 NO, Size S3 screw terminal | alteração GD Jan2018 | 0 | 0
3RT2045-1AC10 |  | 3RT2045-1AC10 | 1 | UN | 1 | 5 | B | D | N | N | 85364900 | 1 | 4047621023595 | 1.715 | KG | 298.3 | 298.3 | CP24 | CP24 | power contactor, AC-3 80 A, 37 kW / 400 V 1 NO + 1 NC, 24 V AC, 60 Hz 3-pole, 3 NO, Size S3 screw terminal | alteração GD Jan2018 | 0 | 0
3RT2045-1AC20 |  | 3RT2045-1AC20 | 1 | UN | 1 | 2 | A | D | N | N | 85364900 | 1 | 4047621023601 | 1.715 | KG | 288.8 | 288.8 | CP24 | CP24 | power contactor, AC-3 80 A, 37 kW / 400 V 1 NO + 1 NC, 24 V AC, 50/60 Hz 3-pole, 3 NO, Size S3 screw terminal | alteração GD Jan2018 | 0 | 0
3RT2045-1AC24 |  | 3RT2045-1AC24 | 1 | UN | 1 | 5 | B | D | N | N | 85364900 | 1 | 4047621024424 | 1.755 | KG | 306.85 | 306.85 | CP24 | CP24 | power contactor, AC-3 80 A, 37 kW / 400 V 2 NO + 2 NC, 24 V AC, 50/60 Hz 3-pole, 3 NO, Size S3 screw terminal | alteração GD Jan2018 | 0 | 0
3RT2045-1AD00 |  | 3RT2045-1AD00 | 1 | UN | 1 | 5 | B | D | N | N | 85364900 | 1 | 4047621023618 | 1.72 | KG | 298.3 | 298.3 | CP24 | CP24 | power contactor, AC-3 80 A, 37 kW / 400 V 1 NO + 1 NC, 42 V AC, 50 Hz 3-pole, 3 NO, Size S3 screw terminal | alteração GD Jan2018 | 0 | 0
3RT2045-1AD04 |  | 3RT2045-1AD04 | 1 | UN | 1 | 5 | B | D | N | N | 85364900 | 1 | 4047621024431 | 1.74 | KG | 317.3 | 317.3 | CP24 | CP24 | power contactor, AC-3 80 A, 37 kW / 400 V 2 NO + 2 NC, 42 V AC, 50 Hz 3-pole, 3 NO, Size S3 screw terminal | alteração GD Jan2018 | 0 | 0
3RT2045-1AD20 |  | 3RT2045-1AD20 | 1 | UN | 1 | 5 | B | D | N | N | 85364900 | 1 | 4047621023625 | 1.7 | KG | 298.3 | 298.3 | CP24 | CP24 | power contactor, AC-3 80 A, 37 kW / 400 V 1 NO + 1 NC, 42 V AC, 50/60 Hz 3-pole, 3 NO, Size S3 screw terminal | alteração GD Jan2018 | 0 | 0
3RT2045-1AD24 |  | 3RT2045-1AD24 | 1 | UN | 1 | 5 | B | D | N | N | 85364900 | 1 | 4047621024448 | 1.741 | KG | 317.3 | 317.3 | CP24 | CP24 | power contactor, AC-3 80 A, 37 kW / 400 V 2 NO + 2 NC, 42 V AC, 50 Hz 3-pole, 3 NO, Size S3 screw terminal | alteração GD Jan2018 | 0 | 0
3RT2045-1AF00 |  | 3RT2045-1AF00 | 1 | UN | 1 | 2 | A | D | N | N | 85364900 | 1 | 4047621022277 | 1.722 | KG | 288.8 | 280.25 | CP24 | CP24 | power contactor, AC-3 80 A, 37 kW / 400 V 1 NO + 1 NC, 110 V AC, 50 Hz 3-pole, 3 NO, Size S3 screw terminal | Lista Papel 2020 SI | 0 | 0
3RT2045-1AF04 |  | 3RT2045-1AF04 | 1 | UN | 1 | 2 | A | D | N | N | 85364900 | 1 | 4047621024455 | 1.753 | KG | 306.85 | 298.3 | CP24 | CP24 | power contactor, AC-3 80 A, 37 kW / 400 V 2 NO + 2 NC, 110 V AC, 50 Hz 3-pole, 3 NO, Size S3 screw terminal | Lista Papel 2020 SI | 0 | 0
3RT2045-1AG20 |  | 3RT2045-1AG20 | 1 | UN | 1 | 2 | A | D | N | N | 85364900 | 1 | 4047621023564 | 1.717 | KG | 288.8 | 288.8 | CP24 | CP24 | power contactor, AC-3 80 A, 37 kW / 400 V 1 NO + 1 NC, 110 V AC, 50/60 Hz 3-pole, 3 NO, Size S3 screw terminal | alteração GD Jan2018 | 0 | 0
3RT2045-1AG24 |  | 3RT2045-1AG24 | 1 | UN | 1 | 5 | B | D | N | N | 85364900 | 1 | 4047621024462 | 1.749 | KG | 306.85 | 306.85 | CP24 | CP24 | power contactor, AC-3 80 A, 37 kW / 400 V 2 NO + 2 NC, 110 V AC, 50/60 Hz 3-pole, 3 NO, Size S3 screw terminal | alteração GD Jan2018 | 0 | 0
3RT2045-1AG60 |  | 3RT2045-1AG60 | 1 | UN | 1 | 5 | B | D | N | N | 85364900 | 1 | 4047621023632 | 1.705 | KG | 298.3 | 298.3 | CP24 | CP24 | power contactor, AC-3 80 A, 37 kW / 400 V 1 NO + 1 NC, 100 V AC/50 Hz 100-110 V/60 Hz 3-pole, 3 NO, Size S3 screw terminal | alteração GD Jan2018 | 0 | 0
3RT2045-1AH00 |  | 3RT2045-1AH00 | 1 | UN | 1 | 5 | B | D | N | N | 85364900 | 1 | 4047621023649 | 1.716 | KG | 288.8 | 288.8 | CP24 | CP24 | power contactor, AC-3 80 A, 37 kW / 400 V 1 NO + 1 NC, 48 V AC, 50 Hz 3-pole, 3 NO, Size S3 screw terminal | alteração GD Jan2018 | 0 | 0
3RT2045-1AH20 |  | 3RT2045-1AH20 | 1 | UN | 1 | 5 | B | D | N | N | 85364900 | 1 | 4047621023656 | 1.7 | KG | 298.3 | 298.3 | CP24 | CP24 | power contactor, AC-3 80 A, 37 kW / 400 V 1 NO + 1 NC, 48 V AC, 50/60 Hz 3-pole, 3 NO, Size S3 screw terminal | alteração GD Jan2018 | 0 | 0
3RT2045-1AK60 |  | 3RT2045-1AK60 | 1 | UN | 1 | 5 | B | D | N | N | 85364900 | 1 | 4047621023670 | 1.725 | KG | 288.8 | 288.8 | CP24 | CP24 | power contactor, AC-3 80 A, 37 kW / 400 V 1 NO + 1 NC, 110 V AC/50 Hz 120 V/60 Hz 3-pole, 3 NO, Size S3 screw terminal | alteração GD Jan2018 | 0 | 0
3RT2045-1AK64 |  | 3RT2045-1AK64 | 1 | UN | 1 | 5 | B | D | N | N | 85364900 | 1 | 4047621024479 | 1.768 | KG | 306.85 | 306.85 | CP24 | CP24 | power contactor, AC-3 80 A, 37 kW / 400 V 2 NO + 2 NC, 110 V AC/50 Hz 120 V/60 Hz 3-pole, 3 NO, Size S3 screw terminal | alteração GD Jan2018 | 0 | 0
3RT2045-1AK64-3MA0 |  | 3RT2045-1AK64-3MA0 | 1 | UN | 1 | 5 | B | D | EAR99 | N | 85364900 | 1 | 4047621071442 | 1.755 | KG | 308.75 | 308.75 | CP24 | CP24 | Power contactor, AC-3 80 A, 37 kW / 400 V 2 NO + 2 NC, AC 110 V/50 Hz 120 V/60 Hz 3-pole, 3S, Size S3 screw terminal Captive auxiliary switch | alteração GD Jan2018 | 0 | 7
3RT2045-1AL00 |  | 3RT2045-1AL00 | 1 | UN | 1 | 5 | B | D | N | N | 85364900 | 1 | 4047621023687 | 1.8 | KG | 298.3 | 298.3 | CP24 | CP24 | power contactor, AC-3 80 A, 37 kW / 400 V 1 NO + 1 NC, 125 V AC/50 Hz 3-pole, 3 NO, Size S3 screw terminal | alteração GD Jan2018 | 0 | 0
3RT2045-1AL20 |  | 3RT2045-1AL20 | 1 | UN | 1 | 2 | A | D | N | N | 85364900 | 1 | 4047621023694 | 1.723 | KG | 288.8 | 288.8 | CP24 | CP24 | power contactor, AC-3 80 A, 37 kW / 400 V 1 NO + 1 NC, 230 V AC/50/60 Hz 3-pole, 3 NO, Size S3 screw terminal | alteração GD Jan2018 | 0 | 0
3RT2045-1AL24 |  | 3RT2045-1AL24 | 1 | UN | 1 | 2 | A | D | N | N | 85364900 | 1 | 4047621024486 | 1.761 | KG | 306.85 | 306.85 | CP24 | CP24 | power contactor, AC-3 80 A, 37 kW / 400 V 2 NO + 2 NC, 230 V AC/50/60 Hz 3-pole, 3 NO, Size S3 screw terminal | alteração GD Jan2018 | 0 | 0
3RT2045-1AL26 |  | 3RT2045-1AL26 | 1 | UN | 1 | 5 | B | D | N | N | 85364900 | 1 | 4047621024530 | 1.722 | KG | 306.85 | 306.85 | CP24 | CP24 | power contactor, AC-3 80 A, 37 kW / 400 V 2 NO + 2 NC, 230 V AC/50/60 Hz 3-pole, 3 NO, Size S3 screw terminal | alteração GD Jan2018 | 0 | 0
3RT2045-1AM20 |  | 3RT2045-1AM20 | 1 | UN | 1 | 5 | B | D | N | N | 85364900 | 1 | 4047621023700 | 1.69 | KG | 298.3 | 298.3 | CP24 | CP24 | power contactor, AC-3 80 A, 37 kW / 400 V 1 NO + 1 NC, 208 V AC/50/60 Hz 3-pole, 3 NO, Size S3 screw terminal | alteração GD Jan2018 | 0 | 0
3RT2045-1AN20 |  | 3RT2045-1AN20 | 1 | UN | 1 | 5 | B | D | N | N | 85364900 | 1 | 4047621023724 | 1.717 | KG | 288.8 | 288.8 | CP24 | CP24 | power contactor, AC-3 80 A, 37 kW / 400 V 1 NO + 1 NC, 220 V AC/50/60 Hz 3-pole, 3 NO, Size S3 screw terminal | alteração GD Jan2018 | 0 | 0
3RT2045-1AN24 |  | 3RT2045-1AN24 | 1 | UN | 1 | 5 | B | D | N | N | 85364900 | 1 | 4047621024493 | 1.756 | KG | 306.85 | 306.85 | CP24 | CP24 | power contactor, AC-3 80 A, 37 kW / 400 V 2 NO + 2 NC, 220 V AC/50/60 Hz 3-pole, 3 NO, Size S3 screw terminal | alteração GD Jan2018 | 0 | 0
3RT2045-1AN60 |  | 3RT2045-1AN60 | 1 | UN | 1 | 5 | B | D | N | N | 85364900 | 1 | 4047621023731 | 1.725 | KG | 298.3 | 298.3 | CP24 | CP24 | power contactor, AC-3 80 A, 37 kW / 400 V 1 NO + 1 NC, 200 V AC/50 Hz 200-220 V/60 Hz 3-pole, 3 NO, Size S3 screw terminal | alteração GD Jan2018 | 0 | 0
3RT2045-1AP00 |  | 3RT2045-1AP00 | 1 | UN | 1 | 1 | A | D | N | N | 85364900 | 1 | 4047621018416 | 1.714 | KG | 288.8 | 280.25 | CP24 | CP24 | power contactor, AC-3 80 A, 37 kW / 400 V 1 NO + 1 NC, 230 V AC/50 Hz 3-pole, 3 NO, Size S3 screw terminal | Lista Papel 2020 SI | 0 | 0
3RT2045-1AP00-1AA0 |  | 3RT2045-1AP00-1AA0 | 1 | UN | 1 | 5 | B | D | N | N | 85364900 | 1 | 4047621025315 | 1.726 | KG | 307.8 | 307.8 | CP24 | CP24 | power contactor, AC-3 80 A, 37 kW / 400 V 1 NO + 1 NC, 230 V AC/50 Hz 3-pole, 3 NO, Size S3 screw terminal upright mounting position | alteração GD Jan2018 | 0 | 0
3RT2045-1AP04 |  | 3RT2045-1AP04 | 1 | UN | 1 | 2 | A | D | N | N | 85364900 | 1 | 4047621024417 | 1.762 | KG | 306.85 | 298.3 | CP24 | CP24 | power contactor, AC-3 80 A, 37 kW / 400 V 2 NO + 2 NC, 230 V AC/50 Hz 3-pole, 3 NO, Size S3 screw terminal | Lista Papel 2020 SI | 0 | 0
3RT2045-1AP04-3MA0 |  | 3RT2045-1AP04-3MA0 | 1 | UN | 1 | 5 | B | D | N | N | 85364900 | 1 | 4047621025599 | 1.749 | KG | 308.75 | 308.75 | CP24 | CP24 | power contactor, AC-3 80 A, 37 kW / 400 V 2 NO + 2 NC, 230 V AC/50 Hz 3-pole, 3 NO, Size S3 screw terminal Captive auxiliary switch | alteração GD Jan2018 | 0 | 0
3RT2045-1AP60 |  | 3RT2045-1AP60 | 1 | UN | 1 | 5 | B | D | N | N | 85364900 | 1 | 4047621023748 | 1.739 | KG | 288.8 | 288.8 | CP24 | CP24 | power contactor, AC-3 80 A, 37 kW / 400 V 1 NO + 1 NC, 220 V AC/50 Hz 240 V/60 Hz 3-pole, 3 NO, Size S3 screw terminal | alteração GD Jan2018 | 0 | 0
3RT2045-1AP64 |  | 3RT2045-1AP64 | 1 | UN | 1 | 5 | B | D | N | N | 85364900 | 1 | 4047621024509 | 1.74 | KG | 306.85 | 306.85 | CP24 | CP24 | power contactor, AC-3 80 A, 37 kW / 400 V 2 NO + 2 NC, 220 V AC/50 Hz 240 V/60 Hz 3-pole, 3 NO, Size S3 screw terminal | alteração GD Jan2018 | 0 | 0
3RT2045-1AQ20 |  | 3RT2045-1AQ20 | 1 | UN | 1 | 5 | B | D | N | N | 85364900 | 1 | 4047621023755 | 1.707 | KG | 298.3 | 298.3 | CP24 | CP24 | power contactor, AC-3 80 A, 37 kW / 400 V 2 NO + 1 NC, 500 V AC/50/60 Hz 3-pole, 3 NO, Size S3 screw terminal | alteração GD Jan2018 | 0 | 0
3RT2045-1AQ60 |  | 3RT2045-1AQ60 | 1 | UN | 1 | 5 | B | D | N | N | 85364900 | 1 | 4047621023762 | 1.71 | KG | 298.3 | 298.3 | CP24 | CP24 | power contactor, AC-3 80 A, 37 kW / 400 V 1 NO + 1 NC, 220 V AC/50 Hz 264 V/60 Hz 3-pole, 3 NO, Size S3 screw terminal | alteração GD Jan2018 | 0 | 0
3RT2045-1AR60 |  | 3RT2045-1AR60 | 1 | UN | 1 | 5 | B | D | N | N | 85364900 | 1 | 4047621023779 | 1.715 | KG | 298.3 | 298.3 | CP24 | CP24 | power contactor, AC-3 80 A, 37 kW / 400 V 1 NO + 1 NC, 400 V AC/50 Hz 400-440 V/60 Hz 3-pole, 3 NO, Size S3 screw terminal | alteração GD Jan2018 | 0 | 0
3RT2045-1AR64 |  | 3RT2045-1AR64 | 1 | UN | 1 | 5 | B | D | N | N | 85364900 | 1 | 4047621024516 | 1.756 | KG | 317.3 | 317.3 | CP24 | CP24 | power contactor, AC-3 80 A, 37 kW / 400 V 2 NO + 2 NC, 400 V AC/50 Hz 400-440 V/60 Hz 3-pole, 3 NO, Size S3 screw terminal | alteração GD Jan2018 | 0 | 0
3RT2045-1AT60 |  | 3RT2045-1AT60 | 1 | UN | 1 | 5 | B | D | N | N | 85364900 | 1 | 4047621023793 | 1.705 | KG | 298.3 | 298.3 | CP24 | CP24 | power contactor, AC-3 80 A, 37 kW / 400 V 1 NO + 1 NC, 600 V AC/60 Hz 3-pole, 3 NO, Size S3 screw terminal | alteração GD Jan2018 | 0 | 0
3RT2045-1AU00 |  | 3RT2045-1AU00 | 1 | UN | 1 | 5 | B | D | N | N | 85364900 | 1 | 4047621023809 | 1.705 | KG | 288.8 | 288.8 | CP24 | CP24 | power contactor, AC-3 80 A, 37 kW / 400 V 1 NO + 1 NC, 240 V AC/50 Hz 3-pole, 3 NO, Size S3 screw terminal | alteração GD Jan2018 | 0 | 0
3RT2045-1AV00 |  | 3RT2045-1AV00 | 1 | UN | 1 | 5 | B | D | N | N | 85364900 | 1 | 4047621023816 | 1.714 | KG | 298.3 | 289.75 | CP24 | CP24 | power contactor, AC-3 80 A, 37 kW / 400 V 1 NO + 1 NC, 400 V AC/50 Hz 3-pole, 3 NO, Size S3 screw terminal | Lista Papel 2020 SI | 0 | 0
3RT2045-1AV04 |  | 3RT2045-1AV04 | 1 | UN | 1 | 5 | B | D | N | N | 85364900 | 1 | 4047621024523 | 1.752 | KG | 317.3 | 308.75 | CP24 | CP24 | power contactor, AC-3 80 A, 37 kW / 400 V 2 NO + 2 NC, 400 V AC/50 Hz 3-pole, 3 NO, Size S3 screw terminal | Lista Papel 2020 SI | 0 | 0
3RT2045-1AV60 |  | 3RT2045-1AV60 | 1 | UN | 1 | 5 | B | D | N | N | 85364900 | 1 | 4047621023823 | 1.713 | KG | 298.3 | 298.3 | CP24 | CP24 | power contactor, AC-3 80 A, 37 kW / 400 V 1 NO + 1 NC, 480 V AC/60 Hz 3-pole, 3 NO, Size S3 screw terminal | alteração GD Jan2018 | 0 | 0
3RT2045-1CL24-3MA0 |  | 3RT2045-1CL24-3MA0 | 1 | UN | 1 | 5 | B | D | N | N | 85364900 | 1 | 4047621030814 | 1.755 | KG | 319.2 | 319.2 | CP24 | CP24 | power contactor, AC-3 80 A, 37 kW / 400 V 2 NO + 2 NC, 230 V AC 50/60 Hz 3-pole, 3 NO, Size S3 screw terminal Inserted varistor Captive auxiliary switch | alteração GD Jan2018 | 0 | 0
3RT2045-1CP04 |  | 3RT2045-1CP04 | 1 | UN | 1 | 5 | B | D | N | N | 85364900 | 1 | 4047621025414 | 1.758 | KG | 317.3 | 317.3 | CP24 | CP24 | power contactor, AC-3 80 A, 37 kW / 400 V 2 NO + 2 NC, 230 V AC/50 Hz 3-pole, 3 NO, Size S3 screw terminal | alteração GD Jan2018 | 0 | 0
3RT2045-1CP04-3MA0 |  | 3RT2045-1CP04-3MA0 | 1 | UN | 1 | 5 | B | D | N | N | 85364900 | 1 | 4047621025605 | 1.772 | KG | 319.2 | 319.2 | CP24 | CP24 | power contactor, AC-3 80 A, 37 kW / 400 V 2 NO + 2 NC, 230 V AC/50 Hz 3-pole, 3 NO, Size S3 screw terminal Inserted varistor Captive auxiliary switch | alteração GD Jan2018 | 0 | 0
3RT2045-1KB40 |  | 3RT2045-1KB40 | 1 | UN | 1 | 2 | A | D | N | N | 85364900 | 1 | 4047621026961 | 1.852 | KG | 402.8 | 391.4 | CP24 | CP24 | power contactor, AC-3 80 A, 37 kW / 400 V 1 NO + 1 NC,24 V DC 3-pole, 3 NO, Size S3 screw terminal integrated varistor Suitable for 2 A PLC outputs | Lista Papel 2020 SI | 0 | 0
3RT2045-1KB40-1AA0 |  | 3RT2045-1KB40-1AA0 | 1 | UN | 1 | 5 | B | D | N | N | 85364900 | 1 | 4047621027005 | 1.869 | KG | 423.7 | 423.7 | CP24 | CP24 | power contactor, AC-3 80 A, 37 kW / 400 V 1 NO + 1 NC,24 V DC 3-pole, 3 NO, Size S3 screw terminal 1 NO + 1 NC,integrated varistor upright mounting position, Suitable for 2 A PLC outputs | alteração GD Jan2018 | 0 | 0
3RT2045-1KB44-3MA0 |  | 3RT2045-1KB44-3MA0 | 1 | UN | 1 | 5 | B | D | N | N | 85364900 | 1 | 4047621025612 | 1.885 | KG | 424.65 | 424.65 | CP24 | CP24 | Power contactor, AC-3 80 A, 37 kW / 400 V 2 NO + 2 NC,24 V DC 3-pole, 3 NO, Size S3 Screw terminal Integrated varistor Captive auxiliary switch, suitable for 2 A PLC outputs | alteração GD Jan2018 | 0 | 0
3RT2045-1NB30 |  | 3RT2045-1NB30 | 1 | UN | 1 | 2 | A | D | EAR99 | N | 85364900 | 1 | 4047621024769 | 1.833 | KG | 402.8 | 391.4 | CP24 | CP24 | power contactor, AC-3 80 A, 37 kW / 400 V 1 NO + 1 NC, 20-33 V AC/DC 3-pole, 3 NO, Size S3 screw terminal integrated varistor | Lista Papel 2020 SI | 0 | 0
3RT2045-1NB30-0CC0 |  | 3RT2045-1NB30-0CC0 | 1 | UN | 1 | 5 | B | D | N | N | 85364900 | 1 | 4047621025445 | 1.844 | KG | 430.35 | 418 | CP24 | CP24 | power contactor, AC-3 80 A, 37 kW / 400 V 1 NO + 1 NC, 20-33 V AC/DC communication-capable 3-pole, 3 NO, Size S3 screw terminal integrated varistor | Lista Papel 2020 SI | 0 | 0
3RT2045-1NB34 |  | 3RT2045-1NB34 | 1 | UN | 1 | 5 | B | D | N | N | 85364900 | 1 | 4047621024783 | 1.856 | KG | 422.75 | 410.4 | CP24 | CP24 | power contactor, AC-3 80 A, 37 kW / 400 V 2 NO + 2 NC, 20-33 V AC/DC 3-pole, 3 NO, Size S3 screw terminal integrated varistor | Lista Papel 2020 SI | 0 | 0
3RT2045-1NB34-3MA0 |  | 3RT2045-1NB34-3MA0 | 1 | UN | 1 | 5 | B | D | N | N | 85364900 | 1 | 4047621025629 | 1.94 | KG | 424.65 | 424.65 | CP24 | CP24 | power contactor, AC-3 80 A, 37 kW / 400 V 2 NO + 2 NC, 20-33 V AC/DC 3-pole, 3 NO, Size S3 screw terminal integrated varistor Captive auxiliary switch | alteração GD Jan2018 | 0 | 0
3RT2045-1NE30 |  | 3RT2045-1NE30 | 1 | UN | 1 | 5 | B | D | EAR99 | N | 85364900 | 1 | 4047621024806 | 1.81 | KG | 418 | 418 | CP24 | CP24 | power contactor, AC-3 80 A, 37 kW / 400 V 1 NO + 1 NC, 48-80 V AC/DC 3-pole, 3 NO, Size S3 screw terminal integrated varistor | alteração GD Jan2018 | 0 | 0
3RT2045-1NF30 |  | 3RT2045-1NF30 | 1 | UN | 1 | 5 | B | D | EAR99 | N | 85364900 | 1 | 4047621024813 | 1.821 | KG | 402.8 | 391.4 | CP24 | CP24 | power contactor, AC-3 80 A, 37 kW / 400 V 1 NO + 1 NC, 84-155 V AC/DC 3-pole, 3 NO, Size S3 screw terminal integrated varistor | Lista Papel 2020 SI | 0 | 0
3RT2045-1NF34 |  | 3RT2045-1NF34 | 1 | UN | 1 | 5 | B | D | EAR99 | N | 85364900 | 1 | 4047621024820 | 1.846 | KG | 422.75 | 410.4 | CP24 | CP24 | power contactor, AC-3 80 A, 37 kW / 400 V 2 NO + 2 NC, 84-155 V AC/DC 3-pole, 3 NO, Size S3 screw terminal integrated varistor | Lista Papel 2020 SI | 0 | 0
3RT2045-1NP30 |  | 3RT2045-1NP30 | 1 | UN | 1 | 5 | B | D | EAR99 | N | 85364900 | 1 | 4047621024837 | 1.9 | KG | 402.8 | 391.4 | CP24 | CP24 | power contactor, AC-3 80 A, 37 kW / 400 V 1 NO + 1 NC, 175-280 V AC/DC 3-pole, 3 NO, Size S3 screw terminal integrated varistor | Lista Papel 2020 SI | 0 | 0
3RT2045-1NP34 |  | 3RT2045-1NP34 | 1 | UN | 1 | 5 | B | D | EAR99 | N | 85364900 | 1 | 4047621024844 | 1.845 | KG | 422.75 | 410.4 | CP24 | CP24 | power contactor, AC-3 80 A, 37 kW / 400 V 2 NO + 2 NC, 175-280 V AC/DC 3-pole, 3 NO, Size S3 screw terminal integrated varistor | Lista Papel 2020 SI | 0 | 0
3RT2045-1XB40-0LA2 |  | 3RT2045-1XB40-0LA2 | 1 | UN | 1 | 5 | B | D | N | N | 85364900 | 1 | 4047621025049 | 1.84 | KG | 560.5 | 560.5 | CP24 | CP24 | Traction contactor, AC-3 80 A, 37 kW / 400 V 1 NO + 1 NC, 24 V DC 0.7-1.25*US 3-pole, 3 NO, Size S3 integrated varistor screw terminal | alteração GD Jan2018 | 0 | 0
3RT2045-1XF40-0LA2 |  | 3RT2045-1XF40-0LA2 | 1 | UN | 1 | 5 | B | D | EAR99 | N | 85364900 | 1 | 4047621025056 | 1.804 | KG | 560.5 | 560.5 | CP24 | CP24 | Traction contactor, AC-3 80 A, 37 kW / 400 V 1 NO + 1 NC, 110 V DC 0.7-1.25*US 3-pole, 3 NO, Size S3 integrated varistor screw terminal | alteração GD Jan2018 | 0 | 0
3RT2045-3AB00 |  | 3RT2045-3AB00 | 1 | UN | 1 | 5 | B | D | N | N | 85364900 | 1 | 4047621024165 | 1.715 | KG | 288.8 | 280.25 | CP24 | CP24 | power contactor, AC-3 80 A, 37 kW / 400 V 1 NO + 1 NC, 24 V AC 50 Hz 3-pole, 3 NO, Size S3 Spring-type terminal | Lista Papel 2020 SI | 0 | 0
3RT2045-3AC20 |  | 3RT2045-3AC20 | 1 | UN | 1 | 5 | B | D | N | N | 85364900 | 1 | 4047621024172 | 1.71 | KG | 288.8 | 288.8 | CP24 | CP24 | power contactor, AC-3 80 A, 37 kW / 400 V 1 NO + 1 NC, 24 V AC 50/60 Hz 3-pole, 3 NO, Size S3 Spring-type terminal | alteração GD Jan2018 | 0 | 0
3RT2045-3AF00 |  | 3RT2045-3AF00 | 1 | UN | 1 | 5 | B | D | N | N | 85364900 | 1 | 4047621024189 | 1.712 | KG | 288.8 | 280.25 | CP24 | CP24 | power contactor, AC-3 80 A, 37 kW / 400 V 1 NO + 1 NC, 110 V AC 50 Hz 3-pole, 3 NO, Size S3 Spring-type terminal | Lista Papel 2020 SI | 0 | 0
3RT2045-3AF04 |  | 3RT2045-3AF04 | 1 | UN | 1 | 5 | B | D | N | N | 85364900 | 1 | 4047621024714 | 1.729 | KG | 306.85 | 306.85 | CP24 | CP24 | power contactor, AC-3 80 A, 37 kW / 400 V 2 NO + 2 NC, 110 V AC 50 Hz 3-pole, 3 NO, Size S3 Spring-type terminal | alteração GD Jan2018 | 0 | 0
3RT2045-3AF06 |  | 3RT2045-3AF06 | 1 | UN | 1 | 5 | B | D | N | N | 85364900 | 1 | 4047621024721 | 1.84 | KG | 306.85 | 306.85 | CP24 | CP24 | power contactor, AC-3 80 A, 37 kW / 400 V 2 NO + 2 NC, 110 V AC 50 Hz 3-pole, 3 NO, Size S3 Spring-type terminal | alteração GD Jan2018 | 0 | 0
3RT2045-3AG20 |  | 3RT2045-3AG20 | 1 | UN | 1 | 5 | B | D | N | N | 85364900 | 1 | 4047621024196 | 1.725 | KG | 288.8 | 288.8 | CP24 | CP24 | power contactor, AC-3 80 A, 37 kW / 400 V 1 NO + 1 NC, 110 V AC 50/60 Hz 3-pole, 3 NO, Size S3 Spring-type terminal | alteração GD Jan2018 | 0 | 0
3RT2045-3AH00 |  | 3RT2045-3AH00 | 1 | UN | 1 | 5 | B | D | N | N | 85364900 | 1 | 4047621024202 | 1.7 | KG | 288.8 | 288.8 | CP24 | CP24 | power contactor, AC-3 80 A, 37 kW / 400 V 1 NO + 1 NC, 48 V AC 50 Hz 3-pole, 3 NO, Size S3 Spring-type terminal | alteração GD Jan2018 | 0 | 0
3RT2045-3AK60 |  | 3RT2045-3AK60 | 1 | UN | 1 | 5 | B | D | N | N | 85364900 | 1 | 4047621024219 | 1.718 | KG | 288.8 | 288.8 | CP24 | CP24 | power contactor, AC-3 80 A, 37 kW / 400 V 1 NO + 1 NC, 110 V AC/50 Hz 120 V/60 Hz 3-pole, 3 NO, Size S3 Spring-type terminal | alteração GD Jan2018 | 0 | 0
3RT2045-3AL20 |  | 3RT2045-3AL20 | 1 | UN | 1 | 5 | B | D | N | N | 85364900 | 1 | 4047621024226 | 1.719 | KG | 288.8 | 288.8 | CP24 | CP24 | power contactor, AC-3 80 A, 37 kW / 400 V 1 NO + 1 NC, 230 V AC/50/60 Hz 3-pole, 3 NO, Size S3 Spring-type terminal | alteração GD Jan2018 | 0 | 0
3RT2045-3AL20-1AA0 |  | 3RT2045-3AL20-1AA0 | 1 | UN | 1 | 5 | B | D | N | N | 85364900 | 1 | 4047621043692 | 1.691 | KG | 324.9 | 324.9 | CP24 | CP24 | power contactor, AC-3 80 A, 37 kW / 400 V 1 NO + 1 NC, 230 V AC/50/60 Hz 3-pole, 3 NO, Size S3 Spring-type terminal upright mounting position | alteração GD Jan2018 | 0 | 0
3RT2045-3AM20 |  | 3RT2045-3AM20 | 1 | UN | 1 | 5 | B | D | N | N | 85364900 | 1 | 4047621024233 | 1.713 | KG | 298.3 | 298.3 | CP24 | CP24 | power contactor, AC-3 80 A, 37 kW / 400 V 1 NO + 1 NC, 208 V AC/50/60 Hz 3-pole, 3 NO, Size S3 Spring-type terminal | alteração GD Jan2018 | 0 | 0
3RT2045-3AN20 |  | 3RT2045-3AN20 | 1 | UN | 1 | 5 | B | D | N | N | 85364900 | 1 | 4047621024240 | 1.7 | KG | 288.8 | 288.8 | CP24 | CP24 | power contactor, AC-3 80 A, 37 kW / 400 V 1 NO + 1 NC, 220 V AC/50/60 Hz 3-pole, 3 NO, Size S3 Spring-type terminal | alteração GD Jan2018 | 0 | 0
3RT2045-3AP00 |  | 3RT2045-3AP00 | 1 | UN | 1 | 2 | A | D | N | N | 85364900 | 1 | 4047621022338 | 1.715 | KG | 288.8 | 280.25 | CP24 | CP24 | power contactor, AC-3 80 A, 37 kW / 400 V 1 NO + 1 NC, 230 V AC/50 Hz 3-pole, 3 NO, Size S3 Spring-type terminal | Lista Papel 2020 SI | 0 | 0
3RT2045-3AP06 |  | 3RT2045-3AP06 | 1 | UN | 1 | 5 | B | D | N | N | 85364900 | 1 | 4047621024738 | 1.717 | KG | 306.85 | 306.85 | CP24 | CP24 | power contactor, AC-3 80 A, 37 kW / 400 V 2 NO + 2 NC, 230 V AC/50 Hz 3-pole, 3 NO, Size S3 Spring-type terminal | alteração GD Jan2018 | 0 | 0
3RT2045-3AV00 |  | 3RT2045-3AV00 | 1 | UN | 1 | 5 | B | D | N | N | 85364900 | 1 | 4047621024257 | 1.691 | KG | 298.3 | 289.75 | CP24 | CP24 | power contactor, AC-3 80 A, 37 kW / 400 V 1 NO + 1 NC, 400 V AC/50 Hz 3-pole, 3 NO, Size S3 Spring-type terminal | Lista Papel 2020 SI | 0 | 0
3RT2045-3CP04-3MA0 |  | 3RT2045-3CP04-3MA0 | 1 | UN | 1 | 5 | B | D | N | N | 85364900 | 1 | 4047621025841 | 1.771 | KG | 319.2 | 319.2 | CP24 | CP24 | power contactor, AC-3 80 A, 37 kW / 400 V 2 NO + 2 NC, 230 V AC/50 Hz 3-pole, 3 NO, Size S3 Spring-type terminal Inserted varistor Captive auxiliary switch | alteração GD Jan2018 | 0 | 0
3RT2045-3KB40 |  | 3RT2045-3KB40 | 1 | UN | 1 | 2 | A | D | N | N | 85364900 | 1 | 4047621026978 | 1.843 | KG | 402.8 | 391.4 | CP24 | CP24 | power contactor, AC-3 80 A, 37 kW / 400 V 1 NO + 1 NC,24 V DC 3-pole, 3 NO, Size S3 Spring-type terminal integrated varistor Suitable for 2 A PLC outputs | Lista Papel 2020 SI | 0 | 0
3RT2045-3KB40-0VT0 |  | 3RT2045-3KB40-0VT0 | 1 | UN | 1 | 10 | C | D | EAR99 | N | 85364900 | 1 | 4047621059662 | 1.854 | KG | 422.75 | 422.75 | CP24 | CP24 | Power contactor, AC-3 80 A, 37 kW / 400 V 1NO + 1NC,24 V DC 3-pole, 3 NO, Size S3 Spring-type terminal Integrated varistor Suitable for 2 A PLC outputs with terminal block type E | alteração GD Jan2018 | 0 | 7
3RT2045-3KB44-3MA0 |  | 3RT2045-3KB44-3MA0 | 1 | UN | 1 | 0 | A | D | EAR99 | N | 85364900 | 1 | 4047621063829 | 1.912 | KG | 424.65 | 424.65 | CP24 | CP24 | Power contactor, AC-3 80 A, 37 kW / 400 V 2 NO + 2 NC,24 V DC 3-pole, 3 NO, Size S3 Spring-type terminal Integrated varistor Captive auxiliary switch, suitable for 2 A PLC outputs | alteração GD Jan2018 | 0 | 7
3RT2045-3NB30 |  | 3RT2045-3NB30 | 1 | UN | 1 | 2 | A | D | N | N | 85364900 | 1 | 4047621018508 | 1.83 | KG | 402.8 | 391.4 | CP24 | CP24 | power contactor, AC-3 80 A, 37 kW / 400 V 1 NO + 1 NC, 20-33 V AC/DC 3-pole, 3 NO, Size S3 Spring-type terminal integrated varistor | Lista Papel 2020 SI | 0 | 0
3RT2045-3NB30-0CC0 |  | 3RT2045-3NB30-0CC0 | 1 | UN | 1 | 5 | B | D | N | N | 85364900 | 1 | 4047621018584 | 1.804 | KG | 430.35 | 418 | CP24 | CP24 | power contactor, AC-3 80 A, 37 kW / 400 V 1 NO + 1 NC, 20-33 V AC/DC communication-capable 3-pole, 3 NO, Size S3 Spring-type terminal integrated varistor | Lista Papel 2020 SI | 0 | 0
3RT2045-3NB34-3MA0 |  | 3RT2045-3NB34-3MA0 | 1 | UN | 1 | 5 | B | D | N | N | 85364900 | 1 | 4047621025858 | 1.881 | KG | 424.65 | 412.3 | CP24 | CP24 | power contactor, AC-3 80 A, 37 kW / 400 V 2 NO + 2 NC, 20-33 V AC/DC 3-pole, 3 NO, Size S3 Spring-type terminal integrated varistor Captive auxiliary switch | Lista Papel 2020 SI | 0 | 0
3RT2045-3NF30 |  | 3RT2045-3NF30 | 1 | UN | 1 | 5 | B | D | EAR99 | N | 85364900 | 1 | 4047621024943 | 1.815 | KG | 402.8 | 391.4 | CP24 | CP24 | power contactor, AC-3 80 A, 37 kW / 400 V 1 NO + 1 NC, 84-155 V AC/DC 3-pole, 3 NO, Size S3 Spring-type terminal integrated varistor | Lista Papel 2020 SI | 0 | 0
3RT2045-3NP30 |  | 3RT2045-3NP30 | 1 | UN | 1 | 5 | B | D | EAR99 | N | 85364900 | 1 | 4047621024950 | 1.82 | KG | 402.8 | 391.4 | CP24 | CP24 | power contactor, AC-3 80 A, 37 kW / 400 V 1 NO + 1 NC, 175-280 V AC/DC 3-pole, 3 NO, Size S3 Spring-type terminal integrated varistor | Lista Papel 2020 SI | 0 | 0
3RT2045-3XB40-0LA2 |  | 3RT2045-3XB40-0LA2 | 1 | UN | 1 | 5 | B | D | N | N | 85364900 | 1 | 4047621025179 | 1.824 | KG | 560.5 | 560.5 | CP24 | CP24 | Traction contactor, AC-3 80 A, 37 kW / 400 V 1 NO + 1 NC, 24 V DC 0.7-1.25*US 3-pole, 3 NO, Size S3 integrated varistor Spring-type terminal | alteração GD Jan2018 | 0 | 0
3RT2045-3XF40-0LA2 |  | 3RT2045-3XF40-0LA2 | 1 | UN | 1 | 5 | B | D | EAR99 | N | 85364900 | 1 | 4047621025186 | 1.817 | KG | 560.5 | 560.5 | CP24 | CP24 | Traction contactor, AC-3 80 A, 37 kW / 400 V 1 NO + 1 NC, 110 V DC 0.7-1.25*US 3-pole, 3 NO, Size S3 integrated varistor Spring-type terminal | alteração GD Jan2018 | 0 | 0
3RT2045-3XF44-0LA2 |  | 3RT2045-3XF44-0LA2 | 1 | UN | 1 | 5 | B | D | EAR99 | N | 85364900 | 1 | 4047621025193 | 1.858 | KG | 578.55 | 578.55 | CP24 | CP24 | Traction contactor, AC-3 80 A, 37 kW / 400 V 2 NO + 2 NC, 110 V DC 0.7-1.25*US 3-pole, 3 NO, Size S3 integrated varistor Spring-type terminal | alteração GD Jan2018 | 0 | 0
3RT2045-3XJ40-0LA2 |  | 3RT2045-3XJ40-0LA2 | 1 | UN | 1 | 5 | B | D | EAR99 | N | 85364900 | 1 | 4047621025209 | 1.805 | KG | 560.5 | 560.5 | CP24 | CP24 | Traction contactor, AC-3 80 A, 37 kW / 400 V 1 NO + 1 NC, 72 V DC 0.7-1.25*US 3-pole, 3 NO, Size S3 integrated varistor Spring-type terminal | alteração GD Jan2018 | 0 | 0
3RT2046-1AB00 |  | 3RT2046-1AB00 | 1 | UN | 1 | 2 | A | D | N | N | 85364900 | 1 | 4047621023830 | 1.724 | KG | 361 | 350.55 | CP24 | CP24 | power contactor, AC-3 95 A, 45 kW / 400 V 1 NO + 1 NC, 24 V AC, 50 Hz 3-pole, 3 NO, Size S3 screw terminal | Lista Papel 2020 SI | 0 | 0
3RT2046-1AB04 |  | 3RT2046-1AB04 | 1 | UN | 1 | 5 | B | D | N | N | 85364900 | 1 | 4047621024554 | 1.82 | KG | 380 | 369.55 | CP24 | CP24 | power contactor, AC-3 95 A, 45 kW / 400 V 2 NO + 2 NC, 24 V AC, 50 Hz 3-pole, 3 NO, Size S3 screw terminal | Lista Papel 2020 SI | 0 | 0
3RT2046-1AC20 |  | 3RT2046-1AC20 | 1 | UN | 1 | 5 | B | D | N | N | 85364900 | 1 | 4047621023847 | 1.716 | KG | 361 | 361 | CP24 | CP24 | power contactor, AC-3 95 A, 45 kW / 400 V 1 NO + 1 NC, 24 V AC, 50/60 Hz 3-pole, 3 NO, Size S3 screw terminal | alteração GD Jan2018 | 0 | 0
3RT2046-1AC24 |  | 3RT2046-1AC24 | 1 | UN | 1 | 5 | B | D | N | N | 85364900 | 1 | 4047621024561 | 1.758 | KG | 380 | 380 | CP24 | CP24 | power contactor, AC-3 95 A, 45 kW / 400 V 2 NO + 2 NC, 24 V AC, 50/60 Hz 3-pole, 3 NO, Size S3 screw terminal | alteração GD Jan2018 | 0 | 0
3RT2046-1AD00 |  | 3RT2046-1AD00 | 1 | UN | 1 | 5 | B | D | N | N | 85364900 | 1 | 4047621023854 | 1.734 | KG | 371.45 | 371.45 | CP24 | CP24 | power contactor, AC-3 95 A, 45 kW / 400 V 1 NO + 1 NC, 42 V AC, 50 Hz 3-pole, 3 NO, Size S3 screw terminal | alteração GD Jan2018 | 0 | 0
3RT2046-1AD04 |  | 3RT2046-1AD04 | 1 | UN | 1 | 5 | B | D | N | N | 85364900 | 1 | 4047621024578 | 1.745 | KG | 391.4 | 391.4 | CP24 | CP24 | power contactor, AC-3 95 A, 45 kW / 400 V 2 NO + 2 NC, 42 V AC, 50 Hz 3-pole, 3 NO, Size S3 screw terminal | alteração GD Jan2018 | 0 | 0
3RT2046-1AD20 |  | 3RT2046-1AD20 | 1 | UN | 1 | 5 | B | D | N | N | 85364900 | 1 | 4047621023861 | 1.705 | KG | 371.45 | 371.45 | CP24 | CP24 | power contactor, AC-3 95 A, 45 kW / 400 V 1 NO + 1 NC, 42 V AC, 50 Hz 3-pole, 3 NO, Size S3 screw terminal | alteração GD Jan2018 | 0 | 0
3RT2046-1AD24 |  | 3RT2046-1AD24 | 1 | UN | 1 | 5 | B | D | N | N | 85364900 | 1 | 4047621024585 | 1.791 | KG | 391.4 | 391.4 | CP24 | CP24 | power contactor, AC-3 95 A, 45 kW / 400 V 2 NO + 2 NC, 42 V AC, 50/60 Hz 3-pole, 3 NO, Size S3 screw terminal | alteração GD Jan2018 | 0 | 0
3RT2046-1AF00 |  | 3RT2046-1AF00 | 1 | UN | 1 | 2 | A | D | N | N | 85364900 | 1 | 4047621023878 | 1.725 | KG | 361 | 350.55 | CP24 | CP24 | power contactor, AC-3 95 A, 45 kW / 400 V 1 NO + 1 NC, 110 V AC, 50 Hz 3-pole, 3 NO, Size S3 screw terminal | Lista Papel 2020 SI | 0 | 0
3RT2046-1AF04 |  | 3RT2046-1AF04 | 1 | UN | 1 | 2 | A | D | N | N | 85364900 | 1 | 4047621024592 | 1.77 | KG | 380 | 369.55 | CP24 | CP24 | power contactor, AC-3 95 A, 45 kW / 400 V 2 NO + 2 NC, 110 V AC, 50 Hz 3-pole, 3 NO, Size S3 screw terminal | Lista Papel 2020 SI | 0 | 0
3RT2046-1AG20 |  | 3RT2046-1AG20 | 1 | UN | 1 | 2 | A | D | N | N | 85364900 | 1 | 4047621023885 | 1.716 | KG | 361 | 361 | CP24 | CP24 | power contactor, AC-3 95 A, 45 kW / 400 V 1 NO + 1 NC, 110 V AC, 50/60 Hz 3-pole, 3 NO, Size S3 screw terminal | alteração GD Jan2018 | 0 | 0
3RT2046-1AG24 |  | 3RT2046-1AG24 | 1 | UN | 1 | 5 | B | D | N | N | 85364900 | 1 | 4047621024608 | 1.756 | KG | 380 | 380 | CP24 | CP24 | power contactor, AC-3 95 A, 45 kW / 400 V 2 NO + 2 NC, 110 V AC, 50/60 Hz 3-pole, 3 NO, Size S3 screw terminal | alteração GD Jan2018 | 0 | 0
3RT2046-1AG60 |  | 3RT2046-1AG60 | 1 | UN | 1 | 5 | B | D | N | N | 85364900 | 1 | 4047621023892 | 1.705 | KG | 371.45 | 371.45 | CP24 | CP24 | power contactor, AC-3 95 A, 45 kW / 400 V 1 NO + 1 NC, 100 V AC, 50 Hz 100-110 V/60 Hz 3-pole, 3 NO, Size S3 screw terminal | alteração GD Jan2018 | 0 | 0
3RT2046-1AH00 |  | 3RT2046-1AH00 | 1 | UN | 1 | 5 | B | D | N | N | 85364900 | 1 | 4047621023908 | 1.72 | KG | 361 | 361 | CP24 | CP24 | power contactor, AC-3 95 A, 45 kW / 400 V 1 NO + 1 NC, 48 V AC, 50 Hz 3-pole, 3 NO, Size S3 screw terminal | alteração GD Jan2018 | 0 | 0
3RT2046-1AH20 |  | 3RT2046-1AH20 | 1 | UN | 1 | 5 | B | D | N | N | 85364900 | 1 | 4047621023915 | 1.7 | KG | 371.45 | 371.45 | CP24 | CP24 | power contactor, AC-3 95 A, 45 kW / 400 V 1 NO + 1 NC, 48 V AC, 50/60 Hz 3-pole, 3 NO, Size S3 screw terminal | alteração GD Jan2018 | 0 | 0
3RT2046-1AK60 |  | 3RT2046-1AK60 | 1 | UN | 1 | 5 | B | D | N | N | 85364900 | 1 | 4047621023939 | 1.723 | KG | 361 | 361 | CP24 | CP24 | power contactor, AC-3 95 A, 45 kW / 400 V 1 NO + 1 NC, 110 V AC, 50 Hz Hz 120 V/60 Hz 3-pole, 3 NO, Size S3 screw terminal | alteração GD Jan2018 | 0 | 0
3RT2046-1AK60-0UA0 |  | 3RT2046-1AK60-0UA0 | 1 | UN | 1 | 5 | B | D | N | N | 85364900 | 1 | 4047621031743 | 1.72 | KG | 365.75 | 365.75 | CP24 | CP24 | power contactor, AC-3 95 A, 45 kW / 400 V 1 NO + 1 NC, 110 V AC, 50 Hz Hz 120 V/60 Hz 3-pole, 3 NO, Size S3 screw terminal | alteração GD Jan2018 | 0 | 0
3RT2046-1AK64 |  | 3RT2046-1AK64 | 1 | UN | 1 | 5 | B | D | N | N | 85364900 | 1 | 4047621024615 | 1.745 | KG | 380 | 380 | CP24 | CP24 | power contactor, AC-3 95 A, 45 kW / 400 V 2 NO + 2 NC, 110 V AC, 50 Hz Hz 120 V/60 Hz 3-pole, 3 NO, Size S3 screw terminal | alteração GD Jan2018 | 0 | 0
3RT2046-1AK64-3MA0 |  | 3RT2046-1AK64-3MA0 | 1 | UN | 1 | 5 | B | D | N | N | 85364900 | 1 | 4047621025636 | 1.755 | KG | 381.9 | 381.9 | CP24 | CP24 | power contactor, AC-3 95 A, 45 kW / 400 V 2 NO + 2 NC, 110 V AC, 50 Hz Hz 120 V/60 Hz 3-pole, 3 NO, Size S3 screw terminal | alteração GD Jan2018 | 0 | 0
3RT2046-1AL00 |  | 3RT2046-1AL00 | 1 | UN | 1 | 5 | B | D | N | N | 85364900 | 1 | 4047621023946 | 1.719 | KG | 371.45 | 371.45 | CP24 | CP24 | power contactor, AC-3 95 A, 45 kW / 400 V 1 NO + 1 NC, 125 V AC, 50 Hz 3-pole, 3 NO, Size S3 screw terminal | alteração GD Jan2018 | 0 | 0
3RT2046-1AL20 |  | 3RT2046-1AL20 | 1 | UN | 1 | 1 | A | D | N | N | 85364900 | 1 | 4047621023953 | 1.727 | KG | 361 | 361 | CP24 | CP24 | power contactor, AC-3 95 A, 45 kW / 400 V 1 NO + 1 NC, 230 V AC, 50/60 Hz 3-pole, 3 NO, Size S3 screw terminal | alteração GD Jan2018 | 0 | 0
3RT2046-1AL24 |  | 3RT2046-1AL24 | 1 | UN | 1 | 5 | B | D | N | N | 85364900 | 1 | 4047621024639 | 1.753 | KG | 380 | 380 | CP24 | CP24 | power contactor, AC-3 95 A, 45 kW / 400 V 2 NO + 2 NC, 230 V AC, 50/60 Hz 3-pole, 3 NO, Size S3 screw terminal | alteração GD Jan2018 | 0 | 0
3RT2046-1AL26 |  | 3RT2046-1AL26 | 1 | UN | 1 | 5 | B | D | N | N | 85364900 | 1 | 4047621024622 | 1.715 | KG | 380 | 380 | CP24 | CP24 | power contactor, AC-3 95 A, 45 kW / 400 V 2 NO + 2 NC, 230 V AC, 50/60 Hz 3-pole, 3 NO, Size S3 screw terminal | alteração GD Jan2018 | 0 | 0
3RT2046-1AM00-1AA0 |  | 3RT2046-1AM00-1AA0 | 1 | UN | 1 | 5 | B | D | N | N | 85364900 | 1 | 4047621025322 | 1.73 | KG | 392.35 | 392.35 | CP24 | CP24 | power contactor, AC-3 95 A, 45 kW / 400 V 1 NO + 1 NC, 220 V AC, 50 Hz 3-pole, 3 NO, Size S3 screw terminal upright mounting position | alteração GD Jan2018 | 0 | 0
3RT2046-1AM20 |  | 3RT2046-1AM20 | 1 | UN | 1 | 5 | B | D | N | N | 85364900 | 1 | 4047621023960 | 1.706 | KG | 371.45 | 371.45 | CP24 | CP24 | power contactor, AC-3 95 A, 45 kW / 400 V 1 NO + 1 NC, 208 V AC, 50/60 Hz 3-pole, 3 NO, Size S3 screw terminal | alteração GD Jan2018 | 0 | 0
3RT2046-1AM20-1UA0 |  | 3RT2046-1AM20-1UA0 | 1 | UN | 1 | 0 | A | D | EAR99 | N | 85364900 | 1 |  | 1.691 | KG | 396.15 | 396.15 | CP24 | CP24 | power contactor, AC-3 95 A, 45 kW / 400 V 1 NO + 1 NC, 208 V AC, 50/60 Hz 3-pole, 3 NO, Size S3 screw terminal upright mounting position NEMA size 3 | alteração GD Jan2018 | 0 | 7
3RT2046-1AN00 |  | 3RT2046-1AN00 | 1 | UN | 1 | 5 | B | D | N | N | 85364900 | 1 | 4047621023977 | 1.72 | KG | 371.45 | 371.45 | CP24 | CP24 | power contactor, AC-3 95 A, 45 kW / 400 V 1 NO + 1 NC, 220 V AC, 50 Hz 3-pole, 3 NO, Size S3 screw terminal | alteração GD Jan2018 | 0 | 0
3RT2046-1AN20 |  | 3RT2046-1AN20 | 1 | UN | 1 | 5 | B | D | N | N | 85364900 | 1 | 4047621023984 | 1.716 | KG | 361 | 361 | CP24 | CP24 | power contactor, AC-3 95 A, 45 kW / 400 V 1 NO + 1 NC, 220 V AC, 50/60 Hz 3-pole, 3 NO, Size S3 screw terminal | alteração GD Jan2018 | 0 | 0
3RT2046-1AN24 |  | 3RT2046-1AN24 | 1 | UN | 1 | 5 | B | D | N | N | 85364900 | 1 | 4047621024646 | 1.752 | KG | 380 | 380 | CP24 | CP24 | power contactor, AC-3 95 A, 45 kW / 400 V 2 NO + 2 NC, 220 V AC, 50/60 Hz 3-pole, 3 NO, Size S3 screw terminal | alteração GD Jan2018 | 0 | 0
3RT2046-1AN60 |  | 3RT2046-1AN60 | 1 | UN | 1 | 5 | B | D | N | N | 85364900 | 1 | 4047621023991 | 1.708 | KG | 371.45 | 371.45 | CP24 | CP24 | power contactor, AC-3 95 A, 45 kW / 400 V 1 NO + 1 NC, 200 V AC, 50 Hz 200-220 V/60 Hz 3-pole, 3 NO, Size S3 screw terminal | alteração GD Jan2018 | 0 | 0
3RT2046-1AP00 |  | 3RT2046-1AP00 | 1 | UN | 1 | 1 | A | D | N | N | 85364900 | 1 | 4047621022239 | 1.719 | KG | 361 | 350.55 | CP24 | CP24 | power contactor, AC-3 95 A, 45 kW / 400 V 1 NO + 1 NC, 230 V AC, 50 Hz 3-pole, 3 NO, Size S3 screw terminal | Lista Papel 2020 SI | 0 | 0
3RT2046-1AP00-1AA0 |  | 3RT2046-1AP00-1AA0 | 1 | UN | 1 | 5 | B | D | N | N | 85364900 | 1 | 4047621025339 | 1.709 | KG | 398.05 | 398.05 | CP24 | CP24 | power contactor, AC-3 95 A, 45 kW / 400 V 1 NO + 1 NC, 230 V AC, 50 Hz 3-pole, 3 NO, Size S3 screw terminal upright mounting position | alteração GD Jan2018 | 0 | 0
3RT2046-1AP04 |  | 3RT2046-1AP04 | 1 | UN | 1 | 2 | A | D | N | N | 85364900 | 1 | 4047621024547 | 1.76 | KG | 380 | 369.55 | CP24 | CP24 | power contactor, AC-3 95 A, 45 kW / 400 V 2 NO + 2 NC, 230 V AC, 50 Hz 3-pole, 3 NO, Size S3 screw terminal | Lista Papel 2020 SI | 0 | 0
3RT2046-1AP04-3MA0 |  | 3RT2046-1AP04-3MA0 | 1 | UN | 1 | 2 | A | D | N | N | 85364900 | 1 | 4047621025643 | 1.775 | KG | 381.9 | 381.9 | CP24 | CP24 | power contactor, AC-3 95 A, 45 kW / 400 V 2 NO + 2 NC, 230 V AC, 50 Hz 3-pole, 3 NO, Size S3 screw terminal Captive auxiliary switch | alteração GD Jan2018 | 0 | 0
3RT2046-1AP60 |  | 3RT2046-1AP60 | 1 | UN | 1 | 5 | B | D | N | N | 85364900 | 1 | 4047621024004 | 1.728 | KG | 361 | 361 | CP24 | CP24 | power contactor, AC-3 95 A, 45 kW / 400 V 1 NO + 1 NC, 220 V AC, 50 Hz 240 V/60 Hz 3-pole, 3 NO, Size S3 screw terminal | alteração GD Jan2018 | 0 | 0
3RT2046-1AP60-0UA0 |  | 3RT2046-1AP60-0UA0 | 1 | UN | 1 | 5 | B | D | N | N | 85364900 | 1 | 4047621030982 | 1.705 | KG | 365.75 | 365.75 | CP24 | CP24 | power contactor, AC-3 95 A, 45 kW / 400 V 1 NO + 1 NC, 220 V AC, 50 Hz 240 V/60 Hz 3-pole, 3 NO, Size S3 screw terminal | alteração GD Jan2018 | 0 | 0
3RT2046-1AP64 |  | 3RT2046-1AP64 | 1 | UN | 1 | 5 | B | D | N | N | 85364900 | 1 | 4047621024653 | 1.75 | KG | 380 | 380 | CP24 | CP24 | power contactor, AC-3 95 A, 45 kW / 400 V 2 NO + 2 NC, 220 V AC, 50 Hz 240 V/60 Hz 3-pole, 3 NO, Size S3 screw terminal | alteração GD Jan2018 | 0 | 0
3RT2046-1AQ20 |  | 3RT2046-1AQ20 | 1 | UN | 1 | 5 | B | D | N | N | 85364900 | 1 | 4047621024011 | 1.711 | KG | 371.45 | 371.45 | CP24 | CP24 | power contactor, AC-3 95 A, 45 kW / 400 V 2 NO + 1 NC, 500 V AC, 50/60 Hz 3-pole, 3 NO, Size S3 screw terminal | alteração GD Jan2018 | 0 | 0
3RT2046-1AR00 |  | 3RT2046-1AR00 | 1 | UN | 1 | 5 | B | D | N | N | 85364900 | 1 | 4047621024028 | 1.71 | KG | 371.45 | 371.45 | CP24 | CP24 | power contactor, AC-3 95 A, 45 kW / 400 V 1 NO + 1 NC, 415 V AC, 50 Hz 3-pole, 3 NO, Size S3 screw terminal | alteração GD Jan2018 | 0 | 0
3RT2046-1AR20 |  | 3RT2046-1AR20 | 1 | UN | 1 | 0 | A | D | EAR99 | N | 85364900 | 1 |  | 1.719 | KG | 371.45 | 371.45 | CP24 | CP24 | power contactor, AC-3 95 A, 45 kW / 400 V 1 NO + 1 NC, 450 V AC, 50 Hz 3-pole, 3 NO, Size S3 screw terminal | alteração GD Jan2018 | 0 | 7
3RT2046-1AR60 |  | 3RT2046-1AR60 | 1 | UN | 1 | 5 | B | D | N | N | 85364900 | 1 | 4047621024035 | 1.727 | KG | 371.45 | 371.45 | CP24 | CP24 | power contactor, AC-3 95 A, 45 kW / 400 V 1 NO + 1 NC, 400 V AC, 50 Hz 400-440 V/60 Hz 3-pole, 3 NO, Size S3 screw terminal | alteração GD Jan2018 | 0 | 0
3RT2046-1AR64 |  | 3RT2046-1AR64 | 1 | UN | 1 | 5 | B | D | N | N | 85364900 | 1 | 4047621024660 | 1.751 | KG | 391.4 | 391.4 | CP24 | CP24 | power contactor, AC-3 95 A, 45 kW / 400 V 2 NO + 2 NC, 400 V AC, 50 Hz 400-440 V/60 Hz 3-pole, 3 NO, Size S3 screw terminal | alteração GD Jan2018 | 0 | 0
3RT2046-1AT60 |  | 3RT2046-1AT60 | 1 | UN | 1 | 5 | B | D | N | N | 85364900 | 1 | 4047621024042 | 1.705 | KG | 371.45 | 371.45 | CP24 | CP24 | power contactor, AC-3 95 A, 45 kW / 400 V 1 NO + 1 NC, 600 V AC, 60 Hz 3-pole, 3 NO, Size S3 screw terminal | alteração GD Jan2018 | 0 | 0
3RT2046-1AU00 |  | 3RT2046-1AU00 | 1 | UN | 1 | 5 | B | D | N | N | 85364900 | 1 | 4047621024059 | 1.71 | KG | 361 | 361 | CP24 | CP24 | power contactor, AC-3 95 A, 45 kW / 400 V 1 NO + 1 NC, 240 V AC, 50 Hz 3-pole, 3 NO, Size S3 screw terminal | alteração GD Jan2018 | 0 | 0
3RT2046-1AV00 |  | 3RT2046-1AV00 | 1 | UN | 1 | 5 | B | D | N | N | 85364900 | 1 | 4047621024066 | 1.724 | KG | 371.45 | 361 | CP24 | CP24 | power contactor, AC-3 95 A, 45 kW / 400 V 1 NO + 1 NC, 400 V AC, 50 Hz 3-pole, 3 NO, Size S3 screw terminal | Lista Papel 2020 SI | 0 | 0
3RT2046-1AV04 |  | 3RT2046-1AV04 | 1 | UN | 1 | 5 | B | D | N | N | 85364900 | 1 | 4047621024677 | 1.738 | KG | 391.4 | 380 | CP24 | CP24 | power contactor, AC-3 95 A, 45 kW / 400 V 2 NO + 2 NC, 400 V AC, 50 Hz 3-pole, 3 NO, Size S3 screw terminal | Lista Papel 2020 SI | 0 | 0
3RT2046-1AV60 |  | 3RT2046-1AV60 | 1 | UN | 1 | 5 | B | D | N | N | 85364900 | 1 | 4047621024073 | 1.713 | KG | 371.45 | 371.45 | CP24 | CP24 | power contactor, AC-3 95 A, 45 kW / 400 V 1 NO + 1 NC, 480 V AC, 60 Hz 3-pole, 3 NO, Size S3 screw terminal | alteração GD Jan2018 | 0 | 0
3RT2046-1CB04-3MA0 |  | 3RT2046-1CB04-3MA0 | 1 | UN | 1 | 5 | B | D | N | N | 85364900 | 1 | 4047621025650 | 1.769 | KG | 393.3 | 393.3 | CP24 | CP24 | power contactor, AC-3 95 A, 45 kW / 400 V 2 NO + 2 NC, 24 V AC, 50 Hz 3-pole, 3 NO, Size S3 screw terminal Inserted varistor Captive auxiliary switch | alteração GD Jan2018 | 0 | 0
3RT2046-1CL24-3MA0 |  | 3RT2046-1CL24-3MA0 | 1 | UN | 1 | 5 | B | D | N | N | 85364900 | 1 | 4047621030807 | 1.776 | KG | 393.3 | 393.3 | CP24 | CP24 | power contactor, AC-3 95 A, 45 kW / 400 V 2 NO + 2 NC, 230 V AC, 50/60 Hz 3-pole, 3 NO, Size S3 screw terminal Captive auxiliary switch | alteração GD Jan2018 | 0 | 0
3RT2046-1KB40 |  | 3RT2046-1KB40 | 1 | UN | 1 | 2 | A | D | EAR99 | N | 85364900 | 1 | 4047621018423 | 1.85 | KG | 469.3 | 456 | CP24 | CP24 | power contactor, AC-3 95 A, 45 kW / 400 V 1 NO + 1 NC, 24 V DC 3-pole, 3 NO, Size S3 screw terminal integrated varistor Suitable for 2 A PLC outputs | Lista Papel 2020 SI | 0 | 0
3RT2046-1KB40-1AA0 |  | 3RT2046-1KB40-1AA0 | 1 | UN | 1 | 5 | B | D | N | N | 85364900 | 1 | 4047621027012 | 1.87 | KG | 506.35 | 506.35 | CP24 | CP24 | power contactor, AC-3 95 A, 45 kW / 400 V 1 NO + 1 NC, 24 V DC 3-pole, 3 NO, Size S3 screw terminal 1 NO+1 NC, integrated varistor upright mounting position, Suitable for 2 A PLC outputs | alteração GD Jan2018 | 0 | 0
3RT2046-1KB44-3MA0 |  | 3RT2046-1KB44-3MA0 | 1 | UN | 1 | 5 | B | D | N | N | 85364900 | 1 | 4047621025667 | 1.905 | KG | 490.2 | 490.2 | CP24 | CP24 | Power contactor, AC-3 95 A, 45 kW / 400 V 2 NO + 2 NC, 24 V DC 3-pole, 3 NO, Size S3 Screw terminal Integrated varistor Captive auxiliary switch, suitable for 2 A PLC outputs | alteração GD Jan2018 | 0 | 0
3RT2046-1NB30 |  | 3RT2046-1NB30 | 1 | UN | 1 | 2 | A | D | EAR99 | N | 85364900 | 1 | 4047621018515 | 1.834 | KG | 469.3 | 456 | CP24 | CP24 | power contactor, AC-3 95 A, 45 kW / 400 V 1 NO + 1 NC, 20-33 V AC/DC 3-pole, 3 NO, Size S3 screw terminal integrated varistor | Lista Papel 2020 SI | 0 | 0
3RT2046-1NB30-0CC0 |  | 3RT2046-1NB30-0CC0 | 1 | UN | 1 | 5 | B | D | EAR99 | N | 85364900 | 1 | 4047621025452 | 1.845 | KG | 496.85 | 482.6 | CP24 | CP24 | power contactor, AC-3 95 A, 45 kW / 400 V 1 NO + 1 NC, 20-33 V AC/DC communication-capable 3-pole, 3 NO, Size S3 screw terminal integrated varistor | Lista Papel 2020 SI | 0 | 0
3RT2046-1NB30-0UA0 |  | 3RT2046-1NB30-0UA0 | 1 | UN | 1 | 5 | B | D | N | N | 85364900 | 1 | 4047621031750 | 1.82 | KG | 473.1 | 473.1 | CP24 | CP24 | power contactor, AC-3 95 A, 45 kW / 400 V 1 NO + 1 NC, 20-33 V AC/DC 3-pole, 3 NO, Size S3 screw terminal integrated varistor | alteração GD Jan2018 | 0 | 0
3RT2046-1NB34 |  | 3RT2046-1NB34 | 1 | UN | 1 | 5 | B | D | N | N | 85364900 | 1 | 4047621024851 | 1.866 | KG | 487.35 | 474.05 | CP24 | CP24 | power contactor, AC-3 95 A, 45 kW / 400 V 2 NO + 2 NC, 20-33 V AC/DC 3-pole, 3 NO, Size S3 screw terminal integrated varistor | Lista Papel 2020 SI | 0 | 0
3RT2046-1NB34-3MA0 |  | 3RT2046-1NB34-3MA0 | 1 | UN | 1 | 5 | B | D | N | N | 85364900 | 1 | 4047621025674 | 1.88 | KG | 490.2 | 490.2 | CP24 | CP24 | power contactor, AC-3 95 A, 45 kW / 400 V 2 NO + 2 NC, 20-33 V AC/DC 3-pole, 3 NO, Size S3 screw terminal integrated varistor Captive auxiliary switch | alteração GD Jan2018 | 0 | 0
3RT2046-1NE30 |  | 3RT2046-1NE30 | 1 | UN | 1 | 5 | B | D | EAR99 | N | 85364900 | 1 | 4047621024875 | 1.837 | KG | 484.5 | 484.5 | CP24 | CP24 | power contactor, AC-3 95 A, 45 kW / 400 V 1 NO + 1 NC, 48-80 V AC/DC 3-pole, 3 NO, Size S3 screw terminal integrated varistor | alteração GD Jan2018 | 0 | 0
3RT2046-1NF30 |  | 3RT2046-1NF30 | 1 | UN | 1 | 5 | B | D | EAR99 | N | 85364900 | 1 | 4047621024899 | 1.9 | KG | 469.3 | 456 | CP24 | CP24 | power contactor, AC-3 95 A, 45 kW / 400 V 1 NO + 1 NC, 84-155 V AC/DC 3-pole, 3 NO, Size S3 screw terminal integrated varistor | Lista Papel 2020 SI | 0 | 0
3RT2046-1NF34 |  | 3RT2046-1NF34 | 1 | UN | 1 | 5 | B | D | EAR99 | N | 85364900 | 1 | 4047621031651 | 1.865 | KG | 487.35 | 474.05 | CP24 | CP24 | power contactor, AC-3 95 A, 45 kW / 400 V 2 NO + 2 NC, 84-155 V AC/DC 3-pole, 3 NO, Size S3 screw terminal integrated varistor | Lista Papel 2020 SI | 0 | 0
3RT2046-1NP30 |  | 3RT2046-1NP30 | 1 | UN | 1 | 5 | B | D | EAR99 | N | 85364900 | 1 | 4047621024905 | 1.811 | KG | 469.3 | 456 | CP24 | CP24 | power contactor, AC-3 95 A, 45 kW / 400 V 1 NO + 1 NC, 175-280 V AC/DC 3-pole, 3 NO, Size S3 screw terminal integrated varistor | Lista Papel 2020 SI | 0 | 0
3RT2046-1NP34 |  | 3RT2046-1NP34 | 1 | UN | 1 | 5 | B | D | EAR99 | N | 85364900 | 1 | 4047621024912 | 1.85 | KG | 487.35 | 474.05 | CP24 | CP24 | power contactor, AC-3 95 A, 45 kW / 400 V 2 NO + 2 NC, 175-280 V AC/DC 3-pole, 3 NO, Size S3 screw terminal integrated varistor | Lista Papel 2020 SI | 0 | 0
3RT2046-1XB40-0LA2 |  | 3RT2046-1XB40-0LA2 | 1 | UN | 1 | 5 | B | D | N | N | 85364900 | 1 | 4047621025063 | 1.833 | KG | 641.25 | 641.25 | CP24 | CP24 | Traction contactor, AC-3 95 A, 45 kW / 400 V 1 NO + 1 NC, 24 V DC 0.7-1.25*US 3-pole, 3 NO, Size S3 integrated varistor screw terminal | alteração GD Jan2018 | 0 | 0
3RT2046-1XF40-0LA2 |  | 3RT2046-1XF40-0LA2 | 1 | UN | 1 | 5 | B | D | EAR99 | N | 85364900 | 1 | 4047621025070 | 1.804 | KG | 641.25 | 641.25 | CP24 | CP24 | Traction contactor, AC-3 95 A, 45 kW / 400 V 1 NO + 1 NC, 110 V DC 0.7-1.25*US 3-pole, 3 NO, Size S3 integrated varistor screw terminal | alteração GD Jan2018 | 0 | 0
3RT2046-3AB00 |  | 3RT2046-3AB00 | 1 | UN | 1 | 5 | B | D | N | N | 85364900 | 1 | 4047621024271 | 1.705 | KG | 361 | 339.15 |  | CP24 | power contactor, AC-3 95 A, 45 kW / 400 V 1 NO + 1 NC, 24 V AC, 50 Hz 3-pole, 3 NO, Size S3 Spring-type terminal | Lista Papel 2020 SI | 0 | 0
3RT2046-3AC20 |  | 3RT2046-3AC20 | 1 | UN | 1 | 5 | B | D | N | N | 85364900 | 1 | 4047621025124 | 1.705 | KG | 361 | 361 | CP24 | CP24 | power contactor, AC-3 95 A, 45 kW / 400 V 1 NO + 1 NC, 24 V AC, 50/60 Hz 3-pole, 3 NO, Size S3 Spring-type terminal | alteração GD Jan2018 | 0 | 0
3RT2046-3AF00 |  | 3RT2046-3AF00 | 1 | UN | 1 | 5 | B | D | N | N | 85364900 | 1 | 4047621024288 | 1.717 | KG | 361 | 339.15 |  | CP24 | power contactor, AC-3 95 A, 45 kW / 400 V 1 NO + 1 NC, 110 V AC, 50 Hz 3-pole, 3 NO, Size S3 Spring-type terminal | Lista Papel 2020 SI | 0 | 0
3RT2046-3AF04 |  | 3RT2046-3AF04 | 1 | UN | 1 | 5 | B | D | N | N | 85364900 | 1 | 4047621024752 | 1.744 | KG | 380 | 380 | CP24 | CP24 | power contactor, AC-3 95 A, 45 kW / 400 V 2 NO + 2 NC, 110 V AC, 50 Hz 3-pole, 3 NO, Size S3 Spring-type terminal | alteração GD Jan2018 | 0 | 0
3RT2046-3AG20 |  | 3RT2046-3AG20 | 1 | UN | 1 | 5 | B | D | N | N | 85364900 | 1 | 4047621024295 | 1.719 | KG | 361 | 361 | CP24 | CP24 | power contactor, AC-3 95 A, 45 kW / 400 V 1 NO + 1 NC, 110 V AC, 50/60 Hz 3-pole, 3 NO, Size S3 Spring-type terminal | alteração GD Jan2018 | 0 | 0
3RT2046-3AK60 |  | 3RT2046-3AK60 | 1 | UN | 1 | 5 | B | D | N | N | 85364900 | 1 | 4047621024301 | 1.72 | KG | 361 | 361 | CP24 | CP24 | power contactor, AC-3 95 A, 45 kW / 400 V 1 NO + 1 NC, 110 V AC, 50 Hz 120 V/60 Hz 3-pole, 3 NO, Size S3 Spring-type terminal | alteração GD Jan2018 | 0 | 0
3RT2046-3AL20 |  | 3RT2046-3AL20 | 1 | UN | 1 | 5 | B | D | N | N | 85364900 | 1 | 4047621024318 | 1.723 | KG | 361 | 361 | CP24 | CP24 | power contactor, AC-3 95 A, 45 kW / 400 V 1 NO + 1 NC, 230 V AC, 50/60 Hz 3-pole, 3 NO, Size S3 Spring-type terminal | alteração GD Jan2018 | 0 | 0
3RT2046-3AN20 |  | 3RT2046-3AN20 | 1 | UN | 1 | 5 | B | D | N | N | 85364900 | 1 | 4047621024325 | 1.705 | KG | 361 | 361 | CP24 | CP24 | power contactor, AC-3 95 A, 45 kW / 400 V 1 NO + 1 NC, 230 V AC, 50/60 Hz 3-pole, 3 NO, Size S3 Spring-type terminal | alteração GD Jan2018 | 0 | 0
3RT2046-3AP00 |  | 3RT2046-3AP00 | 1 | UN | 1 | 2 | A | D | N | N | 85364900 | 1 | 4047621024264 | 1.72 | KG | 361 | 339.15 |  | CP24 | power contactor, AC-3 95 A, 45 kW / 400 V 1 NO + 1 NC, 230 V AC, 50 Hz 3-pole, 3 NO, Size S3 Spring-type terminal | Lista Papel 2020 SI | 0 | 0
3RT2046-3AP06 |  | 3RT2046-3AP06 | 1 | UN | 1 | 5 | B | D | N | N | 85364900 | 1 | 4047621024745 | 1.765 | KG | 380 | 380 | CP24 | CP24 | power contactor, AC-3 95 A, 45 kW / 400 V 2 NO + 2 NC, 230 V AC, 50 Hz 3-pole, 3 NO, Size S3 Spring-type terminal | alteração GD Jan2018 | 0 | 0
3RT2046-3AP60 |  | 3RT2046-3AP60 | 1 | UN | 1 | 5 | B | D | N | N | 85364900 | 1 | 4047621024332 | 1.716 | KG | 361 | 361 | CP24 | CP24 | power contactor, AC-3 95 A, 45 kW / 400 V 1 NO + 1 NC, 220 V AC, 50 Hz 240 V/60 Hz 3-pole, 3 NO, Size S3 Spring-type terminal | alteração GD Jan2018 | 0 | 0
3RT2046-3AR60 |  | 3RT2046-3AR60 | 1 | UN | 1 | 5 | B | D | N | N | 85364900 | 1 | 4047621024349 | 1.705 | KG | 371.45 | 371.45 | CP24 | CP24 | power contactor, AC-3 95 A, 45 kW / 400 V 1 NO + 1 NC, 400 V AC, 50 Hz 400-440 V/60 Hz 3-pole, 3 NO, Size S3 Spring-type terminal | alteração GD Jan2018 | 0 | 0
3RT2046-3CB04-3MA0 |  | 3RT2046-3CB04-3MA0 | 1 | UN | 1 | 5 | B | D | N | N | 85364900 | 1 | 4047621025865 | 1.791 | KG | 393.3 | 393.3 | CP24 | CP24 | power contactor, AC-3 95 A, 45 kW / 400 V 2 NO + 2 NC, 24 V AC, 50 Hz 3-pole, 3 NO, Size S3 Spring-type terminal Inserted varistor Captive auxiliary switch | alteração GD Jan2018 | 0 | 0
3RT2046-3KB40 |  | 3RT2046-3KB40 | 1 | UN | 1 | 2 | A | D | N | N | 85364900 | 1 | 4047621026992 | 1.849 | KG | 469.3 | 456 | CP24 | CP24 | power contactor, AC-3 95 A, 45 kW / 400 V 1 NO + 1 NC, 24 V DC 3-pole, 3 NO, Size S3 Spring-type terminal integrated varistor Suitable for 2 A PLC outputs | Lista Papel 2020 SI | 0 | 0
3RT2046-3KB44-3MA0 |  | 3RT2046-3KB44-3MA0 | 1 | UN | 1 | 5 | B | D | N | N | 85364900 | 1 | 4047621056685 | 1.9 | KG | 490.2 | 490.2 | CP24 | CP24 | Power contactor, AC-3 95 A, 45 kW / 400 V 2 NO + 2 NC, 24 V DC 3-pole, 3 NO, Size S3 Spring-type terminal Integrated varistor Captive auxiliary switch, suitable for 2 A PLC outputs | alteração GD Jan2018 | 0 | 7
3RT2046-3NB30 |  | 3RT2046-3NB30 | 1 | UN | 1 | 2 | A | D | N | N | 85364900 | 1 | 4047621024967 | 1.834 | KG | 469.3 | 456 | CP24 | CP24 | power contactor, AC-3 95 A, 45 kW / 400 V 1 NO + 1 NC, 20-33 V AC/DC 3-pole, 3 NO, Size S3 Spring-type terminal integrated varistor | Lista Papel 2020 SI | 0 | 0
3RT2046-3NB30-0CC0 |  | 3RT2046-3NB30-0CC0 | 1 | UN | 1 | 5 | B | D | N | N | 85364900 | 1 | 4047621025469 | 1.825 | KG | 496.85 | 482.6 | CP24 | CP24 | power contactor, AC-3 95 A, 45 kW / 400 V 1 NO + 1 NC, 20-33 V AC/DC communication-capable 3-pole, 3 NO, Size S3 Spring-type terminal integrated varistor | Lista Papel 2020 SI | 0 | 0
3RT2046-3NB34-3MA0 |  | 3RT2046-3NB34-3MA0 | 1 | UN | 1 | 5 | B | D | N | N | 85364900 | 1 | 4047621025872 | 1.886 | KG | 490.2 | 475.95 | CP24 | CP24 | power contactor, AC-3 95 A, 45 kW / 400 V 2 NO + 2 NC, 20-33 V AC/DC 3-pole, 3 NO, Size S3 Spring-type terminal integrated varistor Captive auxiliary switch | Lista Papel 2020 SI | 0 | 0
3RT2046-3NF30 |  | 3RT2046-3NF30 | 1 | UN | 1 | 5 | B | D | EAR99 | N | 85364900 | 1 | 4047621047508 | 1.815 | KG | 469.3 | 456 | CP24 | CP24 | power contactor, AC-3 95 A, 45 kW / 400 V 1 NO + 1 NC, 83-155 V AC/DC 3-pole, 3 NO, Size S3 Spring-type terminal integrated varistor | Lista Papel 2020 SI | 0 | 0
3RT2046-3NP30 |  | 3RT2046-3NP30 | 1 | UN | 1 | 5 | B | D | EAR99 | N | 85364900 | 1 | 4047621024974 | 1.804 | KG | 469.3 | 456 | CP24 | CP24 | power contactor, AC-3 95 A, 45 kW / 400 V 1 NO + 1 NC, 175-280 V AC/DC 3-pole, 3 NO, Size S3 Spring-type terminal integrated varistor | Lista Papel 2020 SI | 0 | 0
3RT2046-3XB40-0LA2 |  | 3RT2046-3XB40-0LA2 | 1 | UN | 1 | 5 | B | D | N | N | 85364900 | 1 | 4047621025216 | 1.826 | KG | 641.25 | 641.25 | CP24 | CP24 | Traction contactor, AC-3 95 A, 45 kW / 400 V 1 NO + 1 NC, 24 V DC 0.7-1.25*US 3-pole, 3 NO, Size S3 integrated varistor Spring-type terminal | alteração GD Jan2018 | 0 | 0
3RT2046-3XB44-0LA2 |  | 3RT2046-3XB44-0LA2 | 1 | UN | 1 | 5 | B | D | N | N | 85364900 | 1 | 4047621025223 | 1.875 | KG | 661.2 | 661.2 | CP24 | CP24 | Traction contactor, AC-3 95 A, 45 kW / 400 V 2 NO + 2 NC, 24 V DC 0.7-1.25*US 3-pole, 3 NO, Size S3 integrated varistor Spring-type terminal | alteração GD Jan2018 | 0 | 0
3RT2046-3XF40-0LA2 |  | 3RT2046-3XF40-0LA2 | 1 | UN | 1 | 5 | B | D | EAR99 | N | 85364900 | 1 | 4047621025230 | 1.82 | KG | 641.25 | 641.25 | CP24 | CP24 | Traction contactor, AC-3 95 A, 45 kW / 400 V 1 NO + 1 NC, 110 V DC 0.7-1.25*US 3-pole, 3 NO, Size S3 integrated varistor Spring-type terminal | alteração GD Jan2018 | 0 | 0
3RT2046-3XF44-0LA2 |  | 3RT2046-3XF44-0LA2 | 1 | UN | 1 | 5 | B | D | EAR99 | N | 85364900 | 1 | 4047621025247 | 1.85 | KG | 661.2 | 661.2 | CP24 | CP24 | Traction contactor, AC-3 95 A, 45 kW / 400 V 2 NO + 2 NC, 110 V DC 0.7-1.25*US 3-pole, 3 NO, Size S3 integrated varistor Spring-type terminal | alteração GD Jan2018 | 0 | 0
3RT2046-3XJ40-0LA2 |  | 3RT2046-3XJ40-0LA2 | 1 | UN | 1 | 5 | B | D | EAR99 | N | 85364900 | 1 | 4047621025254 | 1.804 | KG | 641.25 | 641.25 | CP24 | CP24 | Traction contactor, AC-3 95 A, 45 kW / 400 V 1 NO + 1 NC, 72 V DC 0.7-1.25*US 3-pole, 3 NO, Size S3 integrated varistor Spring-type terminal | alteração GD Jan2018 | 0 | 0
3RT2046-3XJ44-0LA2 |  | 3RT2046-3XJ44-0LA2 | 1 | UN | 1 | 5 | B | D | EAR99 | N | 85364900 | 1 | 4047621025261 | 1.85 | KG | 661.2 | 661.2 | CP24 | CP24 | Traction contactor, AC-3 95 A, 45 kW / 400 V 2 NO + 2 NC, 72 V DC 0.7-1.25*US 3-pole, 3 NO, Size S3 integrated varistor Spring-type terminal | alteração GD Jan2018 | 0 | 0
3RT2047-1AB00 |  | 3RT2047-1AB00 | 1 | UN | 1 | 5 | B | D | N | N | 85364900 | 1 | 4047621024080 | 1.72 | KG | 418 | 406.6 | CP24 | CP24 | power contactor, AC-3 110 A, 55 kW / 400 V, 1 NO + 1 NC, 24 V AC, 50 Hz 3-pole, 3NO, Size S3 screw terminal | Lista Papel 2020 SI | 0 | 0
3RT2047-1AB00-1AA0 |  | 3RT2047-1AB00-1AA0 | 1 | UN | 1 | 5 | B | D | N | N | 85364900 | 1 | 4047621043708 | 1.691 | KG | 456 | 456 | CP24 | CP24 | Power contactor, AC-3 115 A, 55 kW / 400 V 1 NO + 1 NC, 24 V AC, 50 Hz 3-pole, 3 NO, Size S3 screw terminals Upright mounting position | alteração GD Jan2018 | 0 | 0
3RT2047-1AB04 |  | 3RT2047-1AB04 | 1 | UN | 1 | 5 | B | D | N | N | 85364900 | 1 | 4047621024684 | 1.765 | KG | 437.95 | 425.6 | CP24 | CP24 | Power contactor, AC-3 110 A, 55 kW / 400 V 2 NO + 2 NC, 24 V AC, 50 Hz 3-pole, 3 NO, Size S3 screw terminal | Lista Papel 2020 SI | 0 | 0
3RT2047-1AC20 |  | 3RT2047-1AC20 | 1 | UN | 1 | 0 | A | D | N | N | 85364900 | 1 | 4047621024097 | 1.719 | KG | 418 | 418 | CP24 | CP24 | Power contactor, AC-3 115 A, 55 kW / 400 V 1 NO + 1 NC, 24 V AC, 50 Hz 3-pole, 3 NO, Size S3 Screw terminal | alteração GD Jan2018 | 0 | 7
3RT2047-1AF00 |  | 3RT2047-1AF00 | 1 | UN | 1 | 5 | B | D | N | N | 85364900 | 1 | 4047621024103 | 1.735 | KG | 418 | 406.6 | CP24 | CP24 | Contactor, AC-3, 55 kW/400 V 1 NO+1 NC, 110 V AC 50 Hz 3-pole, 3 NO, Size S3 Screw terminal | Lista Papel 2020 SI | 0 | 0
3RT2047-1AF04 |  | 3RT2047-1AF04 | 1 | UN | 1 | 5 | B | D | N | N | 85364900 | 1 | 4047621024691 | 1.755 | KG | 437.95 | 425.6 | CP24 | CP24 | Contactor, AC-3, 55 kW/400 V 2 NO+2 NC, 110 V AC 50 Hz 3-pole, 3 NO, Size S3 Screw terminal | Lista Papel 2020 SI | 0 | 0
3RT2047-1AG20 |  | 3RT2047-1AG20 | 1 | UN | 1 | 0 | A | D | N | N | 85364900 | 1 | 4047621024110 | 1.712 | KG | 418 | 418 | CP24 | CP24 | Power contactor, AC-3 110 A, 55 kW / 400 V 1 NO + 1 NC, 110 V AC / 50/60 Hz 3-pole, 3 NO, Size S3 screw terminal | alteração GD Jan2018 | 0 | 0
3RT2047-1AH24 |  | 3RT2047-1AH24 | 1 | UN | 1 | 5 | B | D | N | N | 85364900 | 1 | 4047621049427 | 1.757 | KG | 449.35 | 449.35 | CP24 | CP24 | Power contactor, AC-3 110 A, 55 kW / 400 V 2 NO + 2 NC, 48 V AC, 50 Hz 3-pole, 3 NO, Size S3 screw terminal | alteração GD Jan2018 | 0 | 0
3RT2047-1AK60 |  | 3RT2047-1AK60 | 1 | UN | 1 | 5 | B | D | N | N | 85364900 | 1 | 4047621024127 | 1.72 | KG | 418 | 418 | CP24 | CP24 | Contactor, AC-3, 55 kW/400 V 1 NO+1 NC, 110 V AC/50 Hz 120 V/60 Hz 3-pole, 3 NO, Size S3 Screw terminal | alteração GD Jan2018 | 0 | 0
3RT2047-1AK60-1AA0 |  | 3RT2047-1AK60-1AA0 | 1 | UN | 1 | 5 | B | D | N | N | 85364900 | 1 | 4047621025346 | 1.725 | KG | 456 | 456 | CP24 | CP24 | Contactor, AC-3, 55 kW/400 V 1 NO+1 NC, 110 V AC/50 Hz 120 V/60 Hz 3-pole, 3 NO, Size S3 Screw terminal Upright mounting position | alteração GD Jan2018 | 0 | 0
3RT2047-1AK64-3MA0 |  | 3RT2047-1AK64-3MA0 | 1 | UN | 1 | 5 | B | D | N | N | 85364900 | 1 | 4047621025681 | 1.768 | KG | 439.85 | 439.85 | CP24 | CP24 | Contactor, AC-3, 55 kW/400 V 2 NO+2 NC, 110 V AC/50 Hz 120 V/60 Hz 3-pole, 3 NO, Size S3 Screw terminal Captive auxiliary switch | alteração GD Jan2018 | 0 | 0
3RT2047-1AL20 |  | 3RT2047-1AL20 | 1 | UN | 1 | 2 | A | D | N | N | 85364900 | 1 | 4047621024134 | 1.723 | KG | 418 | 418 | CP24 | CP24 | Power contactor, AC-3 110 A, 55 kW / 400 V 1 NO + 1 NC, 230 V AC, 50/60 Hz 3-pole, 3 NO, Size S3 screw terminal | alteração GD Jan2018 | 0 | 0
3RT2047-1AN60 |  | 3RT2047-1AN60 | 1 | UN | 1 | 10 | C | D | EAR99 | N | 85364900 | 1 | 4047621068374 | 1.755 | KG | 429.4 | 429.4 | CP24 | CP24 | Power contactor, AC-3 115 A, 55 kW / 400 V 1 NO + 1 NC, 200 V AC, 50 Hz 200-220 V, 60 Hz, 3-pole Screw terminal | alteração GD Jan2018 | 0 | 7
3RT2047-1AP00 |  | 3RT2047-1AP00 | 1 | UN | 1 | 1 | A | D | N | N | 85364900 | 1 | 4047621018447 | 1.718 | KG | 418 | 406.6 | CP24 | CP24 | power contactor, AC-3 110 A, 55 kW / 400 V, 1 NO + 1 NC, 230 V AC, 50 Hz 3-pole, 3NO, Size S3 screw terminal | Lista Papel 2020 SI | 0 | 0
3RT2047-1AP00-1AA0 |  | 3RT2047-1AP00-1AA0 | 1 | UN | 1 | 5 | B | D | N | N | 85364900 | 1 | 4047621025353 | 1.722 | KG | 456 | 456 | CP24 | CP24 | Power contactor, AC-3 115 A, 55 kW / 400 V 1 NO + 1 NC, 230 V AC, 50 Hz 3-pole, 3 NO, Size S3 screw terminals Upright mounting position | alteração GD Jan2018 | 0 | 0
3RT2047-1AP04 |  | 3RT2047-1AP04 | 1 | UN | 1 | 5 | B | D | N | N | 85364900 | 1 | 4047621024707 | 1.74 | KG | 437.95 | 425.6 | CP24 | CP24 | Power contactor, AC-3 110 A, 55 kW / 400 V 2 NO + 2 NC, 230 V AC, 50 Hz 3-pole, 3 NO, Size S3 screw terminal | Lista Papel 2020 SI | 0 | 0
3RT2047-1AP04-3MA0 |  | 3RT2047-1AP04-3MA0 | 1 | UN | 1 | 5 | B | D | N | N | 85364900 | 1 | 4047621025698 | 1.769 | KG | 439.85 | 439.85 | CP24 | CP24 | Power contactor, AC-3 115 A, 55 kW / 400 V 2 NO + 2 NC, 230 V AC, 50 Hz 3-pole, 3 NO, Size S3 screw terminals Perm. mounted auxiliary switch | alteração GD Jan2018 | 0 | 0
3RT2047-1AP60 |  | 3RT2047-1AP60 | 1 | UN | 1 | 5 | B | D | N | N | 85364900 | 1 | 4047621024158 | 1.72 | KG | 418 | 418 | CP24 | CP24 | Power contactor, AC-3 110 A, 55 kW / 400 V 1 NO + 1 NC, 220 V AC, 50 Hz 240 V, 60 Hz 3-pole, 3 NO, Size S3 screw terminal | alteração GD Jan2018 | 0 | 0
3RT2047-1CF04-3MA0 |  | 3RT2047-1CF04-3MA0 | 1 | UN | 1 | 5 | B | D | N | N | 85364900 | 1 | 4047621025704 | 1.751 | KG | 450.3 | 450.3 | CP24 | CP24 | Contactor, AC-3, 55 kW/400 V 2 NO+2 NC, 110 V AC 50 Hz 3-pole, 3 NO, Size S3 Screw terminal Inserted varistor Captive auxiliary switch | alteração GD Jan2018 | 0 | 0
3RT2047-1CL24-3MA0 |  | 3RT2047-1CL24-3MA0 | 1 | UN | 1 | 5 | B | D | N | N | 85364900 | 1 | 4047621030821 | 1.76 | KG | 450.3 | 450.3 | CP24 | CP24 | Power contactor, AC-3 115 A, 55 kW / 400 V 2 NO + 2 NC, 230 V AC, 50/60 Hz 3-pole, 3 NO, Size S3 screw terminals Perm. mounted auxiliary switch | alteração GD Jan2018 | 0 | 0
3RT2047-1NB30 |  | 3RT2047-1NB30 | 1 | UN | 1 | 2 | A | D | EAR99 | N | 85364900 | 1 | 4047621024776 | 1.837 | KG | 486.4 | 473.1 | CP24 | CP24 | Power contactor, AC-3 115 A, 55 kW / 400 V 1 NO + 1 NC, 20-33 V AC/DC 3-pole, 3 NO, Size S3 screw terminals integrated varistor | Lista Papel 2020 SI | 0 | 0
3RT2047-1NB30-0CC0 |  | 3RT2047-1NB30-0CC0 | 1 | UN | 1 | 5 | B | D | N | N | 85364900 | 1 | 4047621025476 | 1.853 | KG | 513.95 | 499.7 | CP24 | CP24 | Power contactor, AC-3 115 A, 55 kW / 400 V 1 NO + 1 NC, 20-33 V AC/DC communication-capable 3-pole, 3 NO, Size S3 screw terminals integrated varistor | Lista Papel 2020 SI | 0 | 0
3RT2047-1NB30-1AA0 |  | 3RT2047-1NB30-1AA0 | 1 | UN | 1 | 5 | B | D | N | N | 85364900 | 1 | 4047621025384 | 1.94 | KG | 524.4 | 524.4 | CP24 | CP24 | Power contactor, AC-3 115 A, 55 kW / 400 V 1 NO + 1 NC, 20-33 V AC/DC 3-pole, 3 NO, Size S3 screw terminals integrated varistor Upright mounting position | alteração GD Jan2018 | 0 | 0
3RT2047-1NB34 |  | 3RT2047-1NB34 | 1 | UN | 1 | 5 | B | D | N | N | 85364900 | 1 | 4047621030845 | 1.867 | KG | 506.35 | 492.1 | CP24 | CP24 | Power contactor, AC-3 115 A, 55 kW / 400 V 2 NO + 2 NC, 20-33 V AC/DC 3-pole, 3 NO, Size S3 screw terminals integrated varistor | Lista Papel 2020 SI | 0 | 0
3RT2047-1NB34-3MA0 |  | 3RT2047-1NB34-3MA0 | 1 | UN | 1 | 5 | B | D | N | N | 85364900 | 1 | 4047621025711 | 1.878 | KG | 508.25 | 508.25 | CP24 | CP24 | Power contactor, AC-3 115 A, 55 kW / 400 V 2 NO + 2 NC, 20-33 V AC/DC 3-pole, 3 NO, Size S3 screw terminals integrated varistor Perm. mounted auxiliary switch | alteração GD Jan2018 | 0 | 0
3RT2047-1NF30 |  | 3RT2047-1NF30 | 1 | UN | 1 | 5 | B | D | EAR99 | N | 85364900 | 1 | 4047621024929 | 1.82 | KG | 486.4 | 473.1 | CP24 | CP24 | Power contactor, AC-3 115 A, 55 kW / 400 V 1 NO + 1 NC, 83-155 V AC/DC 3-pole, 3 NO, Size S3 screw terminals integrated varistor | Lista Papel 2020 SI | 0 | 0
3RT2047-1NF34 |  | 3RT2047-1NF34 | 1 | UN | 1 | 5 | B | D | EAR99 | N | 85364900 | 1 | 4047621030852 | 1.85 | KG | 506.35 | 492.1 | CP24 | CP24 | Power contactor, AC-3 115 A, 55 kW / 400 V 2 NO + 2 NC, 83-155 V AC/DC 3-pole, 3 NO, Size S3 screw terminals integrated varistor | Lista Papel 2020 SI | 0 | 0
3RT2047-1NP30 |  | 3RT2047-1NP30 | 1 | UN | 1 | 5 | B | D | EAR99 | N | 85364900 | 1 | 4047621024936 | 1.825 | KG | 486.4 | 473.1 | CP24 | CP24 | Power contactor, AC-3 115 A, 55 kW / 400 V 1 NO + 1 NC, 175-280 V AC/DC 3-pole, 3 NO, Size S3 screw terminals integrated varistor | Lista Papel 2020 SI | 0 | 0
3RT2047-1NP34 |  | 3RT2047-1NP34 | 1 | UN | 1 | 5 | B | D | EAR99 | N | 85364900 | 1 | 4047621030869 | 1.857 | KG | 506.35 | 492.1 | CP24 | CP24 | Power contactor, AC-3 115 A, 55 kW / 400 V 2 NO + 2 NC, 175-280 V AC/DC 3-pole, 3 NO, Size S3 screw terminals integrated varistor | Lista Papel 2020 SI | 0 | 0
3RT2047-1XB40-0LA2 |  | 3RT2047-1XB40-0LA2 | 1 | UN | 1 | 5 | B | D | EAR99 | N | 85364900 | 1 | 4047621025087 | 1.827 | KG | 735.3 | 735.3 | CP24 | CP24 | Traction contactor, AC-3 115 A, 55 kW / 400 V 1 NO + 1 NC, 24 V DC 0.7-1.25*Us 3-pole, 3 NO, Size S3 integrated varistor screw terminals | alteração GD Jan2018 | 0 | 0
3RT2047-1XF40-0LA2 |  | 3RT2047-1XF40-0LA2 | 1 | UN | 1 | 5 | B | D | EAR99 | N | 85364900 | 1 | 4047621025094 | 1.804 | KG | 735.3 | 735.3 | CP24 | CP24 | Traction contactor, AC-3 115 A, 55 kW / 400 V 1 NO + 1 NC, 110 V DC 0.7-1.25*Us 3-pole, 3 NO, Size S3 integrated varistor screw terminals | alteração GD Jan2018 | 0 | 0
3RT2047-3AB00 |  | 3RT2047-3AB00 | 1 | UN | 1 | 5 | B | D | N | N | 85364900 | 1 | 4047621024356 | 1.715 | KG | 418 | 393.3 |  | CP24 | power contactor, AC-3 110 A, 55 kW / 400 V, 1 NO + 1 NC, 24 V AC, 50 Hz 3-pole, 3NO, Size S3 Spring-type terminal | Lista Papel 2020 SI | 0 | 0
3RT2047-3AF00 |  | 3RT2047-3AF00 | 1 | UN | 1 | 5 | B | D | N | N | 85364900 | 1 | 4047621024363 | 1.679 | KG | 418 | 393.3 |  | CP24 | Contactor, AC-3, 55 kW/400 V 1 NO+1 NC, 110 V AC 50 Hz 3-pole, 3 NO, Size S3 Spring-type terminal | Lista Papel 2020 SI | 0 | 0
3RT2047-3AL20 |  | 3RT2047-3AL20 | 1 | UN | 1 | 10 | C | D | EAR99 | N | 85364900 | 1 | 4047621066868 | 1.708 | KG | 418 | 418 | CP24 | CP24 | Power contactor, AC-3 115 A, 55 kW / 400 V 1 NO + 1 NC, 230 V AC, 50/60 Hz 3-pole, 3 NO, Size S3 spring-type terminal | alteração GD Jan2018 | 0 | 7
3RT2047-3AP00 |  | 3RT2047-3AP00 | 1 | UN | 1 | 5 | B | D | N | N | 85364900 | 1 | 4047621018454 | 1.729 | KG | 418 | 393.3 |  | CP24 | Power contactor, AC-3 110 A, 55 kW / 400 V 1 NO + 1 NC, 230 V AC, 50 Hz 3-pole, 3 NO, Size S3 Spring-type terminal | Lista Papel 2020 SI | 0 | 0
3RT2047-3CF04-3MA0 |  | 3RT2047-3CF04-3MA0 | 1 | UN | 1 | 5 | B | D | N | N | 85364900 | 1 | 4047621025889 | 1.763 | KG | 450.3 | 450.3 | CP24 | CP24 | Contactor, AC-3, 55 kW/400 V 2 NO+2 NC, 110 V AC 50 Hz 3-pole, 3 NO, Size S3 Spring-type terminal Inserted varistor Captive auxiliary switch | alteração GD Jan2018 | 0 | 0
3RT2047-3NB30 |  | 3RT2047-3NB30 | 1 | UN | 1 | 2 | A | D | N | N | 85364900 | 1 | 4047621024981 | 1.833 | KG | 486.4 | 473.1 | CP24 | CP24 | Power contactor, AC-3 115 A, 55 kW / 400 V 1 NO + 1 NC, 20-33 V AC/DC 3-pole, 3 NO, Size S3 Spring-type terminals integrated varistor | Lista Papel 2020 SI | 0 | 0
3RT2047-3NB30-0CC0 |  | 3RT2047-3NB30-0CC0 | 1 | UN | 1 | 5 | B | D | N | N | 85364900 | 1 | 4047621025483 | 1.818 | KG | 513.95 | 499.7 | CP24 | CP24 | Power contactor, AC-3 115 A, 55 kW / 400 V 1 NO + 1 NC, 20-33 V AC/DC communication-capable 3-pole, 3 NO, Size S3 Spring-type terminals integrated varistor | Lista Papel 2020 SI | 0 | 0
3RT2047-3NB34-3MA0 |  | 3RT2047-3NB34-3MA0 | 1 | UN | 1 | 5 | B | D | N | N | 85364900 | 1 | 4047621025896 | 1.882 | KG | 508.25 | 494 | CP24 | CP24 | Power contactor, AC-3 115 A, 55 kW / 400 V 2 NO + 2 NC, 20-33 V AC/DC 3-pole, 3 NO, Size S3 Spring-type terminals integrated varistor Perm. mounted auxiliary switch | Lista Papel 2020 SI | 0 | 0
3RT2047-3NF30 |  | 3RT2047-3NF30 | 1 | UN | 1 | 5 | B | D | EAR99 | N | 85364900 | 1 | 4047621024998 | 1.815 | KG | 486.4 | 473.1 | CP24 | CP24 | Power contactor, AC-3 115 A, 55 kW / 400 V 1 NO + 1 NC, 83-155 V AC/DC 3-pole, 3 NO, Size S3 Spring-type terminals integrated varistor | Lista Papel 2020 SI | 0 | 0
3RT2047-3NP30 |  | 3RT2047-3NP30 | 1 | UN | 1 | 5 | B | D | EAR99 | N | 85364900 | 1 | 4047621025001 | 1.818 | KG | 486.4 | 473.1 | CP24 | CP24 | Power contactor, AC-3 115 A, 55 kW / 400 V 1 NO + 1 NC, 175-280 V AC/DC 3-pole, 3 NO, Size S3 Spring-type terminals integrated varistor | Lista Papel 2020 SI | 0 | 0
3RT2047-3XB40-0LA2 |  | 3RT2047-3XB40-0LA2 | 1 | UN | 1 | 5 | B | D | N | N | 85364900 | 1 | 4047621025278 | 1.828 | KG | 735.3 | 735.3 | CP24 | CP24 | Traction contactor, AC-3 115 A, 55 kW / 400 V 1 NO + 1 NC, 24 V DC 0.7-1.25*Us 3-pole, 3 NO, Size S3 integrated varistor Spring-type terminals | alteração GD Jan2018 | 0 | 0
3RT2047-3XF40-0LA2 |  | 3RT2047-3XF40-0LA2 | 1 | UN | 1 | 5 | B | D | EAR99 | N | 85364900 | 1 | 4047621025285 | 1.827 | KG | 735.3 | 735.3 | CP24 | CP24 | Traction contactor, AC-3 115 A, 55 kW / 400 V 1 NO + 1 NC, 110 V DC 0.7-1.25*Us 3-pole, 3 NO, Size S3 integrated varistor Spring-type terminals | alteração GD Jan2018 | 0 | 0
3RT2047-3XJ40-0LA2 |  | 3RT2047-3XJ40-0LA2 | 1 | UN | 1 | 5 | B | D | EAR99 | N | 85364900 | 1 | 4047621025292 | 1.809 | KG | 735.3 | 735.3 | CP24 | CP24 | Traction contactor, AC-3 115 A, 55 kW / 400 V 1 NO + 1 NC, 72 V DC 0.7-1.25*Us 3-pole, 3 NO, Size S3 integrated varistor Spring-type terminals | alteração GD Jan2018 | 0 | 0
3RT2316-1AB00 |  | 3RT2316-1AB00 | 1 | UN | 1 | 2 | A | D | N | N | 85364900 | 1 | 4011209849280 | 0.23 | KG | 40.47 | 39.33 | CP24 | CP24 | Contactor, AC-1, 18 A/400 V/40 Â°C, S00, 4-pole, 24 V AC, 50/60 Hz, screw terminal | Lista Papel 2020 SI | 0 | 0
3RT2316-1AF00 |  | 3RT2316-1AF00 | 1 | UN | 1 | 5 | B | D | N | N | 85364900 | 1 | 4011209845565 | 0.23 | KG | 40.47 | 39.33 | CP24 | CP24 | Contactor, AC-1, 18 A/400 V/40 Â°C, S00, 4-pole, 110 V AC, 50/60 Hz, screw terminal | Lista Papel 2020 SI | 0 | 0
3RT2316-1AK60 |  | 3RT2316-1AK60 | 1 | UN | 1 | 5 | B | D | N | N | 85364900 | 1 | 4011209845572 | 0.23 | KG | 40.47 | 40.47 | CP24 | CP24 | Contactor, AC-1, 18 A/400 V/40 Â°C, S00, 4-pole, 110 V AC/50 Hz, 120 V/60 Hz, screw terminal | - | 0 | 0
3RT2316-1AP00 |  | 3RT2316-1AP00 | 1 | UN | 1 | 2 | A | D | N | N | 85364900 | 1 | 4011209845589 | 0.231 | KG | 40.47 | 39.33 | CP24 | CP24 | Contactor, AC-1, 18 A/400 V/40 Â°C, S00, 4-pole, 230 V AC, 50/60 Hz, screw terminal | Lista Papel 2020 SI | 0 | 0
3RT2316-1AP60 |  | 3RT2316-1AP60 | 1 | UN | 1 | 5 | B | D | N | N | 85364900 | 1 | 4011209912670 | 0.225 | KG | 40.47 | 40.47 | CP24 | CP24 | Contactor, AC-1, 18 A/400 V/40 Â°C, S00, 4-pole, 220 V AC/50 Hz, 240 V/60 Hz, screw terminal | - | 0 | 0
3RT2316-1BA40 |  | 3RT2316-1BA40 | 1 | UN | 1 | 5 | B | D | N | N | 85364900 | 1 | 4047621030791 | 0.294 | KG | 45.7 | 45.7 | CP24 | CP24 | Contactor, AC-1, 18 A/400 V/40 Â°C, S00, 4-pole, 12 V DC, screw terminal | - | 0 | 0
3RT2316-1BB40 |  | 3RT2316-1BB40 | 1 | UN | 1 | 2 | A | D | N | N | 85364900 | 1 | 4011209790407 | 0.291 | KG | 40.66 | 39.52 | CP24 | CP24 | Contactor, AC-1, 18 A/400 V/40 Â°C, S00, 4-pole, 24 V DC, screw terminal | Lista Papel 2020 SI | 0 | 0
3RT2316-1BF40 |  | 3RT2316-1BF40 | 1 | UN | 1 | 5 | B | D | N | N | 85364900 | 1 | 4011209845596 | 0.291 | KG | 40.66 | 39.52 | CP24 | CP24 | Contactor, AC-1, 18 A/400 V/40 Â°C, S00, 4-pole, 110 V DC, screw terminal | Lista Papel 2020 SI | 0 | 0
3RT2316-1BG40 |  | 3RT2316-1BG40 | 1 | UN | 1 | 5 | B | D | N | N | 85364900 | 1 | 4011209902565 | 0.291 | KG | 45.7 | 45.7 | CP24 | CP24 | Contactor, AC-1, 18 A/400 V/40 Â°C, S00, 4-pole, 125 V DC, screw terminal | - | 0 | 0
3RT2316-1BM40 |  | 3RT2316-1BM40 | 1 | UN | 1 | 5 | B | D | N | N | 85364900 | 1 | 4011209845602 | 0.291 | KG | 40.66 | 39.52 | CP24 | CP24 | Contactor, AC-1, 18 A/400 V/40 Â°C, S00, 4-pole, 220 V DC, screw terminal | Lista Papel 2020 SI | 0 | 0
3RT2316-1BW40 |  | 3RT2316-1BW40 | 1 | UN | 1 | 0 | A | D | EAR99 | N | 85364900 | 1 | 4047621062358 | 0.287 | KG | 40.66 | 40.66 | CP24 | CP24 | Contactor, AC-1, 18 A/400 V/40 Â°C, S00, 4-pole, 48 V DC, screw terminal | - | 0 | 0
3RT2316-2AB00 |  | 3RT2316-2AB00 | 1 | UN | 1 | 5 | B | D | N | N | 85364900 | 1 | 4011209845619 | 0.265 | KG | 40.47 | 39.33 | CP24 | CP24 | Contactor, AC-1, 18 A/400 V/40 Â°C, S00, 4-pole, 24 V AC, 50/60 Hz, Spring-type terminal | Lista Papel 2020 SI | 0 | 0
3RT2316-2AB00-1AA0 |  | 3RT2316-2AB00-1AA0 | 1 | UN | 1 | 5 | B | D | N | N | 85364900 | 1 | 4047621014975 | 0.28 | KG | 37.81 | 37.81 | CP24 | CP24 | Contactor, AC-1, 18 A/400 V/40 Â°C, S00, 4-pole, 24 V AC, 50/60 Hz, spring-type terminal, upright mounting position | - | 0 | 0
3RT2316-2AF00 |  | 3RT2316-2AF00 | 1 | UN | 1 | 5 | B | D | N | N | 85364900 | 1 | 4011209845626 | 0.252 | KG | 40.47 | 39.33 | CP24 | CP24 | Contactor, AC-1, 18 A/400 V/40 Â°C, S00, 4-pole, 110 V AC, 50/60 Hz, Spring-type terminal | Lista Papel 2020 SI | 0 | 0
3RT2316-2AF00-1AA0 |  | 3RT2316-2AF00-1AA0 | 1 | UN | 1 | 5 | B | D | N | N | 85364900 | 1 | 4047621014968 | 0.25 | KG | 37.81 | 37.81 | CP24 | CP24 | Contactor, AC-1, 18 A/400 V/40 Â°C, S00, 4-pole, 110 V AC, 50/60 Hz, spring-type terminal, upright mounting position | - | 0 | 0
3RT2316-2AH00 |  | 3RT2316-2AH00 | 1 | UN | 1 | 5 | B | D | N | N | 85364900 | 1 | 4047621050768 | 0.252 | KG | 40.47 | 40.47 | CP24 | CP24 | Contactor, AC-1, 18 A/400 V/40 Â°C, S00, 4-pole, 48 V AC, 50/60 Hz, Spring-type terminal | - | 0 | 7
3RT2316-2AK60 |  | 3RT2316-2AK60 | 1 | UN | 1 | 5 | B | D | N | N | 85364900 | 1 | 4011209845633 | 0.253 | KG | 40.47 | 40.47 | CP24 | CP24 | Contactor, AC-1, 18 A/400 V/40 Â°C, S00, 4-pole, 110 V AC/50 Hz, 120 V/60 Hz, Spring-type terminal | - | 0 | 0
3RT2316-2AP00 |  | 3RT2316-2AP00 | 1 | UN | 1 | 5 | B | D | N | N | 85364900 | 1 | 4011209845640 | 0.252 | KG | 40.47 | 39.33 | CP24 | CP24 | Contactor, AC-1, 18 A/400 V/40 Â°C, S00, 4-pole, 230 V AC, 50/60 Hz, Spring-type terminal | Lista Papel 2020 SI | 0 | 0
3RT2316-2AP00-1AA0 |  | 3RT2316-2AP00-1AA0 | 1 | UN | 1 | 5 | B | D | N | N | 85364900 | 1 | 4047621014951 | 0.25 | KG | 37.81 | 37.81 | CP24 | CP24 | Contactor, AC-1, 18 A/400 V/40 Â°C, S00, 4-pole, 230 V AC, 50/60 Hz, spring-type terminal, upright mounting position | - | 0 | 0
3RT2316-2AP60 |  | 3RT2316-2AP60 | 1 | UN | 1 | 5 | B | D | N | N | 85364900 | 1 | 4011209914315 | 0.252 | KG | 40.47 | 40.47 | CP24 | CP24 | Contactor, AC-1, 18 A/400 V/40 Â°C, S00, 4-pole, 220 V AC/50 Hz, 240 V/60 Hz, Spring-type terminal | - | 0 | 0
3RT2316-2BB40 |  | 3RT2316-2BB40 | 1 | UN | 1 | 1 | A | D | N | N | 85364900 | 1 | 4011209845657 | 0.315 | KG | 40.66 | 39.52 | CP24 | CP24 | Contactor, AC-1, 18 A/400 V/40 Â°C, S00, 4-pole, 24 V DC, Spring-type terminal | Lista Papel 2020 SI | 0 | 0
3RT2316-2BF40 |  | 3RT2316-2BF40 | 1 | UN | 1 | 5 | B | D | N | N | 85364900 | 1 | 4011209845664 | 0.33 | KG | 40.66 | 39.52 | CP24 | CP24 | Contactor, AC-1, 18 A/400 V/40 Â°C, S00, 4-pole, 110 V DC, Spring-type terminal | Lista Papel 2020 SI | 0 | 0
3RT2316-2BM40 |  | 3RT2316-2BM40 | 1 | UN | 1 | 5 | B | D | N | N | 85364900 | 1 | 4011209845671 | 0.312 | KG | 40.66 | 39.52 | CP24 | CP24 | Contactor, AC-1, 18 A/400 V/40 Â°C, S00, 4-pole, 220 V DC, Spring-type terminal | Lista Papel 2020 SI | 0 | 0
3RT2316-2BW40 |  | 3RT2316-2BW40 | 1 | UN | 1 | 5 | B | D | N | N | 85364900 | 1 | 4047621045429 | 0.305 | KG | 40.66 | 40.66 | CP24 | CP24 | Contactor, AC-1, 18 A/400 V/40 Â°C, S00, 4-pole, 48 V DC, Spring-type terminal | - | 0 | 0
3RT2317-1AB00 |  | 3RT2317-1AB00 | 1 | UN | 1 | 2 | A | D | N | N | 85364900 | 1 | 4011209785137 | 0.228 | KG | 42.66 | 41.42 | CP24 | CP24 | Contactor, AC-1, 22 A/400 V/40 Â°C, S00, 4-pole, 24 V AC, 50/60 Hz, screw terminal | Lista Papel 2020 SI | 0 | 0
3RT2317-1AF00 |  | 3RT2317-1AF00 | 1 | UN | 1 | 5 | B | D | N | N | 85364900 | 1 | 4011209845688 | 0.231 | KG | 42.66 | 41.42 | CP24 | CP24 | Contactor, AC-1, 22 A/400 V/40 Â°C, S00, 4-pole, 110 V AC, 50/60 Hz, screw terminal | Lista Papel 2020 SI | 0 | 0
3RT2317-1AH00 |  | 3RT2317-1AH00 | 1 | UN | 1 | 5 | B | D | N | N | 85364900 | 1 | 4011209953307 | 0.233 | KG | 42.66 | 42.66 | CP24 | CP24 | Contactor, AC-1, 22 A/400 V/40 Â°C, S00, 4-pole, 48 V AC, 50/60 Hz, screw terminal | - | 0 | 0
3RT2317-1AK60 |  | 3RT2317-1AK60 | 1 | UN | 1 | 5 | B | D | N | N | 85364900 | 1 | 4011209845695 | 0.233 | KG | 42.66 | 42.66 | CP24 | CP24 | Contactor, AC-1, 22 A/400 V/40 Â°C, S00, 4-pole, 110 V AC/50 Hz, 120 V/60 Hz, screw terminal | - | 0 | 0
3RT2317-1AP00 |  | 3RT2317-1AP00 | 1 | UN | 1 | 1 | A | D | N | N | 85364900 | 1 | 4011209785144 | 0.233 | KG | 42.66 | 41.42 | CP24 | CP24 | Contactor, AC-1, 22 A/400 V/40 Â°C, S00, 4-pole, 230 V AC, 50/60 Hz, screw terminal | Lista Papel 2020 SI | 0 | 0
3RT2317-1AP60 |  | 3RT2317-1AP60 | 1 | UN | 1 | 5 | B | D | N | N | 85364900 | 1 | 4011209912649 | 0.234 | KG | 42.66 | 42.66 | CP24 | CP24 | Contactor, AC-1, 22 A/400 V/40 Â°C, S00, 4-pole, 220 V AC/50 Hz, 240 V/60 Hz, screw terminal | - | 0 | 0
3RT2317-1BA40 |  | 3RT2317-1BA40 | 1 | UN | 1 | 5 | B | D | N | N | 85364900 | 1 | 4047621042626 | 0.293 | KG | 53.39 | 53.39 | CP24 | CP24 | Contactor, AC-1, 22 A/400 V/40 Â°C, S00, 4-pole, 12 V DC, screw terminal | - | 0 | 0
3RT2317-1BB40 |  | 3RT2317-1BB40 | 1 | UN | 1 | 1 | A | D | N | N | 85364900 | 1 | 4011209785175 | 0.294 | KG | 48.26 | 46.93 | CP24 | CP24 | Contactor, AC-1, 22 A/400 V/40 Â°C, S00, 4-pole, 24 V DC, screw terminal | Lista Papel 2020 SI | 0 | 0
3RT2317-1BF40 |  | 3RT2317-1BF40 | 1 | UN | 1 | 5 | B | D | N | N | 85364900 | 1 | 4011209785182 | 0.291 | KG | 48.26 | 46.93 | CP24 | CP24 | Contactor, AC-1, 22 A/400 V/40 Â°C, S00, 4-pole, 110 V DC, screw terminal | Lista Papel 2020 SI | 0 | 0
3RT2317-1BG40 |  | 3RT2317-1BG40 | 1 | UN | 1 | 5 | B | D | N | N | 85364900 | 1 | 4047621013329 | 0.285 | KG | 53.39 | 53.39 | CP24 | CP24 | Contactor, AC-1, 22 A/400 V/40 Â°C, S00, 4-pole, 125 V DC, screw terminal | - | 0 | 0
3RT2317-1BM40 |  | 3RT2317-1BM40 | 1 | UN | 1 | 5 | B | D | N | N | 85364900 | 1 | 4011209785199 | 0.289 | KG | 48.26 | 46.93 | CP24 | CP24 | Contactor, AC-1, 22 A/400 V/40 Â°C, S00, 4-pole, 220 V DC, screw terminal | Lista Papel 2020 SI | 0 | 0
3RT2317-1FF40 |  | 3RT2317-1FF40 | 1 | UN | 1 | 0 | A | D | N | N | 85364900 | 1 | 4047621043609 | 0.29 | KG | 55.1 | 55.1 | CP24 | CP24 | Contactor, AC-1, 22 A/400 V/40 Â°C, S00, 4-pole, 110 V DC, with diode, screw terminal | - | 0 | 7
3RT2317-2AB00 |  | 3RT2317-2AB00 | 1 | UN | 1 | 5 | B | D | N | N | 85364900 | 1 | 4011209785656 | 0.255 | KG | 42.66 | 41.42 | CP24 | CP24 | Contactor, AC-1, 22 A/400 V/40 Â°C, S00, 4-pole, 24 V AC, 50/60 Hz, Spring-type terminal | Lista Papel 2020 SI | 0 | 0
3RT2317-2AB00-1AA0 |  | 3RT2317-2AB00-1AA0 | 1 | UN | 1 | 5 | B | D | N | N | 85364900 | 1 | 4047621019758 | 0.253 | KG | 45.89 | 45.89 | CP24 | CP24 | Contactor, AC-1, 22 A/400 V/40 Â°C, S00, 4-pole, 24 V AC, 50/60 Hz, spring-type terminal, upright mounting position | - | 0 | 0
3RT2317-2AF00 |  | 3RT2317-2AF00 | 1 | UN | 1 | 5 | B | D | N | N | 85364900 | 1 | 4011209845701 | 0.253 | KG | 42.66 | 41.42 | CP24 | CP24 | Contactor, AC-1, 22 A/400 V/40 Â°C, S00, 4-pole, 110 V AC, 50/60 Hz, Spring-type terminal | Lista Papel 2020 SI | 0 | 0
3RT2317-2AH00 |  | 3RT2317-2AH00 | 1 | UN | 1 | 5 | B | D | N | N | 85364900 | 1 | 4011209917675 | 0.258 | KG | 42.66 | 42.66 | CP24 | CP24 | Contactor, AC-1, 22 A/400 V/40 Â°C, S00, 4-pole, 48 V AC, 50/60 Hz, Spring-type terminal | - | 0 | 0
3RT2317-2AK60 |  | 3RT2317-2AK60 | 1 | UN | 1 | 5 | B | D | N | N | 85364900 | 1 | 4011209845718 | 0.255 | KG | 42.66 | 42.66 | CP24 | CP24 | Contactor, AC-1, 22 A/400 V/40 Â°C, S00, 4-pole, 110 V AC/50 Hz, 120 V/60 Hz, Spring-type terminal | - | 0 | 0
3RT2317-2AM20 |  | 3RT2317-2AM20 | 1 | UN | 1 | 5 | B | D | N | N | 85364900 | 1 | 4047621045863 | 0.255 | KG | 46.08 | 46.08 | CP24 | CP24 | Contactor, AC-1, 22 A/400 V/40 Â°C, S00, 4-pole, 208 V AC, 50/60 Hz, Spring-type terminal | - | 0 | 0
3RT2317-2AP00 |  | 3RT2317-2AP00 | 1 | UN | 1 | 5 | B | D | N | N | 85364900 | 1 | 4011209785663 | 0.257 | KG | 42.66 | 41.42 | CP24 | CP24 | Contactor, AC-1, 22 A/400 V/40 Â°C, S00, 4-pole, 230 V AC, 50/60 Hz, Spring-type terminal | Lista Papel 2020 SI | 0 | 0
3RT2317-2AP60 |  | 3RT2317-2AP60 | 1 | UN | 1 | 5 | B | D | N | N | 85364900 | 1 | 4011209944749 | 0.257 | KG | 42.66 | 42.66 | CP24 | CP24 | Contactor, AC-1, 22 A/400 V/40 Â°C, S00, 4-pole, 220 V AC/50 Hz, 240 V/60 Hz, Spring-type terminal | - | 0 | 0
3RT2317-2AV00 |  | 3RT2317-2AV00 | 1 | UN | 1 | 5 | B | D | N | N | 85364900 | 1 | 4011209938328 | 0.253 | KG | 46.08 | 46.08 | CP24 | CP24 | Contactor, AC-1, 22 A/400 V/40 Â°C, S00, 4-pole, 400 V AC, 50/60 Hz, Spring-type terminal | - | 0 | 0
3RT2317-2BB40 |  | 3RT2317-2BB40 | 1 | UN | 1 | 1 | A | D | N | N | 85364900 | 1 | 4011209785694 | 0.318 | KG | 48.26 | 46.93 | CP24 | CP24 | Contactor, AC-1, 22 A/400 V/40 Â°C, S00, 4-pole, 24 V DC, Spring-type terminal | Lista Papel 2020 SI | 0 | 0
3RT2317-2BB40-Z | W97 | 3RT2317-2BB40-ZW97 | 1 | UN | 1 | 5 | B | D | N | N | 85364900 | 32 | 4047621051024 | 0.318 | KG | 48.26 | 48.26 | CP24 | CP24 | Contactor, AC-1, 22 A/400 V/40 Â°C, S00, 4-pole, 24 V DC, spring-type terminal, 32 units | - | 0 | 0
3RT2317-2BB40-Z | X95 | 3RT2317-2BB40-ZX95 | 1 | UN | 1 | 5 | B | D | N | N | 85364900 | 120 | 4047621043074 | 0.295 | KG | 48.26 | 48.26 | CP24 | CP24 | Contactor, AC-1, 22 A/400 V/40 Â°C, S00, 4-pole, 24 V DC, spring-type terminal, 120 units | - | 0 | 0
3RT2317-2BF40 |  | 3RT2317-2BF40 | 1 | UN | 1 | 5 | B | D | N | N | 85364900 | 1 | 4011209785700 | 0.312 | KG | 48.26 | 46.93 | CP24 | CP24 | Contactor, AC-1, 22 A/400 V/40 Â°C, S00, 4-pole, 110 V DC, Spring-type terminal | Lista Papel 2020 SI | 0 | 0
3RT2317-2BM40 |  | 3RT2317-2BM40 | 1 | UN | 1 | 5 | B | D | N | N | 85364900 | 1 | 4011209785717 | 0.308 | KG | 48.26 | 46.93 | CP24 | CP24 | Contactor, AC-1, 22 A/400 V/40 Â°C, S00, 4-pole, 220 V DC, Spring-type terminal | Lista Papel 2020 SI | 0 | 0
3RT2317-2XF40-0LA2 |  | 3RT2317-2XF40-0LA2 | 1 | UN | 1 | 5 | B | D | EAR99 | N | 85364900 | 1 | 4047621061771 | 0.305 | KG | 84.46 | 84.46 | CP24 | CP24 | Contactor for railway, 4 NO, AC-1: 22 A 1 NO + 1 NC, 72-110 V DC, 0.7-1.25 US, with integrated varistor, 4-pole, 4 NO, Size S00, Spring-type terminal | - | 0 | 7
3RT2325-1AB00 |  | 3RT2325-1AB00 | 1 | UN | 1 | 5 | B | D | N | N | 85364900 | 1 | 4011209834606 | 0.475 | KG | 66.31 | 64.41 | CP24 | CP24 | Contactor, AC-1, 35 A/400 V/40 Â°C, S0, 4-pole, 24 V AC/50 Hz, 1 NO+1 NC, screw terminal | Lista Papel 2020 SI | 0 | 0
3RT2325-1AC20 |  | 3RT2325-1AC20 | 1 | UN | 1 | 5 | B | D | N | N | 85364900 | 1 | 4011209898493 | 0.465 | KG | 66.31 | 66.31 | CP24 | CP24 | Contactor, AC-1, 35 A/400 V/40 Â°C, S0, 4-pole, 24 V AC, 50/60 Hz, 1 NO+1 NC, screw terminal | - | 0 | 0
3RT2325-1AF00 |  | 3RT2325-1AF00 | 1 | UN | 1 | 5 | B | D | N | N | 85364900 | 1 | 4011209845725 | 0.479 | KG | 66.31 | 64.41 | CP24 | CP24 | Contactor, AC-1, 35 A/400 V/40 Â°C, S0, 4-pole, 110 V AC/50 Hz, 1 NO+1 NC, screw terminal | Lista Papel 2020 SI | 0 | 0
3RT2325-1AG20 |  | 3RT2325-1AG20 | 1 | UN | 1 | 5 | B | D | N | N | 85364900 | 1 | 4011209929449 | 0.475 | KG | 66.31 | 66.31 | CP24 | CP24 | Contactor, AC-1, 35 A/400 V/40 Â°C, S0, 4-pole, 110 V AC, 50/60 Hz, 1 NO+1 NC, screw terminal | - | 0 | 0
3RT2325-1AG60 |  | 3RT2325-1AG60 | 1 | UN | 1 | 5 | B | D | N | N | 85364900 | 1 | 4011209915558 | 0.473 | KG | 69.73 | 69.73 | CP24 | CP24 | Contactor, AC-1, 35 A/400 V/40 Â°C, S0, 4-pole, 100 V AC/50 Hz, 110 V/60 Hz, 1 NO+1 NC, screw terminal | - | 0 | 0
3RT2325-1AK60 |  | 3RT2325-1AK60 | 1 | UN | 1 | 5 | B | D | N | N | 85364900 | 1 | 4011209898509 | 0.478 | KG | 66.31 | 66.31 | CP24 | CP24 | Contactor, AC-1, 35 A/400 V/40 Â°C, S0, 4-pole, 110 V AC/50 Hz, 120 V/60 Hz, 1 NO+1 NC, screw terminal | - | 0 | 0
3RT2325-1AL20 |  | 3RT2325-1AL20 | 1 | UN | 1 | 5 | B | D | N | N | 85364900 | 1 | 4011209845732 | 0.477 | KG | 66.31 | 66.31 | CP24 | CP24 | Contactor, AC-1, 35 A/400 V/40 Â°C, S0, 4-pole, 230 V AC, 50/60 Hz, 1 NO+1 NC, screw terminal | - | 0 | 0
3RT2325-1AM20 |  | 3RT2325-1AM20 | 1 | UN | 1 | 5 | B | D | N | N | 85364900 | 1 | 4047621049458 | 0.475 | KG | 69.73 | 69.73 | CP24 | CP24 | Contactor, AC-1, 35 A/400 V/40 Â°C, S0, 4-pole, 208 V AC, 50/60 Hz, 1 NO+1 NC, screw terminal | - | 0 | 0
3RT2325-1AN20 |  | 3RT2325-1AN20 | 1 | UN | 1 | 5 | B | D | N | N | 85364900 | 1 | 4011209898516 | 0.468 | KG | 66.31 | 66.31 | CP24 | CP24 | Contactor, AC-1, 35 A/400 V/40 Â°C, S0, 4-pole, 220 V AC, 50/60 Hz, 1 NO+1 NC, screw terminal | - | 0 | 0
3RT2325-1AP00 |  | 3RT2325-1AP00 | 1 | UN | 1 | 5 | B | D | N | N | 85364900 | 1 | 4011209834613 | 0.477 | KG | 66.31 | 64.41 | CP24 | CP24 | Contactor, AC-1, 35 A/400 V/40 Â°C, S0, 4-pole, 230 V AC/50 Hz, 1 NO+1 NC, screw terminal | Lista Papel 2020 SI | 0 | 0
3RT2325-1AP00-Z | X95 | 3RT2325-1AP00-ZX95 | 1 | UN | 1 | 5 | B | D | N | N | 85364900 | 48 | 4011209845749 | 0.461 | KG | 66.31 | 66.31 | CP24 | CP24 | Contactor, AC-1, 35 A/400 V/40 Â°C, S0, 4-pole, 230 V AC/50 Hz, 1 NO+1 NC, screw terminal, 48 units | - | 0 | 0
3RT2325-1AP60 |  | 3RT2325-1AP60 | 1 | UN | 1 | 5 | B | D | N | N | 85364900 | 1 | 4011209898523 | 0.5 | KG | 66.31 | 66.31 | CP24 | CP24 | Contactor, AC-1, 35 A/400 V/40 Â°C, S0, 4-pole, 220 V AC/50 Hz, 240 V/60 Hz, 1 NO+1 NC, screw terminal | - | 0 | 0
3RT2325-1AV00 |  | 3RT2325-1AV00 | 1 | UN | 1 | 5 | B | D | N | N | 85364900 | 1 | 4047621047478 | 0.48 | KG | 69.73 | 69.73 | CP24 | CP24 | Contactor, AC-1, 35 A/400 V/40 Â°C, S0, 4-pole, 400 V AC/50 Hz, 1 NO+1 NC, screw terminal | - | 0 | 7
3RT2325-1BB40 |  | 3RT2325-1BB40 | 1 | UN | 1 | 2 | A | D | N | N | 85364900 | 1 | 4011209834620 | 0.659 | KG | 120.65 | 116.85 | CP24 | CP24 | Contactor, AC-1, 35 A/400 V/40 Â°C, S0, 4-pole, 24 V DC, 1 NO+1 NC, screw terminal | Lista Papel 2020 SI | 0 | 0
3RT2325-1BF40 |  | 3RT2325-1BF40 | 1 | UN | 1 | 5 | B | D | N | N | 85364900 | 1 | 4011209845756 | 0.649 | KG | 120.65 | 116.85 | CP24 | CP24 | Contactor, AC-1, 35 A/400 V/40 Â°C, S0, 4-pole, 110 V DC, 1 NO+1 NC, screw terminal | Lista Papel 2020 SI | 0 | 0
3RT2325-1BG40 |  | 3RT2325-1BG40 | 1 | UN | 1 | 5 | B | D | N | N | 85364900 | 1 | 4011209898530 | 0.655 | KG | 125.4 | 125.4 | CP24 | CP24 | Contactor, AC-1, 35 A/400 V/40 Â°C, S0, 4-pole, 125 V DC, 1 NO+1 NC, screw terminal | - | 0 | 0
3RT2325-1BM40 |  | 3RT2325-1BM40 | 1 | UN | 1 | 5 | B | D | N | N | 85364900 | 1 | 4011209834637 | 0.646 | KG | 120.65 | 116.85 | CP24 | CP24 | Contactor, AC-1, 35 A/400 V/40 Â°C, S0, 4-pole, 220 V DC, 1 NO+1 NC, screw terminal | Lista Papel 2020 SI | 0 | 0
3RT2325-1BM40-Z | X95 | 3RT2325-1BM40-ZX95 | 1 | UN | 1 | 5 | B | D | N | N | 85364900 | 48 | 4011209845763 | 0.64 | KG | 120.65 | 120.65 | CP24 | CP24 | Contactor, AC-1, 35 A/400 V/40 Â°C, S0, 4-pole, 220 V DC, 1 NO+1 NC, screw terminal, 48 units | - | 0 | 0
3RT2325-1BW40 |  | 3RT2325-1BW40 | 1 | UN | 1 | 0 | A | D | N | N | 85364900 | 1 | 4047621043654 | 0.68 | KG | 120.65 | 120.65 | CP24 | CP24 | Contactor, AC-1, 35 A/400 V/40 Â°C, S0, 4-pole, 48 V DC, 1 NO+1 NC, screw terminal | - | 0 | 0
3RT2325-2AB00 |  | 3RT2325-2AB00 | 1 | UN | 1 | 5 | B | D | N | N | 85364900 | 1 | 4011209834644 | 0.533 | KG | 66.31 | 66.31 | CP24 | CP24 | Contactor, AC-1, 35 A/400 V/40 Â°C, S0, 4-pole, 24 V AC/50 Hz, 1 NO+1 NC, Spring-type terminal | - | 0 | 0
3RT2325-2AB00-1AA0 |  | 3RT2325-2AB00-1AA0 | 1 | UN | 1 | 5 | B | D | N | N | 85364900 | 1 | 4047621022246 | 0.546 | KG | 76.1 | 76.1 | CP24 | CP24 | Contactor, AC-1, 35 A/400 V/40 Â°C, S0, 4-pole, 24 V AC/50 Hz, 1 NO+1 NC, spring-type terminal, upright mounting position | - | 0 | 0
3RT2325-2AC20 |  | 3RT2325-2AC20 | 1 | UN | 1 | 5 | B | D | N | N | 85364900 | 1 | 4011209898547 | 0.541 | KG | 66.31 | 66.31 | CP24 | CP24 | Contactor, AC-1, 35 A/400 V/40 Â°C, S0, 4-pole, 24 V AC, 50/60 Hz, 1 NO+1 NC, Spring-type terminal | - | 0 | 0
3RT2325-2AC20-1AA0 |  | 3RT2325-2AC20-1AA0 | 1 | UN | 1 | 0 | A | D | N | N | 85364900 | 1 | 4047621013459 | 0.54 | KG | 76.1 | 76.1 | CP24 | CP24 | Contactor, AC-1, 35 A/400 V/40 Â°C, S0, 4-pole, 24 V AC, 50/60 Hz, 1 NO+1 NC, spring-type terminal, upright mounting position | - | 0 | 0
3RT2325-2AF00 |  | 3RT2325-2AF00 | 1 | UN | 1 | 0 | A | D | N | N | 85364900 | 1 | 4011209845770 | 0.552 | KG | 66.31 | 66.31 | CP24 | CP24 | Contactor, AC-1, 35 A/400 V/40 Â°C, S0, 4-pole, 110 V AC/50 Hz, 1 NO+1 NC, Spring-type terminal | - | 0 | 0
3RT2325-2AG20 |  | 3RT2325-2AG20 | 1 | UN | 1 | 5 | B | D | N | N | 85364900 | 1 | 4011209932203 | 0.54 | KG | 66.31 | 66.31 | CP24 | CP24 | Contactor, AC-1, 35 A/400 V/40 Â°C, S0, 4-pole, 110 V AC, 50/60 Hz, 1 NO+1 NC, Spring-type terminal | - | 0 | 0
3RT2325-2AG20-1AA0 |  | 3RT2325-2AG20-1AA0 | 1 | UN | 1 | 0 | A | D | N | N | 85364900 | 1 | 4047621013466 | 0.54 | KG | 76.1 | 76.1 | CP24 | CP24 | Contactor, AC-1, 35 A/400 V/40 Â°C, S0, 4-pole, 110 V AC, 50/60 Hz, 1 NO+1 NC, spring-type terminal, upright mounting position | - | 0 | 0
3RT2325-2AK60 |  | 3RT2325-2AK60 | 1 | UN | 1 | 5 | B | D | N | N | 85364900 | 1 | 4011209898554 | 0.533 | KG | 66.31 | 66.31 | CP24 | CP24 | Contactor, AC-1, 35 A/400 V/40 Â°C, S0, 4-pole, 110 V AC/50 Hz, 120 V/60 Hz, 1 NO+1 NC, Spring-type terminal | - | 0 | 0
3RT2325-2AL20 |  | 3RT2325-2AL20 | 1 | UN | 1 | 5 | B | D | N | N | 85364900 | 1 | 4011209845787 | 0.537 | KG | 66.31 | 66.31 | CP24 | CP24 | Contactor, AC-1, 35 A/400 V/40 Â°C, S0, 4-pole, 230 V AC, 50/60 Hz, 1 NO+1 NC, Spring-type terminal | - | 0 | 0
3RT2325-2AL20-1AA0 |  | 3RT2325-2AL20-1AA0 | 1 | UN | 1 | 0 | A | D | N | N | 85364900 | 1 | 4047621013473 | 0.545 | KG | 76.1 | 76.1 | CP24 | CP24 | Contactor, AC-1, 35 A/400 V/40 Â°C, S0, 4-pole, 230 V AC, 50/60 Hz, 1 NO+1 NC, spring-type terminal, upright mounting position | - | 0 | 0
3RT2325-2AP00 |  | 3RT2325-2AP00 | 1 | UN | 1 | 2 | A | D | N | N | 85364900 | 1 | 4011209834651 | 0.535 | KG | 66.31 | 66.31 | CP24 | CP24 | Contactor, AC-1, 35 A/400 V/40 Â°C, S0, 4-pole, 230 V AC/50 Hz, 1 NO+1 NC, Spring-type terminal | - | 0 | 0
3RT2325-2AP00-Z | X95 | 3RT2325-2AP00-ZX95 | 1 | UN | 1 | 5 | B | D | N | N | 85364900 | 27 | 4011209845794 | 0.531 | KG | 66.31 | 66.31 | CP24 | CP24 | Contactor, AC-1, 35 A/400 V/40 Â°C, S0, 4-pole, 230 V AC/50 Hz, 1 NO+1 NC, spring-type terminal, 27 units | - | 0 | 0
3RT2325-2AP60 |  | 3RT2325-2AP60 | 1 | UN | 1 | 5 | B | D | N | N | 85364900 | 1 | 4011209898561 | 0.539 | KG | 66.31 | 66.31 | CP24 | CP24 | Contactor, AC-1, 35 A/400 V/40 Â°C, S0, 4-pole, 220 V AC/50 Hz, 240 V/60 Hz, 1 NO+1 NC, Spring-type terminal | - | 0 | 0
3RT2325-2BB40 |  | 3RT2325-2BB40 | 1 | UN | 1 | 2 | A | D | N | N | 85364900 | 1 | 4011209834668 | 0.718 | KG | 120.65 | 116.85 | CP24 | CP24 | Contactor, AC-1, 35 A/400 V/40 Â°C, S0, 4-pole, 24 V DC, 1 NO+1 NC, Spring-type terminal | Lista Papel 2020 SI | 0 | 0
3RT2325-2BF40 |  | 3RT2325-2BF40 | 1 | UN | 1 | 5 | B | D | N | N | 85364900 | 1 | 4011209845800 | 0.73 | KG | 120.65 | 116.85 | CP24 | CP24 | Contactor, AC-1, 35 A/400 V/40 Â°C, S0, 4-pole, 110 V DC, 1 NO+1 NC, Spring-type terminal | Lista Papel 2020 SI | 0 | 0
3RT2325-2BG40 |  | 3RT2325-2BG40 | 1 | UN | 1 | 0 | A | D | N | N | 85364900 | 1 | 4011209898622 | 0.68 | KG | 125.4 | 125.4 | CP24 | CP24 | Contactor, AC-1, 35 A/400 V/40 Â°C, S0, 4-pole, 125 V DC, 1 NO+1 NC, Spring-type terminal | - | 0 | 0
3RT2325-2BM40 |  | 3RT2325-2BM40 | 1 | UN | 1 | 5 | B | D | N | N | 85364900 | 1 | 4011209834675 | 0.717 | KG | 120.65 | 116.85 | CP24 | CP24 | Contactor, AC-1, 35 A/400 V/40 Â°C, S0, 4-pole, 220 V DC, 1 NO+1 NC, Spring-type terminal | Lista Papel 2020 SI | 0 | 0
3RT2325-2BM40-Z | X95 | 3RT2325-2BM40-ZX95 | 1 | UN | 1 | 5 | B | D | N | N | 85364900 | 27 | 4011209845817 | 0.701 | KG | 120.65 | 120.65 | CP24 | CP24 | Contactor, AC-1, 35 A/400 V/40 Â°C, S0, 4-pole, 220 V DC, 1 NO+1 NC, spring-type terminal, 27 units | - | 0 | 0
3RT2325-2CK60 |  | 3RT2325-2CK60 | 1 | UN | 1 | 5 | B | D | N | N | 85364900 | 1 | 4011209920682 | 0.541 | KG | 82.84 | 82.84 | CP24 | CP24 | Contactor, AC-1, 35 A/400 V/40 Â°C, S0, 4-pole, 110 V AC/50 Hz, 120 V/60 Hz, with varistor, 1 NO+1 NC, Spring-type terminal | - | 0 | 0
3RT2325-2XF40-0LA2 |  | 3RT2325-2XF40-0LA2 | 1 | UN | 1 | 0 | A | D | N | N | 85364900 | 1 | 4047621050034 | 0.68 | KG | 156.75 | 156.75 | CP24 | CP24 | Contactor, for railway, AC-3, 7.5 kW / 400 V, 1 NO + 1 NC, 72-110 V DC, 0.7-1.25 US, with integrated varistor, 3-pole, Size S0 Spring-type terminal | - | 0 | 7
3RT2326-1AB00 |  | 3RT2326-1AB00 | 1 | UN | 1 | 5 | B | D | N | N | 85364900 | 1 | 4011209834682 | 0.471 | KG | 95.95 | 93.48 | CP24 | CP24 | Contactor, AC-1, 40 A/400 V/40 Â°C, S0, 4-pole, 24 V AC/50 Hz, 1 NO+1 NC, screw terminal | Lista Papel 2020 SI | 0 | 0
3RT2326-1AC20 |  | 3RT2326-1AC20 | 1 | UN | 1 | 5 | B | D | N | N | 85364900 | 1 | 4011209898639 | 0.484 | KG | 95.95 | 95.95 | CP24 | CP24 | Contactor, AC-1, 40 A/400 V/40 Â°C, S0, 4-pole, 24 V AC, 50/60 Hz, 1 NO+1 NC, screw terminal | - | 0 | 0
3RT2326-1AF00 |  | 3RT2326-1AF00 | 1 | UN | 1 | 5 | B | D | N | N | 85364900 | 1 | 4011209845824 | 0.51 | KG | 95.95 | 93.48 | CP24 | CP24 | Contactor, AC-1, 40 A/400 V/40 Â°C, S0, 4-pole, 110 V AC/50 Hz, 1 NO+1 NC, screw terminal | Lista Papel 2020 SI | 0 | 0
3RT2326-1AH20-4AA0 |  | 3RT2326-1AH20-4AA0 | 1 | UN | 1 | 0 | A | D | EAR99 | N | 85364900 | 1 | 4047621064420 | 0.495 | KG | 99.75 | 99.75 | CP24 | CP24 | Contactor, AC-3, 32 A/15 kW/400 V, S0, 4-pole, 48 V AC/50 Hz, 1 NO+1 NC, screw terminal | - | 0 | 0
3RT2326-1AK60 |  | 3RT2326-1AK60 | 1 | UN | 1 | 5 | B | D | N | N | 85364900 | 1 | 4011209898646 | 0.51 | KG | 95.95 | 95.95 | CP24 | CP24 | Contactor, AC-1, 40 A/400 V/40 Â°C, S0, 4-pole, 110 V AC/50 Hz, 120 V/60 Hz, 1 NO+1 NC, screw terminal | - | 0 | 0
3RT2326-1AL20 |  | 3RT2326-1AL20 | 1 | UN | 1 | 5 | B | D | N | N | 85364900 | 1 | 4011209845831 | 0.49 | KG | 95.95 | 95.95 | CP24 | CP24 | Contactor, AC-1, 40 A/400 V/40 Â°C, S0, 4-pole, 230 V AC, 50/60 Hz, 1 NO+1 NC, screw terminal | - | 0 | 0
3RT2326-1AL20-4AA0 |  | 3RT2326-1AL20-4AA0 | 1 | UN | 1 | 5 | B | D | N | N | 85364900 | 1 | 4047621017570 | 0.492 | KG | 95.95 | 95.95 | CP24 | CP24 | Contactor, AC-3, 32 A/15 kW/400 V, S0, 4-pole, 230 V AC, 50/60 Hz, 1 NO+1 NC, screw terminal | - | 0 | 0
3RT2326-1AM20 |  | 3RT2326-1AM20 | 1 | UN | 1 | 5 | B | D | N | N | 85364900 | 1 | 4047621025971 | 0.476 | KG | 99.75 | 99.75 | CP24 | CP24 | Contactor, AC-1, 40 A/400 V/40 Â°C, S0, 4-pole, 208 V AC, 50/60 Hz, 1 NO+1 NC, screw terminal | - | 0 | 0
3RT2326-1AN20 |  | 3RT2326-1AN20 | 1 | UN | 1 | 5 | B | D | N | N | 85364900 | 1 | 4011209898653 | 0.478 | KG | 95.95 | 95.95 | CP24 | CP24 | Contactor, AC-1, 40 A/400 V/40 Â°C, S0, 4-pole, 220 V AC, 50/60 Hz, 1 NO+1 NC, screw terminal | - | 0 | 0
3RT2326-1AP00 |  | 3RT2326-1AP00 | 1 | UN | 1 | 2 | A | D | N | N | 85364900 | 1 | 4011209834699 | 0.478 | KG | 95.95 | 93.48 | CP24 | CP24 | Contactor, AC-1, 40 A/400 V/40 Â°C, S0, 4-pole, 230 V AC/50 Hz, 1 NO+1 NC, screw terminal | Lista Papel 2020 SI | 0 | 0
3RT2326-1AP00-4AA0 |  | 3RT2326-1AP00-4AA0 | 1 | UN | 1 | 5 | B | D | N | N | 85364900 | 1 | 4047621017587 | 0.51 | KG | 95.95 | 95.95 | CP24 | CP24 | Contactor, AC-3, 32 A/15 kW/400 V, S0, 4-pole, 230 V AC/50 Hz, 1 NO+1 NC, screw terminal | - | 0 | 0
3RT2326-1AP60 |  | 3RT2326-1AP60 | 1 | UN | 1 | 5 | B | D | N | N | 85364900 | 1 | 4011209898660 | 0.472 | KG | 95.95 | 95.95 | CP24 | CP24 | Contactor, AC-1, 40 A/400 V/40 Â°C, S0, 4-pole, 220 V AC/50 Hz, 240 V/60 Hz, 1 NO+1 NC, screw terminal | - | 0 | 0
3RT2326-1AV00 |  | 3RT2326-1AV00 | 1 | UN | 1 | 5 | B | D | EAR99 | N | 85364900 | 1 | 4047621064277 | 0.48 | KG | 99.75 | 99.75 | CP24 | CP24 | Contactor, AC-1, 40 A/400 V/40 Â°C, S0, 4-pole, 400 V AC/50 Hz, 1 NO+1 NC, screw terminal | - | 0 | 0
3RT2326-1AV60 |  | 3RT2326-1AV60 | 1 | UN | 1 | 5 | B | D | N | N | 85364900 | 1 | 4047621019727 | 0.51 | KG | 99.75 | 99.75 | CP24 | CP24 | Contactor, AC-1, 40 A/400 V/40 Â°C, S0, 4-pole, 480 V AC/60 Hz, 1 NO+1 NC, screw terminal | - | 0 | 0
3RT2326-1BB40 |  | 3RT2326-1BB40 | 1 | UN | 1 | 2 | A | D | N | N | 85364900 | 1 | 4011209834705 | 0.66 | KG | 145.35 | 141.55 | CP24 | CP24 | Contactor, AC-1, 40 A/400 V/40 Â°C, S0, 4-pole, 24 V DC, 1 NO+1 NC, screw terminal | Lista Papel 2020 SI | 0 | 0
3RT2326-1BB40-1AA0 |  | 3RT2326-1BB40-1AA0 | 1 | UN | 1 | 5 | B | D | N | N | 85364900 | 1 | 4047621058290 | 0.65 | KG | 154.85 | 154.85 | CP24 | CP24 | Contactor, AC-1, 40 A/400 V/40 Â°C, S0, 4-pole, 24 V DC, 1 NO+1 NC, screw terminal, upright mounting position | - | 0 | 7
3RT2326-1BB40-4AA0 |  | 3RT2326-1BB40-4AA0 | 1 | UN | 1 | 5 | B | D | N | N | 85364900 | 1 | 4047621031927 | 0.665 | KG | 145.35 | 145.35 | CP24 | CP24 | Contactor, AC-3, 32 A/15 kW/400 V, S0, 4-pole, 24 V DC, 1 NO+1 NC, screw terminal | - | 0 | 0
3RT2326-1BF40 |  | 3RT2326-1BF40 | 1 | UN | 1 | 5 | B | D | N | N | 85364900 | 1 | 4011209845848 | 0.65 | KG | 145.35 | 141.55 | CP24 | CP24 | Contactor, AC-1, 40 A/400 V/40 Â°C, S0, 4-pole, 110 V DC, 1 NO+1 NC, screw terminal | Lista Papel 2020 SI | 0 | 0
3RT2326-1BG40 |  | 3RT2326-1BG40 | 1 | UN | 1 | 5 | B | D | N | N | 85364900 | 1 | 4011209898677 | 0.654 | KG | 151.05 | 151.05 | CP24 | CP24 | Contactor, AC-1, 40 A/400 V/40 Â°C, S0, 4-pole, 125 V DC, 1 NO+1 NC, screw terminal | - | 0 | 0
3RT2326-1BK80 |  | 3RT2326-1BK80 | 1 | UN | 1 | 5 | B | D | N | N | 85364900 | 1 | 4047621045467 | 0.67 | KG | 150.1 | 150.1 | CP24 | CP24 | Contactor, AC-1, 40 A/400 V/40 Â°C, S0, 4-pole, 52 V DC, 1 NO+1 NC, screw terminal | - | 0 | 7
3RT2326-1BM40 |  | 3RT2326-1BM40 | 1 | UN | 1 | 5 | B | D | N | N | 85364900 | 1 | 4011209834712 | 0.658 | KG | 145.35 | 141.55 | CP24 | CP24 | Contactor, AC-1, 40 A/400 V/40 Â°C, S0, 4-pole, 220 V DC, 1 NO+1 NC, screw terminal | Lista Papel 2020 SI | 0 | 0
3RT2326-2AB00 |  | 3RT2326-2AB00 | 1 | UN | 1 | 5 | B | D | N | N | 85364900 | 1 | 4011209834729 | 0.56 | KG | 95.95 | 93.48 | CP24 | CP24 | Contactor, AC-1, 40 A/400 V/40 Â°C, S0, 4-pole, 24 V AC/50 Hz, 1 NO+1 NC, Spring-type terminal | Lista Papel 2020 SI | 0 | 0
3RT2326-2AC20 |  | 3RT2326-2AC20 | 1 | UN | 1 | 5 | B | D | N | N | 85364900 | 1 | 4011209898684 | 0.54 | KG | 95.95 | 95.95 | CP24 | CP24 | Contactor, AC-1, 40 A/400 V/40 Â°C, S0, 4-pole, 24 V AC, 50/60 Hz, 1 NO+1 NC, Spring-type terminal | - | 0 | 0
3RT2326-2AF00 |  | 3RT2326-2AF00 | 1 | UN | 1 | 0 | A | D | N | N | 85364900 | 1 | 4011209845855 | 0.549 | KG | 95.95 | 93.48 | CP24 | CP24 | Contactor, AC-1, 40 A/400 V/40 Â°C, S0, 4-pole, 110 V AC/50 Hz, 1 NO+1 NC, Spring-type terminal | Lista Papel 2020 SI | 0 | 0
3RT2326-2AK60 |  | 3RT2326-2AK60 | 1 | UN | 1 | 0 | A | D | N | N | 85364900 | 1 | 4011209898691 | 0.553 | KG | 95.95 | 95.95 | CP24 | CP24 | Contactor, AC-1, 40 A/400 V/40 Â°C, S0, 4-pole, 110 V AC/50 Hz, 120 V/60 Hz, 1 NO+1 NC, Spring-type terminal | - | 0 | 0
3RT2326-2AL20 |  | 3RT2326-2AL20 | 1 | UN | 1 | 5 | B | D | N | N | 85364900 | 1 | 4011209845862 | 0.57 | KG | 95.95 | 95.95 | CP24 | CP24 | Contactor, AC-1, 40 A/400 V/40 Â°C, S0, 4-pole, 230 V AC, 50/60 Hz, 1 NO+1 NC, Spring-type terminal | - | 0 | 0
3RT2326-2AP00 |  | 3RT2326-2AP00 | 1 | UN | 1 | 2 | A | D | N | N | 85364900 | 1 | 4011209834736 | 0.536 | KG | 95.95 | 93.48 | CP24 | CP24 | Contactor, AC-1, 40 A/400 V/40 Â°C, S0, 4-pole, 230 V AC/50 Hz, 1 NO+1 NC, Spring-type terminal | Lista Papel 2020 SI | 0 | 0
3RT2326-2AP60 |  | 3RT2326-2AP60 | 1 | UN | 1 | 5 | B | D | N | N | 85364900 | 1 | 4011209898707 | 0.543 | KG | 95.95 | 95.95 | CP24 | CP24 | Contactor, AC-1, 40 A/400 V/40 Â°C, S0, 4-pole, 220 V AC/50 Hz, 240 V/60 Hz, 1 NO+1 NC, Spring-type terminal | - | 0 | 0
3RT2326-2BB40 |  | 3RT2326-2BB40 | 1 | UN | 1 | 2 | A | D | N | N | 85364900 | 1 | 4011209834743 | 0.716 | KG | 145.35 | 141.55 | CP24 | CP24 | Contactor, AC-1, 40 A/400 V/40 Â°C, S0, 4-pole, 24 V DC, 1 NO+1 NC, Spring-type terminal | Lista Papel 2020 SI | 0 | 0
3RT2326-2BF40 |  | 3RT2326-2BF40 | 1 | UN | 1 | 5 | B | D | N | N | 85364900 | 1 | 4011209845879 | 0.715 | KG | 145.35 | 141.55 | CP24 | CP24 | Contactor, AC-1, 40 A/400 V/40 Â°C, S0, 4-pole, 110 V DC, 1 NO+1 NC, Spring-type terminal | Lista Papel 2020 SI | 0 | 0
3RT2326-2BG40 |  | 3RT2326-2BG40 | 1 | UN | 1 | 0 | A | D | N | N | 85364900 | 1 | 4011209898714 | 0.712 | KG | 151.05 | 151.05 | CP24 | CP24 | Contactor, AC-1, 40 A/400 V/40 Â°C, S0, 4-pole, 125 V DC, 1 NO+1 NC, Spring-type terminal | - | 0 | 0
3RT2326-2BM40 |  | 3RT2326-2BM40 | 1 | UN | 1 | 0 | A | D | N | N | 85364900 | 1 | 4011209834750 | 0.729 | KG | 145.35 | 141.55 | CP24 | CP24 | Contactor, AC-1, 40 A/400 V/40 Â°C, S0, 4-pole, 220 V DC, 1 NO+1 NC, Spring-type terminal | Lista Papel 2020 SI | 0 | 0
3RT2326-2XB40-0LA2 |  | 3RT2326-2XB40-0LA2 | 1 | UN | 1 | 5 | B | D | N | N | 85364900 | 1 | 4047621002880 | 0.688 | KG | 191.9 | 191.9 | CP24 | CP24 | Contactor, 4 NO, AC-1: 40 A for railway 4-pole, 4 NO, Size S0, with electronic drive integrated varistor Spring-type terminal | - | 0 | 0
3RT2327-1AB00 |  | 3RT2327-1AB00 | 1 | UN | 1 | 5 | B | D | N | N | 85364900 | 1 | 4011209834767 | 0.483 | KG | 136.8 | 133 | CP24 | CP24 | Contactor, AC-1, 50 A/400 V/40 Â°C, S0, 4-pole, 24 V AC/50 Hz, 1 NO+1 NC, screw terminal | Lista Papel 2020 SI | 0 | 0
3RT2327-1AC20 |  | 3RT2327-1AC20 | 1 | UN | 1 | 5 | B | D | N | N | 85364900 | 1 | 4011209898721 | 0.474 | KG | 136.8 | 136.8 | CP24 | CP24 | Contactor, AC-1, 50 A/400 V/40 Â°C, S0, 4-pole, 24 V AC, 50/60 Hz, 1 NO+1 NC, screw terminal | - | 0 | 0
3RT2327-1AF00 |  | 3RT2327-1AF00 | 1 | UN | 1 | 5 | B | D | N | N | 85364900 | 1 | 4011209845886 | 0.479 | KG | 136.8 | 133 | CP24 | CP24 | Contactor, AC-1, 50 A/400 V/40 Â°C, S0, 4-pole, 110 V AC/50 Hz, 1 NO+1 NC, screw terminal | Lista Papel 2020 SI | 0 | 0
3RT2327-1AH20 |  | 3RT2327-1AH20 | 1 | UN | 1 | 5 | B | D | N | N | 85364900 | 1 | 4011209916371 | 0.476 | KG | 139.65 | 139.65 | CP24 | CP24 | Contactor, AC-1, 50 A/400 V/40 Â°C, S0, 4-pole, 48 V AC, 50/60 Hz, 1 NO+1 NC, screw terminal | - | 0 | 0
3RT2327-1AK60 |  | 3RT2327-1AK60 | 1 | UN | 1 | 5 | B | D | N | N | 85364900 | 1 | 4011209898738 | 0.482 | KG | 136.8 | 136.8 | CP24 | CP24 | Contactor, AC-1, 50 A/400 V/40 Â°C, S0, 4-pole, 110 V AC/50 Hz, 120 V/60 Hz, 1 NO+1 NC, screw terminal | - | 0 | 0
3RT2327-1AL20 |  | 3RT2327-1AL20 | 1 | UN | 1 | 5 | B | D | N | N | 85364900 | 1 | 4011209845893 | 0.51 | KG | 136.8 | 136.8 | CP24 | CP24 | Contactor, AC-1, 50 A/400 V/40 Â°C, S0, 4-pole, 230 V AC, 50/60 Hz, 1 NO+1 NC, screw terminal | - | 0 | 0
3RT2327-1AP00 |  | 3RT2327-1AP00 | 1 | UN | 1 | 2 | A | D | N | N | 85364900 | 1 | 4011209834774 | 0.478 | KG | 136.8 | 133 | CP24 | CP24 | Contactor, AC-1, 50 A/400 V/40 Â°C, S0, 4-pole, 230 V AC/50 Hz, 1 NO+1 NC, screw terminal | Lista Papel 2020 SI | 0 | 0
3RT2327-1AP60 |  | 3RT2327-1AP60 | 1 | UN | 1 | 5 | B | D | N | N | 85364900 | 1 | 4011209898745 | 0.48 | KG | 136.8 | 136.8 | CP24 | CP24 | Contactor, AC-1, 50 A/400 V/40 Â°C, S0, 4-pole, 220 V AC/50 Hz, 240 V/60 Hz, 1 NO+1 NC, screw terminal | - | 0 | 0
3RT2327-1BA40 |  | 3RT2327-1BA40 | 1 | UN | 1 | 5 | B | D | N | N | 85364900 | 1 | 4047621008776 | 0.667 | KG | 186.2 | 186.2 | CP24 | CP24 | Contactor, AC-1, 50 A/400 V/40 Â°C, S0, 4-pole, 12 V DC, 1 NO+1 NC, screw terminal | - | 0 | 0
3RT2327-1BB40 |  | 3RT2327-1BB40 | 1 | UN | 1 | 2 | A | D | N | N | 85364900 | 1 | 4011209834781 | 0.66 | KG | 186.2 | 180.5 | CP24 | CP24 | Contactor, AC-1, 50 A/400 V/40 Â°C, S0, 4-pole, 24 V DC, 1 NO+1 NC, screw terminal | Lista Papel 2020 SI | 0 | 0
3RT2327-1BF40 |  | 3RT2327-1BF40 | 1 | UN | 1 | 0 | A | D | N | N | 85364900 | 1 | 4011209845909 | 0.651 | KG | 186.2 | 180.5 | CP24 | CP24 | Contactor, AC-1, 50 A/400 V/40 Â°C, S0, 4-pole, 110 V DC, 1 NO+1 NC, screw terminal | Lista Papel 2020 SI | 0 | 0
3RT2327-1BG40 |  | 3RT2327-1BG40 | 1 | UN | 1 | 5 | B | D | N | N | 85364900 | 1 | 4011209898752 | 0.657 | KG | 191.9 | 191.9 | CP24 | CP24 | Contactor, AC-1, 50 A/400 V/40 Â°C, S0, 4-pole, 125 V DC, 1 NO+1 NC, screw terminal | - | 0 | 0
3RT2327-1BM40 |  | 3RT2327-1BM40 | 1 | UN | 1 | 5 | B | D | N | N | 85364900 | 1 | 4011209834798 | 0.656 | KG | 186.2 | 180.5 | CP24 | CP24 | Contactor, AC-1, 50 A/400 V/40 Â°C, S0, 4-pole, 220 V DC, 1 NO+1 NC, screw terminal | Lista Papel 2020 SI | 0 | 0
3RT2327-2AB00 |  | 3RT2327-2AB00 | 1 | UN | 1 | 5 | B | D | N | N | 85364900 | 1 | 4011209845916 | 0.55 | KG | 136.8 | 133 | CP24 | CP24 | Contactor, AC-1, 50 A/400 V/40 Â°C, S0, 4-pole, 24 V AC/50 Hz, 1 NO+1 NC, Spring-type terminal | Lista Papel 2020 SI | 0 | 0
3RT2327-2AC20 |  | 3RT2327-2AC20 | 1 | UN | 1 | 0 | A | D | N | N | 85364900 | 1 | 4011209898769 | 0.544 | KG | 136.8 | 136.8 | CP24 | CP24 | Contactor, AC-1, 50 A/400 V/40 Â°C, S0, 4-pole, 24 V AC, 50/60 Hz, 1 NO+1 NC, Spring-type terminal | - | 0 | 0
3RT2327-2AF00 |  | 3RT2327-2AF00 | 1 | UN | 1 | 5 | B | D | N | N | 85364900 | 1 | 4011209845923 | 0.554 | KG | 136.8 | 133 | CP24 | CP24 | Contactor, AC-1, 50 A/400 V/40 Â°C, S0, 4-pole, 110 V AC/50 Hz, 1 NO+1 NC, Spring-type terminal | Lista Papel 2020 SI | 0 | 0
3RT2327-2AK60 |  | 3RT2327-2AK60 | 1 | UN | 1 | 0 | A | D | N | N | 85364900 | 1 | 4011209898776 | 0.541 | KG | 136.8 | 136.8 | CP24 | CP24 | Contactor, AC-1, 50 A/400 V/40 Â°C, S0, 4-pole, 110 V AC/50 Hz, 120 V/60 Hz, 1 NO+1 NC, Spring-type terminal | - | 0 | 0
3RT2327-2AL20 |  | 3RT2327-2AL20 | 1 | UN | 1 | 5 | B | D | N | N | 85364900 | 1 | 4011209845930 | 0.541 | KG | 136.8 | 136.8 | CP24 | CP24 | Contactor, AC-1, 50 A/400 V/40 Â°C, S0, 4-pole, 230 V AC, 50/60 Hz, 1 NO+1 NC, Spring-type terminal | - | 0 | 0
3RT2327-2AP00 |  | 3RT2327-2AP00 | 1 | UN | 1 | 2 | A | D | N | N | 85364900 | 1 | 4011209845947 | 0.534 | KG | 136.8 | 133 | CP24 | CP24 | Contactor, AC-1, 50 A/400 V/40 Â°C, S0, 4-pole, 230 V AC/50 Hz, 1 NO+1 NC, Spring-type terminal | Lista Papel 2020 SI | 0 | 0
3RT2327-2AP60 |  | 3RT2327-2AP60 | 1 | UN | 1 | 0 | A | D | N | N | 85364900 | 1 | 4011209898783 | 0.539 | KG | 136.8 | 136.8 | CP24 | CP24 | Contactor, AC-1, 50 A/400 V/40 Â°C, S0, 4-pole, 220 V AC/50 Hz, 240 V/60 Hz, 1 NO+1 NC, Spring-type terminal | - | 0 | 0
3RT2327-2BB40 |  | 3RT2327-2BB40 | 1 | UN | 1 | 2 | A | D | N | N | 85364900 | 1 | 4011209834804 | 0.77 | KG | 186.2 | 180.5 | CP24 | CP24 | Contactor, AC-1, 50 A/400 V/40 Â°C, S0, 4-pole, 24 V DC, 1 NO+1 NC, Spring-type terminal | Lista Papel 2020 SI | 0 | 0
3RT2327-2BF40 |  | 3RT2327-2BF40 | 1 | UN | 1 | 0 | A | D | N | N | 85364900 | 1 | 4011209845954 | 0.6 | KG | 186.2 | 180.5 | CP24 | CP24 | Contactor, AC-1, 50 A/400 V/40 Â°C, S0, 4-pole, 110 V DC, 1 NO+1 NC, Spring-type terminal | Lista Papel 2020 SI | 0 | 0
3RT2327-2BG40 |  | 3RT2327-2BG40 | 1 | UN | 1 | 5 | B | D | N | N | 85364900 | 1 | 4011209898790 | 0.72 | KG | 191.9 | 191.9 | CP24 | CP24 | Contactor, AC-1, 50 A/400 V/40 Â°C, S0, 4-pole, 125 V DC, 1 NO+1 NC, Spring-type terminal | - | 0 | 0
3RT2327-2BM40 |  | 3RT2327-2BM40 | 1 | UN | 1 | 0 | A | D | N | N | 85364900 | 1 | 4011209834811 | 0.722 | KG | 186.2 | 180.5 | CP24 | CP24 | Contactor, AC-1, 50 A/400 V/40 Â°C, S0, 4-pole, 220 V DC, 1 NO+1 NC, Spring-type terminal | Lista Papel 2020 SI | 0 | 0
3RT2336-1AB00 |  | 3RT2336-1AB00 | 1 | UN | 1 | 5 | B | D | N | N | 85364900 | 1 | 4011209942745 | 1.139 | KG | 178.6 | 173.85 | CP24 | CP24 | Contactor, AC-1, 60 A/400 V/40 Â°C, S2, 4-pole, 24 V AC/50 Hz, 1 NO+1 NC, screw terminal | Lista Papel 2020 SI | 0 | 0
3RT2336-1AC20 |  | 3RT2336-1AC20 | 1 | UN | 1 | 5 | B | D | N | N | 85364900 | 1 | 4011209942769 | 1.151 | KG | 178.6 | 178.6 | CP24 | CP24 | Contactor, AC-1, 60 A/400 V/40 Â°C, S2, 4-pole, 24 V AC, 50/60 Hz, 1 NO+1 NC, screw terminal | alteração GD Jan2018 | 0 | 0
3RT2336-1AF00 |  | 3RT2336-1AF00 | 1 | UN | 1 | 5 | B | D | N | N | 85364900 | 1 | 4011209942776 | 1.2 | KG | 178.6 | 173.85 | CP24 | CP24 | Contactor, AC-1, 60 A/400 V/40 Â°C, S2, 4-pole, 110 V AC/50 Hz, 1 NO+1 NC, screw terminal | Lista Papel 2020 SI | 0 | 0
3RT2336-1AH20 |  | 3RT2336-1AH20 | 1 | UN | 1 | 5 | B | D | N | N | 85364900 | 1 | 4011209942783 | 1.135 | KG | 182.4 | 182.4 | CP24 | CP24 | Contactor, AC-1, 60 A/400 V/40 Â°C, S2, 4-pole, 48 V AC, 50/60 Hz, 1 NO+1 NC, screw terminal | alteração GD Jan2018 | 0 | 0
3RT2336-1AK60 |  | 3RT2336-1AK60 | 1 | UN | 1 | 5 | B | D | N | N | 85364900 | 1 | 4011209942790 | 1.137 | KG | 178.6 | 178.6 | CP24 | CP24 | Contactor, AC-1, 60 A/400 V/40 Â°C, S2, 4-pole, 110 V AC/50 Hz, 120 V/60 Hz, 1 NO+1 NC, screw terminal | alteração GD Jan2018 | 0 | 0
3RT2336-1AL20 |  | 3RT2336-1AL20 | 1 | UN | 1 | 2 | A | D | N | N | 85364900 | 1 | 4011209942806 | 1.138 | KG | 178.6 | 178.6 | CP24 | CP24 | Contactor, AC-1, 60 A/400 V/40 Â°C, S2, 4-pole, 230 V AC, 50/60 Hz, 1 NO+1 NC, screw terminal | alteração GD Jan2018 | 0 | 0
3RT2336-1AM20 |  | 3RT2336-1AM20 | 1 | UN | 1 | 5 | B | D | N | N | 85364900 | 1 | 4011209942813 | 1.146 | KG | 182.4 | 182.4 | CP24 | CP24 | Contactor, AC-1, 60 A/400 V/40 Â°C, S2, 4-pole, 208 V AC, 50/60 Hz, 1 NO+1 NC, screw terminal | alteração GD Jan2018 | 0 | 0
3RT2336-1AN20 |  | 3RT2336-1AN20 | 1 | UN | 1 | 5 | B | D | N | N | 85364900 | 1 | 4011209942820 | 1.14 | KG | 178.6 | 178.6 | CP24 | CP24 | Contactor, AC-1, 60 A/400 V/40 Â°C, S2, 4-pole, 220 V AC, 50/60 Hz, 1 NO+1 NC, screw terminal | alteração GD Jan2018 | 0 | 0
3RT2336-1AP00 |  | 3RT2336-1AP00 | 1 | UN | 1 | 1 | A | D | N | N | 85364900 | 1 | 4011209942844 | 1.138 | KG | 178.6 | 173.85 | CP24 | CP24 | Contactor, AC-1, 60 A/400 V/40 Â°C, S2, 4-pole, 230 V AC/50 Hz, 1 NO+1 NC, screw terminal | Lista Papel 2020 SI | 0 | 0
3RT2336-1AP00-4AA0 |  | 3RT2336-1AP00-4AA0 | 1 | UN | 1 | 5 | B | D | N | N | 85364900 | 1 | 4011209953680 | 1.145 | KG | 178.6 | 178.6 | CP24 | CP24 | Contactor, AC-3, 50 A/22 kW/400 V, S2, 4-pole, 230 V AC/50 Hz, 1 NO+1 NC, screw terminal | alteração GD Jan2018 | 0 | 0
3RT2336-1AP60 |  | 3RT2336-1AP60 | 1 | UN | 1 | 0 | A | D | EAR99 | N | 85364900 | 1 | 4047621064024 | 1.146 | KG | 178.6 | 178.6 | CP24 | CP24 | Contactor, AC-1, 60 A/400 V/40 Â°C, S2, 4-pole, 220 V AC/50 Hz, 240 V/60 Hz, 1 NO+1 NC, screw terminal | alteração GD Jan2018 | 0 | 0
3RT2336-1AU00 |  | 3RT2336-1AU00 | 1 | UN | 1 | 5 | B | D | N | N | 85364900 | 1 | 4011209942837 | 1.136 | KG | 178.6 | 178.6 | CP24 | CP24 | Contactor, AC-1, 60 A/400 V/40 Â°C, S2, 4-pole, 240 V AC/50 Hz, 1 NO+1 NC, screw terminal | alteração GD Jan2018 | 0 | 0
3RT2336-1AV00 |  | 3RT2336-1AV00 | 1 | UN | 1 | 5 | B | D | N | N | 85364900 | 1 | 4011209942851 | 1.14 | KG | 182.4 | 177.65 | CP24 | CP24 | Contactor, AC-1, 60 A/400 V/40 Â°C, S2, 4-pole, 400 V AC/50 Hz, 1 NO+1 NC, screw terminal | Lista Papel 2020 SI | 0 | 0
3RT2336-1NB30 |  | 3RT2336-1NB30 | 1 | UN | 1 | 2 | A | D | N | N | 85364900 | 1 | 4011209942868 | 1.255 | KG | 268.85 | 261.25 | CP24 | CP24 | Contactor, AC-1, 60 A/400 V/40 Â°C, S2, 4-pole, 20-33 V AC/DC, with varistor, 1 NO+1 NC, screw terminal | Lista Papel 2020 SI | 0 | 0
3RT2336-1NB30-4AA0 |  | 3RT2336-1NB30-4AA0 | 1 | UN | 1 | 5 | B | D | N | N | 85364900 | 1 | 4011209953697 | 1.27 | KG | 268.85 | 268.85 | CP24 | CP24 | Contactor, AC-3, 50 A/22 kW/400 V, S2, 4-pole, 20-33 V AC/DC, with varistor, 1 NO+1 NC, screw terminal | alteração GD Jan2018 | 0 | 0
3RT2336-1NE30 |  | 3RT2336-1NE30 | 1 | UN | 1 | 0 | A | D | N | N | 85364900 | 1 | 4047621019659 | 1.257 | KG | 275.5 | 275.5 | CP24 | CP24 | Contactor, AC-1, 60 A/400 V/40 Â°C, S2, 4-pole, 48-80 V AC/DC, with varistor, 1 NO+1 NC, screw terminal | alteração GD Jan2018 | 0 | 0
3RT2336-1NE30-0JB0 |  | 3RT2336-1NE30-0JB0 | 1 | UN | 1 | 10 | C | D | N | N | 85364900 | 1 | 4047621049267 | 1.28 | KG | 327.75 | 327.75 | CP24 | CP24 | Contactor, AC-1, 60 A/400 V/40 Â°C, S2, 4-pole, 48-80 V AC/DC, with varistor, 1 NO+1 NC, screw terminal, 4-pole: 110 A | alteração GD Jan2018 | 0 | 7
3RT2336-1NF30 |  | 3RT2336-1NF30 | 1 | UN | 1 | 5 | B | D | N | N | 85364900 | 1 | 4047621031934 | 1.274 | KG | 268.85 | 268.85 | CP24 | CP24 | Contactor, AC-1, 60 A/400 V/40 Â°C, S2, 4-pole, 83-155 V AC/DC with varistor, 1 NO+1 NC, screw terminal | alteração GD Jan2018 | 0 | 0
3RT2336-1NP30 |  | 3RT2336-1NP30 | 1 | UN | 1 | 5 | B | D | N | N | 85364900 | 1 | 4011209942875 | 1.266 | KG | 268.85 | 261.25 | CP24 | CP24 | Contactor, AC-1, 60 A/400 V/40 Â°C, S2, 4-pole, 175-280 V AC/DC, with varistor, 1 NO+1 NC, screw terminal | Lista Papel 2020 SI | 0 | 0
3RT2336-1NP30-0JB0 |  | 3RT2336-1NP30-0JB0 | 1 | UN | 1 | 0 | A | D | N | N | 85364900 | 1 | 4047621055053 | 1.27 | KG | 322.05 | 322.05 | CP24 | CP24 | Contactor, AC-1, 60 A/400 V/40 Â°C, S2, 4-pole, 175-280 V AC/DC, with varistor, 1 NO+1 NC, screw terminal, 4-pole: 110 A | alteração GD Jan2018 | 0 | 3
3RT2336-3XB40-0LA2 |  | 3RT2336-3XB40-0LA2 | 1 | UN | 1 | 10 | C | D | N | N | 85364900 | 1 | 4047621034928 | 1.251 | KG | 491.15 | 491.15 | CP24 | CP24 | Contactor, 4 NO, AC-1: 60 A railway 24 V DC, 0.7 ... 1.25* US, 4-pole, 4 NO, Size S2, Spring-type terminal 1 NO + 1 NC integrated with varistor | alteração GD Jan2018 | 0 | 0
3RT2336-3XB40-4LA2 |  | 3RT2336-3XB40-4LA2 | 1 | UN | 1 | 5 | B | D | EAR99 | N | 85364900 | 1 | 4047621058337 | 1.265 | KG | 491.15 | 491.15 | CP24 | CP24 | Contactor, 4 NO, AC-3: 40 A 24 V DC, 0.7 ... 1.25* US, 4-pole, 4NO, Size S2, Spring-type terminals 1 NO + 1 NC integrated with varistor | alteração GD Jan2018 | 0 | 7
3RT2336-3XF40-0LA2 |  | 3RT2336-3XF40-0LA2 | 1 | UN | 1 | 5 | B | D | N | N | 85364900 | 1 | 4047621049311 | 1.263 | KG | 491.15 | 491.15 | CP24 | CP24 | Contactor, 4 NO, AC-1: 60 A railway 110 V DC, 0.7 ... 1.25* US, 4-pole, 4 NO, Size S2, Spring-type terminal 1 NO + 1 NC integrated with varistor | alteração GD Jan2018 | 0 | 7
3RT2337-1AB00 |  | 3RT2337-1AB00 | 1 | UN | 1 | 5 | B | D | N | N | 85364900 | 1 | 4011209942882 | 1.2 | KG | 283.1 | 275.5 | CP24 | CP24 | Contactor, AC-1, 110 A/400 V/40 Â°C, S2, 4-pole, 24 V AC/50 Hz, 1 NO+1 NC, screw terminal | Lista Papel 2020 SI | 0 | 0
3RT2337-1AC20 |  | 3RT2337-1AC20 | 1 | UN | 1 | 5 | B | D | N | N | 85364900 | 1 | 4047621031941 | 1.145 | KG | 283.1 | 283.1 | CP24 | CP24 | Contactor, AC-1, 110 A/400 V/40 Â°C, S2, 4-pole, 24 V AC, 50/60 Hz, 1 NO+1 NC, screw terminal | alteração GD Jan2018 | 0 | 0
3RT2337-1AF00 |  | 3RT2337-1AF00 | 1 | UN | 1 | 5 | B | D | N | N | 85364900 | 1 | 4011209942899 | 1.155 | KG | 283.1 | 275.5 | CP24 | CP24 | Contactor, AC-1, 110 A/400 V/40 Â°C, S2, 4-pole, 110 V AC/50 Hz, 1 NO+1 NC, screw terminal | Lista Papel 2020 SI | 0 | 0
3RT2337-1AK60 |  | 3RT2337-1AK60 | 1 | UN | 1 | 5 | B | D | N | N | 85364900 | 1 | 4047621031958 | 1.137 | KG | 283.1 | 283.1 | CP24 | CP24 | Contactor, AC-1, 110 A/400 V/40 Â°C, S2, 4-pole, 110 V AC/50 Hz, 120 V/60 Hz, 1 NO+1 NC, screw terminal | alteração GD Jan2018 | 0 | 0
3RT2337-1AL20 |  | 3RT2337-1AL20 | 1 | UN | 1 | 5 | B | D | N | N | 85364900 | 1 | 4011209942905 | 1.155 | KG | 283.1 | 283.1 | CP24 | CP24 | Contactor, AC-1, 110 A/400 V/40 Â°C, S2, 4-pole, 230 V AC, 50/60 Hz, 1 NO+1 NC, screw terminal | alteração GD Jan2018 | 0 | 0
3RT2337-1AN20 |  | 3RT2337-1AN20 | 1 | UN | 1 | 5 | B | D | N | N | 85364900 | 1 | 4011209942912 | 1.14 | KG | 283.1 | 283.1 | CP24 | CP24 | Contactor, AC-1, 110 A/400 V/40 Â°C, S2, 4-pole, 220 V AC, 50/60 Hz, 1 NO+1 NC, screw terminal | alteração GD Jan2018 | 0 | 0
3RT2337-1AP00 |  | 3RT2337-1AP00 | 1 | UN | 1 | 1 | A | D | N | N | 85364900 | 1 | 4011209942929 | 1.147 | KG | 283.1 | 275.5 | CP24 | CP24 | Contactor, AC-1, 110 A/400 V/40 Â°C, S2, 4-pole, 230 V AC/50 Hz, 1 NO+1 NC, screw terminal | Lista Papel 2020 SI | 0 | 0
3RT2337-1AP60 |  | 3RT2337-1AP60 | 1 | UN | 1 | 0 | A | D | EAR99 | N | 85364900 | 1 | 4047621064987 | 1.153 | KG | 283.1 | 283.1 | CP24 | CP24 | Contactor, AC-1, 110 A/400 V/40 Â°C, S2, 4-pole, 220 V AC/50 Hz, 240 V/60 Hz, 1 NO+1 NC, screw terminal | alteração GD Jan2018 | 0 | 0
3RT2337-1DA40 |  | 3RT2337-1DA40 | 1 | UN | 1 | 0 | A | D | N | N | 85364900 | 1 | 4011209942936 | 1.157 | KG | 431.3 | 431.3 | CP24 | CP24 | Contactor, AC-1, 110 A/400 V/40 Â°C, S2, 4-pole, 12 V DC, with varistor, 1 NO+1 NC, screw terminal | alteração GD Jan2018 | 0 | 0
3RT2337-1NB30 |  | 3RT2337-1NB30 | 1 | UN | 1 | 5 | B | D | N | N | 85364900 | 1 | 4011209942943 | 1.279 | KG | 423.7 | 411.35 | CP24 | CP24 | Contactor, AC-1, 110 A/400 V/40 Â°C, S2, 4-pole, 20-33 V AC/DC, with varistor, 1 NO+1 NC, screw terminal | Lista Papel 2020 SI | 0 | 0
3RT2337-1NE30 |  | 3RT2337-1NE30 | 1 | UN | 1 | 0 | A | D | N | N | 85364900 | 1 |  | 1.279 | KG | 430.35 | 430.35 | CP24 | CP24 | Contactor, AC-1, 110 A/400 V/40 Â°C, S2, 4-pole, 48-80 V AC/DC, with varistor, 1 NO+1 NC, screw terminal | alteração GD Jan2018 | 0 | 7
3RT2337-1NF30 |  | 3RT2337-1NF30 | 1 | UN | 1 | 5 | B | D | N | N | 85364900 | 1 | 4047621031965 | 1.287 | KG | 423.7 | 423.7 | CP24 | CP24 | Contactor, AC-1, 110 A/400 V/40 Â°C, S2, 4-pole, 83-155 V AC/DC with varistor, 1 NO+1 NC, screw terminal | alteração GD Jan2018 | 0 | 0
3RT2337-1NP30 |  | 3RT2337-1NP30 | 1 | UN | 1 | 5 | B | D | N | N | 85364900 | 1 | 4011209942950 | 1.274 | KG | 423.7 | 411.35 | CP24 | CP24 | Contactor, AC-1, 110 A/400 V/40 Â°C, S2, 4-pole, 175-280 V AC/DC, with varistor, 1 NO+1 NC, screw terminal | Lista Papel 2020 SI | 0 | 0
3RT2337-3NB30 |  | 3RT2337-3NB30 | 1 | UN | 1 | 0 | A | D | N | N | 85364900 | 1 | 4047621003825 | 1.265 | KG | 423.7 | 423.7 | CP24 | CP24 | Contactor, AC-1, 110 A/400 V/40 Â°C, S2, 4-pole, 20-33 V AC/DC, with varistor, 1 NO+1 NC, Screw terminal/ Spring-type terminal | alteração GD Jan2018 | 0 | 7
3RT2337-3XB40-0LA2 |  | 3RT2337-3XB40-0LA2 | 1 | UN | 1 | 5 | B | D | N | N | 85364900 | 1 | 4047621047386 | 1.277 | KG | 647.9 | 647.9 | CP24 | CP24 | Contactor for railway, 4 NO, AC-1 110 A, 24 V DC, varistor, 4-pole, 4 NO, Size S2, Screw terminal 1 NO + 1 NC integrated | alteração GD Jan2018 | 0 | 7
3RT2344-1AB00 |  | 3RT2344-1AB00 | 1 | UN | 1 | 5 | B | D | N | N | 85364900 | 1 | 4047621027203 | 2.063 | KG | 327.75 | 318.25 | CP24 | CP24 | Contactor, AC-1, 110 A/400 V/40 Â°C, S3, 4-pole, 24 V AC/50 Hz, 1 NO+1 NC, screw terminal | Lista Papel 2020 SI | 0 | 0
3RT2344-1AC20 |  | 3RT2344-1AC20 | 1 | UN | 1 | 5 | B | D | EAR99 | N | 85364900 | 1 | 4047621027210 | 2.11 | KG | 327.75 | 327.75 | CP24 | CP24 | Contactor, AC-1, 110 A/400 V/40 Â°C, S3, 4-pole, 24 V AC, 50/60 Hz, 1 NO+1 NC, screw terminal | alteração GD Jan2018 | 0 | 0
3RT2344-1AF00 |  | 3RT2344-1AF00 | 1 | UN | 1 | 5 | B | D | N | N | 85364900 | 1 | 4047621027227 | 2.06 | KG | 327.75 | 318.25 | CP24 | CP24 | Contactor, AC-1, 110 A/400 V/40 Â°C, S3, 4-pole, 110 V AC/50 Hz, 1 NO+1 NC, screw terminal | Lista Papel 2020 SI | 0 | 0
3RT2344-1AG20 |  | 3RT2344-1AG20 | 1 | UN | 1 | 5 | B | D | N | N | 85364900 | 1 | 4047621027234 | 2.059 | KG | 327.75 | 327.75 | CP24 | CP24 | Contactor, AC-1, 110 A/400 V/40 Â°C, S3, 4-pole, 110 V AC, 50/60 Hz, 1 NO+1 NC, screw terminal | alteração GD Jan2018 | 0 | 0
3RT2344-1AK60 |  | 3RT2344-1AK60 | 1 | UN | 1 | 5 | B | D | N | N | 85364900 | 1 | 4047621027241 | 2.076 | KG | 327.75 | 327.75 | CP24 | CP24 | Contactor, AC-1, 110 A/400 V/40 Â°C, S3, 4-pole, 110 V AC/50 Hz, 120 V/60 Hz, 1 NO+1 NC, screw terminal | alteração GD Jan2018 | 0 | 0
3RT2344-1AL20 |  | 3RT2344-1AL20 | 1 | UN | 1 | 5 | B | D | N | N | 85364900 | 1 | 4047621027258 | 2.09 | KG | 327.75 | 327.75 | CP24 | CP24 | Contactor, AC-1, 110 A/400 V/40 Â°C, S3, 4-pole, 230 V AC, 50/60 Hz, 1 NO+1 NC, screw terminal | alteração GD Jan2018 | 0 | 0
3RT2344-1AN20 |  | 3RT2344-1AN20 | 1 | UN | 1 | 5 | B | D | N | N | 85364900 | 1 | 4047621027265 | 2.055 | KG | 327.75 | 327.75 | CP24 | CP24 | Contactor, AC-1, 110 A/400 V/40 Â°C, S3, 4-pole, 220 V AC, 50/60 Hz, 1 NO+1 NC, screw terminal | alteração GD Jan2018 | 0 | 0
3RT2344-1AP00 |  | 3RT2344-1AP00 | 1 | UN | 1 | 2 | A | D | N | N | 85364900 | 1 | 4047621027272 | 2.084 | KG | 327.75 | 318.25 | CP24 | CP24 | Contactor, AC-1, 110 A/400 V/40 Â°C, S3, 4-pole, 230 V AC/50 Hz, 1 NO+1 NC, screw terminal | Lista Papel 2020 SI | 0 | 0
3RT2344-1AP60 |  | 3RT2344-1AP60 | 1 | UN | 1 | 5 | B | D | N | N | 85364900 | 1 | 4047621027289 | 2.061 | KG | 327.75 | 327.75 | CP24 | CP24 | Contactor, AC-1, 110 A/400 V/40 Â°C, S3, 4-pole, 220 V AC/50 Hz, 240 V/60 Hz, 1 NO+1 NC, screw terminal | alteração GD Jan2018 | 0 | 0
3RT2344-1AV00 |  | 3RT2344-1AV00 | 1 | UN | 1 | 5 | B | D | N | N | 85364900 | 1 | 4047621027319 | 2.076 | KG | 339.15 | 329.65 | CP24 | CP24 | Contactor, AC-1, 110 A/400 V/40 Â°C, S3, 4-pole, 400 V AC/50 Hz, 1 NO+1 NC, screw terminal | Lista Papel 2020 SI | 0 | 0
3RT2344-1NB30 |  | 3RT2344-1NB30 | 1 | UN | 1 | 0 | A | D | N | N | 85364900 | 1 | 4047621027333 | 2.18 | KG | 452.2 | 439.85 | CP24 | CP24 | Contactor, AC-1, 110 A/400 V/40 Â°C, S3, 4-pole, 20-33 V AC/DC, 1 NO+1 NC, screw terminal | Lista Papel 2020 SI | 0 | 0
3RT2344-1NF30 |  | 3RT2344-1NF30 | 1 | UN | 1 | 5 | B | D | N | N | 85364900 | 1 | 4047621027340 | 2.17 | KG | 452.2 | 452.2 | CP24 | CP24 | Contactor, AC-1, 110 A/400 V/40 Â°C, S3, 4-pole, 83-155 V AC/DC 1 NO+1 NC, screw terminal | alteração GD Jan2018 | 0 | 0
3RT2344-1NP30 |  | 3RT2344-1NP30 | 1 | UN | 1 | 5 | B | D | EAR99 | N | 85364900 | 1 | 4047621027357 | 2.239 | KG | 452.2 | 439.85 | CP24 | CP24 | Contactor, AC-1, 110 A/400 V/40 Â°C, S3, 4-pole, 175-280 V AC/DC, 1 NO+1 NC, screw terminal | Lista Papel 2020 SI | 0 | 0
3RT2346-1AB00 |  | 3RT2346-1AB00 | 1 | UN | 1 | 5 | B | D | N | N | 85364900 | 1 | 4047621027036 | 2.12 | KG | 420.85 | 409.45 | CP24 | CP24 | Contactor, AC-1, 140 A/400 V/40 Â°C, S3, 4-pole, 24 V AC/50 Hz, 1 NO+1 NC, screw terminal | Lista Papel 2020 SI | 0 | 0
3RT2346-1AC20 |  | 3RT2346-1AC20 | 1 | UN | 1 | 5 | B | D | N | N | 85364900 | 1 | 4047621027043 | 2.072 | KG | 420.85 | 420.85 | CP24 | CP24 | Contactor, AC-1, 140 A/400 V/40 Â°C, S3, 4-pole, 24 V AC, 50/60 Hz, 1 NO+1 NC, screw terminal | alteração GD Jan2018 | 0 | 0
3RT2346-1AF00 |  | 3RT2346-1AF00 | 1 | UN | 1 | 5 | B | D | EAR99 | N | 85364900 | 1 | 4047621027050 | 2.055 | KG | 420.85 | 409.45 | CP24 | CP24 | Contactor, AC-1, 140 A/400 V/40 Â°C, S3, 4-pole, 110 V AC/50 Hz, 1 NO+1 NC, screw terminal | Lista Papel 2020 SI | 0 | 0
3RT2346-1AG20 |  | 3RT2346-1AG20 | 1 | UN | 1 | 5 | B | D | N | N | 85364900 | 1 | 4047621027067 | 2.067 | KG | 432.25 | 432.25 | CP24 | CP24 | Contactor, AC-1, 140 A/400 V/40 Â°C, S3, 4-pole, 110 V AC, 50/60 Hz, 1 NO+1 NC, screw terminal | alteração GD Jan2018 | 0 | 0
3RT2346-1AL20 |  | 3RT2346-1AL20 | 1 | UN | 1 | 5 | B | D | N | N | 85364900 | 1 | 4047621027074 | 2.082 | KG | 420.85 | 420.85 | CP24 | CP24 | Contactor, AC-1, 140 A/400 V/40 Â°C, S3, 4-pole, 230 V AC, 50/60 Hz, 1 NO+1 NC, screw terminal | alteração GD Jan2018 | 0 | 0
3RT2346-1AN20 |  | 3RT2346-1AN20 | 1 | UN | 1 | 5 | B | D | N | N | 85364900 | 1 | 4047621027081 | 2.088 | KG | 420.85 | 420.85 | CP24 | CP24 | Contactor, AC-1, 140 A/400 V/40 Â°C, S3, 4-pole, 220 V AC, 50/60 Hz, 1 NO+1 NC, screw terminal | alteração GD Jan2018 | 0 | 0
3RT2346-1AN60 |  | 3RT2346-1AN60 | 1 | UN | 1 | 5 | B | D | EAR99 | N | 85364900 | 1 | 4047621027098 | 2.067 | KG | 432.25 | 432.25 | CP24 | CP24 | Contactor, AC-1, 140 A/400 V/40 Â°C, S3, 4-pole, 200 V AC/50 Hz, 200-220 V/60 Hz, 1 NO+1 NC, screw terminal | alteração GD Jan2018 | 0 | 0
3RT2346-1AP00 |  | 3RT2346-1AP00 | 1 | UN | 1 | 2 | A | D | N | N | 85364900 | 1 | 4047621027104 | 2.07 | KG | 420.85 | 409.45 | CP24 | CP24 | Contactor, AC-1, 140 A/400 V/40 Â°C, S3, 4-pole, 230 V AC/50 Hz, 1 NO+1 NC, screw terminal | Lista Papel 2020 SI | 0 | 0
3RT2346-1AP00-4AA0 |  | 3RT2346-1AP00-4AA0 | 1 | UN | 1 | 5 | B | D | N | N | 85364900 | 1 | 4047621027784 | 2.065 | KG | 420.85 | 420.85 | CP24 | CP24 | Contactor, AC-3, 95 A/45 kW/400 V, S3, 4-pole, 230 V AC/50 Hz, 1 NO+1 NC, screw terminal | alteração GD Jan2018 | 0 | 0
3RT2346-1AP60 |  | 3RT2346-1AP60 | 1 | UN | 1 | 5 | B | D | N | N | 85364900 | 1 | 4047621027111 | 2.076 | KG | 420.85 | 420.85 | CP24 | CP24 | Contactor, AC-1, 140 A/400 V/40 Â°C, S3, 4-pole, 220 V AC/50 Hz, 240 V/60 Hz, 1 NO+1 NC, screw terminal | alteração GD Jan2018 | 0 | 0
3RT2346-1AV00 |  | 3RT2346-1AV00 | 1 | UN | 1 | 5 | B | D | N | N | 85364900 | 1 | 4047621027135 | 2.062 | KG | 420.85 | 409.45 | CP24 | CP24 | Contactor, AC-1, 140 A/400 V/40 Â°C, S3, 4-pole, 400 V AC/50 Hz, 1 NO+1 NC, screw terminal | Lista Papel 2020 SI | 0 | 0
3RT2346-1NB30 |  | 3RT2346-1NB30 | 1 | UN | 1 | 5 | B | D | N | N | 85364900 | 1 | 4047621027425 | 2.17 | KG | 553.85 | 538.65 | CP24 | CP24 | Contactor, AC-1, 140 A/400 V/40 Â°C, S3, 4-pole, 20-33 V AC/DC, 1 NO+1 NC, screw terminal | Lista Papel 2020 SI | 0 | 0
3RT2346-1NB30-4AA0 |  | 3RT2346-1NB30-4AA0 | 1 | UN | 1 | 5 | B | D | N | N | 85364900 | 1 | 4047621027807 | 2.21 | KG | 557.65 | 557.65 | CP24 | CP24 | Contactor, AC-3, 95 A/45 kW/400 V, S3, 4-pole, 20-33 V AC/DC, with varistor, 1 NO+1 NC, screw terminal | alteração GD Jan2018 | 0 | 0
3RT2346-1NP30 |  | 3RT2346-1NP30 | 1 | UN | 1 | 5 | B | D | N | N | 85364900 | 1 | 4047621027432 | 2.155 | KG | 553.85 | 538.65 | CP24 | CP24 | Contactor, AC-1, 140 A/400 V/40 Â°C, S3, 4-pole, 175-280 V AC/DC, 1 NO+1 NC, screw terminal | Lista Papel 2020 SI | 0 | 0
3RT2346-1NP30-4AA0 |  | 3RT2346-1NP30-4AA0 | 1 | UN | 1 | 10 | C | D | EAR99 | N | 85364900 | 1 | 4047621073200 | 2.155 | KG | 557.65 |  | CP24 |  | Contactor, AC-3, 95 A/45 kW/400 V, S3, 4-pole, AC/DC 175-280V, with varistor, 1NO+1NC, screw terminals | alteração GD Jan2018 | 0 | 0
3RT2346-3XB40-4LA2 |  | 3RT2346-3XB40-4LA2 | 1 | UN | 1 | 10 | C | D | EAR99 | N | 85364900 | 1 | 4047621071930 | 2.175 | KG | 729.6 | 729.6 | CP24 | CP24 | Power contactor, AC-3 95 A, 45 kW / 400 V, 24 V DC, 0.7 ... 1.25* US, 4-pole, 4NO, Size S3 Spring-type terminals 1 NO + 1 NC varistor integrated | alteração GD Jan2018 | 0 | 7
3RT2348-1AB00 |  | 3RT2348-1AB00 | 1 | UN | 1 | 5 | B | D | N | N | 85364900 | 1 | 4047621027142 | 2.073 | KG | 494.95 | 480.7 | CP24 | CP24 | Contactor, AC-1, 160 A/400 V/40 Â°C, S3, 4-pole, 24 V AC/50 Hz, 1 NO+1 NC, screw terminal | Lista Papel 2020 SI | 0 | 0
3RT2348-1AF00 |  | 3RT2348-1AF00 | 1 | UN | 1 | 5 | B | D | EAR99 | N | 85364900 | 1 | 4047621027159 | 2.054 | KG | 494.95 | 480.7 | CP24 | CP24 | Contactor, AC-1, 160 A/400 V/40 Â°C, S3, 4-pole, 110 V AC/50 Hz, 1 NO+1 NC, screw terminal | Lista Papel 2020 SI | 0 | 0
3RT2348-1AK60 |  | 3RT2348-1AK60 | 1 | UN | 1 | 5 | B | D | N | N | 85364900 | 1 | 4047621027166 | 2.043 | KG | 494.95 | 494.95 | CP24 | CP24 | Contactor, AC-1, 160 A/400 V/40 Â°C, S3, 4-pole, 110 V AC/50 Hz, 120 V/60 Hz, 1 NO+1 NC, screw terminal | alteração GD Jan2018 | 0 | 0
3RT2348-1AL20 |  | 3RT2348-1AL20 | 1 | UN | 1 | 5 | B | D | N | N | 85364900 | 1 | 4047621027173 | 2.029 | KG | 494.95 | 494.95 | CP24 | CP24 | Contactor, AC-1, 160 A/400 V/40 Â°C, S3, 4-pole, 230 V AC, 50/60 Hz, 1 NO+1 NC, screw terminal | alteração GD Jan2018 | 0 | 0
3RT2348-1AP00 |  | 3RT2348-1AP00 | 1 | UN | 1 | 5 | B | D | N | N | 85364900 | 1 | 4047621023328 | 2.075 | KG | 494.95 | 480.7 | CP24 | CP24 | Contactor, AC-1, 160 A/400 V/40 Â°C, S3, 4-pole, 230 V AC/50 Hz, 1 NO+1 NC, screw terminal | Lista Papel 2020 SI | 0 | 0
3RT2348-1AP60 |  | 3RT2348-1AP60 | 1 | UN | 1 | 5 | B | D | N | N | 85364900 | 1 | 4047621027180 | 2.071 | KG | 494.95 | 494.95 | CP24 | CP24 | Contactor, AC-1, 160 A/400 V/40 Â°C, S3, 4-pole, 220 V AC/50 Hz, 240 V/60 Hz, 1 NO+1 NC, screw terminal | alteração GD Jan2018 | 0 | 0
3RT2348-1NB30 |  | 3RT2348-1NB30 | 1 | UN | 1 | 5 | B | D | N | N | 85364900 | 1 | 4047621027449 | 2.18 | KG | 595.65 | 578.55 | CP24 | CP24 | Contactor, AC-1, 160 A/400 V/40 Â°C, S3, 4-pole, 20-33 V AC/DC, 1 NO+1 NC, screw terminal | Lista Papel 2020 SI | 0 | 0
3RT2348-1NF30 |  | 3RT2348-1NF30 | 1 | UN | 1 | 5 | B | D | EAR99 | N | 85364900 | 1 | 4047621027456 | 2.156 | KG | 595.65 | 595.65 | CP24 | CP24 | Contactor, AC-1, 160 A/400 V/40 Â°C, S3, 4-pole, 83-155 V AC/DC 1 NO+1 NC, screw terminal | alteração GD Jan2018 | 0 | 0
3RT2348-1NP30 |  | 3RT2348-1NP30 | 1 | UN | 1 | 5 | B | D | N | N | 85364900 | 1 | 4047621027463 | 2.26 | KG | 595.65 | 578.55 | CP24 | CP24 | Contactor, AC-1, 160 A/400 V/40 Â°C, S3, 4-pole, 175-280 V AC/DC, 1 NO+1 NC, screw terminal | Lista Papel 2020 SI | 0 | 0
3RT2446-1AB00 |  | 3RT2446-1AB00 | 1 | UN | 1 | 5 | B | D | N | N | 85364900 | 1 | 4047621027708 | 1.731 | KG | 317.3 | 317.3 | CP24 | CP24 | Contactor, AC-1, 140 A/690 V/40 Â°C, S3, 3-pole, 24 V AC/50 Hz, 1 NO+1 NC, box terminal/screw terminal | alteração GD Jan2018 | 0 | 0
3RT2446-1AC20 |  | 3RT2446-1AC20 | 1 | UN | 1 | 5 | B | D | N | N | 85364900 | 1 | 4047621027814 | 1.7 | KG | 317.3 | 317.3 | CP24 | CP24 | Contactor, AC-1, 140 A/690 V/40 Â°C, S3, 3-pole, 24 V AC, 50/60 Hz, 1 NO+1 NC, box terminal/screw terminal | alteração GD Jan2018 | 0 | 0
3RT2446-1AD00 |  | 3RT2446-1AD00 | 1 | UN | 1 | 5 | B | D | N | N | 85364900 | 1 | 4047621027821 | 1.691 | KG | 327.75 | 327.75 | CP24 | CP24 | Contactor, AC-1, 140 A/690 V/40 Â°C, S3, 3-pole, 42 V AC/50 Hz, 1 NO+1 NC, box terminal/screw terminal | alteração GD Jan2018 | 0 | 0
3RT2446-1AF00 |  | 3RT2446-1AF00 | 1 | UN | 1 | 5 | B | D | N | N | 85364900 | 1 | 4047621027838 | 1.704 | KG | 317.3 | 317.3 | CP24 | CP24 | Contactor, AC-1, 140 A/690 V/40 Â°C, S3, 3-pole, 110 V AC/50 Hz, 1 NO+1 NC, box terminal/screw terminal | alteração GD Jan2018 | 0 | 0
3RT2446-1AG20 |  | 3RT2446-1AG20 | 1 | UN | 1 | 5 | B | D | N | N | 85364900 | 1 | 4047621027845 | 1.716 | KG | 317.3 | 317.3 | CP24 | CP24 | Contactor, AC-1, 140 A/690 V/40 Â°C, S3, 3-pole, 110 V AC, 50/60 Hz, 1 NO+1 NC, box terminal/screw terminal | alteração GD Jan2018 | 0 | 0
3RT2446-1AK60 |  | 3RT2446-1AK60 | 1 | UN | 1 | 5 | B | D | N | N | 85364900 | 1 | 4047621027869 | 1.721 | KG | 317.3 | 317.3 | CP24 | CP24 | Contactor, AC-1, 140 A/690 V/40 Â°C, S3, 3-pole, 110 V AC/50 Hz, 120 V/60 Hz, 1 NO+1 NC, box terminal/screw terminal | alteração GD Jan2018 | 0 | 0
3RT2446-1AL20 |  | 3RT2446-1AL20 | 1 | UN | 1 | 5 | B | D | N | N | 85364900 | 1 | 4047621027876 | 1.722 | KG | 317.3 | 317.3 | CP24 | CP24 | Contactor, AC-1, 140 A/690 V/40 Â°C, S3, 3-pole, 230 V AC, 50/60 Hz, 1 NO+1 NC, box terminal/screw terminal | alteração GD Jan2018 | 0 | 0
3RT2446-1AN20 |  | 3RT2446-1AN20 | 1 | UN | 1 | 5 | B | D | N | N | 85364900 | 1 | 4047621027883 | 1.716 | KG | 317.3 | 317.3 | CP24 | CP24 | Contactor, AC-1, 140 A/690 V/40 Â°C, S3, 3-pole, 220 V AC, 50/60 Hz, 1 NO+1 NC, box terminal/screw terminal | alteração GD Jan2018 | 0 | 0
3RT2446-1AP00 |  | 3RT2446-1AP00 | 1 | UN | 1 | 2 | A | D | N | N | 85364900 | 1 | 4047621027890 | 1.722 | KG | 317.3 | 317.3 | CP24 | CP24 | Contactor, AC-1, 140 A/690 V/40 Â°C, S3, 3-pole, 230 V AC/50 Hz, 1 NO+1 NC, box terminal/screw terminal | alteração GD Jan2018 | 0 | 0
3RT2446-1AP60 |  | 3RT2446-1AP60 | 1 | UN | 1 | 5 | B | D | N | N | 85364900 | 1 | 4047621027906 | 1.725 | KG | 317.3 | 317.3 | CP24 | CP24 | Contactor, AC-1, 140 A/690 V/40 Â°C, S3, 3-pole, 220 V AC/50 Hz, 240 V/60 Hz, 1 NO+1 NC, box terminal/screw terminal | alteração GD Jan2018 | 0 | 0
3RT2446-1AV00 |  | 3RT2446-1AV00 | 1 | UN | 1 | 5 | B | D | N | N | 85364900 | 1 | 4047621027920 | 1.705 | KG | 327.75 | 327.75 | CP24 | CP24 | Contactor, AC-1, 140 A/690 V/40 Â°C, S3, 3-pole, 400 V AC/50 Hz, 1 NO+1 NC, box terminal/screw terminal | alteração GD Jan2018 | 0 | 0
3RT2446-1NB30 |  | 3RT2446-1NB30 | 1 | UN | 1 | 2 | A | D | N | N | 85364900 | 1 | 4047621028002 | 1.833 | KG | 415.15 | 415.15 | CP24 | CP24 | Contactor, AC-1, 140 A/690 V/40 Â°C, S3, 3-pole, 20-33 V AC/DC, with varistor, 1 NO+1 NC, box terminal/screw terminal | alteração GD Jan2018 | 0 | 0
3RT2446-1NE30 |  | 3RT2446-1NE30 | 1 | UN | 1 | 5 | B | D | EAR99 | N | 85364900 | 1 | 4047621028026 | 1.804 | KG | 431.3 | 431.3 | CP24 | CP24 | Contactor, AC-1, 140 A/690 V/40 Â°C, S3, 3-pole, 48-80 V AC/DC, with varistor, 1 NO+1 NC, box terminal/screw terminal | alteração GD Jan2018 | 0 | 0
3RT2446-1NF30 |  | 3RT2446-1NF30 | 1 | UN | 1 | 5 | B | D | EAR99 | N | 85364900 | 1 | 4047621028033 | 1.823 | KG | 415.15 | 415.15 | CP24 | CP24 | Contactor, AC-1, 140 A/690 V/40 Â°C, S3, 3-pole, 83-155 V AC/DC, with varistor, 1 NO+1 NC, box terminal/screw terminal | alteração GD Jan2018 | 0 | 0
3RT2446-1NP30 |  | 3RT2446-1NP30 | 1 | UN | 1 | 5 | B | D | EAR99 | N | 85364900 | 1 | 4047621030883 | 1.805 | KG | 415.15 | 415.15 | CP24 | CP24 | Contactor, AC-1, 140 A/690 V/40 Â°C, S3, 3-pole, 175-280 V AC/DC, with varistor, 1 NO+1 NC, box terminal/screw terminal | alteração GD Jan2018 | 0 | 0
3RT2446-6AV66 |  | 3RT2446-6AV66 | 1 | UN | 1 | 0 | A | D | EAR99 | N | 85364900 | 1 | 4047621070827 | 1.53 | KG | 327.75 | 327.75 | CP24 | CP24 | Contactor, AC-1, 140 A/690 V/40 Â°C, S3, 3-pole, 480 V AC/60 Hz, 2NO+2NC, ring cable lug connection/ screw terminal | alteração GD Jan2018 | 0 | 7
3RT2446-6NB30 |  | 3RT2446-6NB30 | 1 | UN | 1 | 0 | A | D | EAR99 | N | 85364900 | 1 | 4047621070834 | 1.833 | KG | 415.15 | 415.15 | CP24 | CP24 | Contactor, AC-1:140 A 20-33 V AC/DC 3-pole, 3NO, size S3, screw terminals 1NO+1NC varistor integrated Without box terminal | alteração GD Jan2018 | 0 | 0
3RT2448-1AB00 |  | 3RT2448-1AB00 | 1 | UN | 1 | 5 | B | D | N | N | 85364900 | 1 | 4047621027937 | 1.705 | KG | 385.7 | 385.7 | CP24 | CP24 | Contactor, AC-1, 160 A/690 V/40 Â°C, S3, 3-pole, 24 V AC/50 Hz, 1 NO+1 NC, box terminal/screw terminal | alteração GD Jan2018 | 0 | 0
3RT2448-1AF00 |  | 3RT2448-1AF00 | 1 | UN | 1 | 5 | B | D | N | N | 85364900 | 1 | 4047621027951 | 1.691 | KG | 385.7 | 385.7 | CP24 | CP24 | Contactor, AC-1, 160 A/690 V/40 Â°C, S3, 3-pole, 110 V AC/50 Hz, 1 NO+1 NC, box terminal/screw terminal | alteração GD Jan2018 | 0 | 0
3RT2448-1AK60 |  | 3RT2448-1AK60 | 1 | UN | 1 | 5 | B | D | N | N | 85364900 | 1 | 4047621027968 | 1.74 | KG | 385.7 | 385.7 | CP24 | CP24 | Contactor, AC-1, 160 A/690 V/40 Â°C, S3, 3-pole, 110 V AC/50 Hz, 120 V/60 Hz, 1 NO+1 NC, box terminal/screw terminal | alteração GD Jan2018 | 0 | 0
3RT2448-1AL20 |  | 3RT2448-1AL20 | 1 | UN | 1 | 2 | A | D | N | N | 85364900 | 1 | 4047621027975 | 1.72 | KG | 385.7 | 385.7 | CP24 | CP24 | Contactor, AC-1, 160 A/690 V/40 Â°C, S3, 3-pole, 230 V AC, 50/60 Hz, 1 NO+1 NC, box terminal/screw terminal | alteração GD Jan2018 | 0 | 0
3RT2448-1AP00 |  | 3RT2448-1AP00 | 1 | UN | 1 | 5 | B | D | N | N | 85364900 | 1 | 4047621027982 | 1.725 | KG | 385.7 | 385.7 | CP24 | CP24 | Contactor, AC-1, 160 A/690 V/40 Â°C, S3, 3-pole, 230 V AC/50 Hz, 1 NO+1 NC, box terminal/screw terminal | alteração GD Jan2018 | 0 | 0
3RT2448-1AP60 |  | 3RT2448-1AP60 | 1 | UN | 1 | 5 | B | D | N | N | 85364900 | 1 | 4047621027999 | 1.705 | KG | 385.7 | 385.7 | CP24 | CP24 | Contactor, AC-1, 160 A/690 V/40 Â°C, S3, 3-pole, 220 V AC/50 Hz, 240 V/60 Hz, 1 NO+1 NC, box terminal/screw terminal | alteração GD Jan2018 | 0 | 0
3RT2448-1NB30 |  | 3RT2448-1NB30 | 1 | UN | 1 | 5 | B | D | N | N | 85364900 | 1 | 4047621028057 | 1.843 | KG | 445.55 | 445.55 | CP24 | CP24 | Contactor, AC-1, 160 A/690 V/40 Â°C, S3, 3-pole, 20-33 V AC/DC, with varistor, 1 NO+1 NC, box terminal/screw terminal | alteração GD Jan2018 | 0 | 0
3RT2448-1NF30 |  | 3RT2448-1NF30 | 1 | UN | 1 | 5 | B | D | EAR99 | N | 85364900 | 1 | 4047621028064 | 1.825 | KG | 445.55 | 445.55 | CP24 | CP24 | Contactor, AC-1, 160 A/690 V/40 Â°C, S3, 3-pole, 83-155 V AC/DC, with varistor, 1 NO+1 NC, box terminal/screw terminal | alteração GD Jan2018 | 0 | 0
3RT2448-1NP30 |  | 3RT2448-1NP30 | 1 | UN | 1 | 5 | B | D | EAR99 | N | 85364900 | 1 | 4047621028040 | 1.808 | KG | 445.55 | 445.55 | CP24 | CP24 | Contactor, AC-1, 160 A/690 V/40 Â°C, S3, 3-pole, 175-280 V AC/DC, with varistor, 1 NO+1 NC, box terminal/screw terminal | alteração GD Jan2018 | 0 | 0
3RT2448-6KB40-0KS0 |  | 3RT2448-6KB40-0KS0 | 1 | UN | 1 | 10 | C | D | EAR99 | N | 85364900 | 1 | 4047621068305 | 1.68 | KG | 528.2 | 528.2 | CP24 | CP24 | Contactor, AC-1, 160 A/690 V/40 Â°C, S3, 3-pole, 24 V DC, with varistor, 1 NO+1 NC, Ring cable lug connection screw terminal | alteração GD Jan2018 | 0 | 0
3RT2516-1AB00 |  | 3RT2516-1AB00 | 1 | UN | 1 | 5 | B | D | N | N | 85364900 | 1 | 4011209844452 | 0.23 | KG | 35.91 | 34.87 | CP24 | CP24 | Power contactor, AC-3 9 A, 4 kW / 400 V 2 NO + 2 NC 24 V AC, 50 Hz 4-pole Size S00 screw terminals | Lista Papel 2020 SI | 0 | 0
3RT2516-1AD00 |  | 3RT2516-1AD00 | 1 | UN | 1 | 5 | B | D | N | N | 85364900 | 1 | 4011209892224 | 0.23 | KG | 39.43 | 39.43 | CP24 | CP24 | Power contactor, AC-3 9 A, 4 kW / 400 V 2 NO + 2 NC 42 V AC, 50/60 Hz 4-pole Size S00 Screw terminal | - | 0 | 0
3RT2516-1AD00-Z | X95 | 3RT2516-1AD00-ZX95 | 1 | UN | 1 | 5 | B | D | N | N | 85364900 | 144 | 4011209907324 | 0.217 | KG | 39.43 | 39.43 | CP24 | CP24 | Contactor, AC-3, 4 kW / 400 V, AC-1 18A 42 V AC 50 / 60 Hz, 4-pole, 2 NO+2 NC, Size S00, screw terminal Reusable packaging Pack = 144 units | - | 0 | 0
3RT2516-1AF00 |  | 3RT2516-1AF00 | 1 | UN | 1 | 5 | B | D | N | N | 85364900 | 1 | 4011209844469 | 0.228 | KG | 35.91 | 34.87 | CP24 | CP24 | Contactor, 2 NO + 2 NC, AC-3, 4 kW 110 V AC, 50/60 Hz, 4-pole, 2 NO+ 2 NC, Size S00, screw terminal | Lista Papel 2020 SI | 0 | 0
3RT2516-1AH00 |  | 3RT2516-1AH00 | 1 | UN | 1 | 5 | B | D | N | N | 85364900 | 1 | 4011209917705 | 0.227 | KG | 35.91 | 35.91 | CP24 | CP24 | Power contactor, AC-3 9 A, 4 kW / 400 V 2 NO + 2 NC 48 V AC, 50/60 Hz 4-pole Size S00 Screw terminal | - | 0 | 0
3RT2516-1AK60 |  | 3RT2516-1AK60 | 1 | UN | 1 | 5 | B | D | N | N | 85364900 | 1 | 4011209844476 | 0.232 | KG | 35.91 | 35.91 | CP24 | CP24 | Contactor, 2NO + 2NC, AC-3, 4 kW 110 V AC, 50 Hz, 120 V, 60Hz, 4-pole, 2NO + 2NC, Size S00, Screw terminal | - | 0 | 0
3RT2516-1AM20 |  | 3RT2516-1AM20 | 1 | UN | 1 | 5 | B | D | N | N | 85364900 | 1 | 4047621019741 | 0.233 | KG | 39.43 | 39.43 | CP24 | CP24 | Power contactor, AC-3 9 A, 4 kW / 400 V 2 NO + 2 NC 208 V AC, 50/60 Hz 4-pole Size S00 screw terminals | - | 0 | 0
3RT2516-1AN60 |  | 3RT2516-1AN60 | 1 | UN | 1 | 5 | B | D | EAR99 | N | 85364900 | 1 | 4047621073224 | 0.237 | KG | 39.33 | 39.33 | CP24 | CP24 | Power contactor, AC-3 9 A, 4 kW / 400 V 2 NO + 2 NC, 200 V AC, 50 Hz 200-220 V, 60 Hz 4-pole Size S00 screw terminal |  | 0 | 7
3RT2516-1AP00 |  | 3RT2516-1AP00 | 1 | UN | 1 | 2 | A | D | N | N | 85364900 | 1 | 4011209785090 | 0.231 | KG | 35.91 | 34.87 | CP24 | CP24 | Power contactor, AC-3 9 A, 4 kW / 400 V 2 NO + 2 NC 230 V AC, 50/60 Hz 4-pole Size S00 Screw terminal | Lista Papel 2020 SI | 0 | 0
3RT2516-1AP60 |  | 3RT2516-1AP60 | 1 | UN | 1 | 5 | B | D | N | N | 85364900 | 1 | 4011209912663 | 0.233 | KG | 35.91 | 35.91 | CP24 | CP24 | Power contactor, AC-3 9 A, 4 kW / 400 V 2 NO + 2 NC 220 V AC, 50 Hz/240 V, 60 Hz 4-pole Size S00 screw terminals | - | 0 | 0
3RT2516-1AR60 |  | 3RT2516-1AR60 | 1 | UN | 1 | 5 | B | D | N | N | 85364900 | 1 | 4047621044071 | 0.23 | KG | 39.43 | 39.43 | CP24 | CP24 | Power contactor, AC-3 9 A, 4 kW / 400 V 2 NO + 2 NC 400 V AC, 50 Hz/440 V, 60 Hz 4-pole Size S00 screw terminals | - | 0 | 0
3RT2516-1BB40 |  | 3RT2516-1BB40 | 1 | UN | 1 | 1 | A | D | N | N | 85364900 | 1 | 4011209844483 | 0.291 | KG | 41.52 | 40.38 | CP24 | CP24 | Power contactor, AC-3 9 A, 4 kW / 400 V 2 NO + 2 NC 24 V DC 4-pole Size S00 screw terminals | Lista Papel 2020 SI | 0 | 0
3RT2516-1BE40 |  | 3RT2516-1BE40 | 1 | UN | 1 | 5 | B | D | N | N | 85364900 | 1 | 4011209936867 | 0.294 | KG | 47.31 | 47.31 | CP24 | CP24 | Power contactor, AC-3 9 A, 4 kW / 400 V 2 NO + 2 NC 60 V DC 4-pole Size S00 screw terminals | - | 0 | 0
3RT2516-1BF40 |  | 3RT2516-1BF40 | 1 | UN | 1 | 5 | B | D | N | N | 85364900 | 1 | 4011209844490 | 0.291 | KG | 41.52 | 40.38 | CP24 | CP24 | Power contactor, AC-3 9 A, 4 kW / 400 V 2 NO + 2 NC 110 V DC 4-pole Size S00 screw terminals | Lista Papel 2020 SI | 0 | 0
3RT2516-1BG40 |  | 3RT2516-1BG40 | 1 | UN | 1 | 5 | B | D | N | N | 85364900 | 1 | 4011209938168 | 0.293 | KG | 46.74 | 46.74 | CP24 | CP24 | Power contactor, AC-3 9 A, 4 kW / 400 V 2 NO + 2 NC 125 V DC 4-pole Size S00 screw terminals | - | 0 | 0
3RT2516-1BJ80 |  | 3RT2516-1BJ80 | 1 | UN | 1 | 5 | B | D | N | N | 85364900 | 1 | 4011209936850 | 0.289 | KG | 47.31 | 47.31 | CP24 | CP24 | Power contactor, AC-3 9 A, 4 kW / 400 V 2 NO + 2 NC 72 V DC 4-pole Size S00 screw terminals | - | 0 | 0
3RT2516-1BM40 |  | 3RT2516-1BM40 | 1 | UN | 1 | 5 | B | D | N | N | 85364900 | 1 | 4011209844506 | 0.29 | KG | 41.52 | 40.38 | CP24 | CP24 | Power contactor, AC-3 9 A, 4 kW / 400 V 2 NO + 2 NC 220 V DC 4-pole Size S00 screw terminals | Lista Papel 2020 SI | 0 | 0
3RT2516-1BW40 |  | 3RT2516-1BW40 | 1 | UN | 1 | 5 | B | D | N | N | 85364900 | 1 | 4011209936843 | 0.284 | KG | 41.52 | 41.52 | CP24 | CP24 | Power contactor, AC-3 9 A, 4 kW / 400 V 2 NO + 2 NC 48 V DC 4-pole Size S00 screw terminals | - | 0 | 0
3RT2516-1XF40-0LA2 |  | 3RT2516-1XF40-0LA2 | 1 | UN | 1 | 0 | A | D | EAR99 | N | 85364900 | 1 |  | 0.291 | KG | 71.44 | 71.44 | CP24 | CP24 | Contactor, 2 NO + 2 NC, AC-3, 4 kW 110 V DC, 4-pole, 2NO + 2NC, Size S00, screw terminal | - | 0 | 7
3RT2516-2AB00 |  | 3RT2516-2AB00 | 1 | UN | 1 | 5 | B | D | N | N | 85364900 | 1 | 4011209844513 | 0.248 | KG | 35.91 | 34.87 | CP24 | CP24 | Power contactor, AC-3 9 A, 4 kW / 400 V 2 NO + 2 NC 24 V AC, 50/60 Hz 4-pole Size S00 Spring-type terminal | Lista Papel 2020 SI | 0 | 0
3RT2516-2AF00 |  | 3RT2516-2AF00 | 1 | UN | 1 | 5 | B | D | N | N | 85364900 | 1 | 4011209844520 | 0.252 | KG | 35.91 | 34.87 | CP24 | CP24 | Contactor, 2 NO + 2 NC, AC-3, 4 kW 110 V AC, 50/60 Hz, 4-pole, 2 NO+ 2 NC, Size S00, spring-type terminal | Lista Papel 2020 SI | 0 | 0
3RT2516-2AK60 |  | 3RT2516-2AK60 | 1 | UN | 1 | 5 | B | D | N | N | 85364900 | 1 | 4011209844537 | 0.254 | KG | 35.91 | 35.91 | CP24 | CP24 | Contactor, 2NO + 2NC, AC-3, 4 kW 110 V AC, 50 Hz, 120 V, 60Hz, 4-pole, 2NO + 2NC, Size S00, Spring-type terminal | - | 0 | 0
3RT2516-2AP00 |  | 3RT2516-2AP00 | 1 | UN | 1 | 5 | B | D | N | N | 85364900 | 1 | 4011209785724 | 0.253 | KG | 35.91 | 34.87 | CP24 | CP24 | Power contactor, AC-3 9 A, 4 kW / 400 V 2 NO + 2 NC 230 V AC, 50/60 Hz 4-pole Size S00 Spring-type terminal | Lista Papel 2020 SI | 0 | 0
3RT2516-2AP60 |  | 3RT2516-2AP60 | 1 | UN | 1 | 5 | B | D | N | N | 85364900 | 1 | 4047621012766 | 0.255 | KG | 35.91 | 35.91 | CP24 | CP24 | Power contactor, AC-3 9 A, 4 kW / 400 V 2 NO + 2 NC 220 V DC, 50 Hz/240 V, 60 Hz 4-pole Size S00 Spring-type terminals | - | 0 | 0
3RT2516-2BA40 |  | 3RT2516-2BA40 | 1 | UN | 1 | 5 | B | D | N | N | 85364900 | 1 | 4011209944916 | 0.317 | KG | 46.93 | 46.93 | CP24 | CP24 | Power contactor, AC-3 9 A, 4 kW / 400 V 2 NO + 2 NC 400 V, 12 V DC 4-pole Size S00 Spring-type terminals | - | 0 | 0
3RT2516-2BB40 |  | 3RT2516-2BB40 | 1 | UN | 1 | 2 | A | D | N | N | 85364900 | 1 | 4011209786165 | 0.314 | KG | 41.52 | 40.38 | CP24 | CP24 | Power contactor, AC-3 9 A, 4 kW / 400 V 2 NO + 2 NC 24 V DC 4-pole Size S00 Spring-type terminals | Lista Papel 2020 SI | 0 | 0
3RT2516-2BF40 |  | 3RT2516-2BF40 | 1 | UN | 1 | 5 | B | D | N | N | 85364900 | 1 | 4011209844544 | 0.31 | KG | 41.52 | 40.38 | CP24 | CP24 | Power contactor, AC-3 9 A, 4 kW / 400 V 2 NO + 2 NC 110 V DC 4-pole Size S00 Spring-type terminals | Lista Papel 2020 SI | 0 | 0
3RT2516-2BM40 |  | 3RT2516-2BM40 | 1 | UN | 1 | 5 | B | D | N | N | 85364900 | 1 | 4011209844551 | 0.291 | KG | 41.52 | 40.38 | CP24 | CP24 | Power contactor, AC-3 9 A, 4 kW / 400 V 2 NO + 2 NC 220 V DC 4-pole Size S00 Spring-type terminals | Lista Papel 2020 SI | 0 | 0
3RT2516-2XF40-0LA2 |  | 3RT2516-2XF40-0LA2 | 1 | UN | 1 | 5 | B | D | N | N | 85364900 | 1 | 4047621057330 | 0.305 | KG | 71.44 | 71.44 | CP24 | CP24 | Contactor, 2NO + 2NC, AC-3, 4 kW 110 V DC, 4-pole, 2NO + 2NC, Size S00, Spring-type terminal | - | 0 | 7
3RT2517-1AB00 |  | 3RT2517-1AB00 | 1 | UN | 1 | 5 | B | D | N | N | 85364900 | 1 | 4011209844568 | 0.23 | KG | 44.37 | 43.13 | CP24 | CP24 | Power contactor, AC-3 12 A, 5.5 kW / 400 V 2 NO + 2 NC 24 V AC, 50/60 Hz 4-pole Size S00 Screw terminal | Lista Papel 2020 SI | 0 | 0
3RT2517-1AD00 |  | 3RT2517-1AD00 | 1 | UN | 1 | 5 | B | D | EAR99 | N | 85364900 | 1 | 4047621068367 | 0.235 | KG | 47.79 | 47.79 | CP24 | CP24 | Power contactor, AC-3 22 A, 5.5 kW / 400 V 2 NO + 2 NC 42 VAC/50 Hz 4-pole Size S00 screw terminal |  | 0 | 0
3RT2517-1AF00 |  | 3RT2517-1AF00 | 1 | UN | 1 | 5 | B | D | N | N | 85364900 | 1 | 4011209844575 | 0.235 | KG | 44.37 | 43.13 | CP24 | CP24 | Contactor, 2 NO + 2 NC, AC-3, 5.5 kW, 110 V AC, 50/60 Hz, 4-pole, 2 NO + 2 NC, Size S00, Screw terminal | Lista Papel 2020 SI | 0 | 0
3RT2517-1AH00 |  | 3RT2517-1AH00 | 1 | UN | 1 | 5 | B | D | N | N | 85364900 | 1 | 4011209917699 | 0.225 | KG | 44.37 | 44.37 | CP24 | CP24 | Power contactor, AC-3 12 A, 5.5 kW / 400 V 2 NO + 2 NC 48 V AC, 50/60 Hz 4-pole Size S00 screw terminals | - | 0 | 0
3RT2517-1AK60 |  | 3RT2517-1AK60 | 1 | UN | 1 | 5 | B | D | N | N | 85364900 | 1 | 4011209844582 | 0.234 | KG | 44.37 | 44.37 | CP24 | CP24 | Contactor, 2NO + 2NC, AC-3, 5.5 kW, 110 V AC, 50 Hz, 120 V, 60Hz, 4-pole, 2NO + 2NC, Size S00, Screw terminal | - | 0 | 0
3RT2517-1AP00 |  | 3RT2517-1AP00 | 1 | UN | 1 | 1 | A | D | N | N | 85364900 | 1 | 4011209844599 | 0.232 | KG | 44.37 | 43.13 | CP24 | CP24 | Power contactor, AC-3 12 A, 5.5 kW / 400 V 2 NO + 2 NC 230 V AC, 50/60 Hz 4-pole Size S00 Screw terminal | Lista Papel 2020 SI | 0 | 0
3RT2517-1AP60 |  | 3RT2517-1AP60 | 1 | UN | 1 | 5 | B | D | N | N | 85364900 | 1 | 4011209911512 | 0.238 | KG | 44.37 | 44.37 | CP24 | CP24 | Power contactor, AC-3 12 A, 5.5 kW / 400 V 2 NO + 2 NC 220 V DC, 50 Hz 240 V, 60 Hz 4-pole Size S00 screw terminals | - | 0 | 0
3RT2517-1BB40 |  | 3RT2517-1BB40 | 1 | UN | 1 | 2 | A | D | N | N | 85364900 | 1 | 4011209844605 | 0.291 | KG | 50.16 | 48.74 | CP24 | CP24 | Power contactor, AC-3 12 A, 5.5 kW / 400 V 2 NO + 2 NC 24 V DC 4-pole Size S00 screw terminals | Lista Papel 2020 SI | 0 | 0
3RT2517-1BE40 |  | 3RT2517-1BE40 | 1 | UN | 1 | 5 | B | D | N | N | 85364900 | 1 | 4011209937109 | 0.291 | KG | 55.86 | 55.86 | CP24 | CP24 | Power contactor, AC-3 12 A, 5.5 kW / 400 V 2 NO + 2 NC 60 V DC 4-pole Size S00 screw terminals | - | 0 | 0
3RT2517-1BF40 |  | 3RT2517-1BF40 | 1 | UN | 1 | 5 | B | D | N | N | 85364900 | 1 | 4011209844612 | 0.294 | KG | 50.16 | 48.74 | CP24 | CP24 | Power contactor, AC-3 12 A, 5.5 kW / 400 V 2 NO + 2 NC 110 V DC 4-pole Size S00 screw terminals | Lista Papel 2020 SI | 0 | 0
3RT2517-1BG40 |  | 3RT2517-1BG40 | 1 | UN | 1 | 5 | B | D | N | N | 85364900 | 1 | 4011209974388 | 0.289 | KG | 55.39 | 55.39 | CP24 | CP24 | Power contactor, AC-3 12 A, 5.5 kW / 400 V 2 NO + 2 NC 125 V DC 4-pole Size S00 screw terminals | - | 0 | 0
3RT2517-1BJ80 |  | 3RT2517-1BJ80 | 1 | UN | 1 | 5 | B | D | N | N | 85364900 | 1 | 4011209936874 | 0.288 | KG | 55.86 | 55.86 | CP24 | CP24 | Power contactor, AC-3 12 A, 5.5 kW / 400 V 2 NO + 2 NC 72 V DC 4-pole Size S00 screw terminals | - | 0 | 0
3RT2517-1BM40 |  | 3RT2517-1BM40 | 1 | UN | 1 | 5 | B | D | N | N | 85364900 | 1 | 4011209844629 | 0.297 | KG | 50.16 | 48.74 | CP24 | CP24 | Power contactor, AC-3 12 A, 5.5 kW / 400 V 2 NO + 2 NC 220 V DC 4-pole Size S00 screw terminals | Lista Papel 2020 SI | 0 | 0
3RT2517-1BW40 |  | 3RT2517-1BW40 | 1 | UN | 1 | 5 | B | D | N | N | 85364900 | 1 | 4011209920644 | 0.293 | KG | 50.16 | 50.16 | CP24 | CP24 | Power contactor, AC-3 12 A, 5.5 kW / 400 V 2 NO + 2 NC 48 V DC 4-pole Size S00 screw terminals | - | 0 | 0
3RT2517-2AB00 |  | 3RT2517-2AB00 | 1 | UN | 1 | 5 | B | D | N | N | 85364900 | 1 | 4011209844636 | 0.251 | KG | 44.37 | 43.13 | CP24 | CP24 | Power contactor, AC-3 12 A, 5.5 kW / 400 V 2 NO + 2 NC 24 V AC, 50/60 Hz 4-pole Size S00 Spring-type terminal | Lista Papel 2020 SI | 0 | 0
3RT2517-2AF00 |  | 3RT2517-2AF00 | 1 | UN | 1 | 5 | B | D | N | N | 85364900 | 1 | 4011209844643 | 0.255 | KG | 44.37 | 43.13 | CP24 | CP24 | Contactor, 2 NO + 2 NC, AC-3, 5.5 kW, 110 V AC, 50/60 Hz, 4-pole, 2 NO+ 2 NC, Size S00, spring-type terminal | Lista Papel 2020 SI | 0 | 0
3RT2517-2AK60 |  | 3RT2517-2AK60 | 1 | UN | 1 | 5 | B | D | N | N | 85364900 | 1 | 4011209844650 | 0.255 | KG | 44.37 | 44.37 | CP24 | CP24 | Contactor, 2NO + 2NC, AC-3, 5.5 kW, 110 V AC, 50 Hz, 120 V, 60Hz, 4-pole, 2NO + 2NC, Size S00, Spring-type terminal | - | 0 | 0
3RT2517-2AP00 |  | 3RT2517-2AP00 | 1 | UN | 1 | 5 | B | D | N | N | 85364900 | 1 | 4011209844667 | 0.255 | KG | 44.37 | 43.13 | CP24 | CP24 | Power contactor, AC-3 12 A, 5.5 kW / 400 V 2 NO + 2 NC 230 V AC, 50/60 Hz 4-pole Size S00 Spring-type terminal | Lista Papel 2020 SI | 0 | 0
3RT2517-2AP00-Z | W97 | 3RT2517-2AP00-ZW97 | 1 | UN | 1 | 5 | B | D | N | N | 85364900 | 32 | 4047621022260 | 0.255 | KG | 44.37 | 44.37 | CP24 | CP24 | Power contactor, AC-3 12 A, 5.5 kW / 400 V 2 NO + 2 NC 230 V AC, 50 Hz 4-pole Size S00 Spring-type terminals Multi-unit packaging Pack = 32 units | - | 0 | 0
3RT2517-2AP00-Z | X95 | 3RT2517-2AP00-ZX95 | 1 | UN | 1 | 5 | B | D | N | N | 85364900 | 120 | 4047621021904 | 0.239 | KG | 44.37 | 44.37 | CP24 | CP24 | Power contactor, AC-3 12 A, 5.5 kW / 400 V 2 NO + 2 NC 230 V AC, 50 Hz 4-pole Size S00 Spring-type terminals Reusable packaging Pack = 120 units | - | 0 | 0
3RT2517-2AP60 |  | 3RT2517-2AP60 | 1 | UN | 1 | 5 | B | D | N | N | 85364900 | 1 | 4047621031095 | 0.255 | KG | 44.37 | 44.37 | CP24 | CP24 | Power contactor, AC-3 12 A, 5.5 kW / 400 V 2 NO + 2 NC 220 V DC, 50 Hz 240 V, 60 Hz 4-pole Size S00 Spring-type terminals | - | 0 | 0
3RT2517-2BB40 |  | 3RT2517-2BB40 | 1 | UN | 1 | 2 | A | D | N | N | 85364900 | 1 | 4011209844674 | 0.312 | KG | 50.16 | 48.74 | CP24 | CP24 | Power contactor, AC-3 12 A, 5.5 kW / 400 V 2 NO + 2 NC 24 V DC 4-pole Size S00 Spring-type terminals | Lista Papel 2020 SI | 0 | 0
3RT2517-2BB40-Z | X95 | 3RT2517-2BB40-ZX95 | 1 | UN | 1 | 5 | B | D | N | N | 85364900 | 120 | 4011209905115 | 0.298 | KG | 50.16 | 50.16 | CP24 | CP24 | Power contactor, AC-3 12 A, 5.5 kW / 400 V 2 NO + 2 NC 24 V DC 4-pole Size S00 Spring-type terminals Reusable packaging = 120 units | - | 0 | 0
3RT2517-2BF40 |  | 3RT2517-2BF40 | 1 | UN | 1 | 5 | B | D | N | N | 85364900 | 1 | 4011209844681 | 0.321 | KG | 50.16 | 48.74 | CP24 | CP24 | Power contactor, AC-3 12 A, 5.5 kW / 400 V 2 NO + 2 NC 110 V DC 4-pole Size S00 Spring-type terminals | Lista Papel 2020 SI | 0 | 0
3RT2517-2BM40 |  | 3RT2517-2BM40 | 1 | UN | 1 | 5 | B | D | N | N | 85364900 | 1 | 4011209844698 | 0.3 | KG | 50.16 | 48.74 | CP24 | CP24 | Power contactor, AC-3 12 A, 5.5 kW / 400 V 2 NO + 2 NC 220 V DC 4-pole Size S00 Spring-type terminals | Lista Papel 2020 SI | 0 | 0
3RT2517-2BW40 |  | 3RT2517-2BW40 | 1 | UN | 1 | 5 | B | D | N | N | 85364900 | 1 | 4011209929319 | 0.308 | KG | 50.16 | 50.16 | CP24 | CP24 | Power contactor, AC-3 12 A, 5.5 kW / 400 V 2 NO + 2 NC 48 V DC 4-pole Size S00 Spring-type terminals | - | 0 | 0
3RT2517-2FW40 |  | 3RT2517-2FW40 | 1 | UN | 1 | 2 | A | D | N | N | 85364900 | 1 | 4011209909731 | 0.309 | KG | 57.19 | 57.19 | CP24 | CP24 | Power contactor, AC-3 12 A, 5.5 kW / 400 V 2 NO + 2 NC 48 V DC 4-pole Size S00 Spring-type terminals integrated diode | - | 0 | 0
3RT2517-2FW48-0PT4 |  | 3RT2517-2FW48-0PT4 | 1 | UN | 1 | 5 | B | D | N | N | 85364900 | 1 | 4011209938403 | 0.371 | KG | 80.09 | 80.09 | CP24 | CP24 | Power contactor, AC-3 12 A, 5.5 kW / 400 V 2 NO + 2 NC 48 V DC 4-pole Size S00 Spring-type terminals integrated diode 3RH2911-2DA11 mounted on the right | - | 0 | 9
3RT2517-2GG20 |  | 3RT2517-2GG20 | 1 | UN | 1 | 5 | B | D | EAR99 | N | 85364900 | 1 | 4047621014944 | 0.31 | KG | 73.15 | 73.15 | CP24 | CP24 | Contactor, 2NO + 2NC, AC-3, 5.5 kW, 110 V AC, 50 / 60 Hz, 4-pole, 2NO + 2NC, Size S00, Spring-type terminal Full-wave rectifier integrated | - | 0 | 0
3RT2518-1AB00 |  | 3RT2518-1AB00 | 1 | UN | 1 | 5 | B | D | N | N | 85364900 | 1 | 4011209844704 | 0.232 | KG | 56.24 | 54.63 | CP24 | CP24 | Power contactor, AC-3 16 A, 7.5 kW, 400 V 2 NO + 2 NC 24 V AC, 50/60 Hz 4-pole Size S00 Screw terminal | Lista Papel 2020 SI | 0 | 0
3RT2518-1AF00 |  | 3RT2518-1AF00 | 1 | UN | 1 | 5 | B | D | N | N | 85364900 | 1 | 4011209844711 | 0.237 | KG | 56.24 | 54.63 | CP24 | CP24 | Contactor, 2 NO + 2 NC, AC-3, 7.5 kW, 110 V AC, 50/60 Hz, 4-pole, 2 NO+ 2 NC, Size S00, screw terminal | Lista Papel 2020 SI | 0 | 0
3RT2518-1AH00 |  | 3RT2518-1AH00 | 1 | UN | 1 | 5 | B | D | N | N | 85364900 | 1 | 4011209917682 | 0.236 | KG | 56.24 | 56.24 | CP24 | CP24 | Power contactor, AC-3 16 A, 7.5 kW, 400 V 2 NO + 2 NC 48 V AC, 50/60 Hz 4-pole Size S00 screw terminals | - | 0 | 0
3RT2518-1AK60 |  | 3RT2518-1AK60 | 1 | UN | 1 | 5 | B | D | N | N | 85364900 | 1 | 4011209844728 | 0.234 | KG | 56.24 | 56.24 | CP24 | CP24 | Contactor, 2NO + 2NC, AC-3, 7.5 kW, 110 V AC, 50 Hz, 120 V, 60Hz, 4-pole, 2NO + 2NC, Size S00, Screw terminal | - | 0 | 0
3RT2518-1AP00 |  | 3RT2518-1AP00 | 1 | UN | 1 | 5 | B | D | N | N | 85364900 | 1 | 4011209844735 | 0.234 | KG | 56.24 | 54.63 | CP24 | CP24 | Power contactor, AC-3 16 A, 7.5 kW, 400 V 2 NO + 2 NC 230 V AC, 50/60 Hz 4-pole Size S00 Screw terminal | Lista Papel 2020 SI | 0 | 0
3RT2518-1AP60 |  | 3RT2518-1AP60 | 1 | UN | 1 | 5 | B | D | N | N | 85364900 | 1 | 4011209912656 | 0.237 | KG | 56.24 | 56.24 | CP24 | CP24 | Power contactor, AC-3 16 A, 7.5 kW, 400 V 2 NO + 2 NC 220 V AC, 50 Hz, 240 V, 60 Hz 4-pole Size S00 Screw terminal | - | 0 | 0
3RT2518-1AV00 |  | 3RT2518-1AV00 | 1 | UN | 1 | 0 | A | D | EAR99 | N | 85364900 | 1 |  | 0.234 | KG | 59.66 | 59.66 | CP24 | CP24 | Power contactor, AC-3 16 A, 7.5 kW, 400 V 2 NO + 2 NC 400 V AC, 50/60 Hz 4-pole Size S00 screw terminal |  | 0 | 7
3RT2518-1BB40 |  | 3RT2518-1BB40 | 1 | UN | 1 | 5 | B | D | N | N | 85364900 | 1 | 4011209828490 | 0.296 | KG | 63.46 | 61.66 | CP24 | CP24 | Power contactor, AC-3 16 A, 7.5 kW, 400 V 2 NO + 2 NC 24 V DC 4-pole Size S00 screw terminals | Lista Papel 2020 SI | 0 | 0
3RT2518-1BE40 |  | 3RT2518-1BE40 | 1 | UN | 1 | 5 | B | D | N | N | 85364900 | 1 | 4011209937116 | 0.295 | KG | 68.59 | 68.59 | CP24 | CP24 | Power contactor, AC-3 16 A, 7.5 kW, 400 V 2 NO + 2 NC 60 V DC 4-pole Size S00 screw terminals | - | 0 | 0
3RT2518-1BF40 |  | 3RT2518-1BF40 | 1 | UN | 1 | 5 | B | D | N | N | 85364900 | 1 | 4011209844742 | 0.292 | KG | 63.46 | 61.66 | CP24 | CP24 | Power contactor, AC-3 16 A, 7.5 kW, 400 V 2 NO + 2 NC 110 V DC 4-pole Size S00 screw terminals | Lista Papel 2020 SI | 0 | 0
3RT2518-1BJ80 |  | 3RT2518-1BJ80 | 1 | UN | 1 | 5 | B | D | N | N | 85364900 | 1 | 4011209936881 | 0.288 | KG | 68.59 | 68.59 | CP24 | CP24 | Power contactor, AC-3 16 A, 7.5 kW, 400 V 2 NO + 2 NC 72 V DC 4-pole Size S00 screw terminals | - | 0 | 0
3RT2518-1BM40 |  | 3RT2518-1BM40 | 1 | UN | 1 | 5 | B | D | N | N | 85364900 | 1 | 4011209844759 | 0.297 | KG | 63.46 | 61.66 | CP24 | CP24 | Power contactor, AC-3 16 A, 7.5 kW, 400 V 2 NO + 2 NC 220 V DC 4-pole Size S00 screw terminals | Lista Papel 2020 SI | 0 | 0
3RT2518-1BW40 |  | 3RT2518-1BW40 | 1 | UN | 1 | 5 | B | D | N | N | 85364900 | 1 | 4011209936898 | 0.287 | KG | 63.46 | 63.46 | CP24 | CP24 | Power contactor, AC-3 16 A, 7.5 kW, 400 V 2 NO + 2 NC 48 V DC 4-pole Size S00 screw terminals | - | 0 | 0
3RT2518-2AB00 |  | 3RT2518-2AB00 | 1 | UN | 1 | 5 | B | D | N | N | 85364900 | 1 | 4011209844766 | 0.257 | KG | 56.24 | 54.63 | CP24 | CP24 | Power contactor, AC-3 16 A, 7.5 kW, 400 V 2 NO + 2 NC 24 V AC, 50/60 Hz 4-pole Size S00 Screw terminal | Lista Papel 2020 SI | 0 | 0
3RT2518-2AF00 |  | 3RT2518-2AF00 | 1 | UN | 1 | 5 | B | D | N | N | 85364900 | 1 | 4011209844773 | 0.255 | KG | 56.24 | 54.63 | CP24 | CP24 | Contactor, 2 NO + 2 NC, AC-3, 7.5 kW, 110 V AC, 50/60 Hz, 4-pole, 2 NO+ 2 NC, Size S00, spring-type terminal | Lista Papel 2020 SI | 0 | 0
3RT2518-2AK60 |  | 3RT2518-2AK60 | 1 | UN | 1 | 5 | B | D | N | N | 85364900 | 1 | 4011209844780 | 0.261 | KG | 56.24 | 56.24 | CP24 | CP24 | Contactor, 2NO + 2NC, AC-3, 7.5 kW, 110 V AC, 50 Hz, 120 V, 60Hz, 4-pole, 2NO + 2NC, Size S00, Spring-type terminal | - | 0 | 0
3RT2518-2AP00 |  | 3RT2518-2AP00 | 1 | UN | 1 | 5 | B | D | N | N | 85364900 | 1 | 4011209828483 | 0.255 | KG | 56.24 | 54.63 | CP24 | CP24 | Power contactor, AC-3 16 A, 7.5 kW, 400 V 2 NO + 2 NC 230 V AC, 50/60 Hz 4-pole Size S00 Spring-type terminal | Lista Papel 2020 SI | 0 | 0
3RT2518-2BB40 |  | 3RT2518-2BB40 | 1 | UN | 1 | 2 | A | D | N | N | 85364900 | 1 | 4011209844797 | 0.318 | KG | 63.46 | 61.66 | CP24 | CP24 | Power contactor, AC-3 16 A, 7.5 kW, 400 V 2 NO + 2 NC 24 V DC 4-pole Size S00 Spring-type terminals | Lista Papel 2020 SI | 0 | 0
3RT2518-2BF40 |  | 3RT2518-2BF40 | 1 | UN | 1 | 5 | B | D | N | N | 85364900 | 1 | 4011209844803 | 0.3 | KG | 63.46 | 61.66 | CP24 | CP24 | Power contactor, AC-3 16 A, 7.5 kW, 400 V 2 NO + 2 NC 110 V DC 4-pole Size S00 Spring-type terminals | Lista Papel 2020 SI | 0 | 0
3RT2518-2BM40 |  | 3RT2518-2BM40 | 1 | UN | 1 | 5 | B | D | N | N | 85364900 | 1 | 4011209844810 | 0.311 | KG | 63.46 | 61.66 | CP24 | CP24 | Power contactor, AC-3 16 A, 7.5 kW, 400 V 2 NO + 2 NC 220 V DC 4-pole Size S00 Spring-type terminals | Lista Papel 2020 SI | 0 | 0
3RT2518-2XF40-0LA2 |  | 3RT2518-2XF40-0LA2 | 1 | UN | 1 | 0 | A | D | EAR99 | N | 85364900 | 1 | 4047621061740 | 0.31 | KG | 73.91 | 73.91 | CP24 | CP24 | Contactor, AC-3, 7.5 KW / 400 V, 1 NO, 110 V DC 3-pole, Size S00 Spring-type terminal | - | 0 | 7
3RT2524-2NF30 |  | 3RT2524-2NF30 | 1 | UN | 1 | 0 | A | D | EAR99 | N | 85364900 | 1 |  | 0.539 | KG | 291.65 | 291.65 | CP24 | CP24 | Power contactor, AC-3 12 A, 5.5 kW / 400 V 2 NO + 2 NC 95-130 V UC 4-pole Size S00 Spring-type terminals 1 NO + 1 NC integrated | - | 0 | 7
3RT2524-2NF30-Z | W96 | 3RT2524-2NF30-ZW96 | 1 | UN | 1 | 0 | A | D | EAR99 | N | 85364900 | 14 |  | 0.539 | KG | 291.65 | 291.65 | CP24 | CP24 | Power contactor, AC-3 12 A, 5.5 kW / 400 V 2 NO + 2 NC 95-130 V UC 4-pole Size S00 Spring-type terminals 1 NO + 1 NC integrated multi-unit packaging = 14 units | - | 0 | 7
3RT2524-2NF30-Z | X95 | 3RT2524-2NF30-ZX95 | 1 | UN | 1 | 0 | A | D | EAR99 | N | 85364900 | 27 |  | 0.539 | KG | 291.65 | 291.65 | CP24 | CP24 | Power contactor, AC-3 12 A, 5.5 kW / 400 V 2 NO + 2 NC 95-130 V UC 4-pole Size S00 Spring-type terminals 1 NO + 1 NC integrated reusable packaging = 27 units | - | 0 | 7
3RT2526-1AB00 |  | 3RT2526-1AB00 | 1 | UN | 1 | 5 | B | D | N | N | 85364900 | 1 | 4011209834835 | 0.475 | KG | 106.4 | 103.55 | CP24 | CP24 | Power contactor, AC-3 25 A, 11 kW / 400 V 2 NO + 2 NC 24 V AC, 50 Hz 4-pole size S0 screw terminals 1 NO + 1 NC integrated | Lista Papel 2020 SI | 0 | 0
3RT2526-1AC20 |  | 3RT2526-1AC20 | 1 | UN | 1 | 5 | B | D | N | N | 85364900 | 1 | 4011209898806 | 0.476 | KG | 106.4 | 106.4 | CP24 | CP24 | Power contactor, AC-3 25 A, 11 kW / 400 V 2 NO + 2 NC 24 V AC, 50/60 Hz 4-pole size S0 screw terminals 1 NO + 1 NC integrated | - | 0 | 0
3RT2526-1AD00 |  | 3RT2526-1AD00 | 1 | UN | 1 | 5 | B | D | N | N | 85364900 | 1 | 4047621008899 | 0.477 | KG | 110.2 | 110.2 | CP24 | CP24 | Power contactor, AC-3 25 A, 11 kW / 400 V 2 NO + 2 NC 42 V AC, 50 Hz 4-pole size S0 screw terminals 1 NO + 1 NC integrated | - | 0 | 0
3RT2526-1AD20 |  | 3RT2526-1AD20 | 1 | UN | 1 | 5 | B | D | N | N | 85364900 | 1 | 4047621030890 | 0.5 | KG | 110.2 | 110.2 | CP24 | CP24 | Power contactor, AC-3 25 A, 11 kW / 400 V 2 NO + 2 NC 42 V AC, 50/60 Hz 4-pole size S0 screw terminals 1 NO + 1 NC integrated | - | 0 | 0
3RT2526-1AF00 |  | 3RT2526-1AF00 | 1 | UN | 1 | 5 | B | D | N | N | 85364900 | 1 | 4011209844827 | 0.484 | KG | 106.4 | 103.55 | CP24 | CP24 | Contactor, 2NO + 2NC, AC-3, 11 kW, 110 V AC, 50 Hz, 4-pole, 2NO + 2NC, Size S0, Screw terminal 1 NO + 1 NC integrated | Lista Papel 2020 SI | 0 | 0
3RT2526-1AG20 |  | 3RT2526-1AG20 | 1 | UN | 1 | 5 | B | D | N | N | 85364900 | 1 | 4047621019734 | 0.47 | KG | 106.4 | 106.4 | CP24 | CP24 | Contactor, AC-3, 11 kW/400 V 110 V AC/50/60 Hz 4-pole, 2 NO+2 NC, Size S0 Screw terminal 1 NO+1 NC integrated | - | 0 | 0
3RT2526-1AH20 |  | 3RT2526-1AH20 | 1 | UN | 1 | 5 | B | D | N | N | 85364900 | 1 | 4011209929296 | 0.476 | KG | 110.2 | 110.2 | CP24 | CP24 | Power contactor, AC-3 25 A, 11 kW / 400 V 2 NO + 2 NC 48 V AC, 50/60 Hz 4-pole size S0 screw terminals 1 NO + 1 NC integrated | - | 0 | 0
3RT2526-1AK60 |  | 3RT2526-1AK60 | 1 | UN | 1 | 5 | B | D | N | N | 85364900 | 1 | 4011209898813 | 0.482 | KG | 106.4 | 106.4 | CP24 | CP24 | Contactor, 2NO + 2NC, AC-3, 11 kW, 110 V AC, 50 Hz, 120 V, 60Hz, 4-pole, 2NO + 2NC, Size S0, Screw terminal 1 NO + 1 NC integrated | - | 0 | 0
3RT2526-1AL20 |  | 3RT2526-1AL20 | 1 | UN | 1 | 5 | B | D | N | N | 85364900 | 1 | 4047621054131 | 0.48 | KG | 106.4 | 106.4 | CP24 | CP24 | Contactor, 2 NO + 2 NC, AC-3, 11 kW, 230 V AC, 50/60 Hz, 4-pole, 2 NO + 2 NC, Size S0, screw terminal 1 NO + 1 NC integrated | - | 0 | 7
3RT2526-1AP00 |  | 3RT2526-1AP00 | 1 | UN | 1 | 2 | A | D | N | N | 85364900 | 1 | 4011209834842 | 0.478 | KG | 106.4 | 103.55 | CP24 | CP24 | Power contactor, AC-3 25 A, 11 kW / 400 V 2 NO + 2 NC 230 V AC, 50 Hz 4-pole size S0 screw terminals 1 NO + 1 NC integrated | Lista Papel 2020 SI | 0 | 0
3RT2526-1AP60 |  | 3RT2526-1AP60 | 1 | UN | 1 | 5 | B | D | N | N | 85364900 | 1 | 4011209898820 | 0.477 | KG | 106.4 | 106.4 | CP24 | CP24 | Power contactor, AC-3 25 A, 11 kW / 400 V 2 NO + 2 NC 220 V AC, 50 Hz 240 V, 60 Hz 4-pole Size S0 Screw terminal 1 NO + 1 NC integrated | - | 0 | 0
3RT2526-1AV00 |  | 3RT2526-1AV00 | 1 | UN | 1 | 5 | B | D | EAR99 | N | 85364900 | 1 | 4047621072111 | 0.485 | KG | 110.2 | 110.2 | CP24 | CP24 | Power contactor, AC-3 25 A, 11 kW / 400 V 2 NO + 2 NC 400 V AC, 50 Hz 4-pole Size S0 screw terminal 1 NO + 1 NC integrated |  | 0 | 7
3RT2526-1BA40 |  | 3RT2526-1BA40 | 1 | UN | 1 | 5 | B | D | N | N | 85364900 | 1 | 4047621029481 | 0.648 | KG | 161.5 | 161.5 | CP24 | CP24 | Power contactor, AC-3 25 A, 11 kW / 400 V 2 NO + 2 NC 12 V DC 4-pole size S0 screw terminals 1 NO + 1 NC integrated | - | 0 | 0
3RT2526-1BB40 |  | 3RT2526-1BB40 | 1 | UN | 1 | 2 | A | D | N | N | 85364900 | 1 | 4011209834859 | 0.661 | KG | 155.8 | 151.05 | CP24 | CP24 | Power contactor, AC-3 25 A, 11 kW / 400 V 2 NO + 2 NC 24 V DC 4-pole size S0 screw terminals 1 NO + 1 NC integrated | Lista Papel 2020 SI | 0 | 0
3RT2526-1BE40 |  | 3RT2526-1BE40 | 1 | UN | 1 | 0 | A | D | N | N | 85364900 | 1 | 4011209938618 | 0.7 | KG | 161.5 | 161.5 | CP24 | CP24 | Power contactor, AC-3 25 A, 11 kW / 400 V 2 NO + 2 NC 60 V DC 4-pole size S0 screw terminals 1 NO + 1 NC integrated | - | 0 | 0
3RT2526-1BF40 |  | 3RT2526-1BF40 | 1 | UN | 1 | 5 | B | D | N | N | 85364900 | 1 | 4011209844834 | 0.651 | KG | 155.8 | 151.05 | CP24 | CP24 | Power contactor, AC-3 25 A, 11 kW / 400 V 2 NO + 2 NC 110 V DC, 50 Hz 4-pole size S0 screw terminals 1 NO + 1 NC integrated | Lista Papel 2020 SI | 0 | 0
3RT2526-1BG40 |  | 3RT2526-1BG40 | 1 | UN | 1 | 5 | B | D | N | N | 85364900 | 1 | 4011209898837 | 0.656 | KG | 161.5 | 161.5 | CP24 | CP24 | Power contactor, AC-3 25 A, 11 kW / 400 V 2 NO + 2 NC 125 V DC 4-pole size S0 screw terminals 1 NO + 1 NC integrated | - | 0 | 0
3RT2526-1BJ80 |  | 3RT2526-1BJ80 | 1 | UN | 1 | 0 | A | D | N | N | 85364900 | 1 | 4011209938625 | 0.652 | KG | 161.5 | 161.5 | CP24 | CP24 | Power contactor, AC-3 25 A, 11 kW / 400 V 2 NO + 2 NC 72 V DC 4-pole size S0 screw terminals 1 NO + 1 NC integrated | - | 0 | 0
3RT2526-1BM40 |  | 3RT2526-1BM40 | 1 | UN | 1 | 5 | B | D | N | N | 85364900 | 1 | 4011209834866 | 0.656 | KG | 155.8 | 151.05 | CP24 | CP24 | Power contactor, AC-3 25 A, 11 kW / 400 V 2 NO + 2 NC 220 V DC, 50 Hz 4-pole size S0 screw terminals 1 NO + 1 NC integrated | Lista Papel 2020 SI | 0 | 0
3RT2526-1BP40 |  | 3RT2526-1BP40 | 1 | UN | 1 | 5 | B | D | N | N | 85364900 | 1 | 4011209909229 | 0.649 | KG | 161.5 | 161.5 | CP24 | CP24 | Power contactor, AC-3 25 A, 11 kW / 400 V 2 NO + 2 NC 230 V DC 4-pole size S0 screw terminals 1 NO + 1 NC integrated | - | 0 | 0
3RT2526-1BW40 |  | 3RT2526-1BW40 | 1 | UN | 1 | 5 | B | D | N | N | 85364900 | 1 | 4011209915954 | 0.655 | KG | 155.8 | 155.8 | CP24 | CP24 | Power contactor, AC-3 25 A, 11 kW / 400 V 2 NO + 2 NC 48 V DC 4-pole size S0 screw terminals 1 NO + 1 NC integrated | - | 0 | 0
3RT2526-1XB40-0LA2 |  | 3RT2526-1XB40-0LA2 | 1 | UN | 1 | 5 | B | D | N | N | 85364900 | 1 | 4011209892231 | 0.636 | KG | 204.25 | 204.25 | CP24 | CP24 | Power contactor, AC-3 25 A, 11 kW / 400 V 2 NO + 2 NC 24 V DC 4-pole size S0 screw terminals 1 NO + 1 NC integrated Traction contactor, integrated varistor | - | 0 | 9
3RT2526-2AB00 |  | 3RT2526-2AB00 | 1 | UN | 1 | 5 | B | D | N | N | 85364900 | 1 | 4011209834873 | 0.539 | KG | 106.4 | 103.55 | CP24 | CP24 | Power contactor, AC-3 25 A, 11 kW / 400 V 2 NO + 2 NC 24 V AC, 50 Hz 4-pole size S0 Spring-type terminals 1 NO + 1 NC integrated | Lista Papel 2020 SI | 0 | 0
3RT2526-2AC20 |  | 3RT2526-2AC20 | 1 | UN | 1 | 0 | A | D | N | N | 85364900 | 1 | 4011209898844 | 0.546 | KG | 106.4 | 106.4 | CP24 | CP24 | Power contactor, AC-3 25 A, 11 kW / 400 V 2 NO + 2 NC 24 V AC, 50/60 Hz 4-pole size S0 Spring-type terminals 1 NO + 1 NC integrated | - | 0 | 0
3RT2526-2AF00 |  | 3RT2526-2AF00 | 1 | UN | 1 | 5 | B | D | N | N | 85364900 | 1 | 4011209844841 | 0.539 | KG | 106.4 | 103.55 | CP24 | CP24 | Contactor, 2NO + 2NC, AC-3, 11 kW, 110 V AC, 50 Hz, 4-pole, 2NO + 2NC, Size S0, Spring-type terminal 1 NO + 1 NC integrated | Lista Papel 2020 SI | 0 | 0
3RT2526-2AK60 |  | 3RT2526-2AK60 | 1 | UN | 1 | 0 | A | D | N | N | 85364900 | 1 | 4011209898851 | 0.554 | KG | 106.4 | 106.4 | CP24 | CP24 | Contactor, 2NO + 2NC, AC-3, 11 kW, 110 V AC, 50 Hz, 120 V, 60Hz, 4-pole, 2NO + 2NC, Size S0, Spring-type terminal 1 NO + 1 NC integrated | - | 0 | 0
3RT2526-2AP00 |  | 3RT2526-2AP00 | 1 | UN | 1 | 2 | A | D | N | N | 85364900 | 1 | 4011209834880 | 0.534 | KG | 106.4 | 103.55 | CP24 | CP24 | Power contactor, AC-3 25 A, 11 kW / 400 V 2 NO + 2 NC 230 V AC, 50 Hz 4-pole size S0 Spring-type terminals 1 NO + 1 NC integrated | Lista Papel 2020 SI | 0 | 0
3RT2526-2AP60 |  | 3RT2526-2AP60 | 1 | UN | 1 | 0 | A | D | N | N | 85364900 | 1 | 4011209898868 | 0.55 | KG | 106.4 | 106.4 | CP24 | CP24 | Power contactor, AC-3 25 A, 11 kW / 400 V 2 NO + 2 NC 220 V DC, 50 Hz 240 V, 60Hz, 1 NO + 1 NC 4-pole size S0 Spring-type terminals 1 NO + 1 NC integrated | - | 0 | 0
3RT2526-2BB40 |  | 3RT2526-2BB40 | 1 | UN | 1 | 2 | A | D | N | N | 85364900 | 1 | 4011209834897 | 0.721 | KG | 155.8 | 151.05 | CP24 | CP24 | Power contactor, AC-3 25 A, 11 kW / 400 V 2 NO + 2 NC 24 V DC 4-pole size S0 Spring-type terminals 1 NO + 1 NC integrated | Lista Papel 2020 SI | 0 | 0
3RT2526-2BF40 |  | 3RT2526-2BF40 | 1 | UN | 1 | 5 | B | D | N | N | 85364900 | 1 | 4011209844858 | 0.718 | KG | 155.8 | 151.05 | CP24 | CP24 | Power contactor, AC-3 25 A, 11 kW / 400 V 2 NO + 2 NC 110 V DC, 50 Hz 4-pole size S0 Spring-type terminals 1 NO + 1 NC integrated | Lista Papel 2020 SI | 0 | 0
3RT2526-2BG40 |  | 3RT2526-2BG40 | 1 | UN | 1 | 0 | A | D | N | N | 85364900 | 1 | 4011209898875 | 0.736 | KG | 161.5 | 161.5 | CP24 | CP24 | Power contactor, AC-3 25 A, 11 kW / 400 V 2 NO + 2 NC 125 V DC 4-pole size S0 Spring-type terminals 1 NO + 1 NC integrated | - | 0 | 0
3RT2526-2BM40 |  | 3RT2526-2BM40 | 1 | UN | 1 | 5 | B | D | N | N | 85364900 | 1 | 4011209834903 | 0.729 | KG | 155.8 | 151.05 | CP24 | CP24 | Power contactor, AC-3 25 A, 11 kW / 400 V 2 NO + 2 NC 220 V DC 4-pole size S0 Spring-type terminals 1 NO + 1 NC integrated | Lista Papel 2020 SI | 0 | 0
3RT2526-2BW40 |  | 3RT2526-2BW40 | 1 | UN | 1 | 5 | B | D | N | N | 85364900 | 1 | 4047621029344 | 0.716 | KG | 155.8 | 155.8 | CP24 | CP24 | Power contactor, AC-3 25 A, 11 kW / 400 V 2 NO + 2 NC 48 V DC 4-pole size S0 Spring-type terminals 1 NO + 1 NC integrated | - | 0 | 0
3RT2526-2NF30 |  | 3RT2526-2NF30 | 1 | UN | 1 | 5 | B | D | N | N | 85364900 | 1 | 4011209941021 | 0.675 | KG | 205.2 | 205.2 | CP24 | CP24 | Power contactor, AC-3 25 A, 11 kW / 400 V 2 NO + 2 NC 95-130 V UC 4-pole size S0 Spring-type terminals 1 NO + 1 NC integrated | - | 0 | 0
3RT2526-2NF30-Z | X95 | 3RT2526-2NF30-ZX95 | 1 | UN | 1 | 5 | B | D | N | N | 85364900 | 27 | 4011209941038 | 0.539 | KG | 205.2 | 205.2 | CP24 | CP24 | Power contactor, AC-3 25 A, 11 kW / 400 V 2 NO + 2 NC 95-130 V UC 4-pole size S0 Spring-type terminals 1 NO + 1 NC integrated reusable packaging = 27 units | - | 0 | 0
3RT2526-2XJ40-0LA2 |  | 3RT2526-2XJ40-0LA2 | 1 | UN | 1 | 5 | B | D | N | N | 85364900 | 1 | 4011209920637 | 0.676 | KG | 209 | 209 | CP24 | CP24 | Power contactor, AC-3 25 A, 11 kW / 400 V 2 NO + 2 NC 72 V DC, pole reversing 4-pole size S0 Spring-type terminals 1 NO + 1 NC integrated Traction contactor, integrated varistor | - | 0 | 0
3RT2535-1AB00 |  | 3RT2535-1AB00 | 1 | UN | 1 | 2 | A | D | N | N | 85364900 | 1 | 4011209942752 | 1.142 | KG | 172.9 | 168.15 | CP24 | CP24 | Power contactor, AC-3 40 A, 18.5 kW / 400 V 2 NO + 2 NC 24 V AC, 50 Hz 4-pole size S2 screw terminals 1 NO + 1 NC integrated | Lista Papel 2020 SI | 0 | 0
3RT2535-1AC20 |  | 3RT2535-1AC20 | 1 | UN | 1 | 5 | B | D | N | N | 85364900 | 1 | 4047621011219 | 1.145 | KG | 172.9 | 172.9 | CP24 | CP24 | Power contactor, AC-3 40 A, 18.5 kW / 400 V 2 NO + 2 NC 24 V AC, /50/60 Hz 4-pole size S2 screw terminals 1 NO+1 NC integrated | alteração GD Jan2018 | 0 | 0
3RT2535-1AD00 |  | 3RT2535-1AD00 | 1 | UN | 1 | 5 | B | D | N | N | 85364900 | 1 | 4011209953574 | 1.143 | KG | 176.7 | 176.7 | CP24 | CP24 | Power contactor, AC-3 40 A, 18.5 kW / 400 V 2 NO + 2 NC 42 V AC, 50 Hz 4-pole size S2 screw terminals 1 NO + 1 NC integrated | alteração GD Jan2018 | 0 | 0
3RT2535-1AF00 |  | 3RT2535-1AF00 | 1 | UN | 1 | 2 | A | D | N | N | 85364900 | 1 | 4011209953581 | 1.149 | KG | 172.9 | 168.15 | CP24 | CP24 | Contactor, 2NO + 2NC, AC-3, 18.5 kW, 110 V AC, 50 Hz, 4-pole, 2NO + 2NC, Size S2, Screw terminal 1 NO + 1 NC integrated | Lista Papel 2020 SI | 0 | 0
3RT2535-1AG20 |  | 3RT2535-1AG20 | 1 | UN | 1 | 2 | A | D | N | N | 85364900 | 1 | 4011209953550 | 1.148 | KG | 172.9 | 172.9 | CP24 | CP24 | Contactor, 2NO + 2NC, AC-3, 18.5 kW, 110 V AC, 50 / 60 Hz, 4-pole, 2NO + 2NC, Size S2, Screw terminal 1 NO + 1 NC integrated | alteração GD Jan2018 | 0 | 0
3RT2535-1AK60 |  | 3RT2535-1AK60 | 1 | UN | 1 | 5 | B | D | N | N | 85364900 | 1 | 4011209953628 | 1.147 | KG | 172.9 | 172.9 | CP24 | CP24 | Contactor, 2NO + 2NC, AC-3, 18.5 kW, 110 V AC, 50 Hz / 120V, 60Hz, 4-pole, 2NO + 2NC, Size S2, Screw terminal 1 NO + 1 NC integrated | alteração GD Jan2018 | 0 | 0
3RT2535-1AL20 |  | 3RT2535-1AL20 | 1 | UN | 1 | 2 | A | D | N | N | 85364900 | 1 | 4011209953659 | 1.143 | KG | 172.9 | 172.9 | CP24 | CP24 | Power contactor, AC-3 40 A, 18.5 kW / 400 V 2 NO + 2 NC 230 V AC, 50/60 Hz 4-pole size S2 screw terminals 1 NO + 1 NC integrated | alteração GD Jan2018 | 0 | 0
3RT2535-1AP00 |  | 3RT2535-1AP00 | 1 | UN | 1 | 2 | A | D | N | N | 85364900 | 1 | 4011209953604 | 1.142 | KG | 172.9 | 168.15 | CP24 | CP24 | Power contactor, AC-3 40 A, 18.5 kW / 400 V 2 NO + 2 NC 230 V AC, 50 Hz 4-pole size S2 screw terminals 1 NO + 1 NC integrated | Lista Papel 2020 SI | 0 | 0
3RT2535-1AP60 |  | 3RT2535-1AP60 | 1 | UN | 1 | 5 | B | D | N | N | 85364900 | 1 | 4047621031972 | 1.14 | KG | 172.9 | 172.9 | CP24 | CP24 | Power contactor, AC-3 40 A, 18.5 kW / 400 V 2 NO + 2 NC 220 V/240 V AC, 50/60 Hz 4-pole size S2 screw terminals 1 NO + 1 NC integrated | alteração GD Jan2018 | 0 | 0
3RT2535-1NB30 |  | 3RT2535-1NB30 | 1 | UN | 1 | 2 | A | D | N | N | 85364900 | 1 | 4011209953567 | 1.192 | KG | 226.1 | 219.45 | CP24 | CP24 | Power contactor, AC-3 40 A, 18.5 kW / 400 V 2 NO + 2 NC 20-33 V AC/DC 4-pole size S2 screw terminals 1 NO + 1 NC integrated | Lista Papel 2020 SI | 0 | 0
3RT2535-1NE30 |  | 3RT2535-1NE30 | 1 | UN | 1 | 5 | B | D | EAR99 | N | 85364900 | 1 | 4047621074139 | 1.192 | KG | 232.75 | 232.75 | CP24 | CP24 | Power contactor, AC-3 40 A, 18.5 kW / 400 V 2 NO + 2 NC 48-80 V DC 4-pole Size S2 Screw terminal 1 NO + 1 NC integrated | alteração GD Jan2018 | 0 | 7
3RT2535-1NF30 |  | 3RT2535-1NF30 | 1 | UN | 1 | 5 | B | D | N | N | 85364900 | 1 | 4011209953635 | 1.179 | KG | 226.1 | 219.45 | CP24 | CP24 | Power contactor, AC-3 40 A, 18.5 kW / 400 V 2 NO + 2 NC 83-155 V AC/DC 4-pole size S2 screw terminals 1 NO + 1 NC integrated | Lista Papel 2020 SI | 0 | 0
3RT2535-1NP30 |  | 3RT2535-1NP30 | 1 | UN | 1 | 5 | B | D | N | N | 85364900 | 1 | 4047621003542 | 1.185 | KG | 226.1 | 219.45 | CP24 | CP24 | Power contactor, AC-3 40 A, 18.5 kW / 400 V 2 NO + 2 NC 175-280 V AC/DC 4-pole size S2 screw terminals 1 NO + 1 NC integrated | Lista Papel 2020 SI | 0 | 0
3RT2535-3XF40-0LA2 |  | 3RT2535-3XF40-0LA2 | 1 | UN | 1 | 5 | B | D | N | N | 85364900 | 1 | 4047621049731 | 1.179 | KG | 280.25 | 280.25 | CP24 | CP24 | 2NO+2NC CONTACTOR, AC-1: 60A 110V 4-POLE, 2NO+2NC, SZ: S2, SPRING-LOADED TERMINAL | alteração GD Jan2018 | 0 | 7
3RT2536-1AB00 |  | 3RT2536-1AB00 | 1 | UN | 1 | 5 | B | D | N | N | 85364900 | 1 | 4011209947740 | 1.134 | KG | 223.25 | 216.6 | CP24 | CP24 | Power contactor, AC-3 50 A, 22 kW / 400 V 2 NO + 2 NC 24 V AC, 50 Hz 4-pole size S2 screw terminals 1 NO + 1 NC integrated | Lista Papel 2020 SI | 0 | 0
3RT2536-1AC20 |  | 3RT2536-1AC20 | 1 | UN | 1 | 5 | B | D | N | N | 85364900 | 1 | 4047621031989 | 1.156 | KG | 223.25 | 223.25 | CP24 | CP24 | Power contactor, AC-3 50 A, 22 kW / 400 V 2 NO + 2 NC 24 V AC, 50/60 Hz 4-pole size S2 screw terminals 1 NO + 1 NC integrated | alteração GD Jan2018 | 0 | 0
3RT2536-1AF00 |  | 3RT2536-1AF00 | 1 | UN | 1 | 5 | B | D | N | N | 85364900 | 1 | 4011209953666 | 1.14 | KG | 223.25 | 216.6 | CP24 | CP24 | Contactor, 2NO + 2NC, AC-3, 22 kW, 110 V AC, 50 Hz, 4-pole, 2NO + 2NC, Size S2, Screw terminal 1 NO + 1 NC integrated | Lista Papel 2020 SI | 0 | 0
3RT2536-1AH20 |  | 3RT2536-1AH20 | 1 | UN | 1 | 0 | A | D | N | N | 85364900 | 1 | 4047621043470 | 1.137 | KG | 228 | 228 | CP24 | CP24 | Power contactor, AC-3 50 A, 22 kW / 400 V 2 NO + 2 NC 48 V AC, 50/60 Hz 4-pole size S2 screw terminals 1 NO + 1 NC integrated | alteração GD Jan2018 | 0 | 0
3RT2536-1AK60 |  | 3RT2536-1AK60 | 1 | UN | 1 | 5 | B | D | N | N | 85364900 | 1 | 4047621031996 | 1.136 | KG | 223.25 | 223.25 | CP24 | CP24 | Contactor, AC-3, 22 kW/400 V 110 V AC/50 Hz/120 V AC/60 Hz 4-pole, 2 NO+2 NC, Size S2 Screw terminal 1 NO+1 NC integrated | alteração GD Jan2018 | 0 | 0
3RT2536-1AP00 |  | 3RT2536-1AP00 | 1 | UN | 1 | 2 | A | D | N | N | 85364900 | 1 | 4011209953642 | 1.147 | KG | 223.25 | 216.6 | CP24 | CP24 | Power contactor, AC-3 50 A, 22 kW / 400 V 2 NO + 2 NC 230 V AC, 50 Hz 4-pole size S2 screw terminals 1 NO + 1 NC integrated | Lista Papel 2020 SI | 0 | 0
3RT2536-1AP60 |  | 3RT2536-1AP60 | 1 | UN | 1 | 5 | B | D | N | N | 85364900 | 1 | 4047621032009 | 1.137 | KG | 223.25 | 223.25 | CP24 | CP24 | Power contactor, AC-3 50 A, 22 kW / 400 V 2 NO + 2 NC 220 V/240 V AC, 50/60 Hz 4-pole size S2 screw terminals 1 NO + 1 NC integrated | alteração GD Jan2018 | 0 | 0
3RT2536-1NB30 |  | 3RT2536-1NB30 | 1 | UN | 1 | 2 | A | D | N | N | 85364900 | 1 | 4011209953611 | 1.176 | KG | 291.65 | 283.1 | CP24 | CP24 | Power contactor, AC-3 50 A, 22 kW / 400 V 2 NO + 2 NC 20-33 V AC/DC varistor, 4-pole size S2 screw terminals 1 NO + 1 NC integrated | Lista Papel 2020 SI | 0 | 0
3RT2536-1NF30 |  | 3RT2536-1NF30 | 1 | UN | 1 | 5 | B | D | N | N | 85364900 | 1 | 4047621003559 | 1.191 | KG | 291.65 | 283.1 | CP24 | CP24 | Power contactor, AC-3 50 A, 22 kW / 400 V 2 NO + 2 NC 83-155 V AC/DC varistor, 4-pole size S2 screw terminals 1 NO + 1 NC integrated | Lista Papel 2020 SI | 0 | 0
3RT2536-1NP30 |  | 3RT2536-1NP30 | 1 | UN | 1 | 5 | B | D | N | N | 85364900 | 1 | 4011209953598 | 1.188 | KG | 291.65 | 283.1 | CP24 | CP24 | Power contactor, AC-3 50 A, 22 kW / 400 V 2 NO + 2 NC 175-280 V AC/DC varistor, 4-pole size S2 screw terminals 1 NO + 1 NC integrated | Lista Papel 2020 SI | 0 | 0
3RT2544-1AB00 |  | 3RT2544-1AB00 | 1 | UN | 1 | 5 | B | D | N | N | 85364900 | 1 | 4047621027586 | 2.043 | KG | 253.65 | 246.05 | CP24 | CP24 | Power contactor, AC-3 65 A, 30 kW / 400 V 2 NO + 2 NC 24 V AC/50 Hz 4-pole Size S3 screw terminals 1 NO + 1 NC integrated | Lista Papel 2020 SI | 0 | 0
3RT2544-1AF00 |  | 3RT2544-1AF00 | 1 | UN | 1 | 5 | B | D | N | N | 85364900 | 1 | 4047621027593 | 2.023 | KG | 253.65 | 246.05 | CP24 | CP24 | Contactor, AC-3, 30 kW/400 V 110 V AC/50 Hz 4-pole, 2 NO+2 NC, Size S3 Screw terminal 1 NO+1 NC integrated | Lista Papel 2020 SI | 0 | 0
3RT2544-1AK60 |  | 3RT2544-1AK60 | 1 | UN | 1 | 5 | B | D | EAR99 | N | 85364900 | 1 | 4047621027609 | 2.035 | KG | 253.65 | 253.65 | CP24 | CP24 | Contactor, AC-3, 30 kW/400 V 110 V AC/50 Hz/120 V AC/60 Hz 4-pole, 2 NO+2 NC, Size S3 Screw terminal 1 NO+1 NC integrated | alteração GD Jan2018 | 0 | 0
3RT2544-1AL20 |  | 3RT2544-1AL20 | 1 | UN | 1 | 5 | B | D | N | N | 85364900 | 1 | 4047621027616 | 2.035 | KG | 253.65 | 253.65 | CP24 | CP24 | Power contactor, AC-3 65 A, 30 kW / 400 V 2 NO + 2 NC 230 V AC, 50/60 Hz 4-pole Size S3 screw terminals 1 NO + 1 NC integrated | alteração GD Jan2018 | 0 | 0
3RT2544-1AP00 |  | 3RT2544-1AP00 | 1 | UN | 1 | 5 | B | D | N | N | 85364900 | 1 | 4047621027630 | 2.025 | KG | 253.65 | 246.05 | CP24 | CP24 | Power contactor, AC-3 65 A, 30 kW / 400 V 2 NO + 2 NC 230 V AC/50 Hz 4-pole Size S3 screw terminals 1 NO + 1 NC integrated | Lista Papel 2020 SI | 0 | 0
3RT2544-1AP60 |  | 3RT2544-1AP60 | 1 | UN | 1 | 5 | B | D | N | N | 85364900 | 1 | 4047621027647 | 2.019 | KG | 253.65 | 253.65 | CP24 | CP24 | Power contactor, AC-3 65 A, 30 kW / 400 V 2 NO + 2 NC 220 V AC, 50 Hz/240 V, 60 Hz 4-pole Size S3 screw terminals 1 NO + 1 NC integrated | alteração GD Jan2018 | 0 | 0
3RT2544-1NB30 |  | 3RT2544-1NB30 | 1 | UN | 1 | 5 | B | D | N | N | 85364900 | 1 | 4047621027661 | 2.15 | KG | 373.35 | 373.35 | CP24 | CP24 | Power contactor, AC-3 65 A, 30 kW / 400 V 2 NO + 2 NC 20-33 V AC/DC 4-pole Size S3 screw terminals 1 NO + 1 NC integrated | alteração GD Jan2018 | 0 | 0
3RT2544-1NP30 |  | 3RT2544-1NP30 | 1 | UN | 1 | 5 | B | D | N | N | 85364900 | 1 | 4047621027678 | 2.18 | KG | 373.35 | 373.35 | CP24 | CP24 | Power contactor, AC-3 65 A, 30 kW / 400 V 2 NO + 2 NC 175-280 V AC/DC 4-pole Size S3 screw terminals 1 NO + 1 NC integrated | alteração GD Jan2018 | 0 | 0
3RT2545-1AB00 |  | 3RT2545-1AB00 | 1 | UN | 1 | 5 | B | D | N | N | 85364900 | 1 | 4047621027470 | 2.025 | KG | 378.1 | 367.65 | CP24 | CP24 | Power contactor, AC-3 80 A, 37 kW / 400 V 2 NO + 2 NC 24 V AC/50 Hz 4-pole Size S3 screw terminals 1 NO + 1 NC integrated | Lista Papel 2020 SI | 0 | 0
3RT2545-1AF00 |  | 3RT2545-1AF00 | 1 | UN | 1 | 5 | B | D | N | N | 85364900 | 1 | 4047621027487 | 2.035 | KG | 378.1 | 367.65 | CP24 | CP24 | Contactor, AC-3, 37 kW/400 V 110 V AC/50 Hz 4-pole, 2 NO+2 NC, Size S3 Screw terminal 1 NO+1 NC integrated | Lista Papel 2020 SI | 0 | 0
3RT2545-1AK60 |  | 3RT2545-1AK60 | 1 | UN | 1 | 5 | B | D | N | N | 85364900 | 1 | 4047621027500 | 1.995 | KG | 378.1 | 378.1 | CP24 | CP24 | Contactor, AC-3, 37 kW/400 V 110 V AC/50 Hz/120 V AC/60 Hz 4-pole, 2 NO+2 NC, Size S3 Screw terminal 1 NO+1 NC integrated | alteração GD Jan2018 | 0 | 0
3RT2545-1AL20 |  | 3RT2545-1AL20 | 1 | UN | 1 | 5 | B | D | N | N | 85364900 | 1 | 4047621027517 | 2.04 | KG | 378.1 | 378.1 | CP24 | CP24 | Power contactor, AC-3 80 A, 37 kW / 400 V 2 NO + 2 NC 230 V AC, 50/60 Hz 4-pole Size S3 screw terminals 1 NO + 1 NC integrated | alteração GD Jan2018 | 0 | 0
3RT2545-1AP00 |  | 3RT2545-1AP00 | 1 | UN | 1 | 5 | B | D | N | N | 85364900 | 1 | 4047621022345 | 1.999 | KG | 378.1 | 367.65 | CP24 | CP24 | Power contactor, AC-3 80 A, 37 kW / 400 V 2 NO + 2 NC 230 V AC/50 Hz 4-pole Size S3 screw terminals 1 NO + 1 NC integrated | Lista Papel 2020 SI | 0 | 0
3RT2545-1AP60 |  | 3RT2545-1AP60 | 1 | UN | 1 | 5 | B | D | N | N | 85364900 | 1 | 4047621027531 | 2.014 | KG | 378.1 | 378.1 | CP24 | CP24 | Power contactor, AC-3 80 A, 37 kW / 400 V 2 NO + 2 NC 220 V AC, 50 Hz/240 V, 60 Hz 4-pole Size S3 screw terminals 1 NO + 1 NC integrated | alteração GD Jan2018 | 0 | 0
3RT2545-1NB30 |  | 3RT2545-1NB30 | 1 | UN | 1 | 5 | B | D | N | N | 85364900 | 1 | 4047621027685 | 2.15 | KG | 498.75 | 498.75 | CP24 | CP24 | Power contactor, AC-3 80 A, 37 kW / 400 V 2 NO + 2 NC 20-33 V AC/DC 4-pole Size S3 screw terminals 1 NO + 1 NC varistor integrated | alteração GD Jan2018 | 0 | 0
3RT2545-1NP30 |  | 3RT2545-1NP30 | 1 | UN | 1 | 5 | B | D | N | N | 85364900 | 1 | 4047621027692 | 2.125 | KG | 498.75 | 498.75 | CP24 | CP24 | Power contactor, AC-3 80 A, 37 kW / 400 V 2 NO + 2 NC 175-280 V AC/DC 4-pole Size S3 screw terminals 1 NO + 1 NC varistor integrated | alteração GD Jan2018 | 0 | 0
3RT2617-1AB03 |  | 3RT2617-1AB03 | 1 | UN | 1 | 5 | B | D | N | N | 85364900 | 1 | 4011209948341 | 0.351 | KG | 97.85 | 94.72 | CP24 | CP24 | Capacitor contactor, AC-6b 12.5 kVAr, / 400 V 1 NO + 1 NC, 24 V AC, 50/60 Hz 3-pole, Size S00 screw terminal | Lista Papel 2020 SI | 0 | 0
3RT2617-1AB05 |  | 3RT2617-1AB05 | 1 | UN | 1 | 5 | B | D | N | N | 85364900 | 1 | 4011209948358 | 0.355 | KG | 97.85 | 94.72 | CP24 | CP24 | Capacitor contactor, AC-6b 12.5 kVAr, / 400 V 2 NC, 24 V AC, 50/60 Hz 3-pole, Size S00 screw terminal | Lista Papel 2020 SI | 0 | 0
3RT2617-1AF03 |  | 3RT2617-1AF03 | 1 | UN | 1 | 5 | B | D | N | N | 85364900 | 1 | 4011209948365 | 0.349 | KG | 97.85 | 94.72 | CP24 | CP24 | Capacitor contactor, AC-6b 12.5 kVAr, / 400 V 1 NO + 1 NC, 110 V AC, 50/60 Hz 3-pole, Size S00 screw terminal | Lista Papel 2020 SI | 0 | 0
3RT2617-1AF05 |  | 3RT2617-1AF05 | 1 | UN | 1 | 5 | B | D | N | N | 85364900 | 1 | 4011209948372 | 0.356 | KG | 97.85 | 94.72 | CP24 | CP24 | Capacitor contactor, AC-6b 12.5 kVAr, / 400 V 2 NC, 110 V AC, 50/60 Hz 3-pole, Size S00 screw terminal | Lista Papel 2020 SI | 0 | 0
3RT2617-1AK63 |  | 3RT2617-1AK63 | 1 | UN | 1 | 5 | B | D | N | N | 85364900 | 1 | 4047621013756 | 0.359 | KG | 97.85 | 97.85 | CP24 | CP24 | Capacitor contactor, AC-6b 12.5 kVAr, / 400 V 1 NO + 1 NC, 110 V AC, 50 Hz 120 V, 60 Hz 3-pole, Size S00 screw terminal | - | 0 | 0
3RT2617-1AP03 |  | 3RT2617-1AP03 | 1 | UN | 1 | 1 | A | D | N | N | 85364900 | 1 | 4011209947986 | 0.346 | KG | 97.85 | 94.72 | CP24 | CP24 | Capacitor contactor, AC-6b 12.5 kVAr, / 400 V 1 NO + 1 NC, 230 V AC, 50/60 Hz 3-pole, Size S00 screw terminal | Lista Papel 2020 SI | 0 | 0
3RT2617-1AP05 |  | 3RT2617-1AP05 | 1 | UN | 1 | 5 | B | D | N | N | 85364900 | 1 | 4011209948389 | 0.36 | KG | 97.85 | 94.72 | CP24 | CP24 | Capacitor contactor, AC-6b 12.5 kVAr, / 400 V 2 NC, 230 V AC, 50/60 Hz 3-pole, Size S00 screw terminal | Lista Papel 2020 SI | 0 | 0
3RT2617-1AP63 |  | 3RT2617-1AP63 | 1 | UN | 1 | 5 | B | D | EAR99 | N | 85364900 | 1 | 4047621013763 | 0.362 | KG | 97.85 | 97.85 | CP24 | CP24 | Capacitor contactor, AC-6b 12.5 kVAr, / 400 V 1 NO + 1 NC, 220 V AC, 50 Hz 240 V, 60 Hz 3-pole, Size S00 screw terminal | - | 0 | 0
3RT2617-1AV03 |  | 3RT2617-1AV03 | 1 | UN | 1 | 0 | A | D | EAR99 | N | 85364900 | 1 | 4011209948648 | 0.355 | KG | 100.7 | 100.7 | CP24 | CP24 | Capacitor contactor, AC-6b 12.5 kVAr, / 400 V 1 NO + 1 NC, 400 V AC, 50/60 Hz 3-pole, Size S00 Screw terminal | - | 0 | 7
3RT2617-1AV05 |  | 3RT2617-1AV05 | 1 | UN | 1 | 0 | A | D | EAR99 | N | 85364900 | 1 | 4047621067612 | 0.347 | KG | 100.7 | 100.7 | CP24 | CP24 | Capacitor contactor, AC-6b 12.5 kVAr, / 400 V 2 NC, 400 V AC, 50/60 Hz 3-pole, Size S00 Screw terminal | - | 0 | 7
3RT2617-1BB43 |  | 3RT2617-1BB43 | 1 | UN | 1 | 5 | B | D | N | N | 85364900 | 1 | 4011209948396 | 0.43 | KG | 146.3 | 142.5 | CP24 | CP24 | Capacitor contactor, AC-6b 12.5 kVAr, / 400 V 1 NO + 1 NC, 24 V DC 3-pole, Size S00 screw terminal | Lista Papel 2020 SI | 0 | 0
3RT2617-1BB45 |  | 3RT2617-1BB45 | 1 | UN | 1 | 5 | B | D | N | N | 85364900 | 1 | 4011209948402 | 0.417 | KG | 146.3 | 142.5 | CP24 | CP24 | Capacitor contactor, AC-6b 12.5 kVAr, / 400 V 2 NC, 24 V DC 3-pole, Size S00 screw terminal | Lista Papel 2020 SI | 0 | 0
3RT2617-1BF43 |  | 3RT2617-1BF43 | 1 | UN | 1 | 5 | B | D | N | N | 85364900 | 1 | 4011209948419 | 0.35 | KG | 146.3 | 142.5 | CP24 | CP24 | Capacitor contactor, AC-6b 12.5 kVAr, / 400 V 1 NO + 1 NC, 110 V DC 3-pole, Size S00 screw terminal | Lista Papel 2020 SI | 0 | 0
3RT2617-1BF45 |  | 3RT2617-1BF45 | 1 | UN | 1 | 5 | B | D | N | N | 85364900 | 1 | 4011209948426 | 0.415 | KG | 146.3 | 142.5 | CP24 | CP24 | Capacitor contactor, AC-6b 12.5 kVAr, / 400 V 2 NC, 110 V DC 3-pole, Size S00 screw terminal | Lista Papel 2020 SI | 0 | 0
3RT2625-1AB05 |  | 3RT2625-1AB05 | 1 | UN | 1 | 5 | B | D | N | N | 85364900 | 1 | 4011209948013 | 0.532 | KG | 111.15 | 108.3 | CP24 | CP24 | Capacitor contactor, AC-6b 16.7 kVAr, / 400 V 1 NO + 2 NC, 24 V AC, 50 Hz 3-pole, Size S00 screw terminal | Lista Papel 2020 SI | 0 | 0
3RT2625-1AC25 |  | 3RT2625-1AC25 | 1 | UN | 1 | 5 | B | D | EAR99 | N | 85364900 | 1 | 4047621013633 | 0.548 | KG | 111.15 | 111.15 | CP24 | CP24 | Capacitor contactor, AC-6b 16.7 kVAr, / 400 V 1 NO + 2 NC, 24 V AC, 50/60 Hz 3-pole, Size S0 screw terminal | - | 0 | 0
3RT2625-1AF05 |  | 3RT2625-1AF05 | 1 | UN | 1 | 5 | B | D | N | N | 85364900 | 1 | 4011209948006 | 0.547 | KG | 111.15 | 108.3 | CP24 | CP24 | Capacitor contactor, AC-6b 16.7 kVAr, / 400 V 1 NO + 2 NC, 110 V AC, 50 Hz 3-pole, Size S00 screw terminal | Lista Papel 2020 SI | 0 | 0
3RT2625-1AK65 |  | 3RT2625-1AK65 | 1 | UN | 1 | 5 | B | D | N | N | 85364900 | 1 | 4047621013640 | 0.547 | KG | 111.15 | 111.15 | CP24 | CP24 | Capacitor contactor, AC-6b 16.7 kVAr, / 400 V 1 NO + 2 NC, 110 V AC, 50 Hz 120 V, 60 Hz 3-pole, Size S0 screw terminal | - | 0 | 0
3RT2625-1AL25 |  | 3RT2625-1AL25 | 1 | UN | 1 | 0 | A | D | EAR99 | N | 85364900 | 1 | 4047621062303 | 0.549 | KG | 111.15 | 111.15 | CP24 | CP24 | Capacitor contactor, AC-6b 16.7 kVAr, / 400 V 1 NO + 2 NC, 230 V AC, 50/60 Hz 3-pole, Size S0 Screw terminal | - | 0 | 7
3RT2625-1AP05 |  | 3RT2625-1AP05 | 1 | UN | 1 | 5 | B | D | N | N | 85364900 | 1 | 4011209947993 | 0.532 | KG | 111.15 | 108.3 | CP24 | CP24 | Capacitor contactor, AC-6b 16.7 kVAr, / 400 V 1 NO + 2 NC, 230 V AC, 50 Hz 3-pole, Size S0 screw terminal | Lista Papel 2020 SI | 0 | 0
3RT2625-1AP65 |  | 3RT2625-1AP65 | 1 | UN | 1 | 5 | B | D | N | N | 85364900 | 1 | 4047621013657 | 0.54 | KG | 111.15 | 111.15 | CP24 | CP24 | Capacitor contactor, AC-6b 16.7 kVAr, / 400 V 1 NO + 2 NC, 220 V AC, 50 Hz 240 V, 60 Hz 3-pole, Size S0 screw terminal | - | 0 | 0
3RT2625-1AV05 |  | 3RT2625-1AV05 | 1 | UN | 1 | 0 | A | D | N | N | 85364900 | 1 | 4011209947924 | 0.547 | KG | 114 | 114 | CP24 | CP24 | Capacitor contactor, AC-6b 16.7 kVAr, / 400 V 1 NO + 2 NC, 400 V AC, 50 Hz 3-pole, Size S0 Screw terminal | - | 0 | 7
3RT2625-1BB45 |  | 3RT2625-1BB45 | 1 | UN | 1 | 5 | B | D | N | N | 85364900 | 1 | 4011209948044 | 0.725 | KG | 166.25 | 161.5 | CP24 | CP24 | Capacitor contactor, AC-6b 16.7 kVAr, / 400 V 1 NO + 2 NC, 24 V DC 3-pole, Size S0 screw terminal | Lista Papel 2020 SI | 0 | 0
3RT2625-1BF45 |  | 3RT2625-1BF45 | 1 | UN | 1 | 5 | B | D | N | N | 85364900 | 1 | 4011209948051 | 0.72 | KG | 166.25 | 161.5 | CP24 | CP24 | Capacitor contactor, AC-6b 16.7 kVAr, / 400 V 1 NO + 2 NC, 110 V DC 3-pole, Size S0 screw terminal | Lista Papel 2020 SI | 0 | 0
3RT2625-1NB35 |  | 3RT2625-1NB35 | 1 | UN | 1 | 5 | B | D | N | N | 85364900 | 1 | 4011209948068 | 0.695 | KG | 198.55 | 192.85 | CP24 | CP24 | Capacitor contactor, AC-6b 16.7 kVAr, / 400 V 1 NO + 2 NC, 50-60 Hz AC 21-28 V DC 3-pole, Size S0 screw terminal | Lista Papel 2020 SI | 0 | 0
3RT2625-1NF35 |  | 3RT2625-1NF35 | 1 | UN | 1 | 5 | B | D | N | N | 85364900 | 1 | 4011209948075 | 0.82 | KG | 198.55 | 192.85 | CP24 | CP24 | Capacitor contactor, AC-6b 16.7 kVAr, / 400 V 1 NO + 2 NC, 50-60 Hz AC 95-130 V DC 3-pole, Size S0 screw terminal | Lista Papel 2020 SI | 0 | 0
3RT2625-1NP35 |  | 3RT2625-1NP35 | 1 | UN | 1 | 5 | B | D | N | N | 85364900 | 1 | 4011209948082 | 0.665 | KG | 198.55 | 192.85 | CP24 | CP24 | Capacitor contactor, AC-6b 16.7 kVAr, / 400 V 1 NO + 2 NC, 50-60 Hz AC 200-280 V DC 3-pole, Size S0 screw terminal | Lista Papel 2020 SI | 0 | 0
3RT2626-1AB05 |  | 3RT2626-1AB05 | 1 | UN | 1 | 5 | B | D | N | N | 85364900 | 1 | 4011209948099 | 0.58 | KG | 122.55 | 118.75 | CP24 | CP24 | Capacitor contactor, AC-6b 20 kVAr, / 400 V 1 NO + 2 NC, 24 V AC, 50 Hz 3-pole, Size S0 screw terminal | Lista Papel 2020 SI | 0 | 0
3RT2626-1AC25 |  | 3RT2626-1AC25 | 1 | UN | 1 | 5 | B | D | EAR99 | N | 85364900 | 1 | 4047621013664 | 0.532 | KG | 122.55 | 122.55 | CP24 | CP24 | Capacitor contactor, AC-6b 20 kVAr, / 400 V 1 NO + 2 NC, 24 V AC, 50/60 Hz 3-pole, Size S0 screw terminal | - | 0 | 0
3RT2626-1AF05 |  | 3RT2626-1AF05 | 1 | UN | 1 | 5 | B | D | N | N | 85364900 | 1 | 4011209948037 | 0.541 | KG | 122.55 | 118.75 | CP24 | CP24 | Capacitor contactor, AC-6b 20 kVAr, / 400 V 1 NO + 2 NC, 110 V AC, 50 Hz 3-pole, Size S0 screw terminal | Lista Papel 2020 SI | 0 | 0
3RT2626-1AK65 |  | 3RT2626-1AK65 | 1 | UN | 1 | 5 | B | D | N | N | 85364900 | 1 | 4047621013671 | 0.545 | KG | 122.55 | 122.55 | CP24 | CP24 | Capacitor contactor, AC-6b 20 kVAr, / 400 V 1 NO + 2 NC, 110 V AC, 50 Hz 120 V, 60 Hz 3-pole, Size S0 screw terminal | - | 0 | 0
3RT2626-1AL25 |  | 3RT2626-1AL25 | 1 | UN | 1 | 0 | A | D | EAR99 | N | 85364900 | 1 | 4047621062310 | 0.543 | KG | 122.55 | 122.55 | CP24 | CP24 | Capacitor contactor, AC-6b 20 kVAr, / 400 V 1 NO + 2 NC, 230 V AC, 50/60 Hz 3-pole, Size S0 Screw terminal | - | 0 | 7
3RT2626-1AP05 |  | 3RT2626-1AP05 | 1 | UN | 1 | 5 | B | D | N | N | 85364900 | 1 | 4011209948020 | 0.533 | KG | 122.55 | 118.75 | CP24 | CP24 | Capacitor contactor, AC-6b 20 kVAr, / 400 V 1 NO + 2 NC, 230 V AC, 50 Hz 3-pole, Size S0 screw terminal | Lista Papel 2020 SI | 0 | 0
3RT2626-1AP65 |  | 3RT2626-1AP65 | 1 | UN | 1 | 5 | B | D | N | N | 85364900 | 1 | 4047621013688 | 0.541 | KG | 122.55 | 122.55 | CP24 | CP24 | Capacitor contactor, AC-6b 20 kVAr, / 400 V 1 NO + 2 NC, 220 V AC, 50 Hz 240 V, 60 Hz 3-pole, Size S0 screw terminal | - | 0 | 0
3RT2626-1AV05 |  | 3RT2626-1AV05 | 1 | UN | 1 | 0 | A | D | N | N | 85364900 | 1 | 4047621059990 | 0.548 | KG | 125.4 | 125.4 | CP24 | CP24 | Capacitor contactor, AC-6b 20 kVAr, / 400 V 1 NO + 2 NC, 400 V AC, 50 Hz 3-pole, Size S0 Screw terminal | - | 0 | 7
3RT2626-1BB45 |  | 3RT2626-1BB45 | 1 | UN | 1 | 5 | B | D | N | N | 85364900 | 1 | 4011209948334 | 0.72 | KG | 183.35 | 178.6 | CP24 | CP24 | Capacitor contactor, AC-6b 20 kVAr, / 400 V 1 NO + 2 NC, 24 V DC 3-pole, Size S0 screw terminal | Lista Papel 2020 SI | 0 | 0
3RT2626-1BF45 |  | 3RT2626-1BF45 | 1 | UN | 1 | 5 | B | D | N | N | 85364900 | 1 | 4011209948327 | 0.72 | KG | 183.35 | 178.6 | CP24 | CP24 | Capacitor contactor, AC-6b 20 kVAr, / 400 V 1 NO + 2 NC, 110 V DC 3-pole, Size S0 screw terminal | Lista Papel 2020 SI | 0 | 0
3RT2626-1NB35 |  | 3RT2626-1NB35 | 1 | UN | 1 | 5 | B | D | N | N | 85364900 | 1 | 4011209948310 | 0.717 | KG | 222.3 | 215.65 | CP24 | CP24 | Capacitor contactor, AC-6b 20 kVAr, / 400 V 1 NO + 2 NC, 50-60 Hz AC 21-28 V DC 3-pole, Size S0 screw terminal | Lista Papel 2020 SI | 0 | 0
3RT2626-1NF35 |  | 3RT2626-1NF35 | 1 | UN | 1 | 5 | B | D | N | N | 85364900 | 1 | 4011209948303 | 0.82 | KG | 222.3 | 215.65 | CP24 | CP24 | Capacitor contactor, AC-6b 20 kVAr, / 400 V 1 NO + 2 NC, 50-60 Hz AC 95-130 V DC 3-pole, Size S0 screw terminal | Lista Papel 2020 SI | 0 | 0
3RT2626-1NP35 |  | 3RT2626-1NP35 | 1 | UN | 1 | 5 | B | D | N | N | 85364900 | 1 | 4011209948112 | 0.67 | KG | 222.3 | 215.65 | CP24 | CP24 | Capacitor contactor, AC-6b 20 kVAr, / 400 V 1 NO + 2 NC, 50-60 Hz AC 200-280 V DC 3-pole, Size S0 screw terminal | Lista Papel 2020 SI | 0 | 0
3RT2627-1AB05 |  | 3RT2627-1AB05 | 1 | UN | 1 | 5 | B | D | N | N | 85364900 | 1 | 4011209948105 | 0.57 | KG | 150.1 | 146.3 | CP24 | CP24 | Capacitor contactor, AC-6b 25 kVAr, / 400 V 1 NO + 2 NC, 24 V AC, 50 Hz 3-pole, Size S0 screw terminal | Lista Papel 2020 SI | 0 | 0
3RT2627-1AC25 |  | 3RT2627-1AC25 | 1 | UN | 1 | 5 | B | D | N | N | 85364900 | 1 | 4011209948297 | 0.538 | KG | 150.1 | 150.1 | CP24 | CP24 | Capacitor contactor, AC-6b 25 kVAr, / 400 V 1 NO + 2 NC, 24 V AC, 50/60 Hz 3-pole, Size S0 screw terminal | - | 0 | 0
3RT2627-1AF05 |  | 3RT2627-1AF05 | 1 | UN | 1 | 5 | B | D | N | N | 85364900 | 1 | 4011209948280 | 0.542 | KG | 150.1 | 146.3 | CP24 | CP24 | Capacitor contactor, AC-6b 25 kVAr, / 400 V 1 NO + 2 NC, 110 V AC, 50 Hz 3-pole, Size S0 screw terminal | Lista Papel 2020 SI | 0 | 0
3RT2627-1AK65 |  | 3RT2627-1AK65 | 1 | UN | 1 | 5 | B | D | N | N | 85364900 | 1 | 4047621013695 | 0.573 | KG | 150.1 | 150.1 | CP24 | CP24 | Capacitor contactor, AC-6b 25 kVAr, / 400 V 1 NO + 2 NC, 110 V AC, 50 Hz 120 V, 60 Hz 3-pole, Size S0 screw terminal | - | 0 | 0
3RT2627-1AL25 |  | 3RT2627-1AL25 | 1 | UN | 1 | 0 | A | D | N | N | 85364900 | 1 | 4011209948273 | 0.554 | KG | 150.1 | 150.1 | CP24 | CP24 | Capacitor contactor, AC-6b 25 kVAr, / 400 V 1 NO + 2 NC, 230 V AC, 50/60 Hz 3-pole, Size S0 screw terminal | - | 0 | 7
3RT2627-1AP05 |  | 3RT2627-1AP05 | 1 | UN | 1 | 1 | A | D | N | N | 85364900 | 1 | 4011209948259 | 0.541 | KG | 150.1 | 146.3 | CP24 | CP24 | Capacitor contactor, AC-6b 25 kVAr, / 400 V 1 NO + 2 NC, 230 V AC, 50 Hz 3-pole, Size S0 screw terminal | Lista Papel 2020 SI | 0 | 0
3RT2627-1AP65 |  | 3RT2627-1AP65 | 1 | UN | 1 | 5 | B | D | N | N | 85364900 | 1 | 4047621013701 | 0.53 | KG | 150.1 | 150.1 | CP24 | CP24 | Capacitor contactor, AC-6b 25 kVAr, / 400 V 1 NO + 2 NC, 220 V AC, 50 Hz 240 V, 60 Hz 3-pole, Size S0 screw terminal | - | 0 | 0
3RT2627-1AV05 |  | 3RT2627-1AV05 | 1 | UN | 1 | 0 | A | D | N | N | 85364900 | 1 | 4047621062198 | 0.555 | KG | 153.9 | 153.9 | CP24 | CP24 | Capacitor contactor, AC-6b 25 kVAr, / 400 V 1 NO + 2 NC, 400 V AC, 50 Hz 3-pole, Size S0 Screw terminal | - | 0 | 7
3RT2627-1BB45 |  | 3RT2627-1BB45 | 1 | UN | 1 | 5 | B | D | N | N | 85364900 | 1 | 4011209948242 | 0.723 | KG | 227.05 | 220.4 | CP24 | CP24 | Capacitor contactor, AC-6b 25 kVAr, / 400 V 1 NO + 2 NC, 24 V DC 3-pole, Size S0 screw terminal | Lista Papel 2020 SI | 0 | 0
3RT2627-1BF45 |  | 3RT2627-1BF45 | 1 | UN | 1 | 5 | B | D | N | N | 85364900 | 1 | 4011209948235 | 0.717 | KG | 227.05 | 220.4 | CP24 | CP24 | Capacitor contactor, AC-6b 25 kVAr, / 400 V 1 NO + 2 NC, 110 V DC 3-pole, Size S0 screw terminal | Lista Papel 2020 SI | 0 | 0
3RT2627-1NB35 |  | 3RT2627-1NB35 | 1 | UN | 1 | 5 | B | D | N | N | 85364900 | 1 | 4011209948228 | 0.703 | KG | 270.75 | 263.15 | CP24 | CP24 | Capacitor contactor, AC-6b 25 kVAr, / 400 V 1 NO + 2 NC, 50-60 Hz AC 21-28 V DC 3-pole, Size S0 screw terminal | Lista Papel 2020 SI | 0 | 0
3RT2627-1NF35 |  | 3RT2627-1NF35 | 1 | UN | 1 | 5 | B | D | N | N | 85364900 | 1 | 4011209948211 | 0.668 | KG | 270.75 | 263.15 | CP24 | CP24 | Capacitor contactor, AC-6b 25 kVAr, / 400 V 1 NO + 2 NC, 50-60 Hz AC 95-130 V DC 3-pole, Size S0 screw terminal | Lista Papel 2020 SI | 0 | 0
3RT2627-1NP35 |  | 3RT2627-1NP35 | 1 | UN | 1 | 5 | B | D | N | N | 85364900 | 1 | 4011209948204 | 0.672 | KG | 270.75 | 263.15 | CP24 | CP24 | Capacitor contactor, AC-6b 25 kVAr, / 400 V 1 NO + 2 NC, 50-60 Hz AC 200-280 V DC 3-pole, Size S0 screw terminal | Lista Papel 2020 SI | 0 | 0
3RT2628-1AB05 |  | 3RT2628-1AB05 | 1 | UN | 1 | 5 | B | D | N | N | 85364900 | 1 | 4011209948198 | 0.65 | KG | 196.65 | 190.95 | CP24 | CP24 | Capacitor contactor, AC-6b 33 kVAr, / 400 V 1 NO + 2 NC, 24 V AC, 50 Hz 3-pole, Size S0 screw terminal | Lista Papel 2020 SI | 0 | 0
3RT2628-1AC25 |  | 3RT2628-1AC25 | 1 | UN | 1 | 5 | B | D | N | N | 85364900 | 1 | 4047621013718 | 0.56 | KG | 196.65 | 196.65 | CP24 | CP24 | Capacitor contactor, AC-6b 33 kVAr, / 400 V 1 NO + 2 NC, 24 V AC, 50/60 Hz 3-pole, Size S0 screw terminal | - | 0 | 0
3RT2628-1AF05 |  | 3RT2628-1AF05 | 1 | UN | 1 | 5 | B | D | N | N | 85364900 | 1 | 4011209948181 | 0.7 | KG | 196.65 | 190.95 | CP24 | CP24 | Capacitor contactor, AC-6b 33 kVAr, / 400 V 1 NO + 2 NC, 110 V AC, 50 Hz 3-pole, Size S0 screw terminal | Lista Papel 2020 SI | 0 | 0
3RT2628-1AK65 |  | 3RT2628-1AK65 | 1 | UN | 1 | 5 | B | D | N | N | 85364900 | 1 | 4047621013725 | 0.655 | KG | 196.65 | 196.65 | CP24 | CP24 | Capacitor contactor, AC-6b 33 kVAr, / 400 V 1 NO + 2 NC, 110 V AC, 50 Hz 120 V, 60 Hz 3-pole, Size S0 screw terminal | - | 0 | 0
3RT2628-1AL25 |  | 3RT2628-1AL25 | 1 | UN | 1 | 0 | A | D | EAR99 | N | 85364900 | 1 | 4047621062327 | 0.661 | KG | 196.65 | 196.65 | CP24 | CP24 | Capacitor contactor, AC-6b 33 kVAr, / 400 V 1 NO + 2 NC, 230 V AC, 50/60 Hz 3-pole, Size S0 Screw terminal | - | 0 | 7
3RT2628-1AP05 |  | 3RT2628-1AP05 | 1 | UN | 1 | 5 | B | D | N | N | 85364900 | 1 | 4011209948174 | 0.654 | KG | 196.65 | 190.95 | CP24 | CP24 | Capacitor contactor, AC-6b 33 kVAr, / 400 V 1 NO + 2 NC, 230 V AC, 50 Hz 3-pole, Size S0 screw terminal | Lista Papel 2020 SI | 0 | 0
3RT2628-1AP65 |  | 3RT2628-1AP65 | 1 | UN | 1 | 5 | B | D | N | N | 85364900 | 1 | 4047621013749 | 0.66 | KG | 196.65 | 196.65 | CP24 | CP24 | Capacitor contactor, AC-6b 33 kVAr, / 400 V 1 NO + 2 NC, 220 V AC, 50 Hz 240 V, 60 Hz 3-pole, Size S0 screw terminal | - | 0 | 0
3RT2628-1AV05 |  | 3RT2628-1AV05 | 1 | UN | 1 | 0 | A | D | N | N | 85364900 | 1 | 4047621062204 | 0.654 | KG | 199.5 | 199.5 | CP24 | CP24 | Capacitor contactor, AC-6b 33 kVAr, / 400 V 1 NO + 2 NC, 400 V AC, 50 Hz 3-pole, Size S0 Screw terminal | - | 0 | 7
3RT2628-1BB45 |  | 3RT2628-1BB45 | 1 | UN | 1 | 5 | B | D | N | N | 85364900 | 1 | 4011209948167 | 0.843 | KG | 293.55 | 285 | CP24 | CP24 | Capacitor contactor, AC-6b 33 kVAr, / 400 V 1 NO + 2 NC, 24 V DC 3-pole, Size S0 screw terminal | Lista Papel 2020 SI | 0 | 0
3RT2628-1BF45 |  | 3RT2628-1BF45 | 1 | UN | 1 | 5 | B | D | N | N | 85364900 | 1 | 4011209948150 | 0.838 | KG | 293.55 | 285 | CP24 | CP24 | Capacitor contactor, AC-6b 33 kVAr, / 400 V 1 NO + 2 NC, 110 V DC 3-pole, Size S0 screw terminal | Lista Papel 2020 SI | 0 | 0
3RT2628-1NB35 |  | 3RT2628-1NB35 | 1 | UN | 1 | 5 | B | D | N | N | 85364900 | 1 | 4011209948143 | 0.823 | KG | 351.5 | 342 | CP24 | CP24 | Capacitor contactor, AC-6b 33 kVAr, / 400 V 1 NO + 2 NC, 50-60 Hz AC 21-28 V DC 3-pole, Size S0 screw terminal | Lista Papel 2020 SI | 0 | 0
3RT2628-1NF35 |  | 3RT2628-1NF35 | 1 | UN | 1 | 5 | B | D | N | N | 85364900 | 1 | 4011209948136 | 0.799 | KG | 351.5 | 342 | CP24 | CP24 | Capacitor contactor, AC-6b 33 kVAr, / 400 V 1 NO + 2 NC, 50-60 Hz AC 95-130 V DC 3-pole, Size S0 screw terminal | Lista Papel 2020 SI | 0 | 0
3RT2628-1NP35 |  | 3RT2628-1NP35 | 1 | UN | 1 | 5 | B | D | N | N | 85364900 | 1 | 4011209948129 | 0.783 | KG | 351.5 | 342 | CP24 | CP24 | Capacitor contactor, AC-6b 33 kVAr, / 400 V 1 NO + 2 NC, 50-60 Hz AC 200-280 V DC 3-pole, Size S0 screw terminal | Lista Papel 2020 SI | 0 | 0
3RT2636-1AB03 |  | 3RT2636-1AB03 | 1 | UN | 1 | 5 | B | D | N | N | 85364900 | 1 | 4011209953352 | 1.058 | KG | 315.4 | 306.85 | CP24 | CP24 | Capacitor contactor, AC-6b 50 kVAr, / 400 V 1NO + 1NC, 24 V AC, 50 Hz 3-pole, Size S2 screw terminal | Lista Papel 2020 SI | 0 | 0
3RT2636-1AB05 |  | 3RT2636-1AB05 | 1 | UN | 1 | 5 | B | D | N | N | 85364900 | 1 | 4011209953482 | 1.058 | KG | 315.4 | 306.85 | CP24 | CP24 | Capacitor contactor, AC-6b 50 kVAr, / 400 V 2 NC, 24 V AC, 50 Hz 3-pole, Size S2 screw terminal | Lista Papel 2020 SI | 0 | 0
3RT2636-1AF03 |  | 3RT2636-1AF03 | 1 | UN | 1 | 5 | B | D | N | N | 85364900 | 1 | 4011209953369 | 1.064 | KG | 315.4 | 306.85 | CP24 | CP24 | Capacitor contactor, AC-6b 50 kVAr, / 400 V 1 NO + 1 NC, 110 V AC, 50 Hz 3-pole, Size S2 screw terminal | Lista Papel 2020 SI | 0 | 0
3RT2636-1AF05 |  | 3RT2636-1AF05 | 1 | UN | 1 | 5 | B | D | N | N | 85364900 | 1 | 4011209953420 | 1.063 | KG | 315.4 | 306.85 | CP24 | CP24 | Capacitor contactor, AC-6b 50 kVAr, / 400 V 2 NC, 110 V AC, 3-pole, Size S2 screw terminal | Lista Papel 2020 SI | 0 | 0
3RT2636-1AK65 |  | 3RT2636-1AK65 | 1 | UN | 1 | 5 | B | D | N | N | 85364900 | 1 | 4047621049083 | 1.074 | KG | 315.4 | 315.4 | CP24 | CP24 | Capacitor contactor, AC-6b 50 kVAr, / 400 V 2 NC, 120 V AC, 60 Hz 3-pole, Size S2 screw terminal | alteração GD Jan2018 | 0 | 7
3RT2636-1AL23 |  | 3RT2636-1AL23 | 1 | UN | 1 | 5 | B | D | N | N | 85364900 | 1 | 4047621003566 | 1.057 | KG | 315.4 | 315.4 | CP24 | CP24 | Capacitor contactor, AC-6b 50 kVAr, / 400 V 1 NO + 1 NC, 230 V AC, 50/60 Hz 3-pole, Size S2 screw terminal | alteração GD Jan2018 | 0 | 0
3RT2636-1AN23 |  | 3RT2636-1AN23 | 1 | UN | 1 | 5 | B | D | N | N | 85364900 | 1 | 4011209953390 | 1.055 | KG | 315.4 | 315.4 | CP24 | CP24 | Capacitor contactor, AC-6b 50 kVAr, / 400 V 1 NO + 1 NC, 220 V AC, 50/60 Hz 3-pole, Size S2 screw terminal | alteração GD Jan2018 | 0 | 0
3RT2636-1AP03 |  | 3RT2636-1AP03 | 1 | UN | 1 | 1 | A | D | N | N | 85364900 | 1 | 4011209953499 | 1.062 | KG | 315.4 | 306.85 | CP24 | CP24 | Capacitor contactor, AC-6b 50 kVAr, / 400 V 1 NO + 1 NC, 230 V AC, 50 Hz 3-pole, Size S2 screw terminal | Lista Papel 2020 SI | 0 | 0
3RT2636-1AP05 |  | 3RT2636-1AP05 | 1 | UN | 1 | 5 | B | D | N | N | 85364900 | 1 | 4011209953376 | 1.07 | KG | 315.4 | 306.85 | CP24 | CP24 | Capacitor contactor, AC-6b 50 kVAr, / 400 V 2 NC, 230 V AC, 50 Hz 3-pole, Size S2 screw terminal | Lista Papel 2020 SI | 0 | 0
3RT2636-1AV03 |  | 3RT2636-1AV03 | 1 | UN | 1 | 0 | A | D | N | N | 85364900 | 1 | 4047621065786 | 1.067 | KG | 319.2 | 319.2 | CP24 | CP24 | Capacitor contactor, AC-6b 50 KVar, / 400 V 1 NO + 1 NC, 400 V AC, 50 Hz 3-pole, Size S2 screw terminal | alteração GD Jan2018 | 0 | 7
3RT2636-1AV05 |  | 3RT2636-1AV05 | 1 | UN | 1 | 0 | A | D | EAR99 | N | 85364900 | 1 |  | 1.07 | KG | 319.2 | 319.2 | CP24 | CP24 | Capacitor contactor, AC-6b 50 kVAr, / 400 V 2 NC, 400 V AC, 50 Hz 3-pole, Size S2 Screw terminal | alteração GD Jan2018 | 0 | 7
3RT2636-1NB33 |  | 3RT2636-1NB33 | 1 | UN | 1 | 0 | A | D | EAR99 | N | 85364900 | 1 | 4047621062334 | 1.11 | KG | 473.1 | 473.1 | CP24 | CP24 | Capacitor contactor, AC-6b 50 kVAr, / 400 V 1 NC + 1 NO, 50-60 Hz AC / 20-33 V DC 3-pole, Size S2 Screw terminal | alteração GD Jan2018 | 0 | 7
3RT2636-1NB35 |  | 3RT2636-1NB35 | 1 | UN | 1 | 5 | B | D | N | N | 85364900 | 1 | 4011209953451 | 1.104 | KG | 473.1 | 459.8 | CP24 | CP24 | Capacitor contactor, AC-6b 50 kVAr, / 400 V 2 NC, 50-60 Hz AC / 20-33 V DC 3-pole, Size S2 screw terminal | Lista Papel 2020 SI | 0 | 0
3RT2636-1NF35 |  | 3RT2636-1NF35 | 1 | UN | 1 | 5 | B | D | N | N | 85364900 | 1 | 4011209953468 | 1.108 | KG | 473.1 | 459.8 | CP24 | CP24 | Capacitor contactor, AC-6b 50 kVAr, / 400 V 2 NC, 50-60 Hz AC / 83-155 V DC 3-pole, Size S2 screw terminal | Lista Papel 2020 SI | 0 | 0
3RT2636-1NP35 |  | 3RT2636-1NP35 | 1 | UN | 1 | 5 | B | D | N | N | 85364900 | 1 | 4011209953475 | 1.094 | KG | 473.1 | 459.8 | CP24 | CP24 | Capacitor contactor, AC-6b 50 kVAr, / 400 V 2 NC, 50-60 Hz AC / 175-280 V DC 3-pole, Size S2 screw terminal | Lista Papel 2020 SI | 0 | 0
3RT2637-1AB03 |  | 3RT2637-1AB03 | 1 | UN | 1 | 5 | B | D | N | N | 85364900 | 1 | 4011209953512 | 1.072 | KG | 422.75 | 410.4 | CP24 | CP24 | Capacitor contactor, AC-6b 75 kVAr, / 400 V 1NO + 1NC, 24 V AC, 50 Hz 3-pole, Size S2 screw terminal | Lista Papel 2020 SI | 0 | 0
3RT2637-1AB05 |  | 3RT2637-1AB05 | 1 | UN | 1 | 5 | B | D | N | N | 85364900 | 1 | 4011209953505 | 0.992 | KG | 422.75 | 410.4 | CP24 | CP24 | Capacitor contactor, AC-6b 75 kVAr, / 400 V 2 NC, 24 V AC, 50 Hz 3-pole, Size S2 screw terminal | Lista Papel 2020 SI | 0 | 0
3RT2637-1AF03 |  | 3RT2637-1AF03 | 1 | UN | 1 | 5 | B | D | N | N | 85364900 | 1 | 4011209953406 | 1.06 | KG | 422.75 | 410.4 | CP24 | CP24 | Capacitor contactor, AC-6b 75 kVAr, / 400 V 1 NO + 1 NC, 110 V AC, 50 Hz 3-pole, Size S2 screw terminal | Lista Papel 2020 SI | 0 | 0
3RT2637-1AF05 |  | 3RT2637-1AF05 | 1 | UN | 1 | 5 | B | D | N | N | 85364900 | 1 | 4011209953529 | 1.057 | KG | 422.75 | 410.4 | CP24 | CP24 | Capacitor contactor, AC-6b 75 kVAr, / 400 V 2 NC, 110 V AC, 50 Hz 3-pole, Size S2 screw terminal | Lista Papel 2020 SI | 0 | 0
3RT2637-1AK65 |  | 3RT2637-1AK65 | 1 | UN | 1 | 5 | B | D | N | N | 85364900 | 1 | 4047621049090 | 1.074 | KG | 422.75 | 422.75 | CP24 | CP24 | Capacitor contactor, AC-6b 75 kVAr, / 400 V 2 NC, 120 V AC, 60 Hz 3-pole, Size S2 screw terminal | alteração GD Jan2018 | 0 | 7
3RT2637-1AL23 |  | 3RT2637-1AL23 | 1 | UN | 1 | 0 | A | D | N | N | 85364900 | 1 | 4047621015033 | 1.06 | KG | 422.75 | 422.75 | CP24 | CP24 | Capacitor contactor, AC-6b 75 kVAr, / 400 V 1 NO + 1 NC, 230 V AC, 50/60 Hz 3-pole, Size S2 screw terminal | alteração GD Jan2018 | 0 | 0
3RT2637-1AP03 |  | 3RT2637-1AP03 | 1 | UN | 1 | 5 | B | D | N | N | 85364900 | 1 | 4011209953437 | 1.064 | KG | 422.75 | 410.4 | CP24 | CP24 | Capacitor contactor, AC-6b 75 kVAr, / 400 V 1 NO + 1 NC, 230 V AC, 50 Hz 3-pole, Size S2 screw terminal | Lista Papel 2020 SI | 0 | 0
3RT2637-1AP05 |  | 3RT2637-1AP05 | 1 | UN | 1 | 5 | B | D | N | N | 85364900 | 1 | 4011209953444 | 1.11 | KG | 422.75 | 410.4 | CP24 | CP24 | Capacitor contactor, AC-6b 75 kVAr, / 400 V 2 NC, 230 V AC, 50 Hz 3-pole, Size S2 screw terminal | Lista Papel 2020 SI | 0 | 0
3RT2637-1AV03 |  | 3RT2637-1AV03 | 1 | UN | 1 | 10 | C | D | EAR99 | N | 85364900 | 1 | 4047621069999 | 1.06 | KG | 426.55 | 426.55 | CP24 | CP24 | Capacitor contactor, AC-6b 75 kVAr, / 400 V 1 NO + 1 NC, 400 V AC, 50 Hz 3-pole, Size S2 Screw terminal | alteração GD Jan2018 | 0 | 7
3RT2637-1AV05 |  | 3RT2637-1AV05 | 1 | UN | 1 | 0 | A | D | EAR99 | N | 85364900 | 1 |  | 1.057 | KG | 426.55 | 426.55 | CP24 | CP24 | Capacitor contactor, AC-6b 75 kVAr, / 400 V 2 NC, 400 V AC, 50 Hz 3-pole, Size S2 Screw terminal | alteração GD Jan2018 | 0 | 7
3RT2637-1NB33 |  | 3RT2637-1NB33 | 1 | UN | 1 | 0 | A | D | EAR99 | N | 85364900 | 1 | 4047621062341 | 1.11 | KG | 633.65 | 633.65 | CP24 | CP24 | Capacitor contactor, AC-6b 75 kVAr, / 400 V 1 NC + 1 NO,50/60 Hz AC / 20-33 V DC 3-pole, Size S2 Screw terminal | alteração GD Jan2018 | 0 | 7
3RT2637-1NB35 |  | 3RT2637-1NB35 | 1 | UN | 1 | 5 | B | D | N | N | 85364900 | 1 | 4011209953413 | 1.105 | KG | 633.65 | 615.6 | CP24 | CP24 | Capacitor contactor, AC-6b 75 kVAr, / 400 V 2 NC, 50-60 Hz AC / 20-33 V DC 3-pole, Size S2 screw terminal | Lista Papel 2020 SI | 0 | 0
3RT2637-1NF35 |  | 3RT2637-1NF35 | 1 | UN | 1 | 5 | B | D | N | N | 85364900 | 1 | 4011209953383 | 1.11 | KG | 633.65 | 615.6 | CP24 | CP24 | Capacitor contactor, AC-6b 75 kVAr, / 400 V 2 NC, 50-60 Hz AC / 83-155 V DC 3-pole, Size S2 screw terminal | Lista Papel 2020 SI | 0 | 0
3RT2637-1NP35 |  | 3RT2637-1NP35 | 1 | UN | 1 | 5 | B | D | N | N | 85364900 | 1 | 4011209953536 | 1.106 | KG | 633.65 | 615.6 | CP24 | CP24 | Capacitor contactor, AC-6b 75 kVAr, / 400 V 2 NC, 50-60 Hz AC / 175-280 V DC 3-pole, Size S2 screw terminal | Lista Papel 2020 SI | 0 | 0
3RT2645-1AB03 |  | 3RT2645-1AB03 | 1 | UN | 1 | 5 | B | D | N | N | 85364900 | 1 | 4047621026442 | 1.79 | KG | 448.4 | 436.05 | CP24 | CP24 | Capacitor contactor, AC-6b 75 kVAr, / 400 V 1NO + 1NC, 24 V AC, 50 Hz 3-pole, Size S3 screw terminal | Lista Papel 2020 SI | 0 | 0
3RT2645-1AB05 |  | 3RT2645-1AB05 | 1 | UN | 1 | 5 | B | D | N | N | 85364900 | 1 | 4047621026459 | 1.81 | KG | 448.4 | 436.05 | CP24 | CP24 | Capacitor contactor, AC-6b 75 kVAr, / 400 V 2 NC, 24 V AC, 50 Hz 3-pole, Size S3 screw terminal | Lista Papel 2020 SI | 0 | 0
3RT2645-1AF03 |  | 3RT2645-1AF03 | 1 | UN | 1 | 5 | B | D | N | N | 85364900 | 1 | 4047621026466 | 1.81 | KG | 448.4 | 436.05 | CP24 | CP24 | Capacitor contactor, AC-6b 75 kVAr, / 400 V 1 NO + 1 NC, 110 V AC, 50 Hz 3-pole, Size S3 screw terminal | Lista Papel 2020 SI | 0 | 0
3RT2645-1AF05 |  | 3RT2645-1AF05 | 1 | UN | 1 | 5 | B | D | N | N | 85364900 | 1 | 4047621026473 | 1.795 | KG | 448.4 | 436.05 | CP24 | CP24 | Capacitor contactor, AC-6b 75 kVAr, / 400 V 2 NC, 110 V AC, 50 Hz 3-pole, Size S3 screw terminal | Lista Papel 2020 SI | 0 | 0
3RT2645-1AL23 |  | 3RT2645-1AL23 | 1 | UN | 1 | 0 | A | D | EAR99 | N | 85364900 | 1 | 4047621062365 | 1.775 | KG | 448.4 | 448.4 | CP24 | CP24 | Capacitor contactor, AC-6b 75 kVAr, / 400 V 1 NO + 1 NC, 230 V AC, 50/60 Hz 3-pole, Size S3 Screw terminal | alteração GD Jan2018 | 0 | 7
3RT2645-1AP03 |  | 3RT2645-1AP03 | 1 | UN | 1 | 5 | B | D | N | N | 85364900 | 1 | 4047621026480 | 1.798 | KG | 448.4 | 436.05 | CP24 | CP24 | Capacitor contactor, AC-6b 75 kVAr, / 400 V 1 NO + 1 NC, 230 V AC, 50 Hz 3-pole, Size S3 screw terminal | Lista Papel 2020 SI | 0 | 0
3RT2645-1AP05 |  | 3RT2645-1AP05 | 1 | UN | 1 | 5 | B | D | N | N | 85364900 | 1 | 4047621026497 | 1.795 | KG | 448.4 | 436.05 | CP24 | CP24 | Capacitor contactor, AC-6b 75 kVAr, / 400 V 2 NC, 230 V AC, 50 Hz 3-pole, Size S3 screw terminal | Lista Papel 2020 SI | 0 | 0
3RT2645-1AV03 |  | 3RT2645-1AV03 | 1 | UN | 1 | 0 | A | D | EAR99 | N | 85364900 | 1 |  | 1.798 | KG | 459.8 | 459.8 | CP24 | CP24 | Capacitor contactor, AC-6b 75 kVAr, / 400 V 1 NO + 1 NC, 400 V AC, 50 Hz 3-pole, size S3 screw terminal | alteração GD Jan2018 | 0 | 7
3RT2645-1NB33 |  | 3RT2645-1NB33 | 1 | UN | 1 | 0 | A | D | EAR99 | N | 85364900 | 1 | 4047621062389 | 1.9 | KG | 672.6 | 672.6 | CP24 | CP24 | Capacitor contactor, AC-6b 75 kVAr, / 400 V 1 NC+ 1 NO,50-60 Hz AC / 20-33 V DC 3-pole, Size S3 Screw terminal | alteração GD Jan2018 | 0 | 7
3RT2645-1NB35 |  | 3RT2645-1NB35 | 1 | UN | 1 | 5 | B | D | EAR99 | N | 85364900 | 1 | 4047621026350 | 1.9 | KG | 672.6 | 653.6 | CP24 | CP24 | Capacitor contactor, AC-6b 75 kVAr, / 400 V 2 NC, 50-60 Hz AC / 20-33 V DC 3-pole, Size S3 screw terminal | Lista Papel 2020 SI | 0 | 0
3RT2645-1NF35 |  | 3RT2645-1NF35 | 1 | UN | 1 | 5 | B | D | EAR99 | N | 85364900 | 1 | 4047621026367 | 1.9 | KG | 672.6 | 653.6 | CP24 | CP24 | Capacitor contactor, AC-6b 75 kVAr, / 400 V 2 NC, 50-60 Hz AC / 83-155 V DC 3-pole, Size S3 screw terminal | Lista Papel 2020 SI | 0 | 0
3RT2645-1NP35 |  | 3RT2645-1NP35 | 1 | UN | 1 | 5 | B | D | EAR99 | N | 85364900 | 1 | 4047621026374 | 1.895 | KG | 672.6 | 653.6 | CP24 | CP24 | Capacitor contactor, AC-6b 75 kVAr, / 400 V 2 NC, 50-60 Hz AC / 175-280 V DC 3-pole, Size S3 screw terminal | Lista Papel 2020 SI | 0 | 0
3RT2646-1AB03 |  | 3RT2646-1AB03 | 1 | UN | 1 | 5 | B | D | N | N | 85364900 | 1 | 4047621026435 | 1.81 | KG | 624.15 | 606.1 | CP24 | CP24 | Capacitor contactor, AC-6b 100 kVAr, / 400 V 1NO + 1NC, 24 V AC, 50 Hz 3-pole, Size S3 screw terminal | Lista Papel 2020 SI | 0 | 0
3RT2646-1AB05 |  | 3RT2646-1AB05 | 1 | UN | 1 | 5 | B | D | N | N | 85364900 | 1 | 4047621026381 | 1.81 | KG | 624.15 | 606.1 | CP24 | CP24 | Capacitor contactor, AC-6b 100 kVAr, / 400 V 2 NC, 24 V AC, 50 Hz 3-pole, Size S3 screw terminal | Lista Papel 2020 SI | 0 | 0
3RT2646-1AF03 |  | 3RT2646-1AF03 | 1 | UN | 1 | 5 | B | D | N | N | 85364900 | 1 | 4047621026398 | 1.79 | KG | 624.15 | 606.1 | CP24 | CP24 | Capacitor contactor, AC-6b 100 kVAr, / 400 V 1 NO + 1 NC, 110 V AC, 50 Hz 3-pole, Size S3 screw terminal | Lista Papel 2020 SI | 0 | 0
3RT2646-1AF05 |  | 3RT2646-1AF05 | 1 | UN | 1 | 5 | B | D | N | N | 85364900 | 1 | 4047621026404 | 1.81 | KG | 624.15 | 606.1 | CP24 | CP24 | Capacitor contactor, AC-6b 100 kVAr, / 400 V 2 NC, 110 V AC, 50 Hz 3-pole, Size S3 screw terminal | Lista Papel 2020 SI | 0 | 0
3RT2646-1AL23 |  | 3RT2646-1AL23 | 1 | UN | 1 | 0 | A | D | EAR99 | N | 85364900 | 1 | 4047621062396 | 1.79 | KG | 624.15 | 624.15 | CP24 | CP24 | Capacitor contactor, AC-6b 100 kVAr, / 400 V 1 NO + 1 NC, 230 V AC, 50/60 Hz 3-pole, Size S3 Screw terminal | alteração GD Jan2018 | 0 | 7
3RT2646-1AP03 |  | 3RT2646-1AP03 | 1 | UN | 1 | 5 | B | D | N | N | 85364900 | 1 | 4047621026411 | 1.785 | KG | 624.15 | 606.1 | CP24 | CP24 | Capacitor contactor, AC-6b 100 kVAr, / 400 V 1 NO + 1 NC, 230 V AC, 50 Hz 3-pole, Size S3 screw terminal | Lista Papel 2020 SI | 0 | 0
3RT2646-1AP05 |  | 3RT2646-1AP05 | 1 | UN | 1 | 5 | B | D | N | N | 85364900 | 1 | 4047621026428 | 1.79 | KG | 624.15 | 606.1 | CP24 | CP24 | Capacitor contactor, AC-6b 100 kVAr, / 400 V 2 NC, 230 V AC, 50 Hz 3-pole, Size S3 screw terminal | Lista Papel 2020 SI | 0 | 0
3RT2646-1AV03 |  | 3RT2646-1AV03 | 1 | UN | 1 | 0 | A | D | EAR99 | N | 85364900 | 1 | 4047621065779 | 1.805 | KG | 634.6 | 634.6 | CP24 | CP24 | Capacitor contactor, AC-6b 100 kVAr, / 400 V 1 NO + 1 NC, 400 V AC, 50 Hz 3-pole, Size S3 Screw terminal | alteração GD Jan2018 | 0 | 0
3RT2646-1NB33 |  | 3RT2646-1NB33 | 1 | UN | 1 | 0 | A | D | EAR99 | N | 85364900 | 1 | 4047621062402 | 1.903 | KG | 934.8 | 934.8 | CP24 | CP24 | Capacitor contactor, AC-6b 100 kVAr, / 400 V 1 NC+ 1 NO, 50-60 Hz AC / 20-33 V DC 3-pole, Size S3 Screw terminal | alteração GD Jan2018 | 0 | 7
3RT2646-1NB35 |  | 3RT2646-1NB35 | 1 | UN | 1 | 5 | B | D | EAR99 | N | 85364900 | 1 | 4047621026329 | 1.903 | KG | 934.8 | 908.2 | CP24 | CP24 | Capacitor contactor, AC-6b 100 kVAr, / 400 V 2 NC, 50-60 Hz AC / 20-33 V DC 3-pole, Size S3 screw terminal | Lista Papel 2020 SI | 0 | 0
3RT2646-1NF35 |  | 3RT2646-1NF35 | 1 | UN | 1 | 5 | B | D | EAR99 | N | 85364900 | 1 | 4047621026336 | 1.9 | KG | 934.8 | 908.2 | CP24 | CP24 | Capacitor contactor, AC-6b 100 kVAr, / 400 V 2 NC, 50-60 Hz AC / 83-155 V DC 3-pole, Size S3 screw terminal | Lista Papel 2020 SI | 0 | 0
3RT2646-1NP35 |  | 3RT2646-1NP35 | 1 | UN | 1 | 5 | B | D | EAR99 | N | 85364900 | 1 | 4047621026343 | 1.895 | KG | 934.8 | 908.2 | CP24 | CP24 | Capacitor contactor, AC-6b 100 kVAr, / 400 V 2 NC, 50-60 Hz AC / 175-280 V DC 3-pole, Size S3 screw terminal | Lista Papel 2020 SI | 0 | 0
3RT2900-1SB10 |  | 3RT2900-1SB10 | 100 | UN | 1 | 20 | D | D | N | N | 85389099 | 816 | 4011209912069 | 0.264 | G | 12.07 | 12.07 | CP26 | CP26 | Labeling plates 10x7 mm Titanium gray Box contains 17 mats 48 labels per mat 816 labels | - | 0 | 0
3RT2900-1SB20 |  | 3RT2900-1SB20 | 100 | UN | 1 | 20 | D | D | N | N | 85389099 | 340 | 4011209912076 | 0.618 | G | 26.41 | 26.41 | CP26 | CP26 | Labeling plates 20x7 mm Ti - gray Box contains 17 mats on mats 20 labels per mat | - | 0 | 0
3RT2900-1SB60 |  | 3RT2900-1SB60 | 100 | UN | 1 | 5 | B | D | N | N | 85389099 | 3060 | 4011209912083 | 0.051 | G | 2.78 | 2.78 | CP26 | CP26 | Adhesive labels 19x6 mm Titanium gray comprises 10 sheets DIN A4 306 labels each = 3060 units | - | 0 | 0
3RT2916-1BB00 |  | 3RT2916-1BB00 | 1 | UN | 1 | 1 | A | D | N | N | 85363010 | 1 | 4011209739949 | 0.006 | KG | 9.08 | 8.83 | CP26 | CP26 | Surge suppressor, varistor, 24 ... 48 V AC, 24 ... 70 V DC, for contactor relays and motor contactors Size S00 | Lista Papel 2020 SI | 0 | 0
3RT2916-1BB00-Z | X90 | 3RT2916-1BB00-ZX90 | 1 | UN | 1 | 1 | A | D | N | N | 85363010 | 10 | 4011209739956 | 0.005 | KG | 9.08 | 9.08 | CP26 | CP26 | Surge suppressor, varistor, 24 ... 48 V AC, 24 ... 70 V DC, for contactor relays and motor contactors size S00, multi-unit packaging = 10 units | - | 0 | 0
3RT2916-1BC00 |  | 3RT2916-1BC00 | 1 | UN | 1 | 1 | A | D | N | N | 85363010 | 1 | 4011209739963 | 0.006 | KG | 9.08 | 8.83 | CP26 | CP26 | Surge suppressor, varistor, 48 ... 127 V AC, 70 ... 150 V DC, for contactor relays and motor contactors Size S00 | Lista Papel 2020 SI | 0 | 0
3RT2916-1BC00-Z | X90 | 3RT2916-1BC00-ZX90 | 1 | UN | 1 | 5 | B | D | N | N | 85363010 | 10 | 4011209740235 | 0.005 | KG | 9.08 | 9.08 | CP26 | CP26 | Surge suppressor, varistor, 48 ... 127 V AC, 70 ... 150 V DC, for contactor relays and motor contactors Size S00, Multi-unit packaging = 10 units | - | 0 | 0
3RT2916-1BD00 |  | 3RT2916-1BD00 | 1 | UN | 1 | 1 | A | D | N | N | 85363010 | 1 | 4011209740280 | 0.007 | KG | 9.08 | 8.83 | CP26 | CP26 | Surge suppressor, varistor, 127 ... 240 V AC 150 ... 250 V DC for contactor relays and motor contactors Size S00 | Lista Papel 2020 SI | 0 | 0
3RT2916-1BD00-Z | X90 | 3RT2916-1BD00-ZX90 | 1 | UN | 1 | 2 | A | D | N | N | 85363010 | 10 | 4011209740174 | 0.005 | KG | 9.08 | 9.08 | CP26 | CP26 | Surge suppressor, varistor, 127 ... 240 V AC 150 ... 250 V DC for contactor relays and motor contactors Size S00, Multi-unit packaging = 10 units | - | 0 | 0
3RT2916-1BE00 |  | 3RT2916-1BE00 | 1 | UN | 1 | 1 | A | D | N | N | 85363010 | 1 | 4011209739970 | 0.007 | KG | 9.08 | 8.83 | CP26 | CP26 | Surge suppressor, varistor, 240 ... 400 V AC, for contactor relays and motor contactors Size S00 | Lista Papel 2020 SI | 0 | 0
3RT2916-1BE00-Z | X90 | 3RT2916-1BE00-ZX90 | 1 | UN | 1 | 2 | A | D | N | N | 85363010 | 10 | 4011209740198 | 0.006 | KG | 9.08 | 9.08 | CP26 | CP26 | Surge suppressor, varistor, 240 ... 400 V AC, for contactor relays and motor contactors Size S00, Multi-unit packaging = 10 units | - | 0 | 0
3RT2916-1BF00 |  | 3RT2916-1BF00 | 1 | UN | 1 | 2 | A | D | N | N | 85363010 | 1 | 4011209739987 | 0.008 | KG | 9.08 | 8.83 | CP26 | CP26 | Surge suppressor, varistor, 400 ... 600 V AC, for contactor relays and motor contactors Size S00 | Lista Papel 2020 SI | 0 | 0
3RT2916-1BF00-Z | X90 | 3RT2916-1BF00-ZX90 | 1 | UN | 1 | 2 | A | D | N | N | 85363010 | 10 | 4011209740204 | 0.006 | KG | 9.08 | 9.08 | CP26 | CP26 | Surge suppressor, varistor, 400 ... 600 V AC, for contactor relays and motor contactors Size S00, Multi-unit packaging = 10 units | - | 0 | 0
3RT2916-1CB00 |  | 3RT2916-1CB00 | 1 | UN | 1 | 1 | A | D | N | N | 85363010 | 1 | 4011209740006 | 0.007 | KG | 9.08 | 8.83 | CP26 | CP26 | Surge suppressor, RC element, 24 ... 48 V AC, 24 ... 70 V DC, for contactor relays and motor contactors Size S00 | Lista Papel 2020 SI | 0 | 0
3RT2916-1CB00-Z | X90 | 3RT2916-1CB00-ZX90 | 1 | UN | 1 | 1 | A | D | N | N | 85363010 | 10 | 4011209740259 | 0.006 | KG | 9.08 | 9.08 | CP26 | CP26 | Surge suppressor, RC element, 24 ... 48 V AC, 24 ... 70 V DC, for contactor relays and motor contactors Size S00, Multi-unit packaging = 10 units | - | 0 | 0
3RT2916-1CC00 |  | 3RT2916-1CC00 | 1 | UN | 1 | 1 | A | D | N | N | 85363010 | 1 | 4011209740013 | 0.007 | KG | 9.08 | 8.83 | CP26 | CP26 | Surge suppressor, RC element, 48 ... 127 V AC, 70 ... 150 V DC, for contactor relays and motor contactors Size S00 | Lista Papel 2020 SI | 0 | 0
3RT2916-1CC00-Z | X90 | 3RT2916-1CC00-ZX90 | 1 | UN | 1 | 5 | B | D | N | N | 85363010 | 10 | 4011209740020 | 0.006 | KG | 9.08 | 9.08 | CP26 | CP26 | Surge suppressor, RC element, 48 ... 127 V AC, 70 ... 150 V DC, for contactor relays and motor contactors Size S00, Multi-unit packaging = 10 units | - | 0 | 0
3RT2916-1CD00 |  | 3RT2916-1CD00 | 1 | UN | 1 | 1 | A | D | N | N | 85363010 | 1 | 4011209740044 | 0.007 | KG | 9.08 | 8.83 | CP26 | CP26 | Surge suppressor, RC element, 127 ... 240 V AC 150 ... 250 V DC for contactor relays and motor contactors Size S00 | Lista Papel 2020 SI | 0 | 0
3RT2916-1CD00-Z | X90 | 3RT2916-1CD00-ZX90 | 1 | UN | 1 | 1 | A | D | N | N | 85363010 | 10 | 4011209740037 | 0.006 | KG | 9.08 | 9.08 | CP26 | CP26 | Surge suppressor, RC element, 127 ... 240 V AC 150 ... 250 V DC for contactor relays and motor contactors size S00, multi-unit packaging = 10 units | - | 0 | 0
3RT2916-1CE00 |  | 3RT2916-1CE00 | 1 | UN | 1 | 2 | A | D | N | N | 85363010 | 1 | 4011209740051 | 0.007 | KG | 9.08 | 8.83 | CP26 | CP26 | Surge suppressor, RC element, 240 ... 400 V AC, for contactor relays and motor contactors Size S00 | Lista Papel 2020 SI | 0 | 0
3RT2916-1CE00-Z | X90 | 3RT2916-1CE00-ZX90 | 1 | UN | 1 | 2 | A | D | N | N | 85363010 | 10 | 4011209740303 | 0.006 | KG | 9.08 | 9.08 | CP26 | CP26 | Surge suppressor, RC element, 240 ... 400 V AC, for contactor relays and motor contactors Size S00, Multi-unit packaging = 10 units | - | 0 | 0
3RT2916-1CF00 |  | 3RT2916-1CF00 | 1 | UN | 1 | 2 | A | D | N | N | 85363010 | 1 | 4011209740075 | 0.007 | KG | 9.08 | 8.83 | CP26 | CP26 | Surge suppressor, RC element, 400 ... 600 V AC, for contactor relays and motor contactors Size S00 | Lista Papel 2020 SI | 0 | 0
3RT2916-1CF00-Z | X90 | 3RT2916-1CF00-ZX90 | 1 | UN | 1 | 5 | B | D | N | N | 85363010 | 10 | 4011209740068 | 0.006 | KG | 9.08 | 9.08 | CP26 | CP26 | Surge suppressor, RC element, 400 ... 600 V AC, for contactor relays and motor contactors Size S00, Multi-unit packaging = 10 units | - | 0 | 0
3RT2916-1DG00 |  | 3RT2916-1DG00 | 1 | UN | 1 | 1 | A | D | N | N | 85363010 | 1 | 4011209740242 | 0.005 | KG | 9.08 | 8.83 | CP26 | CP26 | Surge suppressor, Interference suppression diode 12 ... 250 V DC, for contactor relays and motor contactors Size S00 | Lista Papel 2020 SI | 0 | 0
3RT2916-1DG00-Z | X90 | 3RT2916-1DG00-ZX90 | 1 | UN | 1 | 2 | A | D | N | N | 85363010 | 10 | 4011209740228 | 0.004 | KG | 9.08 | 9.08 | CP26 | CP26 | Surge suppressor, Interference suppression diode 12 ... 250 V DC, for contactor relays and motor contactors Size S00, Multi-unit packaging = 10 units | - | 0 | 0
3RT2916-1EH00 |  | 3RT2916-1EH00 | 1 | UN | 1 | 1 | A | D | N | N | 85363010 | 1 | 4011209739994 | 0.006 | KG | 9.79 | 9.5 | CP26 | CP26 | Surge suppressor, diode combination, 12 ... 250 V DC, for contactor relays and motor contactors Size S00 | Lista Papel 2020 SI | 0 | 0
3RT2916-1EH00-Z | X90 | 3RT2916-1EH00-ZX90 | 1 | UN | 1 | 2 | A | D | N | N | 85363010 | 10 | 4011209740297 | 0.005 | KG | 9.79 | 9.79 | CP26 | CP26 | Surge suppressor, diode combination, 12 ... 250 V DC, for contactor relays and motor contactors Size S00, Multi-unit packaging = 10 units | - | 0 | 0
3RT2916-1GA00 |  | 3RT2916-1GA00 | 1 | UN | 1 | 1 | A | D | N | N | 85363010 | 1 | 4011209740181 | 0.007 | KG | 8.73 | 8.48 | CP26 | CP26 | Additional load block, 50/60 Hz AC, 180 ... 255 V, for contactor relays and motor contactors Size S00 | Lista Papel 2020 SI | 0 | 0
3RT2916-1GA00-Z | X90 | 3RT2916-1GA00-ZX90 | 1 | UN | 1 | 5 | B | D | N | N | 85363010 | 10 | 4011209740211 | 0.005 | KG | 8.73 | 8.73 | CP26 | CP26 | Additional load block, 50/60 Hz AC, 180 ... 255 V, for contactor relays and motor contactors Size S00, Multi-unit packaging = 10 units | - | 0 | 0
3RT2916-1JJ00 |  | 3RT2916-1JJ00 | 1 | UN | 1 | 1 | A | D | N | N | 85363010 | 1 | 4011209740082 | 0.007 | KG | 12.07 | 11.69 | CP26 | CP26 | Surge suppressor, Varistor with LED, 24 ... 48 V AC, 12 ... 24 V DC, for contactor relays and motor contactors Size S00 | Lista Papel 2020 SI | 0 | 0
3RT2916-1JJ00-Z | X90 | 3RT2916-1JJ00-ZX90 | 1 | UN | 1 | 1 | A | D | N | N | 85363010 | 10 | 4011209740266 | 0.006 | KG | 12.07 | 12.07 | CP26 | CP26 | Surge suppressor, Varistor with LED, 24 ... 48 V AC, 12 ... 24 V DC, for contactor relays and motor contactors Size S00, Multi-unit packaging = 10 units | - | 0 | 0
3RT2916-1JK00 |  | 3RT2916-1JK00 | 1 | UN | 1 | 1 | A | D | N | N | 85363010 | 1 | 4011209740310 | 0.007 | KG | 12.07 | 11.69 | CP26 | CP26 | Surge suppressor, Varistor with LED, 48 ... 127 V AC, 24 ... 70 V DC, for contactor relays and motor contactors Size S00 | Lista Papel 2020 SI | 0 | 0
3RT2916-1JK00-Z | X90 | 3RT2916-1JK00-ZX90 | 1 | UN | 1 | 2 | A | D | N | N | 85363010 | 10 | 4011209740099 | 0.006 | KG | 12.07 | 12.07 | CP26 | CP26 | Surge suppressor, Varistor with LED, 48 ... 127 V AC, 24 ... 70 V DC, for contactor relays and motor contactors Size S00, Multi-unit packaging = 10 units | - | 0 | 0
3RT2916-1JL00 |  | 3RT2916-1JL00 | 1 | UN | 1 | 1 | A | D | N | N | 85363010 | 1 | 4011209740105 | 0.007 | KG | 12.07 | 11.69 | CP26 | CP26 | Surge suppressor, Varistor with LED, 127 ... 240 V AC 70 ... 150 V DC for contactor relays and motor contactors Size S00 | Lista Papel 2020 SI | 0 | 0
3RT2916-1JL00-Z | X90 | 3RT2916-1JL00-ZX90 | 1 | UN | 1 | 5 | B | D | N | N | 85363010 | 10 | 4011209740112 | 0.006 | KG | 12.07 | 12.07 | CP26 | CP26 | Surge suppressor, Varistor with LED, 127 ... 240 V AC 70 ... 150 V DC for contactor relays and motor contactors Size S00, Multi-unit packaging = 10 units | - | 0 | 0
3RT2916-1JP00 |  | 3RT2916-1JP00 | 1 | UN | 1 | 2 | A | D | N | N | 85363010 | 1 | 4011209740273 | 0.007 | KG | 12.07 | 11.69 | CP26 | CP26 | Surge suppressor, Varistor with LED, 150 ... 250 V DC, for contactor relays and motor contactors Size S00 | Lista Papel 2020 SI | 0 | 0
3RT2916-1JP00-Z | X90 | 3RT2916-1JP00-ZX90 | 1 | UN | 1 | 2 | A | D | N | N | 85363010 | 10 | 4011209740327 | 0.006 | KG | 12.07 | 12.07 | CP26 | CP26 | Surge suppressor, Varistor with LED, 150 ... 250 V DC, for contactor relays and motor contactors Size S00, Multi-unit packaging = 10 units | - | 0 | 0
3RT2916-1LM00 |  | 3RT2916-1LM00 | 1 | UN | 1 | 1 | A | D | N | N | 85363010 | 1 | 4011209740129 | 0.006 | KG | 12.07 | 11.69 | CP26 | CP26 | Surge suppressor, Interference suppression diode with LED, 24...70 V DC, for contactor relays and motor contactors Size S00 | Lista Papel 2020 SI | 0 | 0
3RT2916-1LM00-Z | X90 | 3RT2916-1LM00-ZX90 | 1 | UN | 1 | 1 | A | D | N | N | 85363010 | 10 | 4011209740136 | 0.005 | KG | 12.07 | 12.07 | CP26 | CP26 | Surge suppressor, interference suppression diode with LED, 24 ... 70 V DC, for contactor relays and motor contactors Size S00, Multi-unit packaging = 10 units | - | 0 | 0
3RT2916-1LN00 |  | 3RT2916-1LN00 | 1 | UN | 1 | 2 | A | D | N | N | 85363010 | 1 | 4011209740150 | 0.006 | KG | 12.07 | 11.69 | CP26 | CP26 | Surge suppressor, Interference suppression diode with LED, 70 ... 150 V DC, for contactor relays and motor contactors Size S00 | Lista Papel 2020 SI | 0 | 0
3RT2916-1LN00-Z | X90 | 3RT2916-1LN00-ZX90 | 1 | UN | 1 | 5 | B | D | N | N | 85363010 | 10 | 4011209740143 | 0.005 | KG | 12.07 | 12.07 | CP26 | CP26 | Surge suppressor, interference suppression diode with LED, 70 ... 150 V DC, for contactor relays and motor contactors Size S00, Multi-unit packaging = 10 units | - | 0 | 0
3RT2916-1LP00 |  | 3RT2916-1LP00 | 1 | UN | 1 | 1 | A | D | N | N | 85363010 | 1 | 4011209740334 | 0.006 | KG | 12.07 | 11.69 | CP26 | CP26 | Surge suppressor, Interference suppression diode with LED, 150 ... 250 V DC, for contactor relays and motor contactors Size S00 | Lista Papel 2020 SI | 0 | 0
3RT2916-1LP00-Z | X90 | 3RT2916-1LP00-ZX90 | 1 | UN | 1 | 5 | B | D | N | N | 85363010 | 10 | 4011209740167 | 0.005 | KG | 12.07 | 12.07 | CP26 | CP26 | Surge suppressor, interference suppression diode with LED, 150 ... 250 V DC, for contactor relays and motor contactors Size S00, Multi-unit packaging = 10 units | - | 0 | 0
3RT2916-1PA1 |  | 3RT2916-1PA1 | 1 | UN | 1 | 1 | A | D | N | N | 85364900 | 1 | 4011209739628 | 0.072 | KG | 46.17 | 44.84 | CP26 | CP26 | EMC surge suppression module, RC element, 400 V, 50 / 60 Hz, 7.5 kW, for motor contactors Size S00 | Lista Papel 2020 SI | 0 | 0
3RT2916-1PA2 |  | 3RT2916-1PA2 | 1 | UN | 1 | 2 | A | D | N | N | 85364900 | 1 | 4011209739635 | 0.072 | KG | 46.17 | 44.84 | CP26 | CP26 | EMC surge suppression module, RC element, 575 V, 50 / 60 Hz, 7.5 kW, for motor contactors Size S00 | Lista Papel 2020 SI | 0 | 0
3RT2916-1PA3 |  | 3RT2916-1PA3 | 1 | UN | 1 | 2 | A | D | N | N | 85364900 | 1 | 4011209739642 | 0.074 | KG | 46.17 | 44.84 | CP26 | CP26 | EMC surge suppression module, RC element, 690 V, 50 / 60 Hz, 7.5 kW, for motor contactors Size S00 | Lista Papel 2020 SI | 0 | 0
3RT2916-1PB1 |  | 3RT2916-1PB1 | 1 | UN | 1 | 2 | A | D | N | N | 85364900 | 1 | 4011209739659 | 0.079 | KG | 41.42 | 40.28 | CP26 | CP26 | EMC surge suppression module, varistor, 400 V, 50 / 60 Hz, 5.5 kW, for motor contactors Size S00 | Lista Papel 2020 SI | 0 | 0
3RT2916-1PB2 |  | 3RT2916-1PB2 | 1 | UN | 1 | 2 | A | D | N | N | 85364900 | 1 | 4011209739666 | 0.079 | KG | 41.42 | 40.28 | CP26 | CP26 | EMC surge suppression module, varistor, 575 V, 50 / 60 Hz, 5.5 kW, for motor contactors Size S00 | Lista Papel 2020 SI | 0 | 0
3RT2916-1PB3 |  | 3RT2916-1PB3 | 1 | UN | 1 | 15 | C | D | N | N | 85364900 | 1 | 4011209739673 | 0.079 | KG | 41.42 | 40.28 | CP26 | CP26 | EMC surge suppression module, varistor, 690 V, 50 / 60 Hz, 5.5 kW, for motor contactors Size S00 | Lista Papel 2020 SI | 0 | 0
3RT2916-2BE01 |  | 3RT2916-2BE01 | 1 | UN | 1 | 2 | A | D | N | N | 85364190 | 1 | 4011209739895 | 0.114 | KG | 114.95 | 112.1 | CP26 | CP26 | OFF delay device, 24 V DC, for contactor relays and motor contactors 3RT2 | Lista Papel 2020 SI | 0 | 0
3RT2916-2BK01 |  | 3RT2916-2BK01 | 1 | UN | 1 | 5 | B | D | N | N | 85364900 | 1 | 4011209739871 | 0.143 | KG | 114.95 | 112.1 | CP26 | CP26 | OFF delay device, 110 V UC, for contactor relays and motor contactors 3RT2 | Lista Papel 2020 SI | 0 | 0
3RT2916-2BL01 |  | 3RT2916-2BL01 | 1 | UN | 1 | 5 | B | D | N | N | 85364900 | 1 | 4011209739888 | 0.154 | KG | 114.95 | 112.1 | CP26 | CP26 | OFF delay device, 220 / 230 V UC, for contactor relays and motor contactors 3RT2 | Lista Papel 2020 SI | 0 | 0
3RT2916-4BA32 |  | 3RT2916-4BA32 | 1 | UN | 1 | 2 | A | D | N | N | 85366990 | 1 | 4011209824409 | 0.018 | KG | 3.52 | 3.42 | CP26 | CP26 | links for paralleling without connection terminal, 3-pole for 3RT201., Spring-type terminal | Lista Papel 2020 SI | 0 | 0
3RT2916-4EA13 |  | 3RT2916-4EA13 | 1 | UN | 1 | 5 | B | D | N | N | 85389099 | 10 | 4011209849570 | 0.005 | KG | 3.38 | 3.29 | CP26 | CP26 | Ring cable lug cover for contactor relays and motor contactors Size S00 1 pack = 10 covers | Lista Papel 2020 SI | 0 | 0
3RT2916-4JA02 |  | 3RT2916-4JA02 | 1 | UN | 1 | 5 | B | D | N | N | 85389099 | 20 | 4011209829084 | 0.58 | G | 2.78 | 2.78 | CP26 | CP26 | Insulating stop line for 5 connection terminal pairs For each contactor, 2 lines are required (1 pack = 20 lines) Size S00 | - | 0 | 0
3RT2916-4MA10 |  | 3RT2916-4MA10 | 1 | UN | 1 | 2 | A | D | N | N | 85389099 | 5 | 4011209743724 | 0.002 | KG | 2.33 | 2.26 | CP26 | CP26 | Sealable cover for contactor relays and motor contactors 3RH2 / 3RT2 Protection against accidental manual operation Multi-unit packaging = 5 units | Lista Papel 2020 SI | 0 | 0
3RT2916-4MC00 |  | 3RT2916-4MC00 | 1 | UN | 1 | 2 | A | D | N | N | 85389099 | 5 | 4011209773080 | 0.003 | KG | 7.34 | 7.13 | CP26 | CP26 | Control kit (yellow) for contactor relays and motor contactors Size S00 | Lista Papel 2020 SI | 0 | 0
3RT2916-4PA00 |  | 3RT2916-4PA00 | 100 | UN | 1 | 5 | B | D | N | N | 73181558 | 100 | 4011209912830 | 0.123 | KG | 89.97 | 89.97 | CP26 | CP26 | Combination bolt set 100 units for contactors size S00 | - | 0 | 9
3RT2924-5AB01 |  | 3RT2924-5AB01 | 1 | UN | 1 | 5 | B | D | N | N | 85045095 | 1 | 4011209861206 | 0.073 | KG | 17.39 | 16.91 | CP26 | CP26 | Magnet coil for contactors 7.5 kW 24 V AC, 50 Hz, for motor contactors, Size S0, Screw terminal | Lista Papel 2020 SI | 0 | 0
3RT2924-5AC01 |  | 3RT2924-5AC01 | 1 | UN | 1 | 5 | B | D | N | N | 85045095 | 1 | 4011209861213 | 0.074 | KG | 20.71 | 20.71 | CP26 | CP26 | Magnet coil for contactors 7.5 kW 32 V AC, 50 Hz, for motor contactors, Size S0, Screw terminal | - | 0 | 0
3RT2924-5AC11 |  | 3RT2924-5AC11 | 1 | UN | 1 | 0 | A | D | N | N | 85045095 | 1 | 4011209911901 | 0.071 | KG | 20.71 | 20.71 | CP26 | CP26 | Magnet coil for contactors 7.5 kW 24 V AC, 60 Hz for motor contactors, Size S0, Screw terminal | - | 0 | 0
3RT2924-5AC21 |  | 3RT2924-5AC21 | 1 | UN | 1 | 5 | B | D | N | N | 85045095 | 1 | 4011209861374 | 0.075 | KG | 17.39 | 17.39 | CP26 | CP26 | Magnet coil for contactors 7.5 kW 24 V AC, 50 / 60 Hz, for motor contactors, Size S0, Screw terminal | - | 0 | 0
3RT2924-5AD01 |  | 3RT2924-5AD01 | 1 | UN | 1 | 5 | B | D | N | N | 85045095 | 1 | 4011209861220 | 0.09 | KG | 20.71 | 20.14 | CP26 | CP26 | Magnet coil for contactors 7.5 kW 42 V AC, 50 Hz, for motor contactors, Size S0, Screw terminal | Lista Papel 2020 SI | 0 | 0
3RT2924-5AD21 |  | 3RT2924-5AD21 | 1 | UN | 1 | 5 | B | D | N | N | 85045095 | 1 | 4011209861398 | 0.075 | KG | 20.71 | 20.71 | CP26 | CP26 | Magnet coil for contactors 7.5 kW 42 V AC, 50 / 60 Hz, for motor contactors, Size S0, Screw terminal | - | 0 | 0
3RT2924-5AF01 |  | 3RT2924-5AF01 | 1 | UN | 1 | 5 | B | D | N | N | 85045095 | 1 | 4011209861244 | 0.075 | KG | 17.39 | 16.91 | CP26 | CP26 | Magnet coil for contactors 7.5 kW 110 V AC, 50 Hz, for motor contactors, Size S0, Screw terminal | Lista Papel 2020 SI | 0 | 0
3RT2924-5AG21 |  | 3RT2924-5AG21 | 1 | UN | 1 | 5 | B | D | N | N | 85045095 | 1 | 4011209861428 | 0.075 | KG | 17.39 | 17.39 | CP26 | CP26 | Magnet coil for contactors 7.5 kW 110 V AC, 50 / 60 Hz, for motor contactors, Size S0, Screw terminal | - | 0 | 0
3RT2924-5AG61 |  | 3RT2924-5AG61 | 1 | UN | 1 | 5 | B | D | N | N | 85045095 | 1 | 4011209861411 | 0.074 | KG | 20.71 | 20.71 | CP26 | CP26 | Magnet coil for contactors 7.5 kW 100 V AC, 50 / 60 Hz, 110 V, 60Hz, for motor contactors, Size S0, Screw terminal | - | 0 | 0
3RT2924-5AH01 |  | 3RT2924-5AH01 | 1 | UN | 1 | 5 | B | D | N | N | 85045095 | 1 | 4011209861237 | 0.072 | KG | 17.39 | 16.91 | CP26 | CP26 | Magnet coil for contactors 7.5 kW 48 V AC, 50 Hz, for motor contactors, Size S0, Screw terminal | Lista Papel 2020 SI | 0 | 0
3RT2924-5AH21 |  | 3RT2924-5AH21 | 1 | UN | 1 | 5 | B | D | N | N | 85045095 | 1 | 4011209861404 | 0.074 | KG | 20.71 | 20.71 | CP26 | CP26 | Magnet coil for contactors 7.5 kW 48 V AC, 50 / 60 Hz, for motor contactors, Size S0, Screw terminal | - | 0 | 0
3RT2924-5AK61 |  | 3RT2924-5AK61 | 1 | UN | 1 | 5 | B | D | N | N | 85045095 | 1 | 4011209861442 | 0.079 | KG | 17.39 | 17.39 | CP26 | CP26 | Magnet coil for contactors 7.5 kW 7.5 kW, 110 V AC, 50 Hz / 120 V, 60Hz, for motor contactors, Size S0, Screw terminal | - | 0 | 0
3RT2924-5AL21 |  | 3RT2924-5AL21 | 1 | UN | 1 | 5 | B | D | N | N | 85045095 | 1 | 4011209861527 | 0.08 | KG | 17.39 | 17.39 | CP26 | CP26 | Magnet coil for contactors 7.5 kW 230 V AC, 50 / 60 Hz, for motor contactors, Size S0, Screw terminal | - | 0 | 0
3RT2924-5AM11 |  | 3RT2924-5AM11 | 1 | UN | 1 | 0 | A | D | N | N | 85045095 | 1 | 4011209911925 | 0.1 | KG | 20.71 | 20.71 | CP26 | CP26 | Magnet coil for contactors 7.5 kW 208 V AC, 60Hz, for motor contactors, Size S0, Screw terminal | - | 0 | 0
3RT2924-5AM21 |  | 3RT2924-5AM21 | 1 | UN | 1 | 5 | B | D | N | N | 85045095 | 1 | 4011209861473 | 0.084 | KG | 20.71 | 20.71 | CP26 | CP26 | Magnet coil for contactors 7.5 kW 208 V AC, 50 / 60 Hz, for motor contactors, Size S0, Screw terminal | - | 0 | 0
3RT2924-5AN21 |  | 3RT2924-5AN21 | 1 | UN | 1 | 5 | B | D | N | N | 85045095 | 1 | 4011209861480 | 0.072 | KG | 17.39 | 17.39 | CP26 | CP26 | Magnet coil for contactors 7.5 kW 220 V AC, 50 / 60 Hz, for motor contactors, Size S0, Screw terminal | - | 0 | 0
3RT2924-5AN61 |  | 3RT2924-5AN61 | 1 | UN | 1 | 5 | B | D | N | N | 85045095 | 1 | 4011209861466 | 0.081 | KG | 20.71 | 20.71 | CP26 | CP26 | Magnet coil for contactors 7.5 kW 200 V AC, 50 / 60 Hz, 220 V, 60Hz, for motor contactors, Size S0, Screw terminal | - | 0 | 0
3RT2924-5AP01 |  | 3RT2924-5AP01 | 1 | UN | 1 | 5 | B | D | N | N | 85045095 | 1 | 4011209861251 | 0.072 | KG | 17.39 | 16.91 | CP26 | CP26 | Magnet coil for contactors 7.5 kW 230 V AC, 50 Hz, for motor contactors, Size S0, Screw terminal | Lista Papel 2020 SI | 0 | 0
3RT2924-5AP61 |  | 3RT2924-5AP61 | 1 | UN | 1 | 5 | B | D | N | N | 85045095 | 1 | 4011209861503 | 0.08 | KG | 17.39 | 17.39 | CP26 | CP26 | Magnet coil for contactors 7.5 kW 220 V AC, 50 Hz / 220 V, 60Hz, for motor contactors, Size S0, Screw terminal | - | 0 | 0
3RT2924-5AQ21 |  | 3RT2924-5AQ21 | 1 | UN | 1 | 0 | A | D | N | N | 85045095 | 1 | 4011209861558 | 0.1 | KG | 20.71 | 20.71 | CP26 | CP26 | Magnet coil for contactors 7.5 kW 500 V AC, 50 / 60 Hz, for motor contactors, Size S0, Screw terminal | - | 0 | 0
3RT2924-5AR01 |  | 3RT2924-5AR01 | 1 | UN | 1 | 0 | A | D | N | N | 85045095 | 1 | 4011209861299 | 0.1 | KG | 20.71 | 20.71 | CP26 | CP26 | Magnet coil for contactors 7.5 kW 415 V AC, 50 Hz, for motor contactors, Size S0, Screw terminal | - | 0 | 0
3RT2924-5AR11 |  | 3RT2924-5AR11 | 1 | UN | 1 | 0 | A | D | N | N | 85045095 | 1 | 4011209861312 | 0.073 | KG | 20.71 | 20.71 | CP26 | CP26 | Magnet coil for contactors 7.5 kW 440 V AC, 60Hz, for motor contactors, Size S0, Screw terminal | - | 0 | 0
3RT2924-5AR61 |  | 3RT2924-5AR61 | 1 | UN | 1 | 5 | B | D | N | N | 85045095 | 1 | 4011209861541 | 0.071 | KG | 20.71 | 20.71 | CP26 | CP26 | Magnet coil for contactors 7.5 kW 400 V AC, 50 / 60 Hz, 440 V, 60Hz, for motor contactors, Size S0, Screw terminal | - | 0 | 0
3RT2924-5AT61 |  | 3RT2924-5AT61 | 1 | UN | 1 | 5 | B | D | N | N | 85045095 | 1 | 4011209861367 | 0.075 | KG | 20.71 | 20.71 | CP26 | CP26 | Magnet coil for contactors 7.5 kW 600 V AC, 60Hz, for motor contactors, Size S0, Screw terminal | - | 0 | 0
3RT2924-5AU01 |  | 3RT2924-5AU01 | 1 | UN | 1 | 5 | B | D | N | N | 85045095 | 1 | 4011209861268 | 0.075 | KG | 17.39 | 17.39 | CP26 | CP26 | Magnet coil for contactors 7.5 kW 240 V AC, 50 Hz, for motor contactors, Size S0, Screw terminal | - | 0 | 0
3RT2924-5AU21 |  | 3RT2924-5AU21 | 1 | UN | 1 | 0 | A | D | N | N | 85045095 | 1 | 4011209919600 | 0.073 | KG | 20.71 | 20.71 | CP26 | CP26 | Magnet coil for contactors 7.5 kW 380 V AC, 50 / 60 Hz, for motor contactors, Size S0, Screw terminal | - | 0 | 0
3RT2924-5AU61 |  | 3RT2924-5AU61 | 1 | UN | 1 | 5 | B | D | N | N | 85045095 | 1 | 4011209861305 | 0.075 | KG | 20.71 | 20.71 | CP26 | CP26 | Magnet coil for contactors 7.5 kW 277 V AC, 60Hz, for motor contactors, Size S0, Screw terminal | - | 0 | 0
3RT2924-5AV01 |  | 3RT2924-5AV01 | 1 | UN | 1 | 5 | B | D | N | N | 85045095 | 1 | 4011209861275 | 0.076 | KG | 20.71 | 20.14 | CP26 | CP26 | Magnet coil for contactors 7.5 kW 400 V AC, 50 Hz, for motor contactors, Size S0, Screw terminal | Lista Papel 2020 SI | 0 | 0
3RT2924-5AV61 |  | 3RT2924-5AV61 | 1 | UN | 1 | 5 | B | D | N | N | 85045095 | 1 | 4011209861336 | 0.07 | KG | 20.71 | 20.71 | CP26 | CP26 | Magnet coil for contactors 7.5 kW 480 V AC, 60Hz, for motor contactors, Size S0, Screw terminal | - | 0 | 0
3RT2924-5AW61 |  | 3RT2924-5AW61 | 1 | UN | 1 | 0 | A | D | N | N | 85045095 | 1 | 4011209911918 | 0.1 | KG | 20.71 | 20.71 | CP26 | CP26 | Magnet coil for contactors 18.5 kW 347 V AC, 60Hz, for motor contactors, Size S0, Screw terminal | - | 0 | 0
3RT2926-1BB00 |  | 3RT2926-1BB00 | 1 | UN | 1 | 1 | A | D | N | N | 85363010 | 1 | 4011209779310 | 0.005 | KG | 11.12 | 10.83 | CP26 | CP26 | Surge suppressor, varistor, 24 ... 48 V AC, 24 ... 70 V DC, for motor contactors Size S0 | Lista Papel 2020 SI | 0 | 0
3RT2926-1BB00-Z | X90 | 3RT2926-1BB00-ZX90 | 1 | UN | 1 | 2 | A | D | N | N | 85363010 | 10 | 4011209779457 | 0.003 | KG | 11.12 | 11.12 | CP26 | CP26 | Surge suppressor, varistor, 24 ... 48 V AC, 24 ... 70 V DC, for motor contactors size S0, reusable packaging = 10 units | - | 0 | 0
3RT2926-1BC00 |  | 3RT2926-1BC00 | 1 | UN | 1 | 1 | A | D | N | N | 85363010 | 1 | 4011209779327 | 0.004 | KG | 11.12 | 10.83 | CP26 | CP26 | Surge suppressor, varistor, 48 ... 127 V AC, 70 ... 150 V DC, for motor contactors Size S0 | Lista Papel 2020 SI | 0 | 0
3RT2926-1BC00-Z | X90 | 3RT2926-1BC00-ZX90 | 1 | UN | 1 | 2 | A | D | N | N | 85363010 | 10 | 4011209779464 | 0.003 | KG | 11.12 | 11.12 | CP26 | CP26 | Surge suppressor, varistor, 48 ... 127 V AC, 70 ... 150 V DC, for motor contactors size S0, reusable packaging = 10 units | - | 0 | 0
3RT2926-1BD00 |  | 3RT2926-1BD00 | 1 | UN | 1 | 1 | A | D | N | N | 85363010 | 1 | 4011209779334 | 0.005 | KG | 11.12 | 10.83 | CP26 | CP26 | Surge suppressor, varistor, 127 ... 240 V AC 150 ... 250 V DC for motor contactors Size S0 | Lista Papel 2020 SI | 0 | 0
3RT2926-1BD00-Z | X90 | 3RT2926-1BD00-ZX90 | 1 | UN | 1 | 2 | A | D | N | N | 85363010 | 10 | 4011209779471 | 0.003 | KG | 11.12 | 11.12 | CP26 | CP26 | Surge suppressor, varistor, 127 ... 240 V AC 150 ... 250 V DC for motor contactors size S0, reusable packaging = 10 units | - | 0 | 0
3RT2926-1BE00 |  | 3RT2926-1BE00 | 1 | UN | 1 | 1 | A | D | N | N | 85363010 | 1 | 4011209779341 | 0.006 | KG | 11.12 | 10.83 | CP26 | CP26 | Surge suppressor, varistor, 240 ... 400 V AC, for motor contactors Size S0 | Lista Papel 2020 SI | 0 | 0
3RT2926-1BE00-Z | X90 | 3RT2926-1BE00-ZX90 | 1 | UN | 1 | 5 | B | D | N | N | 85363010 | 10 | 4011209779488 | 0.005 | KG | 11.12 | 11.12 | CP26 | CP26 | Surge suppressor, Varistor, 240 ... 400 V AC, for motor contactors Size S0, Multi-unit packaging = 10 units | - | 0 | 0
3RT2926-1BF00 |  | 3RT2926-1BF00 | 1 | UN | 1 | 2 | A | D | N | N | 85363010 | 1 | 4011209779358 | 0.006 | KG | 11.12 | 10.83 | CP26 | CP26 | Surge suppressor, varistor, 400 ... 600 V AC, for motor contactors Size S0, | Lista Papel 2020 SI | 0 | 0
3RT2926-1BF00-Z | X90 | 3RT2926-1BF00-ZX90 | 1 | UN | 1 | 5 | B | D | N | N | 85363010 | 10 | 4011209779495 | 0.005 | KG | 11.12 | 11.12 | CP26 | CP26 | Surge suppressor, Varistor, 400 ... 600 V AC, for motor contactors Size S0, Multi-unit packaging = 10 units | - | 0 | 0
3RT2926-1CB00 |  | 3RT2926-1CB00 | 1 | UN | 1 | 1 | A | D | N | N | 85363010 | 1 | 4011209779365 | 0.005 | KG | 14.06 | 13.68 | CP26 | CP26 | Surge suppressor, RC element, 24 ... 48 V AC, 24 ... 70 V DC, for motor contactors Size S0, | Lista Papel 2020 SI | 0 | 0
3RT2926-1CB00-Z | X90 | 3RT2926-1CB00-ZX90 | 1 | UN | 1 | 1 | A | D | N | N | 85363010 | 10 | 4011209779501 | 0.004 | KG | 14.06 | 14.06 | CP26 | CP26 | Surge suppressor, RC element, 24 ... 48 V AC, 24 ... 70 V DC, for motor contactors Size S0, Multi-unit packaging = 10 units | - | 0 | 0
3RT2926-1CC00 |  | 3RT2926-1CC00 | 1 | UN | 1 | 1 | A | D | N | N | 85363010 | 1 | 4011209779372 | 0.005 | KG | 14.06 | 13.68 | CP26 | CP26 | Surge suppressor, RC element, 48 ... 127 V AC, 70 ... 150 V DC, for motor contactors Size S0, | Lista Papel 2020 SI | 0 | 0
3RT2926-1CC00-Z | X90 | 3RT2926-1CC00-ZX90 | 1 | UN | 1 | 2 | A | D | N | N | 85363010 | 10 | 4011209779518 | 0.004 | KG | 14.06 | 14.06 | CP26 | CP26 | Surge suppressor, RC element, 48 ... 127 V AC, 70 ... 150 V DC, for motor contactors Size S0, Multi-unit packaging = 10 units | - | 0 | 0
3RT2926-1CD00 |  | 3RT2926-1CD00 | 1 | UN | 1 | 1 | A | D | N | N | 85363010 | 1 | 4011209779389 | 0.005 | KG | 14.06 | 13.68 | CP26 | CP26 | Surge suppressor, RC element, 127...240 V AC, 150 ... 250 V DC, for motor contactors Size S0, | Lista Papel 2020 SI | 0 | 0
3RT2926-1CD00-Z | X90 | 3RT2926-1CD00-ZX90 | 1 | UN | 1 | 1 | A | D | N | N | 85363010 | 10 | 4011209779525 | 0.004 | KG | 14.06 | 14.06 | CP26 | CP26 | Surge suppressor, RC element, 127...240 V AC, 150 ... 250 V DC, for motor contactors Size S0, Multi-unit packaging = 10 units | - | 0 | 0
3RT2926-1CE00 |  | 3RT2926-1CE00 | 1 | UN | 1 | 2 | A | D | N | N | 85363010 | 1 | 4011209779396 | 0.006 | KG | 14.06 | 13.68 | CP26 | CP26 | Surge suppressor, RC element, 240 ... 400 V AC, for motor contactors Size S0, | Lista Papel 2020 SI | 0 | 0
3RT2926-1CE00-Z | X90 | 3RT2926-1CE00-ZX90 | 1 | UN | 1 | 5 | B | D | N | N | 85363010 | 10 | 4011209779532 | 0.005 | KG | 14.06 | 14.06 | CP26 | CP26 | Surge suppressor, RC element, 240 ... 400 V AC, for motor contactors Size S0, Multi-unit packaging = 10 units | - | 0 | 0
3RT2926-1CF00 |  | 3RT2926-1CF00 | 1 | UN | 1 | 2 | A | D | N | N | 85363010 | 1 | 4011209779402 | 0.006 | KG | 14.06 | 13.68 | CP26 | CP26 | Surge suppressor, RC element, 400 ... 600 V AC, for motor contactors Size S0, | Lista Papel 2020 SI | 0 | 0
3RT2926-1CF00-Z | X90 | 3RT2926-1CF00-ZX90 | 1 | UN | 1 | 5 | B | D | N | N | 85363010 | 10 | 4011209779549 | 0.004 | KG | 14.06 | 14.06 | CP26 | CP26 | Surge suppressor, RC element, 400 ... 600 V AC, for motor contactors Size S0, Multi-unit packaging = 10 units | - | 0 | 0
3RT2926-1ER00 |  | 3RT2926-1ER00 | 1 | UN | 1 | 1 | A | D | N | N | 85363010 | 1 | 4011209779419 | 0.005 | KG | 14.63 | 14.25 | CP26 | CP26 | Surge suppressor, diode combination, 24 V DC, for motor contactors Size S0, | Lista Papel 2020 SI | 0 | 0
3RT2926-1ER00-Z | X90 | 3RT2926-1ER00-ZX90 | 1 | UN | 1 | 1 | A | D | N | N | 85363010 | 10 | 4011209779556 | 0.003 | KG | 14.63 | 14.63 | CP26 | CP26 | Surge suppressor, diode combination, 24 V DC, for motor contactors Size S0, Multi-unit packaging = 10 units | - | 0 | 0
3RT2926-1ES00 |  | 3RT2926-1ES00 | 1 | UN | 1 | 1 | A | D | N | N | 85363010 | 1 | 4011209779426 | 0.005 | KG | 14.63 | 14.25 | CP26 | CP26 | Surge suppressor, diode combination, 30 ... 250 V DC, for motor contactors Size S0, | Lista Papel 2020 SI | 0 | 0
3RT2926-1ES00-Z | X90 | 3RT2926-1ES00-ZX90 | 1 | UN | 1 | 2 | A | D | N | N | 85363010 | 10 | 4011209779563 | 0.004 | KG | 14.63 | 14.63 | CP26 | CP26 | Surge suppressor, diode combination, 30 ... 250 V DC, for motor contactors Size S0, Multi-unit packaging = 10 units | - | 0 | 0
3RT2926-1JJ00 |  | 3RT2926-1JJ00 | 1 | UN | 1 | 1 | A | D | N | N | 85363010 | 1 | 4011209822719 | 0.005 | KG | 14.44 | 14.06 | CP26 | CP26 | Surge suppressor, Varistor with LED, 24 ... 48 V AC, 12 ... 24 V DC, for motor contactors Size S0, | Lista Papel 2020 SI | 0 | 0
3RT2926-1JJ00-Z | X90 | 3RT2926-1JJ00-ZX90 | 1 | UN | 1 | 5 | B | D | N | N | 85363010 | 10 | 4011209822740 | 0.004 | KG | 14.44 | 14.44 | CP26 | CP26 | Surge suppressor, Varistor with LED, 24 ... 48 V AC, 12 ... 24 V DC, for motor contactors Size S0, Multi-unit packaging = 10 units | - | 0 | 0
3RT2926-1JK00 |  | 3RT2926-1JK00 | 1 | UN | 1 | 1 | A | D | N | N | 85363010 | 1 | 4011209822726 | 0.005 | KG | 14.44 | 14.06 | CP26 | CP26 | Surge suppressor, Varistor with LED, 48 ... 127 V AC, 24 ... 70 V DC, for motor contactors Size S0, | Lista Papel 2020 SI | 0 | 0
3RT2926-1JK00-Z | X90 | 3RT2926-1JK00-ZX90 | 1 | UN | 1 | 2 | A | D | N | N | 85363010 | 10 | 4011209822757 | 0.004 | KG | 14.44 | 14.44 | CP26 | CP26 | Surge suppressor, Varistor with LED, 48 ... 127 V AC, 24 ... 70 V DC, for motor contactors Size S0, Multi-unit packaging = 10 units | - | 0 | 0
3RT2926-1JL00 |  | 3RT2926-1JL00 | 1 | UN | 1 | 1 | A | D | N | N | 85363010 | 1 | 4011209831179 | 0.005 | KG | 14.44 | 14.06 | CP26 | CP26 | Surge suppressor, Varistor with LED, 127 ... 240 V AC, 70 ... 150 V DC for motor contactors Size S0, | Lista Papel 2020 SI | 0 | 0
3RT2926-1JL00-Z | X90 | 3RT2926-1JL00-ZX90 | 1 | UN | 1 | 5 | B | D | N | N | 85363010 | 10 | 4011209831186 | 0.004 | KG | 14.44 | 14.44 | CP26 | CP26 | Surge suppressor, Varistor with LED, 127 ... 240 V AC, 70 ... 150 V DC for motor contactors Size S0, Multi-unit packaging = 10 units | - | 0 | 0
3RT2926-1MR00 |  | 3RT2926-1MR00 | 1 | UN | 1 | 1 | A | D | N | N | 85363010 | 1 | 4011209822733 | 0.005 | KG | 19.29 | 18.72 | CP26 | CP26 | Surge suppressor, diode combination with LED, 24 V DC, for motor contactors Size S0, | Lista Papel 2020 SI | 0 | 0
3RT2926-1MR00-Z | X90 | 3RT2926-1MR00-ZX90 | 1 | UN | 1 | 5 | B | D | N | N | 85363010 | 10 | 4011209822764 | 0.003 | KG | 19.29 | 19.29 | CP26 | CP26 | Surge suppressor, diode combination with LED, 24 V DC, for motor contactors Size S0, Multi-unit packaging = 10 units | - | 0 | 0
3RT2926-1QT00 |  | 3RT2926-1QT00 | 1 | UN | 1 | 5 | B | D | N | N | 85411000 | 5 | 4011209777767 | 0.008 | KG | 8.64 | 8.39 | CP26 | CP26 | LED module for display of the contactor function, 24 ... 240 V AC / DC, protected against polarity reversal, for motor contactors Size S00 to S3, Multi-unit packaging = 5 units | Lista Papel 2020 SI | 0 | 0
3RT2926-2PA01 |  | 3RT2926-2PA01 | 1 | UN | 1 | 10 | C | D | N | N | 85364900 | 1 | 4011209740341 | 0.1 | KG | 87.5 | 85.03 | CP26 | CP26 | Pneumatic timing relay block ON delay 0.1 ... 30 s 1 NO + 1 NC, for motor contactors size S0 | Lista Papel 2020 SI | 0 | 0
3RT2926-2PA01-0MT0 |  | 3RT2926-2PA01-0MT0 | 1 | UN | 1 | 0 | A | D | N | N | 85364900 | 1 | 4011209835467 | 0.101 | KG | 95.95 | 95.95 | CP26 | CP26 | Note! Changed technical specification! See data sheet/factory certificate Pneumatic timing relay block ON delay 0.1 ... 30 s 1 NO + 1 NC, for motor contactors size S0 according to DIN VDE 0116 | - | 0 | 0
3RT2926-2PA11 |  | 3RT2926-2PA11 | 1 | UN | 1 | 10 | C | D | N | N | 85364900 | 1 | 4011209740358 | 0.097 | KG | 87.5 | 85.03 | CP26 | CP26 | Pneumatic timing relay block ON delay 1 ... 60 s 1 NO + 1 NC, for motor contactors size S0 | Lista Papel 2020 SI | 0 | 0
3RT2926-2PA11-0MT0 |  | 3RT2926-2PA11-0MT0 | 1 | UN | 1 | 0 | A | D | N | N | 85364900 | 1 | 4011209835481 | 0.097 | KG | 95.95 | 95.95 | CP26 | CP26 | Note! Changed technical specification! See data sheet/factory certificate Pneumatic timing relay block ON delay 1 ... 60 s 1 NO + 1 NC, for motor contactors size S0 according to DIN VDE 0116 | - | 0 | 0
3RT2926-2PR01 |  | 3RT2926-2PR01 | 1 | UN | 1 | 10 | C | D | N | N | 85364900 | 1 | 4011209740365 | 0.099 | KG | 93.1 | 90.44 | CP26 | CP26 | Pneumatic timing relay block OFF delay 0.1 ... 30 s 1 NO + 1 NC, for motor contactors size S0 | Lista Papel 2020 SI | 0 | 0
3RT2926-2PR01-0MT0 |  | 3RT2926-2PR01-0MT0 | 1 | UN | 1 | 0 | A | D | N | N | 85364900 | 1 | 4011209835474 | 0.103 | KG | 101.65 | 101.65 | CP26 | CP26 | Note! Changed technical specification! See data sheet/factory certificate Pneumatic timing relay block OFF-delay 0.1 ... 30 s 1 NO + 1 NC, for motor contactors size S0 according to DIN VDE 0116 | - | 0 | 0
3RT2926-2PR11 |  | 3RT2926-2PR11 | 1 | UN | 1 | 10 | C | D | N | N | 85364900 | 1 | 4011209740372 | 0.098 | KG | 93.1 | 90.44 | CP26 | CP26 | Pneumatic timing relay block OFF delay 1 ... 60 s 1 NO + 1 NC, for motor contactors size S0 | Lista Papel 2020 SI | 0 | 0
3RT2926-2PR11-0MT0 |  | 3RT2926-2PR11-0MT0 | 1 | UN | 1 | 0 | A | D | N | N | 85364900 | 1 | 4011209835498 | 0.101 | KG | 101.65 | 101.65 | CP26 | CP26 | Note! Changed technical specification! See data sheet/factory certificate Pneumatic timing relay block OFF-delay 1 ... 60 s 1 NO + 1 NC, for motor contactors size S0 according to DIN VDE 0116 | - | 0 | 0
3RT2926-3AB31 |  | 3RT2926-3AB31 | 1 | UN | 1 | 1 | A | D | N | N | 85369095 | 1 | 4011209736788 | 0.121 | KG | 77.52 | 75.34 | CP26 | CP26 | Latching block, mechanical, 24 V AC/DC for motor contactors, Size S0 | Lista Papel 2020 SI | 0 | 0
3RT2926-3AF31 |  | 3RT2926-3AF31 | 1 | UN | 1 | 5 | B | D | N | N | 85369095 | 1 | 4011209736795 | 0.122 | KG | 77.52 | 75.34 | CP26 | CP26 | Latching block, mechanical, 110 V AC/DC for motor contactors, Size S0 | Lista Papel 2020 SI | 0 | 0
3RT2926-3AP31 |  | 3RT2926-3AP31 | 1 | UN | 1 | 5 | B | D | N | N | 85369095 | 1 | 4011209736801 | 0.125 | KG | 77.52 | 75.34 | CP26 | CP26 | Latching block, mechanical, 230 V AC/DC for motor contactors, Size S0 | Lista Papel 2020 SI | 0 | 0
3RT2926-4BA32 |  | 3RT2926-4BA32 | 1 | UN | 1 | 2 | A | D | N | N | 85366990 | 1 | 4011209824416 | 0.032 | KG | 3.52 | 3.42 | CP26 | CP26 | links for paralleling without connection terminal, 3-pole for 3RT202., Spring-type terminal | Lista Papel 2020 SI | 0 | 0
3RT2926-4BB31 |  | 3RT2926-4BB31 | 1 | UN | 1 | 2 | A | D | N | N | 85369010 | 1 | 4011209718838 | 0.043 | KG | 8.73 | 8.73 | CP26 | CP26 | links for paralleling with connection terminal, 3-pole for motor contactors, Size S0 3RT102. and 3RT202. | - | 0 | 0
3RT2926-4EB13 |  | 3RT2926-4EB13 | 1 | UN | 1 | 5 | B | D | N | N | 85389099 | 1 | 4011209849556 | 0.009 | KG | 12.07 | 11.69 | CP26 | CP26 | Ring cable lug cover for motor contactors, Size S0 | Lista Papel 2020 SI | 0 | 0
3RT2926-4MC00 |  | 3RT2926-4MC00 | 1 | UN | 1 | 2 | A | D | N | N | 85389099 | 5 | 4011209907607 | 0.003 | KG | 7.34 | 7.13 | CP26 | CP26 | Control kit (orange) for motor contactors and contactor relays Size S0 | Lista Papel 2020 SI | 0 | 0
3RT2926-4PA00 |  | 3RT2926-4PA00 | 100 | UN | 1 | 0 | A | D | N | N | 73181558 | 100 | 4011209912847 | 0.86 | G | 89.97 | 89.97 | CP26 | CP26 | Combination bolt set = 100 units for motor contactor ring cable lug Size S0, M3 for auxiliary current path | - | 0 | 0
3RT2926-4PA01 |  | 3RT2926-4PA01 | 100 | UN | 1 | 0 | A | D | N | N | 73181558 | 100 | 4011209912854 | 0.002 | KG | 89.97 | 89.97 | CP26 | CP26 | Combination bolt set = 100 units for motor contactor ring cable lug Size S0, M4 main circuit | - | 0 | 0
3RT2926-4RA11 |  | 3RT2926-4RA11 | 1 | UN | 1 | 2 | A | D | N | N | 85444290 | 1 | 4011209737174 | 0.026 | KG | 4.98 | 4.84 | CP26 | CP26 | Coil connection module for motor contactors, Size S0-S3, connection from top Screw terminal | Lista Papel 2020 SI | 0 | 0
3RT2926-4RA12 |  | 3RT2926-4RA12 | 1 | UN | 1 | 5 | B | D | N | N | 85444290 | 1 | 4011209737457 | 0.026 | KG | 4.98 | 4.84 | CP26 | CP26 | Coil connection module for motor contactors, Size S0, connection from top Spring-type terminal | Lista Papel 2020 SI | 0 | 0
3RT2926-4RB11 |  | 3RT2926-4RB11 | 1 | UN | 1 | 5 | B | D | N | N | 85444290 | 1 | 4011209737181 | 0.024 | KG | 4.98 | 4.84 | CP26 | CP26 | Coil connection module for motor contactors, Size S0 -S3, connection from below, Screw terminal | Lista Papel 2020 SI | 0 | 0
3RT2926-4RB12 |  | 3RT2926-4RB12 | 1 | UN | 1 | 5 | B | D | N | N | 85444290 | 1 | 4011209737471 | 0.025 | KG | 4.98 | 4.84 | CP26 | CP26 | Coil connection module for motor contactors, Size S0, connection from top Spring-type terminal | Lista Papel 2020 SI | 0 | 0
3RT2926-4RC11 |  | 3RT2926-4RC11 | 1 | UN | 1 | 5 | B | D | N | N | 85444290 | 1 | 4011209737198 | 0.03 | KG | 7.7 | 7.49 | CP26 | CP26 | Coil connection module for motor contactors, Size S0 -S3, connection diagonal Screw terminal | Lista Papel 2020 SI | 0 | 0
3RT2926-5AB01 |  | 3RT2926-5AB01 | 1 | UN | 1 | 5 | B | D | N | N | 85045095 | 1 | 4011209861565 | 0.08 | KG | 17.39 | 16.91 | CP26 | CP26 | Magnet coil for contactors 18.5 kW 24 V AC, 50 Hz, for motor contactors, Size S0, Screw terminal | Lista Papel 2020 SI | 0 | 0
3RT2926-5AC01 |  | 3RT2926-5AC01 | 1 | UN | 1 | 0 | A | D | N | N | 85045095 | 1 | 4011209861572 | 0.081 | KG | 20.71 | 20.71 | CP26 | CP26 | Magnet coil for contactors 18.5 kW 32 V AC, 50 Hz, for motor contactors, Size S0, Screw terminal | - | 0 | 0
3RT2926-5AC11 |  | 3RT2926-5AC11 | 1 | UN | 1 | 5 | B | D | N | N | 85045095 | 1 | 4011209911864 | 0.076 | KG | 20.71 | 20.71 | CP26 | CP26 | Magnet coil for contactors 18.5 kW 24 V AC, 60Hz, for motor contactors, Size S0, Screw terminal | - | 0 | 0
3RT2926-5AC21 |  | 3RT2926-5AC21 | 1 | UN | 1 | 5 | B | D | N | N | 85045095 | 1 | 4011209861725 | 0.077 | KG | 17.39 | 17.39 | CP26 | CP26 | Magnet coil for contactors 18.5 kW 24 V AC, 50 / 60 Hz for motor contactors, Size S0, Screw terminal | - | 0 | 0
3RT2926-5AD01 |  | 3RT2926-5AD01 | 1 | UN | 1 | 5 | B | D | N | N | 85045095 | 1 | 4011209861589 | 0.088 | KG | 20.71 | 20.14 | CP26 | CP26 | Magnet coil for contactors 18.5 kW 42 V AC, 50 Hz, for motor contactors, Size S0, Screw terminal | Lista Papel 2020 SI | 0 | 0
3RT2926-5AD21 |  | 3RT2926-5AD21 | 1 | UN | 1 | 0 | A | D | N | N | 85045095 | 1 | 4011209861732 | 0.081 | KG | 20.71 | 20.71 | CP26 | CP26 | Magnet coil for contactors 18.5 kW 42 V AC, 50 / 60 Hz, for motor contactors, Size S0, Screw terminal | - | 0 | 0
3RT2926-5AF01 |  | 3RT2926-5AF01 | 1 | UN | 1 | 5 | B | D | N | N | 85045095 | 1 | 4011209861602 | 0.083 | KG | 17.39 | 16.91 | CP26 | CP26 | Magnet coil for contactors 18.5 kW 110 V AC, 50 Hz, for motor contactors, Size S0, Screw terminal | Lista Papel 2020 SI | 0 | 0
3RT2926-5AG21 |  | 3RT2926-5AG21 | 1 | UN | 1 | 5 | B | D | N | N | 85045095 | 1 | 4011209861770 | 0.092 | KG | 17.39 | 17.39 | CP26 | CP26 | Magnet coil for contactors 18.5 kW 110 V AC, 50 / 60 Hz, for motor contactors, Size S0, Screw terminal | - | 0 | 0
3RT2926-5AG61 |  | 3RT2926-5AG61 | 1 | UN | 1 | 0 | A | D | N | N | 85045095 | 1 | 4011209861763 | 0.08 | KG | 20.71 | 20.71 | CP26 | CP26 | Magnet coil for contactors 18.5 kW 100 V AC, 50 / 60 Hz, 110 V, 60Hz, for motor contactors, Size S0, Screw terminal | - | 0 | 0
3RT2926-5AH01 |  | 3RT2926-5AH01 | 1 | UN | 1 | 5 | B | D | N | N | 85045095 | 1 | 4011209861596 | 0.084 | KG | 17.39 | 16.91 | CP26 | CP26 | Magnet coil for contactors 18.5 kW 48 V AC, 50 Hz, for motor contactors, Size S0, Screw terminal | Lista Papel 2020 SI | 0 | 0
3RT2926-5AH21 |  | 3RT2926-5AH21 | 1 | UN | 1 | 5 | B | D | N | N | 85045095 | 1 | 4011209861749 | 0.084 | KG | 20.71 | 20.71 | CP26 | CP26 | Magnet coil for contactors 18.5 kW 48 V AC, 50 / 60 Hz, for motor contactors, Size S0, Screw terminal | - | 0 | 0
3RT2926-5AK61 |  | 3RT2926-5AK61 | 1 | UN | 1 | 5 | B | D | N | N | 85045095 | 1 | 4011209861787 | 0.085 | KG | 17.39 | 17.39 | CP26 | CP26 | Magnet coil for contactors 18.5 kW 110 V AC, 50 Hz / 120 V, 60Hz, for motor contactors, Size S0, Screw terminal | - | 0 | 0
3RT2926-5AL21 |  | 3RT2926-5AL21 | 1 | UN | 1 | 5 | B | D | N | N | 85045095 | 1 | 4011209861855 | 0.085 | KG | 17.39 | 17.39 | CP26 | CP26 | Magnet coil for contactors 18.5 kW 230 V AC, 50 / 60 Hz, for motor contactors, Size S0, Screw terminal | - | 0 | 0
3RT2926-5AM11 |  | 3RT2926-5AM11 | 1 | UN | 1 | 5 | B | D | N | N | 85045095 | 1 | 4011209911871 | 0.097 | KG | 20.71 | 20.71 | CP26 | CP26 | Magnet coil for contactors 18.5 kW 208 V AC, 60Hz, for motor contactors, Size S0, Screw terminal | - | 0 | 0
3RT2926-5AM21 |  | 3RT2926-5AM21 | 1 | UN | 1 | 5 | B | D | N | N | 85045095 | 1 | 4011209861800 | 0.083 | KG | 20.71 | 20.71 | CP26 | CP26 | Magnet coil for contactors 18.5 kW 208 V AC, 50 / 60 Hz, for motor contactors, Size S0, Screw terminal | - | 0 | 0
3RT2926-5AN21 |  | 3RT2926-5AN21 | 1 | UN | 1 | 5 | B | D | N | N | 85045095 | 1 | 4011209861824 | 0.085 | KG | 17.39 | 17.39 | CP26 | CP26 | Magnet coil for contactors 18.5 kW 220 V AC, 50 / 60 Hz, for motor contactors, Size S0, Screw terminal | - | 0 | 0
3RT2926-5AN61 |  | 3RT2926-5AN61 | 1 | UN | 1 | 5 | B | D | N | N | 85045095 | 1 | 4011209861794 | 0.084 | KG | 20.71 | 20.71 | CP26 | CP26 | Magnet coil for contactors 18.5 kW 200 V AC, 50 / 60 Hz, 220 V, 60Hz, for motor contactors, Size S0, Screw terminal | - | 0 | 0
3RT2926-5AP01 |  | 3RT2926-5AP01 | 1 | UN | 1 | 5 | B | D | N | N | 85045095 | 1 | 4011209861626 | 0.084 | KG | 17.39 | 16.91 | CP26 | CP26 | Magnet coil for contactors 18.5 kW 230 V AC, 50 Hz, for motor contactors, Size S0, Screw terminal | Lista Papel 2020 SI | 0 | 0
3RT2926-5AP61 |  | 3RT2926-5AP61 | 1 | UN | 1 | 5 | B | D | N | N | 85045095 | 1 | 4011209861848 | 0.082 | KG | 17.39 | 17.39 | CP26 | CP26 | Magnet coil for contactors 18.5 kW 220 V AC, 50 Hz / 240 V, 60Hz, for motor contactors, Size S0, Screw terminal | - | 0 | 0
3RT2926-5AQ21 |  | 3RT2926-5AQ21 | 1 | UN | 1 | 5 | B | D | N | N | 85045095 | 1 | 4011209861879 | 0.085 | KG | 20.71 | 20.71 | CP26 | CP26 | Magnet coil for contactors 18.5 kW 500 V AC, 50 / 60 Hz, for motor contactors, Size S0, Screw terminal | - | 0 | 0
3RT2926-5AR01 |  | 3RT2926-5AR01 | 1 | UN | 1 | 0 | A | D | N | N | 85045095 | 1 | 4011209861657 | 0.1 | KG | 20.71 | 20.71 | CP26 | CP26 | Magnet coil for contactors 18.5 kW 415 V AC, 50 Hz, for motor contactors, Size S0, Screw terminal | - | 0 | 0
3RT2926-5AR11 |  | 3RT2926-5AR11 | 1 | UN | 1 | 0 | A | D | N | N | 85045095 | 1 | 4011209861671 | 0.084 | KG | 20.71 | 20.71 | CP26 | CP26 | Magnet coil for contactors 18.5 kW 440 V AC, 60Hz, for motor contactors, Size S0, Screw terminal | - | 0 | 0
3RT2926-5AR61 |  | 3RT2926-5AR61 | 1 | UN | 1 | 5 | B | D | N | N | 85045095 | 1 | 4011209861862 | 0.075 | KG | 20.71 | 20.71 | CP26 | CP26 | Magnet coil for contactors 18.5 kW 400 V AC, 50 / 60 Hz, 440 V, 60Hz, for motor contactors, Size S0, Screw terminal | - | 0 | 0
3RT2926-5AT61 |  | 3RT2926-5AT61 | 1 | UN | 1 | 5 | B | D | N | N | 85045095 | 1 | 4011209861701 | 0.079 | KG | 20.71 | 20.71 | CP26 | CP26 | Magnet coil for contactors 18.5 kW 600 V AC, 60Hz, for motor contactors, Size S0, Screw terminal | - | 0 | 0
3RT2926-5AU01 |  | 3RT2926-5AU01 | 1 | UN | 1 | 0 | A | D | N | N | 85045095 | 1 | 4011209861633 | 0.1 | KG | 17.39 | 17.39 | CP26 | CP26 | Magnet coil for contactors 18.5 kW 240 V AC, 50 Hz, for motor contactors, Size S0, Screw terminal | - | 0 | 0
3RT2926-5AU21 |  | 3RT2926-5AU21 | 1 | UN | 1 | 0 | A | D | N | N | 85045095 | 1 | 4011209919594 | 0.08 | KG | 20.71 | 20.71 | CP26 | CP26 | Magnet coil for contactors 18.5 kW 380 V AC, 50 / 60 Hz, for motor contactors, Size S0, Screw terminal | - | 0 | 0
3RT2926-5AU61 |  | 3RT2926-5AU61 | 1 | UN | 1 | 5 | B | D | N | N | 85045095 | 1 | 4011209861664 | 0.078 | KG | 20.71 | 20.71 | CP26 | CP26 | Magnet coil for contactors 18.5 kW 277 V AC, 60Hz, for motor contactors, Size S0, Screw terminal | - | 0 | 0
3RT2926-5AV01 |  | 3RT2926-5AV01 | 1 | UN | 1 | 5 | B | D | N | N | 85045095 | 1 | 4011209861640 | 0.081 | KG | 20.71 | 20.14 | CP26 | CP26 | Magnet coil for contactors 18.5 kW 400 V AC, 50 Hz, for motor contactors, Size S0, Screw terminal | Lista Papel 2020 SI | 0 | 0
3RT2926-5AV61 |  | 3RT2926-5AV61 | 1 | UN | 1 | 5 | B | D | N | N | 85045095 | 1 | 4011209861688 | 0.083 | KG | 20.71 | 20.71 | CP26 | CP26 | Magnet coil for contactors 18.5 kW 480 V AC, 60Hz, for motor contactors, Size S0, Screw terminal | - | 0 | 0
3RT2926-5AW61 |  | 3RT2926-5AW61 | 1 | UN | 1 | 0 | A | D | N | N | 85045095 | 1 | 4011209911888 | 0.088 | KG | 20.71 | 20.71 | CP26 | CP26 | Magnet coil for contactors 18.5 kW 347 V AC, 60Hz, for motor contactors, Size S0, Screw terminal | - | 0 | 0
3RT2934-5AB01 |  | 3RT2934-5AB01 | 1 | UN | 1 | 5 | B | D | N | N | 85045095 | 1 | 4047621002354 | 0.115 | KG | 21.28 | 20.71 | CP26 | CP26 | Magnet coil for contactors S2, 24 V AC 50 Hz, | Lista Papel 2020 SI | 0 | 0
3RT2934-5AC21 |  | 3RT2934-5AC21 | 1 | UN | 1 | 5 | B | D | N | N | 85045095 | 1 | 4047621002361 | 0.123 | KG | 21.28 | 21.28 | CP26 | CP26 | Magnet coil for contactors S2, 24 V AC, 50 / 60 Hz, | - | 0 | 0
3RT2934-5AD01 |  | 3RT2934-5AD01 | 1 | UN | 1 | 5 | B | D | N | N | 85045095 | 1 | 4047621002378 | 0.12 | KG | 25.75 | 24.99 | CP26 | CP26 | Magnet coil for contactors S2, 42 V AC, 50 Hz, | Lista Papel 2020 SI | 0 | 0
3RT2934-5AD21 |  | 3RT2934-5AD21 | 1 | UN | 1 | 0 | A | D | N | N | 85045095 | 1 | 4047621002385 | 0.126 | KG | 25.75 | 25.75 | CP26 | CP26 | Magnet coil for contactors S2, 42 V AC, 50 / 60 Hz, | - | 0 | 0
3RT2934-5AF01 |  | 3RT2934-5AF01 | 1 | UN | 1 | 5 | B | D | N | N | 85045095 | 1 | 4047621002392 | 0.115 | KG | 21.28 | 20.71 | CP26 | CP26 | Magnet coil for contactors S2, 110 V AC, 50 Hz, | Lista Papel 2020 SI | 0 | 0
3RT2934-5AG21 |  | 3RT2934-5AG21 | 1 | UN | 1 | 5 | B | D | N | N | 85045095 | 1 | 4047621002408 | 0.113 | KG | 21.28 | 21.28 | CP26 | CP26 | Magnet coil for contactors S2, 110 V AC, 50 / 60 Hz, | - | 0 | 0
3RT2934-5AG61 |  | 3RT2934-5AG61 | 1 | UN | 1 | 0 | A | D | N | N | 85045095 | 1 | 4047621002415 | 0.11 | KG | 25.75 | 25.75 | CP26 | CP26 | Magnet coil for contactors S2, 100 V, 50 Hz / 100 ... 110 V, 60Hz, | - | 0 | 0
3RT2934-5AH01 |  | 3RT2934-5AH01 | 1 | UN | 1 | 5 | B | D | N | N | 85045095 | 1 | 4047621002422 | 0.118 | KG | 21.28 | 20.71 | CP26 | CP26 | Magnet coil for contactors S2, 48 V AC, 50 Hz, | Lista Papel 2020 SI | 0 | 0
3RT2934-5AH21 |  | 3RT2934-5AH21 | 1 | UN | 1 | 5 | B | D | N | N | 85045095 | 1 | 4047621002439 | 0.125 | KG | 25.75 | 25.75 | CP26 | CP26 | Magnet coil for contactors S2, 48 V AC, 50 / 60 Hz, | - | 0 | 0
3RT2934-5AK61 |  | 3RT2934-5AK61 | 1 | UN | 1 | 5 | B | D | N | N | 85045095 | 1 | 4047621002446 | 0.115 | KG | 21.28 | 21.28 | CP26 | CP26 | Magnet coil for contactors S2, 110 V AC, 50 Hz / 120 V, 60Hz, | - | 0 | 0
3RT2934-5AL21 |  | 3RT2934-5AL21 | 1 | UN | 1 | 5 | B | D | N | N | 85045095 | 1 | 4047621002453 | 0.118 | KG | 21.28 | 21.28 | CP26 | CP26 | Magnet coil for contactors S2, 230 V AC, 50 / 60 Hz, | - | 0 | 0
3RT2934-5AM21 |  | 3RT2934-5AM21 | 1 | UN | 1 | 5 | B | D | N | N | 85045095 | 1 | 4047621002460 | 0.123 | KG | 25.75 | 25.75 | CP26 | CP26 | Magnet coil for contactors S2, 208 V AC, 50 / 60 Hz, | - | 0 | 0
3RT2934-5AN21 |  | 3RT2934-5AN21 | 1 | UN | 1 | 5 | B | D | N | N | 85045095 | 1 | 4047621002477 | 0.117 | KG | 21.28 | 21.28 | CP26 | CP26 | Magnet coil for contactors S2, 220 V AC, 50 / 60 Hz, | - | 0 | 0
3RT2934-5AN61 |  | 3RT2934-5AN61 | 1 | UN | 1 | 5 | B | D | N | N | 85045095 | 1 | 4047621002484 | 0.12 | KG | 25.75 | 25.75 | CP26 | CP26 | Magnet coil for contactors S2, 200 V AC, 50 Hz / 200 ... 220 V, 60Hz, | - | 0 | 0
3RT2934-5AP01 |  | 3RT2934-5AP01 | 1 | UN | 1 | 5 | B | D | N | N | 85045095 | 1 | 4047621002491 | 0.118 | KG | 21.28 | 20.71 | CP26 | CP26 | Magnet coil for contactors S2, 230 V AC, 50 Hz, | Lista Papel 2020 SI | 0 | 0
3RT2934-5AP61 |  | 3RT2934-5AP61 | 1 | UN | 1 | 5 | B | D | N | N | 85045095 | 1 | 4047621002507 | 0.13 | KG | 21.28 | 21.28 | CP26 | CP26 | Magnet coil for contactors S2, 220 V AC, 50 Hz / 240 V, 60Hz, | - | 0 | 0
3RT2934-5AR61 |  | 3RT2934-5AR61 | 1 | UN | 1 | 5 | B | D | N | N | 85045095 | 1 | 4047621002514 | 0.121 | KG | 25.75 | 25.75 | CP26 | CP26 | Magnet coil for contactors S2, 400 V AC, 50 Hz / 400 ... 440 V, 60Hz, | - | 0 | 0
3RT2934-5AT61 |  | 3RT2934-5AT61 | 1 | UN | 1 | 5 | B | D | N | N | 85045095 | 1 | 4047621002521 | 0.145 | KG | 25.75 | 25.75 | CP26 | CP26 | Magnet coil for contactors S2, 600 V AC, 60Hz, | - | 0 | 0
3RT2934-5AU61 |  | 3RT2934-5AU61 | 1 | UN | 1 | 0 | A | D | N | N | 85045095 | 1 | 4047621002538 | 0.12 | KG | 25.75 | 25.75 | CP26 | CP26 | Magnet coil for contactors S2, 277 V AC, 60Hz, | - | 0 | 0
3RT2934-5AV01 |  | 3RT2934-5AV01 | 1 | UN | 1 | 5 | B | D | N | N | 85045095 | 1 | 4047621002545 | 0.116 | KG | 25.75 | 24.99 | CP26 | CP26 | Magnet coil for contactors S2, 400 V AC, 50 Hz, | Lista Papel 2020 SI | 0 | 0
3RT2934-5AV61 |  | 3RT2934-5AV61 | 1 | UN | 1 | 5 | B | D | N | N | 85045095 | 1 | 4047621002552 | 0.117 | KG | 25.75 | 25.75 | CP26 | CP26 | Magnet coil for contactors S2, 480 V AC, 60Hz, | - | 0 | 0
3RT2934-5NB31 |  | 3RT2934-5NB31 | 1 | UN | 1 | 5 | B | D | N | N | 85045095 | 1 | 4047621002569 | 0.27 | KG | 60.99 | 59.28 | CP26 | CP26 | Magnet coil for contactors S2, 20 ... 33 V AC/DC, with varistor | Lista Papel 2020 SI | 0 | 0
3RT2934-5ND31 |  | 3RT2934-5ND31 | 1 | UN | 1 | 0 | A | D | N | N | 85045095 | 1 | 4047621002576 | 0.288 | KG | 67.64 | 67.64 | CP26 | CP26 | Magnet coil for contactors S2, 30 ... 42 V AC/DC, with varistor | - | 0 | 0
3RT2934-5NE31 |  | 3RT2934-5NE31 | 1 | UN | 1 | 5 | B | D | N | N | 85045095 | 1 | 4047621002583 | 0.275 | KG | 67.64 | 65.74 | CP26 | CP26 | Magnet coil for contactors S2, 48 ... 80 V AC/DC, with varistor | Lista Papel 2020 SI | 0 | 0
3RT2934-5NF31 |  | 3RT2934-5NF31 | 1 | UN | 1 | 0 | A | D | N | N | 85045095 | 1 | 4047621002590 | 0.278 | KG | 60.99 | 59.28 | CP26 | CP26 | Magnet coil for contactors S2, 84 ... 155 V AC/DC, with varistor | Lista Papel 2020 SI | 0 | 0
3RT2934-5NP31 |  | 3RT2934-5NP31 | 1 | UN | 1 | 5 | B | D | N | N | 85045095 | 1 | 4047621002606 | 0.275 | KG | 60.99 | 59.28 | CP26 | CP26 | Magnet coil for contactors S2, 175 ... 280 V AC / DC, with varistor | Lista Papel 2020 SI | 0 | 0
3RT2935-6A |  | 3RT2935-6A | 1 | UN | 1 | 5 | B | D | N | N | 85369095 | 1 | 4047621005362 | 0.085 | KG | 64.13 | 64.13 | CP26 | CP26 | Contact piece set for 3RT2035 3 NO, Main contacts, consists of 3 movable and 6 fixed contact pieces | - | 0 | 0
3RT2936-1BB00 |  | 3RT2936-1BB00 | 1 | UN | 1 | 1 | A | D | N | N | 85364900 | 1 | 4011209920392 | 0.006 | KG | 11.21 | 10.93 | CP26 | CP26 | Surge suppressor, varistor, 24 ... 48 V AC, 24 ... 70 V DC, for contactors Size S2, S3 | Lista Papel 2020 SI | 0 | 0
3RT2936-1BB00-Z | X90 | 3RT2936-1BB00-ZX90 | 1 | UN | 1 | 5 | B | D | N | N | 85364900 | 10 | 4047621005348 | 0.005 | KG | 11.21 | 11.21 | CP26 | CP26 | Surge suppressor, varistor, 24 ... 48 V AC, 24 ... 70 V DC, for contactors size S2, S3, reusable packaging = 10 units | - | 0 | 0
3RT2936-1BC00 |  | 3RT2936-1BC00 | 1 | UN | 1 | 1 | A | D | N | N | 85364900 | 1 | 4011209920453 | 0.006 | KG | 11.59 | 11.31 | CP26 | CP26 | Surge suppressor, varistor, 48 ... 127 V AC, 70 ... 150 V DC, for contactors Size S2, S3 | Lista Papel 2020 SI | 0 | 0
3RT2936-1BC00-Z | X90 | 3RT2936-1BC00-ZX90 | 1 | UN | 1 | 0 | A | D | N | N | 85364900 | 10 | 4047621005126 | 0.005 | KG | 11.59 | 11.59 | CP26 | CP26 | Surge suppressor, varistor, 48 ... 127 V AC, 70 ... 150 V DC, for contactors size S2, S3, reusable packaging = 10 units | - | 0 | 0
3RT2936-1BD00 |  | 3RT2936-1BD00 | 1 | UN | 1 | 1 | A | D | N | N | 85364900 | 1 | 4011209920460 | 0.006 | KG | 12.07 | 11.69 | CP26 | CP26 | Surge suppressor, varistor, 127 ... 240 V AC 150 ... 250 V DC for contactors Size S2, S3 | Lista Papel 2020 SI | 0 | 0
3RT2936-1BD00-Z | X90 | 3RT2936-1BD00-ZX90 | 1 | UN | 1 | 5 | B | D | N | N | 85364900 | 10 | 4047621004907 | 0.005 | KG | 12.07 | 12.07 | CP26 | CP26 | Surge suppressor, varistor 127-240 V AC, 150-250 V DC for contactors size S2, S3, reusable packaging = 10 units | - | 0 | 0
3RT2936-1BE00 |  | 3RT2936-1BE00 | 1 | UN | 1 | 5 | B | D | N | N | 85364900 | 1 | 4011209920477 | 0.008 | KG | 15.39 | 14.92 | CP26 | CP26 | Surge suppressor, varistor, 240 ... 400 V AC, for contactors Size S2, S3 | Lista Papel 2020 SI | 0 | 0
3RT2936-1BF00 |  | 3RT2936-1BF00 | 1 | UN | 1 | 5 | B | D | N | N | 85364900 | 1 | 4011209920484 | 0.008 | KG | 15.77 | 15.3 | CP26 | CP26 | Surge suppressor, varistor, 400 ... 600 V AC, for contactors Size S2, S3 | Lista Papel 2020 SI | 0 | 0
3RT2936-1CB00 |  | 3RT2936-1CB00 | 1 | UN | 1 | 1 | A | D | N | N | 85364900 | 1 | 4011209920491 | 0.01 | KG | 14.35 | 13.97 | CP26 | CP26 | Surge suppressor, RC element, 24 ... 48 V AC, 24 ... 70 V DC, for contactors Size S2 | Lista Papel 2020 SI | 0 | 0
3RT2936-1CB00-Z | X90 | 3RT2936-1CB00-ZX90 | 1 | UN | 1 | 5 | B | D | N | N | 85364900 | 10 | 4047621005164 | 0.008 | KG | 14.35 | 14.35 | CP26 | CP26 | Surge suppressor, RC element, 24 ... 48 V AC, 24 ... 70 V DC, for contactors size S2, reusable packaging = 10 units | - | 0 | 0
3RT2936-1CC00 |  | 3RT2936-1CC00 | 1 | UN | 1 | 1 | A | D | N | N | 85364900 | 1 | 4011209920507 | 0.008 | KG | 18.15 | 17.67 | CP26 | CP26 | Surge suppressor, RC element, 48 ... 127 V AC, 70 ... 150 V DC, for contactors Size S2 | Lista Papel 2020 SI | 0 | 0
3RT2936-1CC00-Z | X90 | 3RT2936-1CC00-ZX90 | 1 | UN | 1 | 5 | B | D | N | N | 85364900 | 10 | 4047621005171 | 0.007 | KG | 18.15 | 18.15 | CP26 | CP26 | Surge suppressor, RC element, 48 ... 127 V AC, 70 ... 150 V DC, for contactors size S2, reusable packaging = 10 units | - | 0 | 0
3RT2936-1CD00 |  | 3RT2936-1CD00 | 1 | UN | 1 | 1 | A | D | N | N | 85364900 | 1 | 4011209920514 | 0.009 | KG | 15.58 | 15.11 | CP26 | CP26 | Surge suppressor, RC element, 127 ... 240 V AC 150 ... 250 V DC for contactors Size S2 | Lista Papel 2020 SI | 0 | 0
3RT2936-1CD00-Z | X90 | 3RT2936-1CD00-ZX90 | 1 | UN | 1 | 5 | B | D | N | N | 85364900 | 10 | 4047621005188 | 0.008 | KG | 15.58 | 15.58 | CP26 | CP26 | Surge suppressor, RC element, 127 ... 240 V AC 150 ... 250 V DC for contactors size S2, reusable packaging = 10 units | - | 0 | 0
3RT2936-1CE00 |  | 3RT2936-1CE00 | 1 | UN | 1 | 5 | B | D | N | N | 85364900 | 1 | 4011209920521 | 0.009 | KG | 19.1 | 18.53 | CP26 | CP26 | Surge suppressor, RC element, 240 ... 400 V AC, for contactors Size S2 | Lista Papel 2020 SI | 0 | 0
3RT2936-1CE00-Z | X90 | 3RT2936-1CE00-ZX90 | 1 | UN | 1 | 5 | B | D | N | N | 85364900 | 10 | 4047621005195 | 0.9 | KG | 19.1 | 19.1 | CP26 | CP26 | Surge suppressor, RC element, 240 ... 400 V AC, for contactors size S2, reusable packaging = 10 units | - | 0 | 0
3RT2936-1CF00 |  | 3RT2936-1CF00 | 1 | UN | 1 | 5 | B | D | N | N | 85364900 | 1 | 4011209920538 | 0.009 | KG | 19.1 | 18.53 | CP26 | CP26 | Surge suppressor, RC element, 400 ... 600 V AC, for contactors Size S2 | Lista Papel 2020 SI | 0 | 0
3RT2936-1CF00-Z | X90 | 3RT2936-1CF00-ZX90 | 1 | UN | 1 | 10 | C | D | N | N | 85364900 | 10 | 4047621005201 | 0.09 | KG | 19.1 | 19.1 | CP26 | CP26 | Surge suppressor, RC element, 400 ... 600 V AC, for contactors size S2, reusable packaging = 10 units | - | 0 | 0
3RT2936-1ER00 |  | 3RT2936-1ER00 | 1 | UN | 1 | 1 | A | D | N | N | 85364900 | 1 | 4011209920576 | 0.006 | KG | 24.42 | 23.75 | CP26 | CP26 | Surge suppressor, Diode combination 24 V DC, for contactors Size S2, S3 | Lista Papel 2020 SI | 0 | 0
3RT2936-1ES00 |  | 3RT2936-1ES00 | 1 | UN | 1 | 5 | B | D | N | N | 85364900 | 1 | 4011209920583 | 0.007 | KG | 24.42 | 23.75 | CP26 | CP26 | Surge suppressor, Diode combination 30 ... 250 V DC, for contactors Size S2, S3 | Lista Papel 2020 SI | 0 | 0
3RT2936-1JJ00 |  | 3RT2936-1JJ00 | 1 | UN | 1 | 5 | B | D | N | N | 85364900 | 1 | 4011209920545 | 0.006 | KG | 14.25 | 13.87 | CP26 | CP26 | Surge suppressor, Varistor with LED, 24 ... 48 V AC, 12 ... 24 V DC, for contactors Size S2, S3 | Lista Papel 2020 SI | 0 | 0
3RT2936-1JK00 |  | 3RT2936-1JK00 | 1 | UN | 1 | 5 | B | D | N | N | 85364900 | 1 | 4011209920552 | 0.006 | KG | 14.63 | 14.25 | CP26 | CP26 | Surge suppressor, Varistor with LED, 48 ... 127 V AC, 24 ... 70 V DC, for contactors Size S2, S3 | Lista Papel 2020 SI | 0 | 0
3RT2936-1JL00 |  | 3RT2936-1JL00 | 1 | UN | 1 | 1 | A | D | N | N | 85364900 | 1 | 4011209920569 | 0.006 | KG | 14.92 | 14.54 | CP26 | CP26 | Surge suppressor, Varistor with LED, 127 ... 240 V AC 70 ... 150 V DC for contactors Size S2, S3 | Lista Papel 2020 SI | 0 | 0
3RT2936-4EA2 |  | 3RT2936-4EA2 | 1 | UN | 1 | 1 | A | D | N | N | 85389099 | 1 | 4011209947221 | 0.014 | KG | 4.56 | 4.43 | CP26 | CP26 | Terminal cover for box terminals size S2, 3-pole, contactor 3RT203 and Overload relay 3RB3.3 and soft starter 3RW403 / 3RW403 | Lista Papel 2020 SI | 0 | 0
3RT2936-4EA4 |  | 3RT2936-4EA4 | 1 | UN | 1 | 5 | B | D | N | N | 85389099 | 1 | 4011209947238 | 0.024 | KG | 6.98 | 6.78 | CP26 | CP26 | Terminal cover for box terminals, 4-pole, Contactor, Size S2 | Lista Papel 2020 SI | 0 | 0
3RT2936-4MC00 |  | 3RT2936-4MC00 | 1 | UN | 1 | 2 | A | D | N | N | 85389099 | 5 | 4011209928848 | 0.008 | KG | 7.97 | 7.74 | CP26 | CP26 | Control kit for motor contactors Size S2, S3 | Lista Papel 2020 SI | 0 | 0
3RT2936-6A |  | 3RT2936-6A | 1 | UN | 1 | 5 | B | D | N | N | 85369095 | 1 | 4047621005355 | 0.09 | KG | 89.78 | 89.78 | CP26 | CP26 | Contact piece set for 3RT2036 3 NO, Main contacts, consists of 3 movable and 6 fixed contact pieces | - | 0 | 0
3RT2936-6E |  | 3RT2936-6E | 1 | UN | 1 | 10 | C | D | N | N | 85369095 | 1 | 4047621005386 | 0.25 | KG | 109.25 | 109.25 | CP26 | CP26 | Contact piece set for 3RT2336 4 NO, Main contacts, consists of 3 movable and 6 fixed contact pieces and replacement pole | - | 0 | 0
3RT2936-7A |  | 3RT2936-7A | 1 | UN | 1 | 0 | A | D | N | N | 85389099 | 1 | 4047621005416 | 0.195 | KG | 34.11 | 34.11 | CP26 | CP26 | Arc chute, 3-pole, for contactors 3RT203 only for contactors with AC coil | - | 0 | 0
3RT2936-7B |  | 3RT2936-7B | 1 | UN | 1 | 0 | A | D | N | N | 85389099 | 1 | 4047621005423 | 0.21 | KG | 34.11 | 34.11 | CP26 | CP26 | Arc chute, 3-pole, for contactors 3RT203 only for contactors with AC/DC coil | - | 0 | 0
3RT2937-6A |  | 3RT2937-6A | 1 | UN | 1 | 5 | B | D | N | N | 85369095 | 1 | 4047621005379 | 0.093 | KG | 100.7 | 100.7 | CP26 | CP26 | Contact piece set for 3RT2037 3 NO, Main contacts, consists of 3 movable and 6 fixed contact pieces | - | 0 | 0
3RT2937-6E |  | 3RT2937-6E | 1 | UN | 1 | 10 | C | D | N | N | 85369095 | 1 | 4047621005393 | 0.25 | KG | 125.4 | 125.4 | CP26 | CP26 | Contact piece set for 3RT2337 4 NO, Main contacts, consists of 3 movable and 6 fixed contact pieces and replacement pole | - | 0 | 0
3RT2938-6A |  | 3RT2938-6A | 1 | UN | 1 | 5 | B | D | N | N | 85369095 | 1 | 4047621003580 | 0.093 | KG | 118.75 | 118.75 | CP26 | CP26 | Contact piece set for 3RT2038 3 NO, Main contacts, consists of 3 movable and 6 fixed contact pieces | - | 0 | 0
3RT2944-5AB01 |  | 3RT2944-5AB01 | 1 | UN | 1 | 5 | B | D | N | N | 85045095 | 1 | 4047621046006 | 0.16 | KG | 26.41 | 25.65 | CP26 | CP26 | Magnet coil for contactor S3, 24 V AC 50 Hz, | Lista Papel 2020 SI | 0 | 0
3RT2944-5AC21 |  | 3RT2944-5AC21 | 1 | UN | 1 | 5 | B | D | N | N | 85045095 | 1 | 4047621046013 | 0.156 | KG | 26.41 | 26.41 | CP26 | CP26 | Magnet coil for contactor S3, 24 V AC, 50 / 60 Hz, | - | 0 | 0
3RT2944-5AD01 |  | 3RT2944-5AD01 | 1 | UN | 1 | 5 | B | D | N | N | 85045095 | 1 | 4047621046020 | 0.16 | KG | 37.53 | 36.48 | CP26 | CP26 | Magnet coil for contactor S3, 42 V AC, 50 Hz, | Lista Papel 2020 SI | 0 | 0
3RT2944-5AD21 |  | 3RT2944-5AD21 | 1 | UN | 1 | 5 | B | D | N | N | 85045095 | 1 | 4047621046037 | 0.16 | KG | 37.53 | 37.53 | CP26 | CP26 | Magnet coil for contactor S3, 42 V AC, 50 / 60 Hz, | - | 0 | 0
3RT2944-5AF01 |  | 3RT2944-5AF01 | 1 | UN | 1 | 5 | B | D | N | N | 85045095 | 1 | 4047621046044 | 0.176 | KG | 26.41 | 25.65 | CP26 | CP26 | Magnet coil for contactor S3, 110 V AC, 50 Hz, | Lista Papel 2020 SI | 0 | 0
3RT2944-5AG21 |  | 3RT2944-5AG21 | 1 | UN | 1 | 5 | B | D | N | N | 85045095 | 1 | 4047621046051 | 0.16 | KG | 26.41 | 26.41 | CP26 | CP26 | Magnet coil for contactor S3, 110 V AC, 50 / 60 Hz, | - | 0 | 0
3RT2944-5AG61 |  | 3RT2944-5AG61 | 1 | UN | 1 | 5 | B | D | N | N | 85045095 | 1 | 4047621046068 | 0.16 | KG | 37.53 | 37.53 | CP26 | CP26 | Magnet coil for contactor S3, 100 V, 50 Hz / 110 V, 60 Hz . | - | 0 | 0
3RT2944-5AH01 |  | 3RT2944-5AH01 | 1 | UN | 1 | 5 | B | D | N | N | 85045095 | 1 | 4047621046075 | 0.16 | KG | 26.41 | 25.65 | CP26 | CP26 | Magnet coil for contactor S3, 48 V AC, 50 Hz, | Lista Papel 2020 SI | 0 | 0
3RT2944-5AH21 |  | 3RT2944-5AH21 | 1 | UN | 1 | 5 | B | D | N | N | 85045095 | 1 | 4047621046082 | 0.159 | KG | 37.53 | 37.53 | CP26 | CP26 | Magnet coil for contactor S3, 48 V AC, 50 / 60 Hz, | - | 0 | 0
3RT2944-5AK61 |  | 3RT2944-5AK61 | 1 | UN | 1 | 5 | B | D | N | N | 85045095 | 1 | 4047621046099 | 0.16 | KG | 26.41 | 26.41 | CP26 | CP26 | Magnet coil for contactor S3, 110 V AC, 50 Hz / 120 V, 60Hz, | - | 0 | 0
3RT2944-5AL21 |  | 3RT2944-5AL21 | 1 | UN | 1 | 5 | B | D | N | N | 85045095 | 1 | 4047621046105 | 0.177 | KG | 26.41 | 26.41 | CP26 | CP26 | Magnet coil for contactor S3, 230 V AC, 50 / 60 Hz, | - | 0 | 0
3RT2944-5AM21 |  | 3RT2944-5AM21 | 1 | UN | 1 | 0 | A | D | EAR99 | N | 85045095 | 1 |  | 0.159 | KG | 37.53 | 37.53 | CP26 | CP26 | Magnet coil for contactors S3, 208 V AC, 50 / 60 Hz, |  | 0 | 7
3RT2944-5AN21 |  | 3RT2944-5AN21 | 1 | UN | 1 | 5 | B | D | N | N | 85045095 | 1 | 4047621046112 | 0.163 | KG | 26.41 | 26.41 | CP26 | CP26 | Magnet coil for contactor S3, 220 V AC, 50 / 60 Hz, | - | 0 | 0
3RT2944-5AN61 |  | 3RT2944-5AN61 | 1 | UN | 1 | 5 | B | D | N | N | 85045095 | 1 | 4047621046129 | 0.164 | KG | 37.53 | 37.53 | CP26 | CP26 | Magnet coil for contactor S3, 200 V AC, 50 Hz / 220 V, 60 Hz . | - | 0 | 0
3RT2944-5AP01 |  | 3RT2944-5AP01 | 1 | UN | 1 | 5 | B | D | N | N | 85045095 | 1 | 4047621046136 | 0.16 | KG | 26.41 | 25.65 | CP26 | CP26 | Magnet coil for contactor S3, 230 V AC, 50 Hz, | Lista Papel 2020 SI | 0 | 0
3RT2944-5AP61 |  | 3RT2944-5AP61 | 1 | UN | 1 | 5 | B | D | N | N | 85045095 | 1 | 4047621046143 | 0.16 | KG | 26.41 | 26.41 | CP26 | CP26 | Magnet coil for contactor S3, 220 V AC, 50 Hz / 240 V, 60Hz, | - | 0 | 0
3RT2944-5AR61 |  | 3RT2944-5AR61 | 1 | UN | 1 | 5 | B | D | N | N | 85045095 | 1 | 4047621046150 | 0.158 | KG | 37.53 | 37.53 | CP26 | CP26 | Magnet coil for contactor S3, 400 V AC, 50 Hz / 440 V, 60 Hz . | - | 0 | 0
3RT2944-5AT61 |  | 3RT2944-5AT61 | 1 | UN | 1 | 5 | B | D | N | N | 85045095 | 1 | 4047621046167 | 0.155 | KG | 37.53 | 37.53 | CP26 | CP26 | Magnet coil for contactor S3, 600 V AC, 60Hz, | - | 0 | 0
3RT2944-5AU61 |  | 3RT2944-5AU61 | 1 | UN | 1 | 0 | A | D | EAR99 | N | 85045095 | 1 |  | 0.155 | KG | 37.53 | 37.53 | CP26 | CP26 | Magnet coil for contactors S3, 480 V AC, 60 Hz, |  | 0 | 7
3RT2944-5AV01 |  | 3RT2944-5AV01 | 1 | UN | 1 | 5 | B | D | N | N | 85045095 | 1 | 4047621046174 | 0.16 | KG | 37.53 | 36.48 | CP26 | CP26 | Magnet coil for contactor S3, 400 V AC, 50 Hz, | Lista Papel 2020 SI | 0 | 0
3RT2944-5AV61 |  | 3RT2944-5AV61 | 1 | UN | 1 | 5 | B | D | N | N | 85045095 | 1 | 4047621046181 | 0.155 | KG | 37.53 | 37.53 | CP26 | CP26 | Magnet coil for contactor S3, 480 V AC, 60Hz, | - | 0 | 0
3RT2944-5NB31 |  | 3RT2944-5NB31 | 1 | UN | 1 | 5 | B | D | EAR99 | N | 85045095 | 1 | 4047621046198 | 0.3 | KG | 66.12 | 64.22 | CP26 | CP26 | Magnet coil for contactor S3, 20 ... 33 V AC/DC, with varistor | Lista Papel 2020 SI | 0 | 0
3RT2944-5ND31 |  | 3RT2944-5ND31 | 1 | UN | 1 | 5 | B | D | EAR99 | N | 85045095 | 1 | 4047621046204 | 0.28 | KG | 72.96 | 72.96 | CP26 | CP26 | Magnet coil for contactor S3, 30 ... 42 V AC/DC, with varistor | - | 0 | 0
3RT2944-5NE31 |  | 3RT2944-5NE31 | 1 | UN | 1 | 5 | B | D | EAR99 | N | 85045095 | 1 | 4047621046211 | 0.295 | KG | 72.96 | 70.87 | CP26 | CP26 | Magnet coil for contactor S3, 48 ... 80 V AC/DC, with varistor | Lista Papel 2020 SI | 0 | 0
3RT2944-5NF31 |  | 3RT2944-5NF31 | 1 | UN | 1 | 5 | B | D | EAR99 | N | 85045095 | 1 | 4047621046228 | 0.297 | KG | 66.12 | 64.22 | CP26 | CP26 | Magnet coil for contactor S3, 84 ... 155 V AC/DC, with varistor | Lista Papel 2020 SI | 0 | 0
3RT2944-5NP31 |  | 3RT2944-5NP31 | 1 | UN | 1 | 5 | B | D | EAR99 | N | 85045095 | 1 | 4047621046235 | 0.32 | KG | 66.12 | 64.22 | CP26 | CP26 | Magnet coil for contactor S3, 175 ... 280 V AC / DC, with varistor | Lista Papel 2020 SI | 0 | 0
3RT2945-6A |  | 3RT2945-6A | 1 | UN | 1 | 5 | B | D | N | N | 85369095 | 1 | 4047621045931 | 0.235 | KG | 118.75 | 118.75 | CP26 | CP26 | Contact piece set f. 3RT2045 3 NO, Main contacts, consists of 3 movable and 6 fixed contact pieces | - | 0 | 0
3RT2946-1CB00 |  | 3RT2946-1CB00 | 1 | UN | 1 | 5 | B | D | N | N | 85363010 | 1 | 4047621017990 | 0.05 | KG | 14.06 | 14.06 | CP26 | CP26 | RC element 24-48 V AC, 24-70 V DC Surge suppressor for attaching on contactors Size S2, S3 | - | 0 | 0
3RT2946-1CC00 |  | 3RT2946-1CC00 | 1 | UN | 1 | 5 | B | D | N | N | 85363010 | 1 | 4047621018003 | 0.05 | KG | 17.77 | 17.77 | CP26 | CP26 | RC element, 48...127 V AC Surge suppressor for attaching on contactors Size S3 | - | 0 | 0
3RT2946-1CD00 |  | 3RT2946-1CD00 | 1 | UN | 1 | 1 | A | D | N | N | 85363010 | 1 | 4047621018010 | 0.05 | KG | 15.11 | 15.11 | CP26 | CP26 | RC element, 127...240 V AC Surge suppressor for attaching on contactors Size S3 | - | 0 | 0
3RT2946-1CE00 |  | 3RT2946-1CE00 | 1 | UN | 1 | 5 | B | D | N | N | 85363010 | 1 | 4047621018027 | 0.05 | KG | 18.62 | 18.62 | CP26 | CP26 | RC element, 240...400 V AC Surge suppressor for attaching on contactors Size S3 | - | 0 | 0
3RT2946-1CF00 |  | 3RT2946-1CF00 | 1 | UN | 1 | 5 | B | D | N | N | 85363010 | 1 | 4047621018034 | 0.05 | KG | 18.62 | 18.62 | CP26 | CP26 | RC element, 400...600 V AC Surge suppressor for attaching on contactors Size S3 | - | 0 | 0
3RT2946-4EA2 |  | 3RT2946-4EA2 | 1 | UN | 1 | 1 | A | D | N | N | 85389099 | 1 | 4047621031019 | 0.019 | KG | 5.11 | 4.97 | CP02 | CP02 | Terminal cover for box terminals for contactor Circuit breaker and overload relay size S3 and soft starter 3RW404 | Lista Papel 2020 SI | 0 | 0
3RT2946-4EA4 |  | 3RT2946-4EA4 | 1 | UN | 1 | 5 | B | D | N | N | 85389099 | 1 | 4047621031026 | 0.035 | KG | 7.84 | 7.84 | CP26 | CP26 | Terminal cover for box terminals for contactor and overload relay S3 4-pole | - | 0 | 0
3RT2946-4F |  | 3RT2946-4F | 1 | UN | 1 | 5 | B | D | EAR99 | N | 85369010 | 1 | 4047621017792 | 0.038 | KG | 7.97 | 7.97 | CP26 | CP26 | Auxiliary conductor terminal, 3-pole for 3RT204, 3RW and 3RV2 | - | 0 | 0
3RT2946-4G |  | 3RT2946-4G | 1 | UN | 1 | 0 | A | D | N | N | 85369010 | 1 | 4047621042862 | 0.127 | KG | 19.1 | 19.1 | CP26 | CP26 | Box terminal block, 3-pole for contactor size S3, 3RT2.4 | - | 0 | 0
3RT2946-4GA07 |  | 3RT2946-4GA07 | 1 | UN | 1 | 5 | B | D | N | N | 85369010 | 1 | 4047621030463 | 0.159 | KG | 16.15 | 16.15 | CP26 | CP26 | Terminal block type E, increased air clearances and creepage distances for combination motor controller type E according to UL 508 for circuit breaker Size S3 | - | 0 | 0
3RT2946-6A |  | 3RT2946-6A | 1 | UN | 1 | 5 | B | D | N | N | 85369095 | 1 | 4047621045986 | 0.24 | KG | 153.9 | 153.9 | CP26 | CP26 | Contact piece set f. 3RT2046 3 NO, Main contacts, consists of 3 movable and 6 fixed contact pieces | - | 0 | 0
3RT2946-6D |  | 3RT2946-6D | 1 | UN | 1 | 10 | C | D | N | N | 85369095 | 1 | 4047621056937 | 0.238 | KG | 131.1 | 131.1 | CP26 | CP26 | Contact piece set f. 3RT2446 3 NO, main contacts, consists of 3 movable and 6 fixed contact pieces | - | 0 | 0
3RT2947-6A |  | 3RT2947-6A | 1 | UN | 1 | 5 | B | D | N | N | 85369095 | 1 | 4047621045993 | 0.24 | KG | 197.6 | 197.6 | CP26 | CP26 | Contact piece set f. 3RT2047 3 NO, Main contacts, consists of 3 movable and 6 fixed contact pieces | - | 0 | 0
3RT2948-6D |  | 3RT2948-6D | 1 | UN | 1 | 10 | C | D | N | N | 85369095 | 1 | 4047621056944 | 0.237 | KG | 165.3 | 165.3 | CP26 | CP26 | Contact piece set f. 3RT2448 3 NO, main contacts, consists of 3 movable and 6 fixed contact pieces | - | 0 | 0
3RU1116-0AB0 |  | 3RU1116-0AB0 | 1 | UN | 1 | 5 | B | D | N | N | 85364900 | 1 | 4011209286887 | 0.147 | KG | 71.55 | 71.55 | CP10 | CP10 | Overload relay 0.11...0.16 A For motor protection Size S00, Class 10 Contactor mounting Main circuit: screw terminal Auxiliary circuit: screw terminal Manual-Automatic-Reset !!! Phased-out product !!! Successor is SIRIUS 3RU2 Preferred successor type is >>3RU2116-0AB0<< | - | 0 | 7
3RU1116-0AB1 |  | 3RU1116-0AB1 | 1 | UN | 1 | 15 | C | D | N | N | 85364900 | 1 | 4011209391437 | 0.179 | KG | 104.4 | 104.4 | CP10 | CP10 | Overload relay 0.11...0.16 A For motor protection Size S00, Class 10 Stand-alone installation Main circuit: screw terminal Auxiliary circuit: screw terminal Manual-Automatic-Reset !!! Phased-out product !!! Successor is SIRIUS 3RU2 Preferred successor type is >>3RU2116-0AB1<< | - | 0 | 7
3RU1116-0AC1 |  | 3RU1116-0AC1 | 1 | UN | 1 | 15 | C | D | N | N | 85364900 | 1 | 4011209301016 | 0.184 | KG | 106.2 | 106.2 | CP10 | CP10 | Overload relay 0.11...0.16 A For motor protection Size S00, Class 10 Stand-alone installation Main circuit: Spring-type terminal Auxiliary circuit: Spring-type terminal Manual-Automatic-Reset !!! Phased-out product !!! Successor is SIRIUS 3RU2 Preferred successor type is >>3RU2116-0AC1<< | - | 0 | 7
3RU1116-0BB0 |  | 3RU1116-0BB0 | 1 | UN | 1 | 5 | B | D | N | N | 85364900 | 1 | 4011209286849 | 0.146 | KG | 71.55 | 71.55 | CP10 | CP10 | Overload relay 0.14...0.2 A For motor protection Size S00, Class 10 Contactor mounting Main circuit: screw terminal Auxiliary circuit: screw terminal Manual-Automatic-Reset !!! Phased-out product !!! Successor is SIRIUS 3RU2 Preferred successor type is >>3RU2116-0BB0<< | - | 0 | 7
3RU1116-0BB1 |  | 3RU1116-0BB1 | 1 | UN | 1 | 15 | C | D | N | N | 85364900 | 1 | 4011209391444 | 0.2 | KG | 104.4 | 104.4 | CP10 | CP10 | Overload relay 0.14...0.2 A For motor protection Size S00, Class 10 Stand-alone installation Main circuit: screw terminal Auxiliary circuit: screw terminal Manual-Automatic-Reset !!! Phased-out product !!! Successor is SIRIUS 3RU2 Preferred successor type is >>3RU2116-0BB1<< | - | 0 | 7
3RU1116-0BC1 |  | 3RU1116-0BC1 | 1 | UN | 1 | 15 | C | D | N | N | 85364900 | 1 | 4011209301023 | 0.188 | KG | 106.2 | 106.2 | CP10 | CP10 | Overload relay 0.14...0.2 A For motor protection Size S00, Class 10 Stand-alone installation Main circuit: Spring-type terminal Auxiliary circuit: Spring-type terminal Manual-Automatic-Reset !!! Phased-out product !!! Successor is SIRIUS 3RU2 Preferred successor type is >>3RU2116-0BC1<< | - | 0 | 7
3RU1116-0CB0 |  | 3RU1116-0CB0 | 1 | UN | 1 | 5 | B | D | N | N | 85364900 | 1 | 4011209286856 | 0.16 | KG | 71.55 | 71.55 | CP10 | CP10 | Overload relay 0.18...0.25 A For motor protection Size S00, Class 10 Contactor mounting Main circuit: screw terminal Auxiliary circuit: screw terminal Manual-Automatic-Reset !!! Phased-out product !!! Successor is SIRIUS 3RU2 Preferred successor type is >>3RU2116-0CB0<< | - | 0 | 7
3RU1116-0CB1 |  | 3RU1116-0CB1 | 1 | UN | 1 | 15 | C | D | N | N | 85364900 | 1 | 4011209392991 | 0.174 | KG | 91.8 | 91.8 | CP10 | CP10 | Overload relay 0.18...0.25 A For motor protection Size S00, Class 10 Stand-alone installation Main circuit: screw terminal Auxiliary circuit: screw terminal Manual-Automatic-Reset !!! Phased-out product !!! Successor is SIRIUS 3RU2 Preferred successor type is >>3RU2116-0CB1<< | - | 0 | 7
3RU1116-0CC1 |  | 3RU1116-0CC1 | 1 | UN | 1 | 15 | C | D | N | N | 85364900 | 1 | 4011209301030 | 0.188 | KG | 106.2 | 106.2 | CP10 | CP10 | Overload relay 0.18...0.25 A For motor protection Size S00, Class 10 Stand-alone installation Main circuit: spring-type terminal Auxiliary circuit: spring-type terminal Manual-Automatic-Reset !!! Phased-out product !!! Successor is SIRIUS 3RU2 Preferred successor type is >>3RU2116-0CC1<< | - | 0 | 7
3RU1116-0DB0 |  | 3RU1116-0DB0 | 1 | UN | 1 | 5 | B | D | N | N | 85364900 | 1 | 4011209286863 | 0.152 | KG | 71.55 | 71.55 | CP10 | CP10 | Overload relay 0.22...0.32 A For motor protection Size S00, Class 10 Contactor mounting Main circuit: screw terminal Auxiliary circuit: screw terminal Manual-Automatic-Reset !!! Phased-out product !!! Successor is SIRIUS 3RU2 Preferred successor type is >>3RU2116-0DB0<< | - | 0 | 7
3RU1116-0DB1 |  | 3RU1116-0DB1 | 1 | UN | 1 | 15 | C | D | N | N | 85364900 | 1 | 4011209393004 | 0.175 | KG | 91.8 | 91.8 | CP10 | CP10 | Overload relay 0.22...0.32 A For motor protection Size S00, Class 10 Stand-alone installation Main circuit: screw terminal Auxiliary circuit: screw terminal Manual-Automatic-Reset !!! Phased-out product !!! Successor is SIRIUS 3RU2 Preferred successor type is >>3RU2116-0DB1<< | - | 0 | 7
3RU1116-0DC1 |  | 3RU1116-0DC1 | 1 | UN | 1 | 15 | C | D | N | N | 85364900 | 1 | 4011209301047 | 0.185 | KG | 106.2 | 106.2 | CP10 | CP10 | Overload relay 0.22...0.32 A For motor protection Size S00, Class 10 Stand-alone installation Main circuit: spring-type terminal Auxiliary circuit: spring-type terminal Manual-Automatic-Reset !!! Phased-out product !!! Successor is SIRIUS 3RU2 Preferred successor type is >>3RU2116-0DC1<< | - | 0 | 7
3RU1116-0EB0 |  | 3RU1116-0EB0 | 1 | UN | 1 | 5 | B | D | N | N | 85364900 | 1 | 4011209270268 | 0.152 | KG | 71.55 | 71.55 | CP10 | CP10 | Overload relay 0.28...0.4 A For motor protection Size S00, Class 10 Contactor mounting Main circuit: screw terminal Auxiliary circuit: screw terminal Manual-Automatic-Reset !!! Phased-out product !!! Successor is SIRIUS 3RU2 Preferred successor type is >>3RU2116-0EB0<< | - | 0 | 7
3RU1116-0EB0-Z | X95 | 3RU1116-0EB0-ZX95 | 1 | UN | 1 | 15 | C | D | N | N | 85364900 | 128 | 4011209318502 | 0.131 | KG | 81.9 | 81.9 | CP10 | CP10 | Overload relay 0.28...0.4 A For motor protection Size S00, Class 10 Contactor mounting Main circuit: Screw terminal Auxiliary circuit: Screw terminal Manual-Automatic-Reset Reusable packaging Pack = 128 units !!! Phased-out product !!! Successor is SIRIUS 3RU2 Preferred successor type is >>3RU2116-0EB0-ZX95<< | - | 0 | 9
3RU1116-0EB1 |  | 3RU1116-0EB1 | 1 | UN | 1 | 5 | B | D | N | N | 85364900 | 1 | 4011209393011 | 0.186 | KG | 91.8 | 91.8 | CP10 | CP10 | Overload relay 0.28...0.4 A For motor protection Size S00, Class 10 Stand-alone installation Main circuit: screw terminal Auxiliary circuit: screw terminal Manual-Automatic-Reset !!! Phased-out product !!! Successor is SIRIUS 3RU2 Preferred successor type is >>3RU2116-0EB1<< | - | 0 | 7
3RU1116-0EC1 |  | 3RU1116-0EC1 | 1 | UN | 1 | 15 | C | D | N | N | 85364900 | 1 | 4011209301054 | 0.195 | KG | 92.7 | 92.7 | CP10 | CP10 | Overload relay 0.28...0.4 A For motor protection Size S00, Class 10 Stand-alone installation Main circuit: spring-type terminal Auxiliary circuit: spring-type terminal Manual-Automatic-Reset !!! Phased-out product !!! Successor is SIRIUS 3RU2 Preferred successor type is >>3RU2116-0EC1<< | - | 0 | 7
3RU1116-0FB0 |  | 3RU1116-0FB0 | 1 | UN | 1 | 5 | B | D | N | N | 85364900 | 1 | 4011209286870 | 0.155 | KG | 71.55 | 71.55 | CP10 | CP10 | Overload relay 0.35...0.5 A For motor protection Size S00, Class 10 Contactor mounting Main circuit: screw terminal Auxiliary circuit: screw terminal Manual-Automatic-Reset !!! Phased-out product !!! Successor is SIRIUS 3RU2 Preferred successor type is >>3RU2116-0FB0<< | - | 0 | 0
3RU1116-0FB0-Z | W96 | 3RU1116-0FB0-ZW96 | 1 | UN | 1 | 15 | C | D | N | N | 85364900 | 64 | 4011209344983 | 0.13 | KG | 81.9 | 81.9 | CP10 | CP10 | Overload relay 0.35...0.5 A For motor protection Size S00, Class 10 Contactor mounting Main circuit: Screw terminal Auxiliary circuit: Screw terminal Manual-Automatic-Reset Multi-unit packaging Pack = 64 units !!! Phased-out product !!! Successor is SIRIUS 3RU2 | - | 0 | 9
3RU1116-0FB0-Z | X95 | 3RU1116-0FB0-ZX95 | 1 | UN | 1 | 15 | C | D | N | N | 85364900 | 128 | 4011209344990 | 0.125 | KG | 81.9 | 81.9 | CP10 | CP10 | Overload relay 0.35...0.5 A For motor protection Size S00, Class 10 Contactor mounting Main circuit: Screw terminal Auxiliary circuit: Screw terminal Manual-Automatic-Reset Reusable packaging Pack = 128 units !!! Phased-out product !!! Successor is SIRIUS 3RU2 Preferred successor type is >>3RU2116-0FB0-ZX95<< | - | 0 | 9
3RU1116-0FB1 |  | 3RU1116-0FB1 | 1 | UN | 1 | 5 | B | D | N | N | 85364900 | 1 | 4011209393028 | 0.174 | KG | 91.8 | 91.8 | CP10 | CP10 | Overload relay 0.35...0.5 A For motor protection Size S00, Class 10 Stand-alone installation Main circuit: screw terminal Auxiliary circuit: screw terminal Manual-Automatic-Reset !!! Phased-out product !!! Successor is SIRIUS 3RU2 Preferred successor type is >>3RU2116-0FB1<< | - | 0 | 7
3RU1116-0FC1 |  | 3RU1116-0FC1 | 1 | UN | 1 | 15 | C | D | N | N | 85364900 | 1 | 4011209301061 | 0.188 | KG | 106.2 | 106.2 | CP10 | CP10 | Overload relay 0.35...0.5 A For motor protection Size S00, Class 10 Stand-alone installation Main circuit: Spring-type terminal Auxiliary circuit: Spring-type terminal Manual-Automatic-Reset !!! Phased-out product !!! Successor is SIRIUS 3RU2 Preferred successor type is >>3RU2116-0FC1<< | - | 0 | 7
3RU1116-0GB0 |  | 3RU1116-0GB0 | 1 | UN | 1 | 5 | B | D | N | N | 85364900 | 1 | 4011209270275 | 0.155 | KG | 71.55 | 71.55 | CP10 | CP10 | Overload relay 0.45...0.63 A For motor protection Size S00, Class 10 Contactor mounting Main circuit: screw terminal Auxiliary circuit: screw terminal Manual-Automatic-Reset !!! Phased-out product !!! Successor is SIRIUS 3RU2 Preferred successor type is >>3RU2116-0GB0<< | - | 0 | 7
3RU1116-0GB0-Z | W95 | 3RU1116-0GB0-ZW95 | 1 | UN | 1 | 15 | C | D | N | N | 85364900 | 128 | 4011209345034 | 0.13 | KG | 81.9 | 81.9 | CP10 | CP10 | Overload relay 0.45...0.63 A For motor protection Size S00, Class 10 Contactor mounting Main circuit: Screw terminal Auxiliary circuit: Screw terminal Manual-Automatic-Reset Reusable packaging Pack = 128 units !!! Phased-out product !!! Successor is SIRIUS 3RU2 | - | 0 | 9
3RU1116-0GB0-Z | W96 | 3RU1116-0GB0-ZW96 | 1 | UN | 1 | 15 | C | D | N | N | 85364900 | 64 | 4011209345041 | 0.13 | KG | 81.9 | 81.9 | CP10 | CP10 | Overload relay 0.45...0.63 A For motor protection Size S00, Class 10 Contactor mounting Main circuit: Screw terminal Auxiliary circuit: Screw terminal Manual-Automatic-Reset !!! Phased-out product !!! Successor is SIRIUS 3RU2 | - | 0 | 9
3RU1116-0GB0-Z | W97 | 3RU1116-0GB0-ZW97 | 1 | UN | 1 | 15 | C | D | N | N | 85364900 | 32 | 4011209348677 | 0.13 | KG | 81.9 | 81.9 | CP10 | CP10 | Overload relay 0.45...0.63 A For motor protection Size S00, Class 10 Contactor mounting Main circuit: Screw terminal Auxiliary circuit: Screw terminal Manual-Automatic-Reset !!! Phased-out product !!! Successor is SIRIUS 3RU2 | - | 0 | 9
3RU1116-0GB0-Z | W98 | 3RU1116-0GB0-ZW98 | 1 | UN | 1 | 15 | C | D | N | N | 85364900 | 16 | 4011209348684 | 0.13 | KG | 81.9 | 81.9 | CP10 | CP10 | Overload relay 0.45...0.63 A For motor protection Size S00, Class 10 Contactor mounting Main circuit: Screw terminal Auxiliary circuit: Screw terminal Manual-Automatic-Reset !!! Phased-out product !!! Successor is SIRIUS 3RU2 | - | 0 | 9
3RU1116-0GB0-Z | X95 | 3RU1116-0GB0-ZX95 | 1 | UN | 1 | 15 | C | D | N | N | 85364900 | 128 | 4011209345058 | 0.122 | KG | 81.9 | 81.9 | CP10 | CP10 | Overload relay 0.45...0.63 A For motor protection Size S00, Class 10 Contactor mounting Main circuit: Screw terminal Auxiliary circuit: Screw terminal Manual-Automatic-Reset !!! Phased-out product !!! Successor is SIRIUS 3RU2 Preferred successor type is >>3RU2116-0GB0-ZX95<< | - | 0 | 9
3RU1116-0GB1 |  | 3RU1116-0GB1 | 1 | UN | 1 | 5 | B | D | N | N | 85364900 | 1 | 4011209393035 | 0.175 | KG | 91.8 | 91.8 | CP10 | CP10 | Overload relay 0.45...0.63 A For motor protection Size S00, Class 10 Stand-alone installation Main circuit: screw terminal Auxiliary circuit: screw terminal Manual-Automatic-Reset !!! Phased-out product !!! Successor is SIRIUS 3RU2 Preferred successor type is >>3RU2116-0GB1<< | - | 0 | 7
3RU1116-0GC1 |  | 3RU1116-0GC1 | 1 | UN | 1 | 15 | C | D | N | N | 85364900 | 1 | 4011209301078 | 0.19 | KG | 92.7 | 92.7 | CP10 | CP10 | Overload relay 0.45...0.63 A For motor protection Size S00, Class 10 Stand-alone installation Main circuit: spring-type terminal Auxiliary circuit: spring-type terminal Manual-Automatic-Reset !!! Phased-out product !!! Successor is SIRIUS 3RU2 Preferred successor type is >>3RU2116-0GC1<< | - | 0 | 7
3RU1116-0HB0 |  | 3RU1116-0HB0 | 1 | UN | 1 | 5 | B | D | N | N | 85364900 | 1 | 4011209270282 | 0.17 | KG | 71.55 | 71.55 | CP10 | CP10 | Overload relay 0.55...0.8 A For motor protection Size S00, Class 10 Contactor mounting Main circuit: screw terminal Auxiliary circuit: screw terminal Manual-Automatic-Reset !!! Phased-out product !!! Successor is SIRIUS 3RU2 Preferred successor type is >>3RU2116-0HB0<< | - | 0 | 7
3RU1116-0HB0-Z | W95 | 3RU1116-0HB0-ZW95 | 1 | UN | 1 | 15 | C | D | N | N | 85364900 | 128 | 4011209345096 | 0.13 | KG | 81.9 | 81.9 | CP10 | CP10 | Overload relay 0.55...0.8 A For motor protection Size S00, Class 10 Contactor mounting Main circuit: Screw terminal Auxiliary circuit: Screw terminal Manual-Automatic-Reset Reusable packaging Pack = 128 units !!! Phased-out product !!! Successor is SIRIUS 3RU2 | - | 0 | 9
3RU1116-0HB0-Z | W96 | 3RU1116-0HB0-ZW96 | 1 | UN | 1 | 15 | C | D | N | N | 85364900 | 64 | 4011209345102 | 0.13 | KG | 81.9 | 81.9 | CP10 | CP10 | Overload relay 0.55...0.8 A For motor protection Size S00, Class 10 Contactor mounting Main circuit: Screw terminal Auxiliary circuit: Screw terminal Manual-Automatic-Reset !!! Phased-out product !!! Successor is SIRIUS 3RU2 | - | 0 | 9
3RU1116-0HB0-Z | W97 | 3RU1116-0HB0-ZW97 | 1 | UN | 1 | 15 | C | D | N | N | 85364900 | 32 | 4011209348714 | 0.13 | KG | 81.9 | 81.9 | CP10 | CP10 | Overload relay 0.55...0.8 A For motor protection Size S00, Class 10 Contactor mounting Main circuit: Screw terminal Auxiliary circuit: Screw terminal Manual-Automatic-Reset !!! Phased-out product !!! Successor is SIRIUS 3RU2 | - | 0 | 9
3RU1116-0HB0-Z | W98 | 3RU1116-0HB0-ZW98 | 1 | UN | 1 | 15 | C | D | N | N | 85364900 | 16 | 4011209348721 | 0.13 | KG | 81.9 | 81.9 | CP10 | CP10 | Overload relay 0.55...0.8 A For motor protection Size S00, Class 10 Contactor mounting Main circuit: Screw terminal Auxiliary circuit: Screw terminal Manual-Automatic-Reset !!! Phased-out product !!! Successor is SIRIUS 3RU2 | - | 0 | 9
3RU1116-0HB0-Z | X95 | 3RU1116-0HB0-ZX95 | 1 | UN | 1 | 15 | C | D | N | N | 85364900 | 128 | 4011209345119 | 0.123 | KG | 81.9 | 81.9 | CP10 | CP10 | Overload relay 0.55...0.8 A For motor protection Size S00, Class 10 Contactor mounting Main circuit: Screw terminal Auxiliary circuit: Screw terminal Manual-Automatic-Reset !!! Phased-out product !!! Successor is SIRIUS 3RU2 Preferred successor type is >>3RU2116-0HB0-ZX95<< | - | 0 | 9
3RU1116-0HB1 |  | 3RU1116-0HB1 | 1 | UN | 1 | 5 | B | D | N | N | 85364900 | 1 | 4011209393042 | 0.175 | KG | 91.8 | 91.8 | CP10 | CP10 | Overload relay 0.55...0.8 A For motor protection Size S00, Class 10 Stand-alone installation Main circuit: screw terminal Auxiliary circuit: screw terminal Manual-Automatic-Reset !!! Phased-out product !!! Successor is SIRIUS 3RU2 Preferred successor type is >>3RU2116-0HB1<< | - | 0 | 7
3RU1116-0HC1 |  | 3RU1116-0HC1 | 1 | UN | 1 | 5 | B | D | N | N | 85364900 | 1 | 4011209301085 | 0.19 | KG | 92.7 | 92.7 | CP10 | CP10 | Overload relay 0.55...0.8 A For motor protection Size S00, Class 10 Stand-alone installation Main circuit: spring-type terminal Auxiliary circuit: spring-type terminal Manual-Automatic-Reset !!! Phased-out product !!! Successor is SIRIUS 3RU2 Preferred successor type is >>3RU2116-0HC1<< | - | 0 | 7
3RU1116-0JB0 |  | 3RU1116-0JB0 | 1 | UN | 1 | 5 | B | D | N | N | 85364900 | 1 | 4011209270299 | 0.153 | KG | 71.55 | 71.55 | CP10 | CP10 | Overload relay 0.7...1 A For motor protection Size S00, Class 10 Contactor mounting Main circuit: screw terminal Auxiliary circuit: screw terminal Manual-Automatic-Reset !!! Phased-out product !!! Successor is SIRIUS 3RU2 Preferred successor type is >>3RU2116-0JB0<< | - | 0 | 7
3RU1116-0JB0-Z | W95 | 3RU1116-0JB0-ZW95 | 1 | UN | 1 | 15 | C | D | N | N | 85364900 | 128 | 4011209345157 | 0.13 | KG | 81.9 | 81.9 | CP10 | CP10 | Overload relay 0.7...1 A For motor protection Size S00, Class 10 Contactor mounting Main circuit: Screw terminal Auxiliary circuit: Screw terminal Manual-Automatic-Reset Reusable packaging Pack = 128 units !!! Phased-out product !!! Successor is SIRIUS 3RU2 | - | 0 | 9
3RU1116-0JB0-Z | W96 | 3RU1116-0JB0-ZW96 | 1 | UN | 1 | 15 | C | D | N | N | 85364900 | 64 | 4011209345164 | 0.13 | KG | 81.9 | 81.9 | CP10 | CP10 | Overload relay 0.7...1 A For motor protection Size S00, Class 10 Contactor mounting Main circuit: Screw terminal Auxiliary circuit: Screw terminal Manual-Automatic-Reset !!! Phased-out product !!! Successor is SIRIUS 3RU2 | - | 0 | 9
3RU1116-0JB0-Z | W97 | 3RU1116-0JB0-ZW97 | 1 | UN | 1 | 15 | C | D | N | N | 85364900 | 32 | 4011209348738 | 0.13 | KG | 81.9 | 81.9 | CP10 | CP10 | Overload relay 0.7...1 A For motor protection Size S00, Class 10 Contactor mounting Main circuit: Screw terminal Auxiliary circuit: Screw terminal Manual-Automatic-Reset !!! Phased-out product !!! Successor is SIRIUS 3RU2 | - | 0 | 9
3RU1116-0JB0-Z | W98 | 3RU1116-0JB0-ZW98 | 1 | UN | 1 | 15 | C | D | N | N | 85364900 | 16 | 4011209348745 | 0.13 | KG | 81.9 | 81.9 | CP10 | CP10 | Overload relay 0.7...1 A For motor protection Size S00, Class 10 Contactor mounting Main circuit: Screw terminal Auxiliary circuit: Screw terminal Manual-Automatic-Reset !!! Phased-out product !!! Successor is SIRIUS 3RU2 | - | 0 | 9
3RU1116-0JB0-Z | X95 | 3RU1116-0JB0-ZX95 | 1 | UN | 1 | 15 | C | D | N | N | 85364900 | 128 | 4011209345171 | 0.135 | KG | 81.9 | 81.9 | CP10 | CP10 | Overload relay 0.7...1 A For motor protection Size S00, Class 10 Contactor mounting Main circuit: Screw terminal Auxiliary circuit: Screw terminal Manual-Automatic-Reset !!! Phased-out product !!! Successor is SIRIUS 3RU2 Preferred successor type is >>3RU2116-0JB0-ZX95<< | - | 0 | 9
3RU1116-0JB1 |  | 3RU1116-0JB1 | 1 | UN | 1 | 5 | B | D | N | N | 85364900 | 1 | 4011209270305 | 0.184 | KG | 91.8 | 91.8 | CP10 | CP10 | Overload relay 0.7...1 A For motor protection Size S00, Class 10 Stand-alone installation Main circuit: screw terminal Auxiliary circuit: screw terminal Manual-Automatic-Reset !!! Phased-out product !!! Successor is SIRIUS 3RU2 Preferred successor type is >>3RU2116-0JB1<< | - | 0 | 7
3RU1116-0JC1 |  | 3RU1116-0JC1 | 1 | UN | 1 | 5 | B | D | N | N | 85364900 | 1 | 4011209301092 | 0.199 | KG | 92.7 | 92.7 | CP10 | CP10 | Overload relay 0.7...1 A For motor protection Size S00, Class 10 Stand-alone installation Main circuit: spring-type terminal Auxiliary circuit: spring-type terminal Manual-Automatic-Reset !!! Phased-out product !!! Successor is SIRIUS 3RU2 Preferred successor type is >>3RU2116-0JC1<< | - | 0 | 7
3RU1116-0KB0 |  | 3RU1116-0KB0 | 1 | UN | 1 | 5 | B | D | N | N | 85364900 | 1 | 4011209270312 | 0.155 | KG | 71.55 | 71.55 | CP10 | CP10 | Overload relay 0.9...1.25 A For motor protection Size S00, Class 10 Contactor mounting Main circuit: screw terminal Auxiliary circuit: screw terminal Manual-Automatic-Reset !!! Phased-out product !!! Successor is SIRIUS 3RU2 Preferred successor type is >>3RU2116-0KB0<< | - | 0 | 7
3RU1116-0KB0-Z | W95 | 3RU1116-0KB0-ZW95 | 1 | UN | 1 | 15 | C | D | N | N | 85364900 | 128 | 4011209345218 | 0.13 | KG | 81.9 | 81.9 | CP10 | CP10 | Overload relay 0.9...1.25 A For motor protection Size S00, Class 10 Contactor mounting Main circuit: Screw terminal Auxiliary circuit: Screw terminal Manual-Automatic-Reset Reusable packaging Pack = 128 units !!! Phased-out product !!! Successor is SIRIUS 3RU2 | - | 0 | 9
3RU1116-0KB0-Z | W96 | 3RU1116-0KB0-ZW96 | 1 | UN | 1 | 15 | C | D | N | N | 85364900 | 64 | 4011209345225 | 0.13 | KG | 81.9 | 81.9 | CP10 | CP10 | Overload relay 0.9...1.25 A For motor protection Size S00, Class 10 Contactor mounting Main circuit: Screw terminal Auxiliary circuit: Screw terminal Manual-Automatic-Reset !!! Phased-out product !!! Successor is SIRIUS 3RU2 | - | 0 | 9
3RU1116-0KB0-Z | W97 | 3RU1116-0KB0-ZW97 | 1 | UN | 1 | 15 | C | D | N | N | 85364900 | 32 | 4011209348790 | 0.13 | KG | 81.9 | 81.9 | CP10 | CP10 | Overload relay 0.9...1.25 A For motor protection Size S00, Class 10 Contactor mounting Main circuit: Screw terminal Auxiliary circuit: Screw terminal Manual-Automatic-Reset !!! Phased-out product !!! Successor is SIRIUS 3RU2 | - | 0 | 9
3RU1116-0KB0-Z | W98 | 3RU1116-0KB0-ZW98 | 1 | UN | 1 | 15 | C | D | N | N | 85364900 | 16 | 4011209348806 | 0.13 | KG | 81.9 | 81.9 | CP10 | CP10 | Overload relay 0.9...1.25 A For motor protection Size S00, Class 10 Contactor mounting Main circuit: Screw terminal Auxiliary circuit: Screw terminal Manual-Automatic-Reset !!! Phased-out product !!! Successor is SIRIUS 3RU2 | - | 0 | 9
3RU1116-0KB0-Z | X95 | 3RU1116-0KB0-ZX95 | 1 | UN | 1 | 15 | C | D | N | N | 85364900 | 128 | 4011209345232 | 0.137 | KG | 81.9 | 81.9 | CP10 | CP10 | Overload relay 0.9...1.25 A For motor protection Size S00, Class 10 Contactor mounting Main circuit: Screw terminal Auxiliary circuit: Screw terminal Manual-Automatic-Reset !!! Phased-out product !!! Successor is SIRIUS 3RU2 Preferred successor type is >>3RU2116-0KB0-ZX95<< | - | 0 | 9
3RU1116-0KB1 |  | 3RU1116-0KB1 | 1 | UN | 1 | 5 | B | D | N | N | 85364900 | 1 | 4011209393059 | 0.177 | KG | 91.8 | 91.8 | CP10 | CP10 | Overload relay 0.9...1.25 A For motor protection Size S00, Class 10 Stand-alone installation Main circuit: screw terminal Auxiliary circuit: screw terminal Manual-Automatic-Reset !!! Phased-out product !!! Successor is SIRIUS 3RU2 Preferred successor type is >>3RU2116-0KB1<< | - | 0 | 7
3RU1116-0KC1 |  | 3RU1116-0KC1 | 1 | UN | 1 | 5 | B | D | N | N | 85364900 | 1 | 4011209301108 | 0.187 | KG | 92.7 | 92.7 | CP10 | CP10 | Overload relay 0.9...1.25 A For motor protection Size S00, Class 10 Stand-alone installation Main circuit: spring-type terminal Auxiliary circuit: spring-type terminal Manual-Automatic-Reset !!! Phased-out product !!! Successor is SIRIUS 3RU2 Preferred successor type is >>3RU2116-0KC1<< | - | 0 | 7
3RU1116-1AB0 |  | 3RU1116-1AB0 | 1 | UN | 1 | 5 | B | D | N | N | 85364900 | 1 | 4011209270329 | 0.2 | KG | 71.55 | 71.55 | CP10 | CP10 | Overload relay 1.1...1.6 A For motor protection Size S00, Class 10 Contactor mounting Main circuit: screw terminal Auxiliary circuit: screw terminal Manual-Automatic-Reset !!! Phased-out product !!! Successor is SIRIUS 3RU2 Preferred successor type is >>3RU2116-1AB0<< | - | 0 | 7
3RU1116-1AB0-Z | W95 | 3RU1116-1AB0-ZW95 | 1 | UN | 1 | 15 | C | D | N | N | 85364900 | 128 | 4011209345270 | 0.13 | KG | 81.9 | 81.9 | CP10 | CP10 | Overload relay 1.1...1.6 A For motor protection Size S00, Class 10 Contactor mounting Main circuit: Screw terminal Auxiliary circuit: Screw terminal Manual-Automatic-Reset Reusable packaging Pack = 128 units !!! Phased-out product !!! Successor is SIRIUS 3RU2 | - | 0 | 9
3RU1116-1AB0-Z | W96 | 3RU1116-1AB0-ZW96 | 1 | UN | 1 | 15 | C | D | N | N | 85364900 | 64 | 4011209345287 | 0.13 | KG | 81.9 | 81.9 | CP10 | CP10 | Overload relay 1.1...1.6 A For motor protection Size S00, Class 10 Contactor mounting Main circuit: Screw terminal Auxiliary circuit: Screw terminal Manual-Automatic-Reset !!! Phased-out product !!! Successor is SIRIUS 3RU2 Preferred successor type is >>3RU2116-1AB0-ZW96<< | - | 0 | 9
3RU1116-1AB0-Z | W97 | 3RU1116-1AB0-ZW97 | 1 | UN | 1 | 15 | C | D | N | N | 85364900 | 32 | 4011209349131 | 0.13 | KG | 81.9 | 81.9 | CP10 | CP10 | Overload relay 1.1...1.6 A For motor protection Size S00, Class 10 Contactor mounting Main circuit: Screw terminal Auxiliary circuit: Screw terminal Manual-Automatic-Reset !!! Phased-out product !!! Successor is SIRIUS 3RU2 | - | 0 | 9
3RU1116-1AB0-Z | W98 | 3RU1116-1AB0-ZW98 | 1 | UN | 1 | 15 | C | D | N | N | 85364900 | 16 | 4011209349148 | 0.13 | KG | 81.9 | 81.9 | CP10 | CP10 | Overload relay 1.1...1.6 A For motor protection Size S00, Class 10 Contactor mounting Main circuit: Screw terminal Auxiliary circuit: Screw terminal Manual-Automatic-Reset Multi-unit packaging Pack = 16 units !!! Phased-out product !!! Successor is SIRIUS 3RU2 | - | 0 | 9
3RU1116-1AB0-Z | X95 | 3RU1116-1AB0-ZX95 | 1 | UN | 1 | 15 | C | D | N | N | 85364900 | 128 | 4011209345294 | 0.126 | KG | 81.9 | 81.9 | CP10 | CP10 | Overload relay 1.1...1.6 A For motor protection Size S00, Class 10 Contactor mounting Main circuit: Screw terminal Auxiliary circuit: Screw terminal Manual-Automatic-Reset !!! Phased-out product !!! Successor is SIRIUS 3RU2 Preferred successor type is >>3RU2116-1AB0-ZX95<< | - | 0 | 9
3RU1116-1AB1 |  | 3RU1116-1AB1 | 1 | UN | 1 | 5 | B | D | N | N | 85364900 | 1 | 4011209270336 | 0.186 | KG | 91.8 | 91.8 | CP10 | CP10 | Overload relay 1.1...1.6 A For motor protection Size S00, Class 10 Stand-alone installation Main circuit: screw terminal Auxiliary circuit: screw terminal Manual-Automatic-Reset !!! Phased-out product !!! Successor is SIRIUS 3RU2 Preferred successor type is >>3RU2116-1AB1<< | - | 0 | 7
3RU1116-1AB1-Z | X95 | 3RU1116-1AB1-ZX95 | 1 | UN | 1 | 15 | C | D | N | N | 85364900 | 104 | 4011209491922 | 0.162 | KG | 104.4 | 104.4 | CP10 | CP10 | Overload relay 1.1...1.6 A For motor protection Size S00, Class 10 Stand-alone installation Main circuit: Screw terminal Auxiliary circuit: Screw terminal Manual-Automatic-Reset Reusable packaging Pack = 104 units !!! Phased-out product !!! Successor is SIRIUS 3RU2 Preferred successor type is >>3RU2116-1AB1-ZX95<< | - | 0 | 9
3RU1116-1AC1 |  | 3RU1116-1AC1 | 1 | UN | 1 | 5 | B | D | N | N | 85364900 | 1 | 4011209301115 | 0.22 | KG | 92.7 | 92.7 | CP10 | CP10 | Overload relay 1.1...1.6 A For motor protection Size S00, Class 10 Stand-alone installation Main circuit: spring-type terminal Auxiliary circuit: spring-type terminal Manual-Automatic-Reset !!! Phased-out product !!! Successor is SIRIUS 3RU2 Preferred successor type is >>3RU2116-1AC1<< | - | 0 | 7
3RU1116-1BB0 |  | 3RU1116-1BB0 | 1 | UN | 1 | 5 | B | D | N | N | 85364900 | 1 | 4011209270343 | 0.156 | KG | 71.55 | 71.55 | CP10 | CP10 | Overload relay 1.4...2 A For motor protection Size S00, Class 10 Contactor mounting Main circuit: screw terminal Auxiliary circuit: screw terminal Manual-Automatic-Reset !!! Phased-out product !!! Successor is SIRIUS 3RU2 Preferred successor type is >>3RU2116-1BB0<< | - | 0 | 7
3RU1116-1BB0-Z | W95 | 3RU1116-1BB0-ZW95 | 1 | UN | 1 | 15 | C | D | N | N | 85364900 | 128 | 4011209345331 | 0.13 | KG | 81.9 | 81.9 | CP10 | CP10 | Overload relay 1.4...2 A For motor protection Size S00, Class 10 Contactor mounting Main circuit: Screw terminal Auxiliary circuit: Screw terminal Manual-Automatic-Reset Reusable packaging Pack = 128 units !!! Phased-out product !!! Successor is SIRIUS 3RU2 | - | 0 | 9
3RU1116-1BB0-Z | W96 | 3RU1116-1BB0-ZW96 | 1 | UN | 1 | 15 | C | D | N | N | 85364900 | 64 | 4011209345348 | 0.13 | KG | 81.9 | 81.9 | CP10 | CP10 | Overload relay 1.4...2 A For motor protection Size S00, Class 10 Contactor mounting Main circuit: Screw terminal Auxiliary circuit: Screw terminal Manual-Automatic-Reset !!! Phased-out product !!! Successor is SIRIUS 3RU2 | - | 0 | 9
3RU1116-1BB0-Z | W97 | 3RU1116-1BB0-ZW97 | 1 | UN | 1 | 15 | C | D | N | N | 85364900 | 32 | 4011209349018 | 0.13 | KG | 81.9 | 81.9 | CP10 | CP10 | Overload relay 1.4...2 A For motor protection Size S00, Class 10 Contactor mounting Main circuit: Screw terminal Auxiliary circuit: Screw terminal Manual-Automatic-Reset !!! Phased-out product !!! Successor is SIRIUS 3RU2 | - | 0 | 9
3RU1116-1BB0-Z | W98 | 3RU1116-1BB0-ZW98 | 1 | UN | 1 | 15 | C | D | N | N | 85364900 | 16 | 4011209349025 | 0.13 | KG | 81.9 | 81.9 | CP10 | CP10 | Overload relay 1.4...2 A For motor protection Size S00, Class 10 Contactor mounting Main circuit: Screw terminal Auxiliary circuit: Screw terminal Manual-Automatic-Reset !!! Phased-out product !!! Successor is SIRIUS 3RU2 | - | 0 | 9
3RU1116-1BB0-Z | X95 | 3RU1116-1BB0-ZX95 | 1 | UN | 1 | 15 | C | D | N | N | 85364900 | 128 | 4011209345355 | 0.134 | KG | 81.9 | 81.9 | CP10 | CP10 | Overload relay 1.4...2 A For motor protection Size S00, Class 10 Contactor mounting Main circuit: Screw terminal Auxiliary circuit: Screw terminal Manual-Automatic-Reset !!! Phased-out product !!! Successor is SIRIUS 3RU2 Preferred successor type is >>3RU2116-1BB0-ZX95<< | - | 0 | 9
3RU1116-1BB1 |  | 3RU1116-1BB1 | 1 | UN | 1 | 5 | B | D | N | N | 85364900 | 1 | 4011209393066 | 0.186 | KG | 91.8 | 91.8 | CP10 | CP10 | Overload relay 1.4...2 A For motor protection Size S00, Class 10 Stand-alone installation Main circuit: screw terminal Auxiliary circuit: screw terminal Manual-Automatic-Reset !!! Phased-out product !!! Successor is SIRIUS 3RU2 Preferred successor type is >>3RU2116-1BB1<< | - | 0 | 7
3RU1116-1BC1 |  | 3RU1116-1BC1 | 1 | UN | 1 | 5 | B | D | N | N | 85364900 | 1 | 4011209301122 | 0.194 | KG | 92.7 | 92.7 | CP10 | CP10 | Overload relay 1.4...2 A For motor protection Size S00, Class 10 Stand-alone installation Main circuit: spring-type terminal Auxiliary circuit: spring-type terminal Manual-Automatic-Reset !!! Phased-out product !!! Successor is SIRIUS 3RU2 Preferred successor type is >>3RU2116-1BC1<< | - | 0 | 7
3RU1116-1CB0 |  | 3RU1116-1CB0 | 1 | UN | 1 | 5 | B | D | N | N | 85364900 | 1 | 4011209270350 | 0.156 | KG | 71.55 | 71.55 | CP10 | CP10 | Overload relay 1.8...2.5 A For motor protection Size S00, Class 10 Contactor mounting Main circuit: screw terminal Auxiliary circuit: screw terminal Manual-Automatic-Reset !!! Phased-out product !!! Successor is SIRIUS 3RU2 Preferred successor type is >>3RU2116-1CB0<< | - | 0 | 7
3RU1116-1CB0-Z | W95 | 3RU1116-1CB0-ZW95 | 1 | UN | 1 | 15 | C | D | N | N | 85364900 | 128 | 4011209345393 | 0.13 | KG | 81.9 | 81.9 | CP10 | CP10 | Overload relay 1.8...2.5 A For motor protection Size S00, Class 10 Contactor mounting Main circuit: Screw terminal Auxiliary circuit: Screw terminal Manual-Automatic-Reset Reusable packaging Pack = 128 units !!! Phased-out product !!! Successor is SIRIUS 3RU2 | - | 0 | 9
3RU1116-1CB0-Z | W96 | 3RU1116-1CB0-ZW96 | 1 | UN | 1 | 15 | C | D | N | N | 85364900 | 64 | 4011209345409 | 0.13 | KG | 81.9 | 81.9 | CP10 | CP10 | Overload relay 1.8...2.5 A For motor protection Size S00, Class 10 Contactor mounting Main circuit: Screw terminal Auxiliary circuit: Screw terminal Manual-Automatic-Reset !!! Phased-out product !!! Successor is SIRIUS 3RU2 Preferred successor type is >>3RU2116-1CB0-ZW96<< | - | 0 | 9
3RU1116-1CB0-Z | W97 | 3RU1116-1CB0-ZW97 | 1 | UN | 1 | 15 | C | D | N | N | 85364900 | 32 | 4011209349070 | 0.13 | KG | 81.9 | 81.9 | CP10 | CP10 | Overload relay 1.8...2.5 A For motor protection Size S00, Class 10 Contactor mounting Main circuit: Screw terminal Auxiliary circuit: Screw terminal Manual-Automatic-Reset !!! Phased-out product !!! Successor is SIRIUS 3RU2 | - | 0 | 9
3RU1116-1CB0-Z | W98 | 3RU1116-1CB0-ZW98 | 1 | UN | 1 | 15 | C | D | N | N | 85364900 | 16 | 4011209349087 | 0.13 | KG | 81.9 | 81.9 | CP10 | CP10 | Overload relay 1.8...2.5 A For motor protection Size S00, Class 10 Contactor mounting Main circuit: Screw terminal Auxiliary circuit: Screw terminal Manual-Automatic-Reset !!! Phased-out product !!! Successor is SIRIUS 3RU2 | - | 0 | 9
3RU1116-1CB0-Z | X95 | 3RU1116-1CB0-ZX95 | 1 | UN | 1 | 15 | C | D | N | N | 85364900 | 128 | 4011209345416 | 0.126 | KG | 81.9 | 81.9 | CP10 | CP10 | Overload relay 1.8...2.5 A For motor protection Size S00, Class 10 Contactor mounting Main circuit: Screw terminal Auxiliary circuit: Screw terminal Manual-Automatic-Reset !!! Phased-out product !!! Successor is SIRIUS 3RU2 Preferred successor type is >>3RU2116-1CB0-ZX95<< | - | 0 | 9
3RU1116-1CB1 |  | 3RU1116-1CB1 | 1 | UN | 1 | 5 | B | D | N | N | 85364900 | 1 | 4011209270367 | 0.18 | KG | 91.8 | 91.8 | CP10 | CP10 | Overload relay 1.8...2.5 A For motor protection Size S00, Class 10 Stand-alone installation Main circuit: screw terminal Auxiliary circuit: screw terminal Manual-Automatic-Reset !!! Phased-out product !!! Successor is SIRIUS 3RU2 Preferred successor type is >>3RU2116-1CC1<< | - | 0 | 7
3RU1116-1CB1-Z | X95 | 3RU1116-1CB1-ZX95 | 1 | UN | 1 | 15 | C | D | N | N | 85364900 | 104 | 4011209472310 | 0.165 | KG | 104.4 | 104.4 | CP10 | CP10 | Overload relay 1.8...2.5 A For motor protection Size S00, Class 10 Stand-alone installation Main circuit: Screw terminal Auxiliary circuit: Screw terminal Manual-Automatic-Reset Reusable packaging Pack = 104 units !!! Phased-out product !!! Successor is SIRIUS 3RU2 Preferred successor type is >>3RU2116-1CB1-ZX95<< | - | 0 | 9
3RU1116-1CC1 |  | 3RU1116-1CC1 | 1 | UN | 1 | 15 | C | D | N | N | 85364900 | 1 | 4011209301139 | 0.189 | KG | 92.7 | 92.7 | CP10 | CP10 | Overload relay 1.8...2.5 A For motor protection Size S00, Class 10 Stand-alone installation Main circuit: spring-type terminal Auxiliary circuit: spring-type terminal Manual-Automatic-Reset !!! Phased-out product !!! Successor is SIRIUS 3RU2 Preferred successor type is >>3RU2116-1CC1<< | - | 0 | 7
3RU1116-1DB0 |  | 3RU1116-1DB0 | 1 | UN | 1 | 5 | B | D | N | N | 85364900 | 1 | 4011209270374 | 0.155 | KG | 71.55 | 71.55 | CP10 | CP10 | Overload relay 2.2...3.2 A For motor protection Size S00, Class 10 Contactor mounting Main circuit: screw terminal Auxiliary circuit: screw terminal Manual-Automatic-Reset !!! Phased-out product !!! Successor is SIRIUS 3RU2 Preferred successor type is >>3RU2116-1DB0<< | - | 0 | 7
3RU1116-1DB0-Z | W95 | 3RU1116-1DB0-ZW95 | 1 | UN | 1 | 15 | C | D | N | N | 85364900 | 128 | 4011209345454 | 0.13 | KG | 81.9 | 81.9 | CP10 | CP10 | Overload relay 2.2...3.2 A For motor protection Size S00, Class 10 Contactor mounting Main circuit: Screw terminal Auxiliary circuit: Screw terminal Manual-Automatic-Reset Reusable packaging Pack = 128 units !!! Phased-out product !!! Successor is SIRIUS 3RU2 | - | 0 | 9
3RU1116-1DB0-Z | W96 | 3RU1116-1DB0-ZW96 | 1 | UN | 1 | 15 | C | D | N | N | 85364900 | 64 | 4011209345461 | 0.13 | KG | 81.9 | 81.9 | CP10 | CP10 | Overload relay 2.2...3.2 A For motor protection Size S00, Class 10 Contactor mounting Main circuit: Screw terminal Auxiliary circuit: Screw terminal Manual-Automatic-Reset !!! Phased-out product !!! Successor is SIRIUS 3RU2 | - | 0 | 9
3RU1116-1DB0-Z | W97 | 3RU1116-1DB0-ZW97 | 1 | UN | 1 | 15 | C | D | N | N | 85364900 | 32 | 4011209349032 | 0.13 | KG | 81.9 | 81.9 | CP10 | CP10 | Overload relay 2.2...3.2 A For motor protection Size S00, Class 10 Contactor mounting Main circuit: Screw terminal Auxiliary circuit: Screw terminal Manual-Automatic-Reset !!! Phased-out product !!! Successor is SIRIUS 3RU2 | - | 0 | 9
3RU1116-1DB0-Z | W98 | 3RU1116-1DB0-ZW98 | 1 | UN | 1 | 15 | C | D | N | N | 85364900 | 16 | 4011209349049 | 0.13 | KG | 81.9 | 81.9 | CP10 | CP10 | Overload relay 2.2...3.2 A For motor protection Size S00, Class 10 Contactor mounting Main circuit: Screw terminal Auxiliary circuit: Screw terminal Manual-Automatic-Reset !!! Phased-out product !!! Successor is SIRIUS 3RU2 | - | 0 | 9
3RU1116-1DB0-Z | X95 | 3RU1116-1DB0-ZX95 | 1 | UN | 1 | 15 | C | D | N | N | 85364900 | 128 | 4011209345478 | 0.156 | KG | 81.9 | 81.9 | CP10 | CP10 | Overload relay 2.2...3.2 A For motor protection Size S00, Class 10 Contactor mounting Main circuit: Screw terminal Auxiliary circuit: Screw terminal Manual-Automatic-Reset !!! Phased-out product !!! Successor is SIRIUS 3RU2 Preferred successor type is >>3RU2116-1DB0-ZX95<< | - | 0 | 9
3RU1116-1DB1 |  | 3RU1116-1DB1 | 1 | UN | 1 | 5 | B | D | N | N | 85364900 | 1 | 4011209393073 | 0.189 | KG | 91.8 | 91.8 | CP10 | CP10 | Overload relay 2.2...3.2 A For motor protection Size S00, Class 10 Stand-alone installation Main circuit: screw terminal Auxiliary circuit: screw terminal Manual-Automatic-Reset !!! Phased-out product !!! Successor is SIRIUS 3RU2 Preferred successor type is >>3RU2116-1DB1<< | - | 0 | 7
3RU1116-1DC1 |  | 3RU1116-1DC1 | 1 | UN | 1 | 5 | B | D | N | N | 85364900 | 1 | 4011209301146 | 0.192 | KG | 92.7 | 92.7 | CP10 | CP10 | Overload relay 2.2...3.2 A For motor protection Size S00, Class 10 Stand-alone installation Main circuit: spring-type terminal Auxiliary circuit: spring-type terminal Manual-Automatic-Reset !!! Phased-out product !!! Successor is SIRIUS 3RU2 Preferred successor type is >>3RU2116-1DC1<< | - | 0 | 7
3RU1116-1EB0 |  | 3RU1116-1EB0 | 1 | UN | 1 | 5 | B | D | N | N | 85364900 | 1 | 4011209270381 | 0.155 | KG | 71.55 | 71.55 | CP10 | CP10 | Overload relay 2.8...4 A For motor protection Size S00, Class 10 Contactor mounting Main circuit: screw terminal Auxiliary circuit: screw terminal Manual-Automatic-Reset !!! Phased-out product !!! Successor is SIRIUS 3RU2 Preferred successor type is >>3RU2116-1EB0<< | - | 0 | 7
3RU1116-1EB0-Z | W95 | 3RU1116-1EB0-ZW95 | 1 | UN | 1 | 15 | C | D | N | N | 85364900 | 128 | 4011209345515 | 0.13 | KG | 81.9 | 81.9 | CP10 | CP10 | Overload relay 2.8...4 A For motor protection Size S00, Class 10 Contactor mounting Main circuit: Screw terminal Auxiliary circuit: Screw terminal Manual-Automatic-Reset Reusable packaging Pack = 128 units !!! Phased-out product !!! Successor is SIRIUS 3RU2 | - | 0 | 9
3RU1116-1EB0-Z | W96 | 3RU1116-1EB0-ZW96 | 1 | UN | 1 | 15 | C | D | N | N | 85364900 | 64 | 4011209345522 | 0.13 | KG | 81.9 | 81.9 | CP10 | CP10 | Overload relay 2.8...4 A For motor protection Size S00, Class 10 Contactor mounting Main circuit: Screw terminal Auxiliary circuit: Screw terminal Manual-Automatic-Reset !!! Phased-out product !!! Successor is SIRIUS 3RU2 | - | 0 | 9
3RU1116-1EB0-Z | W97 | 3RU1116-1EB0-ZW97 | 1 | UN | 1 | 15 | C | D | N | N | 85364900 | 32 | 4011209348974 | 0.13 | KG | 81.9 | 81.9 | CP10 | CP10 | Overload relay 2.8...4 A For motor protection Size S00, Class 10 Contactor mounting Main circuit: Screw terminal Auxiliary circuit: Screw terminal Manual-Automatic-Reset !!! Phased-out product !!! Successor is SIRIUS 3RU2 | - | 0 | 9
3RU1116-1EB0-Z | W98 | 3RU1116-1EB0-ZW98 | 1 | UN | 1 | 15 | C | D | N | N | 85364900 | 16 | 4011209348981 | 0.13 | KG | 81.9 | 81.9 | CP10 | CP10 | Overload relay 2.8...4 A For motor protection Size S00, Class 10 Contactor mounting Main circuit: Screw terminal Auxiliary circuit: Screw terminal Manual-Automatic-Reset !!! Phased-out product !!! Successor is SIRIUS 3RU2 | - | 0 | 9
3RU1116-1EB0-Z | X95 | 3RU1116-1EB0-ZX95 | 1 | UN | 1 | 15 | C | D | N | N | 85364900 | 128 | 4011209345539 | 0.153 | KG | 81.9 | 81.9 | CP10 | CP10 | Overload relay 2.8...4 A For motor protection Size S00, Class 10 Contactor mounting Main circuit: Screw terminal Auxiliary circuit: Screw terminal Manual-Automatic-Reset !!! Phased-out product !!! Successor is SIRIUS 3RU2 Preferred successor type is >>3RU2116-1EB0-ZX95<< | - | 0 | 9
3RU1116-1EB1 |  | 3RU1116-1EB1 | 1 | UN | 1 | 5 | B | D | N | N | 85364900 | 1 | 4011209270398 | 0.187 | KG | 91.8 | 91.8 | CP10 | CP10 | Overload relay 2.8...4 A For motor protection Size S00, Class 10 Stand-alone installation Main circuit: screw terminal Auxiliary circuit: screw terminal Manual-Automatic-Reset !!! Phased-out product !!! Successor is SIRIUS 3RU2 Preferred successor type is >>3RU2116-1EB1<< | - | 0 | 7
3RU1116-1EC1 |  | 3RU1116-1EC1 | 1 | UN | 1 | 15 | C | D | N | N | 85364900 | 1 | 4011209301153 | 0.191 | KG | 92.7 | 92.7 | CP10 | CP10 | Overload relay 2.8...4 A For motor protection Size S00, Class 10 Stand-alone installation Main circuit: spring-type terminal Auxiliary circuit: spring-type terminal Manual-Automatic-Reset !!! Phased-out product !!! Successor is SIRIUS 3RU2 Preferred successor type is >>3RU2116-1EC1<< | - | 0 | 7
3RU1116-1FB0 |  | 3RU1116-1FB0 | 1 | UN | 1 | 5 | B | D | N | N | 85364900 | 1 | 4011209270404 | 0.161 | KG | 71.55 | 71.55 | CP10 | CP10 | Overload relay 3.5...5 A For motor protection Size S00, Class 10 Contactor mounting Main circuit: screw terminal Auxiliary circuit: screw terminal Manual-Automatic-Reset !!! Phased-out product !!! Successor is SIRIUS 3RU2 Preferred successor type is >>3RU2116-1FB0<< | - | 0 | 7
3RU1116-1FB0-Z | W95 | 3RU1116-1FB0-ZW95 | 1 | UN | 1 | 15 | C | D | N | N | 85364900 | 128 | 4011209345577 | 0.13 | KG | 81.9 | 81.9 | CP10 | CP10 | Overload relay 3.5...5 A For motor protection Size S00, Class 10 Contactor mounting Main circuit: Screw terminal Auxiliary circuit: Screw terminal Manual-Automatic-Reset Reusable packaging Pack = 128 units !!! Phased-out product !!! Successor is SIRIUS 3RU2 | - | 0 | 9
3RU1116-1FB0-Z | W96 | 3RU1116-1FB0-ZW96 | 1 | UN | 1 | 15 | C | D | N | N | 85364900 | 64 | 4011209345584 | 0.13 | KG | 81.9 | 81.9 | CP10 | CP10 | Overload relay 3.5...5 A For motor protection Size S00, Class 10 Contactor mounting Main circuit: Screw terminal Auxiliary circuit: Screw terminal Manual-Automatic-Reset !!! Phased-out product !!! Successor is SIRIUS 3RU2 | - | 0 | 9
3RU1116-1FB0-Z | W97 | 3RU1116-1FB0-ZW97 | 1 | UN | 1 | 15 | C | D | N | N | 85364900 | 32 | 4011209348936 | 0.13 | KG | 81.9 | 81.9 | CP10 | CP10 | Overload relay 3.5...5 A For motor protection Size S00, Class 10 Contactor mounting Main circuit: Screw terminal Auxiliary circuit: Screw terminal Manual-Automatic-Reset !!! Phased-out product !!! Successor is SIRIUS 3RU2 | - | 0 | 9
3RU1116-1FB0-Z | W98 | 3RU1116-1FB0-ZW98 | 1 | UN | 1 | 15 | C | D | N | N | 85364900 | 16 | 4011209348943 | 0.13 | KG | 81.9 | 81.9 | CP10 | CP10 | Overload relay 3.5...5 A For motor protection Size S00, Class 10 Contactor mounting Main circuit: Screw terminal Auxiliary circuit: Screw terminal Manual-Automatic-Reset !!! Phased-out product !!! Successor is SIRIUS 3RU2 | - | 0 | 9
3RU1116-1FB0-Z | X95 | 3RU1116-1FB0-ZX95 | 1 | UN | 1 | 15 | C | D | N | N | 85364900 | 128 | 4011209345591 | 0.129 | KG | 81.9 | 81.9 | CP10 | CP10 | Overload relay 3.5...5 A For motor protection Size S00, Class 10 Contactor mounting Main circuit: Screw terminal Auxiliary circuit: Screw terminal Manual-Automatic-Reset !!! Phased-out product !!! Successor is SIRIUS 3RU2 Preferred successor type is >>3RU2116-1FB0-ZX95<< | - | 0 | 9
3RU1116-1FB1 |  | 3RU1116-1FB1 | 1 | UN | 1 | 5 | B | D | N | N | 85364900 | 1 | 4011209393080 | 0.182 | KG | 91.8 | 91.8 | CP10 | CP10 | Overload relay 3.5...5 A For motor protection Size S00, Class 10 Stand-alone installation Main circuit: screw terminal Auxiliary circuit: screw terminal Manual-Automatic-Reset !!! Phased-out product !!! Successor is SIRIUS 3RU2 Preferred successor type is >>3RU2116-1FB1<< | - | 0 | 7
3RU1116-1FC1 |  | 3RU1116-1FC1 | 1 | UN | 1 | 5 | B | D | N | N | 85364900 | 1 | 4011209301160 | 0.192 | KG | 92.7 | 92.7 | CP10 | CP10 | Overload relay 3.5...5 A For motor protection Size S00, Class 10 Stand-alone installation Main circuit: spring-type terminal Auxiliary circuit: spring-type terminal Manual-Automatic-Reset !!! Phased-out product !!! Successor is SIRIUS 3RU2 Preferred successor type is >>3RU2116-1FC1<< | - | 0 | 7
3RU1116-1GB0 |  | 3RU1116-1GB0 | 1 | UN | 1 | 5 | B | D | N | N | 85364900 | 1 | 4011209270411 | 0.167 | KG | 71.55 | 71.55 | CP10 | CP10 | Overload relay 4.5...6.3 A For motor protection Size S00, Class 10 Contactor mounting Main circuit: screw terminal Auxiliary circuit: screw terminal Manual-Automatic-Reset !!! Phased-out product !!! Successor is SIRIUS 3RU2 Preferred successor type is >>3RU2116-1GB0<< | - | 0 | 7
3RU1116-1GB0-Z | W95 | 3RU1116-1GB0-ZW95 | 1 | UN | 1 | 15 | C | D | N | N | 85364900 | 128 | 4011209345638 | 0.13 | KG | 81.9 | 81.9 | CP10 | CP10 | Overload relay 4.5...6.3 A For motor protection Size S00, Class 10 Contactor mounting Main circuit: Screw terminal Auxiliary circuit: Screw terminal Manual-Automatic-Reset Reusable packaging Pack = 128 units !!! Phased-out product !!! Successor is SIRIUS 3RU2 | - | 0 | 9
3RU1116-1GB0-Z | W96 | 3RU1116-1GB0-ZW96 | 1 | UN | 1 | 15 | C | D | N | N | 85364900 | 64 | 4011209345645 | 0.13 | KG | 81.9 | 81.9 | CP10 | CP10 | Overload relay 4.5...6.3 A For motor protection Size S00, Class 10 Contactor mounting Main circuit: Screw terminal Auxiliary circuit: Screw terminal Manual-Automatic-Reset !!! Phased-out product !!! Successor is SIRIUS 3RU2 Preferred successor type is >>3RU2116-1GB0-ZW96<< | - | 0 | 9
3RU1116-1GB0-Z | W97 | 3RU1116-1GB0-ZW97 | 1 | UN | 1 | 15 | C | D | N | N | 85364900 | 32 | 4011209348899 | 0.13 | KG | 81.9 | 81.9 | CP10 | CP10 | Overload relay 4.5...6.3 A For motor protection Size S00, Class 10 Contactor mounting Main circuit: Screw terminal Auxiliary circuit: Screw terminal Manual-Automatic-Reset !!! Phased-out product !!! Successor is SIRIUS 3RU2 | - | 0 | 9
3RU1116-1GB0-Z | W98 | 3RU1116-1GB0-ZW98 | 1 | UN | 1 | 15 | C | D | N | N | 85364900 | 16 | 4011209348905 | 0.13 | KG | 81.9 | 81.9 | CP10 | CP10 | Overload relay 4.5...6.3 A For motor protection Size S00, Class 10 Contactor mounting Main circuit: Screw terminal Auxiliary circuit: Screw terminal Manual-Automatic-Reset !!! Phased-out product !!! Successor is SIRIUS 3RU2 | - | 0 | 9
3RU1116-1GB0-Z | X95 | 3RU1116-1GB0-ZX95 | 1 | UN | 1 | 15 | C | D | N | N | 85364900 | 128 | 4011209345652 | 0.132 | KG | 81.9 | 81.9 | CP10 | CP10 | Overload relay 4.5...6.3 A For motor protection Size S00, Class 10 Contactor mounting Main circuit: Screw terminal Auxiliary circuit: Screw terminal Manual-Automatic-Reset !!! Phased-out product !!! Successor is SIRIUS 3RU2 Preferred successor type is >>3RU2116-1GB0-ZX95<< | - | 0 | 9
3RU1116-1GB1 |  | 3RU1116-1GB1 | 1 | UN | 1 | 5 | B | D | N | N | 85364900 | 1 | 4011209270428 | 0.21 | KG | 91.8 | 91.8 | CP10 | CP10 | Overload relay 4.5...6.3 A For motor protection Size S00, Class 10 Stand-alone installation Main circuit: screw terminal Auxiliary circuit: screw terminal Manual-Automatic-Reset !!! Phased-out product !!! Successor is SIRIUS 3RU2 Preferred successor type is >>3RU2116-1GB1<< | - | 0 | 7
3RU1116-1GC1 |  | 3RU1116-1GC1 | 1 | UN | 1 | 5 | B | D | N | N | 85364900 | 1 | 4011209301177 | 0.194 | KG | 92.7 | 92.7 | CP10 | CP10 | Overload relay 4.5...6.3 A For motor protection Size S00, Class 10 Stand-alone installation Main circuit: spring-type terminal Auxiliary circuit: spring-type terminal Manual-Automatic-Reset !!! Phased-out product !!! Successor is SIRIUS 3RU2 Preferred successor type is >>3RU2116-1GC1<< | - | 0 | 7
3RU1116-1HB0 |  | 3RU1116-1HB0 | 1 | UN | 1 | 5 | B | D | N | N | 85364900 | 1 | 4011209270435 | 0.15 | KG | 71.55 | 71.55 | CP10 | CP10 | Overload relay 5.5...8 A For motor protection Size S00, Class 10 Contactor mounting Main circuit: screw terminal Auxiliary circuit: screw terminal Manual-Automatic-Reset !!! Phased-out product !!! Successor is SIRIUS 3RU2 Preferred successor type is >>3RU2116-1HB0<< | - | 0 | 7
3RU1116-1HB0-Z | W95 | 3RU1116-1HB0-ZW95 | 1 | UN | 1 | 15 | C | D | N | N | 85364900 | 128 | 4011209345690 | 0.13 | KG | 81.9 | 81.9 | CP10 | CP10 | Overload relay 5.5...8 A For motor protection Size S00, Class 10 Contactor mounting Main circuit: Screw terminal Auxiliary circuit: Screw terminal Manual-Automatic-Reset Reusable packaging Pack = 128 units !!! Phased-out product !!! Successor is SIRIUS 3RU2 | - | 0 | 9
3RU1116-1HB0-Z | W96 | 3RU1116-1HB0-ZW96 | 1 | UN | 1 | 15 | C | D | N | N | 85364900 | 64 | 4011209345706 | 0.13 | KG | 81.9 | 81.9 | CP10 | CP10 | Overload relay 5.5...8 A For motor protection Size S00, Class 10 Contactor mounting Main circuit: Screw terminal Auxiliary circuit: Screw terminal Manual-Automatic-Reset !!! Phased-out product !!! Successor is SIRIUS 3RU2 | - | 0 | 9
3RU1116-1HB0-Z | W97 | 3RU1116-1HB0-ZW97 | 1 | UN | 1 | 15 | C | D | N | N | 85364900 | 32 | 4011209348851 | 0.13 | KG | 81.9 | 81.9 | CP10 | CP10 | Overload relay 5.5...8 A For motor protection Size S00, Class 10 Contactor mounting Main circuit: Screw terminal Auxiliary circuit: Screw terminal Manual-Automatic-Reset !!! Phased-out product !!! Successor is SIRIUS 3RU2 | - | 0 | 9
3RU1116-1HB0-Z | W98 | 3RU1116-1HB0-ZW98 | 1 | UN | 1 | 15 | C | D | N | N | 85364900 | 16 | 4011209348868 | 0.13 | KG | 81.9 | 81.9 | CP10 | CP10 | Overload relay 5.5...8 A For motor protection Size S00, Class 10 Contactor mounting Main circuit: Screw terminal Auxiliary circuit: Screw terminal Manual-Automatic-Reset !!! Phased-out product !!! Successor is SIRIUS 3RU2 | - | 0 | 9
3RU1116-1HB0-Z | X95 | 3RU1116-1HB0-ZX95 | 1 | UN | 1 | 15 | C | D | N | N | 85364900 | 128 | 4011209345713 | 0.132 | KG | 81.9 | 81.9 | CP10 | CP10 | Overload relay 5.5...8 A For motor protection Size S00, Class 10 Contactor mounting Main circuit: Screw terminal Auxiliary circuit: Screw terminal Manual-Automatic-Reset !!! Phased-out product !!! Successor is SIRIUS 3RU2 Preferred successor type is >>3RU2116-1HB0-ZX95<< | - | 0 | 9
3RU1116-1HB1 |  | 3RU1116-1HB1 | 1 | UN | 1 | 5 | B | D | N | N | 85364900 | 1 | 4011209393097 | 0.195 | KG | 91.8 | 91.8 | CP10 | CP10 | Overload relay 5.5...8 A For motor protection Size S00, Class 10 Stand-alone installation Main circuit: screw terminal Auxiliary circuit: screw terminal Manual-Automatic-Reset !!! Phased-out product !!! Successor is SIRIUS 3RU2 Preferred successor type is >>3RU2116-1HB1<< | - | 0 | 7
3RU1116-1HC1 |  | 3RU1116-1HC1 | 1 | UN | 1 | 5 | B | D | N | N | 85364900 | 1 | 4011209301184 | 0.194 | KG | 92.7 | 92.7 | CP10 | CP10 | Overload relay 5.5...8 A For motor protection Size S00, Class 10 Stand-alone installation Main circuit: spring-type terminal Auxiliary circuit: spring-type terminal Manual-Automatic-Reset !!! Phased-out product !!! Successor is SIRIUS 3RU2 Preferred successor type is >>3RU2116-1HC1<< | - | 0 | 7
3RU1116-1JB0 |  | 3RU1116-1JB0 | 1 | UN | 1 | 5 | B | D | N | N | 85364900 | 1 | 4011209270442 | 0.16 | KG | 71.55 | 71.55 | CP10 | CP10 | Overload relay 7...10 A For motor protection Size S00, Class 10 Contactor mounting Main circuit: screw terminal Auxiliary circuit: screw terminal Manual-Automatic-Reset !!! Phased-out product !!! Successor is SIRIUS 3RU2 Preferred successor type is >>3RU2116-1JB0<< | - | 0 | 7
3RU1116-1JB0-Z | W95 | 3RU1116-1JB0-ZW95 | 1 | UN | 1 | 15 | C | D | N | N | 85364900 | 128 | 4011209345751 | 0.13 | KG | 81.9 | 81.9 | CP10 | CP10 | Overload relay 7...10 A For motor protection Size S00, Class 10 Contactor mounting Main circuit: Screw terminal Auxiliary circuit: Screw terminal Manual-Automatic-Reset Reusable packaging Pack = 128 units !!! Phased-out product !!! Successor is SIRIUS 3RU2 | - | 0 | 9
3RU1116-1JB0-Z | W96 | 3RU1116-1JB0-ZW96 | 1 | UN | 1 | 15 | C | D | N | N | 85364900 | 64 | 4011209345768 | 0.13 | KG | 81.9 | 81.9 | CP10 | CP10 | Overload relay 7...10 A For motor protection Size S00, Class 10 Contactor mounting Main circuit: Screw terminal Auxiliary circuit: Screw terminal Manual-Automatic-Reset !!! Phased-out product !!! Successor is SIRIUS 3RU2 Preferred successor type is >>3RU2116-1JB0-ZW96<< | - | 0 | 9
3RU1116-1JB0-Z | W97 | 3RU1116-1JB0-ZW97 | 1 | UN | 1 | 15 | C | D | N | N | 85364900 | 32 | 4011209348776 | 0.13 | KG | 81.9 | 81.9 | CP10 | CP10 | Overload relay 7...10 A For motor protection Size S00, Class 10 Contactor mounting Main circuit: Screw terminal Auxiliary circuit: Screw terminal Manual-Automatic-Reset !!! Phased-out product !!! Successor is SIRIUS 3RU2 | - | 0 | 9
3RU1116-1JB0-Z | W98 | 3RU1116-1JB0-ZW98 | 1 | UN | 1 | 15 | C | D | N | N | 85364900 | 16 | 4011209348783 | 0.13 | KG | 81.9 | 81.9 | CP10 | CP10 | Overload relay 7...10 A For motor protection Size S00, Class 10 Contactor mounting Main circuit: Screw terminal Auxiliary circuit: Screw terminal Manual-Automatic-Reset !!! Phased-out product !!! Successor is SIRIUS 3RU2 | - | 0 | 9
3RU1116-1JB0-Z | X95 | 3RU1116-1JB0-ZX95 | 1 | UN | 1 | 15 | C | D | N | N | 85364900 | 128 | 4011209345775 | 0.14 | KG | 81.9 | 81.9 | CP10 | CP10 | Overload relay 7...10 A For motor protection Size S00, Class 10 Contactor mounting Main circuit: Screw terminal Auxiliary circuit: Screw terminal Manual-Automatic-Reset !!! Phased-out product !!! Successor is SIRIUS 3RU2 Preferred successor type is >>3RU2116-1JB0-ZX95<< | - | 0 | 9
3RU1116-1JB1 |  | 3RU1116-1JB1 | 1 | UN | 1 | 5 | B | D | N | N | 85364900 | 1 | 4011209270459 | 0.192 | KG | 91.8 | 91.8 | CP10 | CP10 | Overload relay 7...10 A For motor protection Size S00, Class 10 Stand-alone installation Main circuit: screw terminal Auxiliary circuit: screw terminal Manual-Automatic-Reset !!! Phased-out product !!! Successor is SIRIUS 3RU2 Preferred successor type is >>3RU2116-1JB1<< | - | 0 | 7
3RU1116-1JC1 |  | 3RU1116-1JC1 | 1 | UN | 1 | 5 | B | D | N | N | 85364900 | 1 | 4011209301191 | 0.2 | KG | 92.7 | 92.7 | CP10 | CP10 | Overload relay 7...10 A For motor protection Size S00, Class 10 Stand-alone installation Main circuit: spring-type terminal Auxiliary circuit: spring-type terminal Manual-Automatic-Reset !!! Phased-out product !!! Successor is SIRIUS 3RU2 Preferred successor type is >>3RU2116-1JC1<< | - | 0 | 7
3RU1116-1KB0 |  | 3RU1116-1KB0 | 1 | UN | 1 | 5 | B | D | N | N | 85364900 | 1 | 4011209270466 | 0.16 | KG | 71.55 | 71.55 | CP10 | CP10 | Overload relay 9...12 A For motor protection Size S00, Class 10 Contactor mounting Main circuit: screw terminal Auxiliary circuit: screw terminal Manual-Automatic-Reset !!! Phased-out product !!! Successor is SIRIUS 3RU2 Preferred successor type is >>3RU2116-1KB0<< | - | 0 | 7
3RU1116-1KB0-Z | W95 | 3RU1116-1KB0-ZW95 | 1 | UN | 1 | 15 | C | D | N | N | 85364900 | 128 | 4011209345812 | 0.13 | KG | 81.9 | 81.9 | CP10 | CP10 | Overload relay 9...12 A For motor protection Size S00, Class 10 Contactor mounting Main circuit: Screw terminal Auxiliary circuit: Screw terminal Manual-Automatic-Reset Reusable packaging Pack = 128 units !!! Phased-out product !!! Successor is SIRIUS 3RU2 | - | 0 | 9
3RU1116-1KB0-Z | W96 | 3RU1116-1KB0-ZW96 | 1 | UN | 1 | 15 | C | D | N | N | 85364900 | 64 | 4011209345829 | 0.13 | KG | 81.9 | 81.9 | CP10 | CP10 | Overload relay 9...12 A For motor protection Size S00, Class 10 Contactor mounting Main circuit: Screw terminal Auxiliary circuit: Screw terminal Manual-Automatic-Reset !!! Phased-out product !!! Successor is SIRIUS 3RU2 | - | 0 | 9
3RU1116-1KB0-Z | W97 | 3RU1116-1KB0-ZW97 | 1 | UN | 1 | 15 | C | D | N | N | 85364900 | 32 | 4011209348813 | 0.13 | KG | 81.9 | 81.9 | CP10 | CP10 | Overload relay 9...12 A For motor protection Size S00, Class 10 Contactor mounting Main circuit: Screw terminal Auxiliary circuit: Screw terminal Manual-Automatic-Reset !!! Phased-out product !!! Successor is SIRIUS 3RU2 | - | 0 | 9
3RU1116-1KB0-Z | W98 | 3RU1116-1KB0-ZW98 | 1 | UN | 1 | 15 | C | D | N | N | 85364900 | 16 | 4011209348820 | 0.13 | KG | 81.9 | 81.9 | CP10 | CP10 | Overload relay 9...12 A For motor protection Size S00, Class 10 Contactor mounting Main circuit: Screw terminal Auxiliary circuit: Screw terminal Manual-Automatic-Reset !!! Phased-out product !!! Successor is SIRIUS 3RU2 | - | 0 | 9
3RU1116-1KB0-Z | X95 | 3RU1116-1KB0-ZX95 | 1 | UN | 1 | 15 | C | D | N | N | 85364900 | 128 | 4011209345836 | 0.138 | KG | 81.9 | 81.9 | CP10 | CP10 | Overload relay 9...12 A For motor protection Size S00, Class 10 Contactor mounting Main circuit: Screw terminal Auxiliary circuit: Screw terminal Manual-Automatic-Reset !!! Phased-out product !!! Successor is SIRIUS 3RU2 Preferred successor type is >>3RU2116-1KB0-ZX95<< | - | 0 | 9
3RU1116-1KB1 |  | 3RU1116-1KB1 | 1 | UN | 1 | 5 | B | D | N | N | 85364900 | 1 | 4011209393103 | 0.183 | KG | 91.8 | 91.8 | CP10 | CP10 | Overload relay 9...12 A For motor protection Size S00, Class 10 Stand-alone installation Main circuit: screw terminal Auxiliary circuit: screw terminal Manual-Automatic-Reset !!! Phased-out product !!! Successor is SIRIUS 3RU2 Preferred successor type is >>3RU2116-1KB1<< | - | 0 | 7
3RU1116-1KC1 |  | 3RU1116-1KC1 | 1 | UN | 1 | 5 | B | D | N | N | 85364900 | 1 | 4011209301207 | 0.194 | KG | 92.7 | 92.7 | CP10 | CP10 | Overload relay 9...12 A For motor protection Size S00, Class 10 Stand-alone installation Main circuit: spring-type terminal Auxiliary circuit: spring-type terminal Manual-Automatic-Reset !!! Phased-out product !!! Successor is SIRIUS 3RU2 Preferred successor type is >>3RU2116-1KC1<< | - | 0 | 7
3RU1126-1CB0 |  | 3RU1126-1CB0 | 1 | UN | 1 | 5 | B | D | N | N | 85364900 | 1 | 4011209299511 | 0.184 | KG | 84.78 | 84.78 | CP10 | CP10 | Overload relay 1.8...2.5 A For motor protection Size S0, Class 10 Contactor mounting Main circuit: screw terminal Auxiliary circuit: screw terminal Manual-Automatic-Reset !!! Phased-out product !!! Successor is SIRIUS 3RU2 Preferred successor type is >>3RU2126-1CB0<< | - | 0 | 7
3RU1126-1CB0-Z | X95 | 3RU1126-1CB0-ZX95 | 1 | UN | 1 | 15 | C | D | N | N | 85364900 | 88 | 4011209627918 | 0.169 | KG | 97.2 | 97.2 | CP10 | CP10 | Overload relay 1.8...2.5 A For motor protection Size S0, Class 10 Contactor mounting Main circuit: Screw terminal Auxiliary circuit: Screw terminal Manual-Automatic-Reset Reusable packaging Pack = 80 units !!! Phased-out product !!! Successor is SIRIUS 3RU2 Preferred successor type is >>3RU2126-1CB0-ZX95<< | - | 0 | 9
3RU1126-1CD0 |  | 3RU1126-1CD0 | 1 | UN | 1 | 15 | C | D | N | N | 85364900 | 1 | 4011209303645 | 0.183 | KG | 99 | 99 | CP10 | CP10 | Overload relay 1.8...2.5 A For motor protection Size S0, Class 10 Contactor mounting Main circuit: screw terminal Auxiliary circuit: spring-type terminal Manual-Automatic-Reset !!! Phased-out product !!! Successor is SIRIUS 3RU2 Preferred successor type is >>3RU2126-1CC0<< | - | 0 | 7
3RU1126-1DB0 |  | 3RU1126-1DB0 | 1 | UN | 1 | 5 | B | D | N | N | 85364900 | 1 | 4011209299528 | 0.183 | KG | 84.78 | 84.78 | CP10 | CP10 | Overload relay 2.2...3.2 A For motor protection Size S0, Class 10 Contactor mounting Main circuit: screw terminal Auxiliary circuit: screw terminal Manual-Automatic-Reset !!! Phased-out product !!! Successor is SIRIUS 3RU2 Preferred successor type is >>3RU2126-1DB0<< | - | 0 | 7
3RU1126-1DB0-Z | X95 | 3RU1126-1DB0-ZX95 | 1 | UN | 1 | 15 | C | D | N | N | 85364900 | 88 | 4011209627925 | 0.168 | KG | 97.2 | 97.2 | CP10 | CP10 | Overload relay 2.2...3.2 A For motor protection Size S0, Class 10 Contactor mounting Main circuit: Screw terminal Auxiliary circuit: Screw terminal Manual-Automatic-Reset Reusable packaging Pack = 80 units !!! Phased-out product !!! Successor is SIRIUS 3RU2 Preferred successor type is >>3RU2126-1DB0-ZX95<< | - | 0 | 9
3RU1126-1DD0 |  | 3RU1126-1DD0 | 1 | UN | 1 | 15 | C | D | N | N | 85364900 | 1 | 4011209303652 | 0.191 | KG | 86.4 | 86.4 | CP10 | CP10 | Overload relay 2.2...3.2 A For motor protection Size S0, Class 10 Contactor mounting Main circuit: screw terminal Auxiliary circuit: spring-type terminal Manual-Automatic-Reset !!! Phased-out product !!! Successor is SIRIUS 3RU2 Preferred successor type is >>3RU2126-1DC0<< | - | 0 | 7
3RU1126-1EB0 |  | 3RU1126-1EB0 | 1 | UN | 1 | 5 | B | D | N | N | 85364900 | 1 | 4011209299535 | 0.18 | KG | 84.78 | 84.78 | CP10 | CP10 | Overload relay 2.8...4 A For motor protection Size S0, Class 10 Contactor mounting Main circuit: screw terminal Auxiliary circuit: screw terminal Manual-Automatic-Reset !!! Phased-out product !!! Successor is SIRIUS 3RU2 Preferred successor type is >>3RU2126-1EB0<< | - | 0 | 7
3RU1126-1EB0-Z | X95 | 3RU1126-1EB0-ZX95 | 1 | UN | 1 | 15 | C | D | N | N | 85364900 | 88 | 4011209606357 | 0.168 | KG | 97.2 | 97.2 | CP10 | CP10 | Overload relay 2.8...4 A For motor protection Size S0, Class 10 Contactor mounting Main circuit: Screw terminal Auxiliary circuit: Screw terminal Manual-Automatic-Reset Reusable packaging Pack = 80 units !!! Phased-out product !!! Successor is SIRIUS 3RU2 Preferred successor type is >>3RU2126-1EB0-ZX95<< | - | 0 | 9
3RU1126-1ED0 |  | 3RU1126-1ED0 | 1 | UN | 1 | 15 | C | D | N | N | 85364900 | 1 | 4011209303669 | 0.177 | KG | 86.4 | 86.4 | CP10 | CP10 | Overload relay 2.8...4 A For motor protection Size S0, Class 10 Contactor mounting Main circuit: screw terminal Auxiliary circuit: spring-type terminal Manual-Automatic-Reset !!! Phased-out product !!! Successor is SIRIUS 3RU2 Preferred successor type is >>3RU2126-1EC0<< | - | 0 | 7
3RU1126-1FB0 |  | 3RU1126-1FB0 | 1 | UN | 1 | 5 | B | D | N | N | 85364900 | 1 | 4011209299542 | 0.18 | KG | 84.78 | 84.78 | CP10 | CP10 | Overload relay 3.5...5 A For motor protection Size S0, Class 10 Contactor mounting Main circuit: screw terminal Auxiliary circuit: screw terminal Manual-Automatic-Reset !!! Phased-out product !!! Successor is SIRIUS 3RU2 Preferred successor type is >>3RU2126-1FB0<< | - | 0 | 7
3RU1126-1FD0 |  | 3RU1126-1FD0 | 1 | UN | 1 | 15 | C | D | N | N | 85364900 | 1 | 4011209303676 | 0.187 | KG | 86.4 | 86.4 | CP10 | CP10 | Overload relay 3.5...5 A For motor protection Size S0, Class 10 Contactor mounting Main circuit: screw terminal Auxiliary circuit: spring-type terminal Manual-Automatic-Reset !!! Phased-out product !!! Successor is SIRIUS 3RU2 Preferred successor type is >>3RU2126-1FC0<< | - | 0 | 7
3RU1126-1GB0 |  | 3RU1126-1GB0 | 1 | UN | 1 | 5 | B | D | N | N | 85364900 | 1 | 4011209299559 | 0.185 | KG | 84.78 | 84.78 | CP10 | CP10 | Overload relay 4.5...6.3 A For motor protection Size S0, Class 10 Contactor mounting Main circuit: screw terminal Auxiliary circuit: screw terminal Manual-Automatic-Reset !!! Phased-out product !!! Successor is SIRIUS 3RU2 Preferred successor type is >>3RU2126-1GB0<< | - | 0 | 7
3RU1126-1GB0-Z | X95 | 3RU1126-1GB0-ZX95 | 1 | UN | 1 | 15 | C | D | N | N | 85364900 | 88 | 4011209445673 | 0.171 | KG | 97.2 | 97.2 | CP10 | CP10 | Overload relay 4.5...6.3 A For motor protection Size S0, Class 10 Contactor mounting Main circuit: Screw terminal Auxiliary circuit: Screw terminal Manual-Automatic-Reset Reusable packaging Pack = 80 units !!! Phased-out product !!! Successor is SIRIUS 3RU2 Preferred successor type is >>3RU2126-1GB0-ZX95<< | - | 0 | 9
3RU1126-1GD0 |  | 3RU1126-1GD0 | 1 | UN | 1 | 15 | C | D | N | N | 85364900 | 1 | 4011209303683 | 0.184 | KG | 86.4 | 86.4 | CP10 | CP10 | Overload relay 4.5...6.3 A For motor protection Size S0, Class 10 Contactor mounting Main circuit: screw terminal Auxiliary circuit: spring-type terminal Manual-Automatic-Reset !!! Phased-out product !!! Successor is SIRIUS 3RU2 Preferred successor type is >>3RU2126-1GC0<< | - | 0 | 7
3RU1126-1GD1 |  | 3RU1126-1GD1 | 1 | UN | 1 | 15 | C | D | N | N | 85364900 | 1 | 4011209301252 | 0.236 | KG | 126 | 126 | CP10 | CP10 | Overload relay 4.5...6.3 A For motor protection Size S0, Class 10 Stand-alone installation Main circuit: Screw terminal Auxiliary circuit: Spring-type terminal Manual-Automatic-Reset !!! Phased-out product !!! Successor is SIRIUS 3RU2 Preferred successor type is >>3RU2126-1GC0<< | - | 0 | 7
3RU1126-1HB0 |  | 3RU1126-1HB0 | 1 | UN | 1 | 5 | B | D | N | N | 85364900 | 1 | 4011209299566 | 0.185 | KG | 84.78 | 84.78 | CP10 | CP10 | Overload relay 5.5...8 A For motor protection Size S0, Class 10 Contactor mounting Main circuit: screw terminal Auxiliary circuit: screw terminal Manual-Automatic-Reset !!! Phased-out product !!! Successor is SIRIUS 3RU2 Preferred successor type is >>3RU2126-1HB0<< | - | 0 | 7
3RU1126-1HB0-Z | X95 | 3RU1126-1HB0-ZX95 | 1 | UN | 1 | 15 | C | D | N | N | 85364900 | 88 | 4011209441637 | 0.17 | KG | 97.2 | 97.2 | CP10 | CP10 | Overload relay 5.5...8 A For motor protection Size S0, Class 10 Contactor mounting Main circuit: Screw terminal Auxiliary circuit: Screw terminal Manual-Automatic-Reset Reusable packaging Pack = 80 units !!! Phased-out product !!! Successor is SIRIUS 3RU2 Preferred successor type is >>3RU2126-1HB0-ZX95<< | - | 0 | 9
3RU1126-1HD0 |  | 3RU1126-1HD0 | 1 | UN | 1 | 15 | C | D | N | N | 85364900 | 1 | 4011209303690 | 0.185 | KG | 86.4 | 86.4 | CP10 | CP10 | Overload relay 5.5...8 A For motor protection Size S0, Class 10 Contactor mounting Main circuit: screw terminal Auxiliary circuit: spring-type terminal Manual-Automatic-Reset !!! Phased-out product !!! Successor is SIRIUS 3RU2 Preferred successor type is >>3RU2126-1HC0<< | - | 0 | 7
3RU1126-1HD1 |  | 3RU1126-1HD1 | 1 | UN | 1 | 15 | C | D | N | N | 85364900 | 1 | 4011209301269 | 0.235 | KG | 126 | 126 | CP10 | CP10 | Overload relay 5.5...8 A For motor protection Size S0, Class 10 Stand-alone installation Main circuit: Screw terminal Auxiliary circuit: Spring-type terminal Manual-Automatic-Reset !!! Phased-out product !!! Successor is SIRIUS 3RU2 Preferred successor type is >>3RU2126-1HC0<< | - | 0 | 7
3RU1126-1JB0 |  | 3RU1126-1JB0 | 1 | UN | 1 | 5 | B | D | N | N | 85364900 | 1 | 4011209299573 | 0.189 | KG | 84.78 | 84.78 | CP10 | CP10 | Overload relay 7...10 A For motor protection Size S0, Class 10 Contactor mounting Main circuit: screw terminal Auxiliary circuit: screw terminal Manual-Automatic-Reset !!! Phased-out product !!! Successor is SIRIUS 3RU2 Preferred successor type is >>3RU2126-1JB0<< | - | 0 | 7
3RU1126-1JB0-Z | W97 | 3RU1126-1JB0-ZW97 | 1 | UN | 1 | 15 | C | D | N | N | 85364900 | 22 | 4011209465541 | 0.15 | KG | 97.2 | 97.2 | CP10 | CP10 | Overload relay 7...10 A For motor protection Size S0, Class 10 Contactor mounting Main circuit: Screw terminal Auxiliary circuit: Screw terminal Manual-Automatic-Reset Reusable packaging Pack = 80 units !!! Phased-out product !!! Successor is SIRIUS 3RU2 | - | 0 | 9
3RU1126-1JB0-Z | W98 | 3RU1126-1JB0-ZW98 | 1 | UN | 1 | 15 | C | D | N | N | 85364900 | 14 |  | 0.168 | KG | 97.2 | 97.2 | CP10 | CP10 | Overload relay 7...10 A For motor protection Size S0, Class 10 Contactor mounting Main circuit: Screw terminal Auxiliary circuit: Screw terminal Manual-Automatic-Reset !!! Phased-out product !!! Successor is SIRIUS 3RU2 | - | 0 | 9
3RU1126-1JB0-Z | X95 | 3RU1126-1JB0-ZX95 | 1 | UN | 1 | 15 | C | D | N | N | 85364900 | 88 | 4011209417014 | 0.159 | KG | 97.2 | 97.2 | CP10 | CP10 | Overload relay 7...10 A For motor protection Size S0, Class 10 Contactor mounting Main circuit: Screw terminal Auxiliary circuit: Screw terminal Manual-Automatic-Reset !!! Phased-out product !!! Successor is SIRIUS 3RU2 Preferred successor type is >>3RU2126-1JB0-ZX95<< | - | 0 | 9
3RU1126-1JD0 |  | 3RU1126-1JD0 | 1 | UN | 1 | 15 | C | D | N | N | 85364900 | 1 | 4011209303706 | 0.193 | KG | 86.4 | 86.4 | CP10 | CP10 | Overload relay 7...10 A For motor protection Size S0, Class 10 Contactor mounting Main circuit: screw terminal Auxiliary circuit: spring-type terminal Manual-Automatic-Reset !!! Phased-out product !!! Successor is SIRIUS 3RU2 Preferred successor type is >>3RU2126-1JC0<< | - | 0 | 7
3RU1126-1JD1 |  | 3RU1126-1JD1 | 1 | UN | 1 | 15 | C | D | N | N | 85364900 | 1 | 4011209301276 | 0.235 | KG | 109.8 | 109.8 | CP10 | CP10 | Overload relay 7...10 A For motor protection Size S0, Class 10 Stand-alone installation Main circuit: screw terminal Auxiliary circuit: spring-type terminal Manual-Automatic-Reset !!! Phased-out product !!! Successor is SIRIUS 3RU2 Preferred successor type is >>3RU2116-1JC1<< | - | 0 | 7
3RU1126-1KB0 |  | 3RU1126-1KB0 | 1 | UN | 1 | 5 | B | D | N | N | 85364900 | 1 | 4011209299580 | 0.19 | KG | 84.78 | 84.78 | CP10 | CP10 | Overload relay 9...12.5 A For motor protection Size S0, Class 10 Contactor mounting Main circuit: screw terminal Auxiliary circuit: screw terminal Manual-Automatic-Reset !!! Phased-out product !!! Successor is SIRIUS 3RU2 Preferred successor type is >>3RU2126-1KB0<< | - | 0 | 7
3RU1126-1KB0-Z | W97 | 3RU1126-1KB0-ZW97 | 1 | UN | 1 | 15 | C | D | N | N | 85364900 | 22 | 4011209568068 | 0.164 | KG | 97.2 | 97.2 | CP10 | CP10 | Overload relay 9...12.5 A For motor protection Size S0, Class 10 Contactor mounting Main circuit: Screw terminal Auxiliary circuit: Screw terminal Manual-Automatic-Reset Reusable packaging Pack = 80 units !!! Phased-out product !!! Successor is SIRIUS 3RU2 | - | 0 | 9
3RU1126-1KB0-Z | X95 | 3RU1126-1KB0-ZX95 | 1 | UN | 1 | 15 | C | D | N | N | 85364900 | 88 | 4011209392151 | 0.171 | KG | 97.2 | 97.2 | CP10 | CP10 | Overload relay 9...12.5 A For motor protection Size S0, Class 10 Contactor mounting Main circuit: Screw terminal Auxiliary circuit: Screw terminal Manual-Automatic-Reset !!! Phased-out product !!! Successor is SIRIUS 3RU2 Preferred successor type is >>3RU2126-1KB0-ZX95<< | - | 0 | 9
3RU1126-1KD0 |  | 3RU1126-1KD0 | 1 | UN | 1 | 15 | C | D | N | N | 85364900 | 1 | 4011209303713 | 0.182 | KG | 86.4 | 86.4 | CP10 | CP10 | Overload relay 9...12.5 A For motor protection Size S0, Class 10 Contactor mounting Main circuit: screw terminal Auxiliary circuit: spring-type terminal Manual-Automatic-Reset !!! Phased-out product !!! Successor is SIRIUS 3RU2 Preferred successor type is >>3RU2126-1KC0<< | - | 0 | 7
3RU1126-1KD1 |  | 3RU1126-1KD1 | 1 | UN | 1 | 15 | C | D | N | N | 85364900 | 1 | 4011209301283 | 0.237 | KG | 126 | 126 | CP10 | CP10 | Overload relay 9...12.5 A For motor protection Size S0, Class 10 Stand-alone installation Main circuit: Screw terminal Auxiliary circuit: Spring-type terminal Manual-Automatic-Reset !!! Phased-out product !!! Successor is SIRIUS 3RU2 Preferred successor type is >>3RU2126-1KC0<< | - | 0 | 7
3RU1126-4AB0 |  | 3RU1126-4AB0 | 1 | UN | 1 | 5 | B | D | N | N | 85364900 | 1 | 4011209299597 | 0.19 | KG | 84.78 | 84.78 | CP10 | CP10 | Overload relay 11...16 A For motor protection Size S0, Class 10 Contactor mounting Main circuit: screw terminal Auxiliary circuit: screw terminal Manual-Automatic-Reset !!! Phased-out product !!! Successor is SIRIUS 3RU2 Preferred successor type is >>3RU2126-4AB0<< | - | 0 | 7
3RU1126-4AB0-Z | W97 | 3RU1126-4AB0-ZW97 | 1 | UN | 1 | 15 | C | D | N | N | 85364900 | 22 | 4011209404861 | 0.15 | KG | 97.2 | 97.2 | CP10 | CP10 | Overload relay 11...16 A For motor protection Size S0, Class 10 Contactor mounting Main circuit: Screw terminal Auxiliary circuit: Screw terminal Manual-Automatic-Reset Reusable packaging Pack = 80 units !!! Phased-out product !!! Successor is SIRIUS 3RU2 | - | 0 | 9
3RU1126-4AB0-Z | W98 | 3RU1126-4AB0-ZW98 | 1 | UN | 1 | 15 | C | D | N | N | 85364900 | 14 | 4011209929036 | 0.192 | KG | 97.2 | 97.2 | CP10 | CP10 | Overload relay 11...16 A For motor protection Size S0, Class 10 Contactor mounting Main circuit: Screw terminal Auxiliary circuit: Screw terminal Manual-Automatic-Reset !!! Phased-out product !!! Successor is SIRIUS 3RU2 | - | 0 | 9
3RU1126-4AB0-Z | X95 | 3RU1126-4AB0-ZX95 | 1 | UN | 1 | 15 | C | D | N | N | 85364900 | 88 | 4011209392083 | 0.168 | KG | 97.2 | 97.2 | CP10 | CP10 | Overload relay 11...16 A For motor protection Size S0, Class 10 Contactor mounting Main circuit: Screw terminal Auxiliary circuit: Screw terminal Manual-Automatic-Reset !!! Phased-out product !!! Successor is SIRIUS 3RU2 Preferred successor type is >>3RU2126-4AB0-ZX95<< | - | 0 | 9
3RU1126-4AB1 |  | 3RU1126-4AB1 | 1 | UN | 1 | 5 | B | D | N | N | 85364900 | 1 | 4011209392526 | 0.238 | KG | 108.9 | 108.9 | CP10 | CP10 | Overload relay 11...16 A For motor protection Size S0, Class 10 Stand-alone installation Main circuit: screw terminal Auxiliary circuit: screw terminal Manual-Automatic-Reset !!! Phased-out product !!! Successor is SIRIUS 3RU2 Preferred successor type is >>3RU2116-4AB1<< | - | 0 | 7
3RU1126-4AD0 |  | 3RU1126-4AD0 | 1 | UN | 1 | 5 | B | D | N | N | 85364900 | 1 | 4011209303720 | 0.196 | KG | 86.4 | 86.4 | CP10 | CP10 | Overload relay 11...16 A For motor protection Size S0, Class 10 Contactor mounting Main circuit: screw terminal Auxiliary circuit: spring-type terminal Manual-Automatic-Reset !!! Phased-out product !!! Successor is SIRIUS 3RU2 Preferred successor type is >>3RU2126-4AC0<< | - | 0 | 7
3RU1126-4AD1 |  | 3RU1126-4AD1 | 1 | UN | 1 | 15 | C | D | N | N | 85364900 | 1 | 4011209301290 | 0.25 | KG | 109.8 | 109.8 | CP10 | CP10 | Overload relay 11...16 A For motor protection Size S0, Class 10 Stand-alone installation Main circuit: screw terminal Auxiliary circuit: spring-type terminal Manual-Automatic-Reset !!! Phased-out product !!! Successor is SIRIUS 3RU2 Preferred successor type is >>3RU2116-4AC1<< | - | 0 | 7
3RU1126-4BB0 |  | 3RU1126-4BB0 | 1 | UN | 1 | 5 | B | D | N | N | 85364900 | 1 | 4011209299603 | 0.187 | KG | 84.78 | 84.78 | CP10 | CP10 | Overload relay 14...20 A For motor protection Size S0, Class 10 Contactor mounting Main circuit: screw terminal Auxiliary circuit: screw terminal Manual-Automatic-Reset !!! Phased-out product !!! Successor is SIRIUS 3RU2 Preferred successor type is >>3RU2126-4BB0<< | - | 0 | 7
3RU1126-4BB0-Z | W96 | 3RU1126-4BB0-ZW96 | 1 | UN | 1 | 15 | C | D | N | N | 85364900 | 45 | 4011209931572 | 0.174 | KG | 97.2 | 97.2 | CP10 | CP10 | Overload relay 14...20 A For motor protection Size S0, Class 10 Contactor mounting Main circuit: Screw terminal Auxiliary circuit: Screw terminal Manual-Automatic-Reset Multi-unit packaging Pack = 45 units !!! Phased-out product !!! Successor is SIRIUS 3RU2 Preferred successor type is >>3RU2126-4BB0-ZW96<< | - | 0 | 9
3RU1126-4BB0-Z | W97 | 3RU1126-4BB0-ZW97 | 1 | UN | 1 | 15 | C | D | N | N | 85364900 | 22 | 4011209577343 | 0.165 | KG | 97.2 | 97.2 | CP10 | CP10 | Overload relay 14...20 A For motor protection Size S0, Class 10 Contactor mounting Main circuit: Screw terminal Auxiliary circuit: Screw terminal Manual-Automatic-Reset !!! Phased-out product !!! Successor is SIRIUS 3RU2 | - | 0 | 9
3RU1126-4BB0-Z | W98 | 3RU1126-4BB0-ZW98 | 1 | UN | 1 | 15 | C | D | N | N | 85364900 | 14 | 4011209912557 | 0.174 | KG | 97.2 | 97.2 | CP10 | CP10 | Overload relay 14...20 A For motor protection Size S0, Class 10 Contactor mounting Main circuit: Screw terminal Auxiliary circuit: Screw terminal Manual-Automatic-Reset !!! Phased-out product !!! Successor is SIRIUS 3RU2 | - | 0 | 9
3RU1126-4BB0-Z | X95 | 3RU1126-4BB0-ZX95 | 1 | UN | 1 | 15 | C | D | N | N | 85364900 | 88 | 4011209417007 | 0.365 | KG | 97.2 | 97.2 | CP10 | CP10 | Overload relay 14...20 A For motor protection Size S0, Class 10 Contactor mounting Main circuit: Screw terminal Auxiliary circuit: Screw terminal Manual-Automatic-Reset !!! Phased-out product !!! Successor is SIRIUS 3RU2 Preferred successor type is >>3RU2126-4BB0-ZX95<< | - | 0 | 9
3RU1126-4BB1 |  | 3RU1126-4BB1 | 1 | UN | 1 | 5 | B | D | N | N | 85364900 | 1 | 4011209393110 | 0.26 | KG | 108.9 | 108.9 | CP10 | CP10 | Overload relay 14...20 A For motor protection Size S0, Class 10 Stand-alone installation Main circuit: screw terminal Auxiliary circuit: screw terminal Manual-Automatic-Reset !!! Phased-out product !!! Successor is SIRIUS 3RU2 Preferred successor type is >>3RU2126-4BB1<< | - | 0 | 7
3RU1126-4BD0 |  | 3RU1126-4BD0 | 1 | UN | 1 | 5 | B | D | N | N | 85364900 | 1 | 4011209303737 | 0.27 | KG | 86.4 | 86.4 | CP10 | CP10 | Overload relay 14...20 A For motor protection Size S0, Class 10 Contactor mounting Main circuit: screw terminal Auxiliary circuit: spring-type terminal Manual-Automatic-Reset !!! Phased-out product !!! Successor is SIRIUS 3RU2 Preferred successor type is >>3RU2126-4BC0<< | - | 0 | 7
3RU1126-4BD1 |  | 3RU1126-4BD1 | 1 | UN | 1 | 15 | C | D | N | N | 85364900 | 1 | 4011209301306 | 0.29 | KG | 109.8 | 109.8 | CP10 | CP10 | Overload relay 14...20 A For motor protection Size S0, Class 10 Stand-alone installation Main circuit: screw terminal Auxiliary circuit: spring-type terminal Manual-Automatic-Reset !!! Phased-out product !!! Successor is SIRIUS 3RU2 Preferred successor type is >>3RU2126-4BC1<< | - | 0 | 7
3RU1126-4CB0 |  | 3RU1126-4CB0 | 1 | UN | 1 | 5 | B | D | N | N | 85364900 | 1 | 4011209299610 | 0.18 | KG | 84.78 | 84.78 | CP10 | CP10 | Overload relay 17...22 A For motor protection Size S0, Class 10 Contactor mounting Main circuit: screw terminal Auxiliary circuit: screw terminal Manual-Automatic-Reset !!! Phased-out product !!! Successor is SIRIUS 3RU2 Preferred successor type is >>3RU2126-4CB0<< | - | 0 | 7
3RU1126-4CB0-Z | W97 | 3RU1126-4CB0-ZW97 | 1 | UN | 1 | 15 | C | D | N | N | 85364900 | 22 | 4011209518650 | 0.15 | KG | 97.2 | 97.2 | CP10 | CP10 | Overload relay 17...22 A For motor protection Size S0, Class 10 Contactor mounting Main circuit: Screw terminal Auxiliary circuit: Screw terminal Manual-Automatic-Reset Reusable packaging Pack = 80 units !!! Phased-out product !!! Successor is SIRIUS 3RU2 | - | 0 | 9
3RU1126-4CB0-Z | W98 | 3RU1126-4CB0-ZW98 | 1 | UN | 1 | 15 | C | D | N | N | 85364900 | 14 | 4011209871519 | 0.172 | KG | 97.2 | 97.2 | CP10 | CP10 | Overload relay 17...22 A For motor protection Size S0, Class 10 Contactor mounting Main circuit: Screw terminal Auxiliary circuit: Screw terminal Manual-Automatic-Reset !!! Phased-out product !!! Successor is SIRIUS 3RU2 | - | 0 | 9
3RU1126-4CB0-Z | X95 | 3RU1126-4CB0-ZX95 | 1 | UN | 1 | 15 | C | D | N | N | 85364900 | 88 | 4011209404885 | 0.172 | KG | 97.2 | 97.2 | CP10 | CP10 | Overload relay 17...22 A For motor protection Size S0, Class 10 Contactor mounting Main circuit: Screw terminal Auxiliary circuit: Screw terminal Manual-Automatic-Reset !!! Phased-out product !!! Successor is SIRIUS 3RU2 Preferred successor type is >>3RU2126-4CB0-ZX95<< | - | 0 | 9
3RU1126-4CB1 |  | 3RU1126-4CB1 | 1 | UN | 1 | 5 | B | D | N | N | 85364900 | 1 | 4011209393127 | 0.247 | KG | 108.9 | 108.9 | CP10 | CP10 | Overload relay 17...22 A For motor protection Size S0, Class 10 Stand-alone installation Main circuit: screw terminal Auxiliary circuit: screw terminal Manual-Automatic-Reset !!! Phased-out product !!! Successor is SIRIUS 3RU2 Preferred successor type is >>3RU2126-4CB1<< | - | 0 | 7
3RU1126-4CD0 |  | 3RU1126-4CD0 | 1 | UN | 1 | 5 | B | D | N | N | 85364900 | 1 | 4011209303744 | 0.184 | KG | 86.4 | 86.4 | CP10 | CP10 | Overload relay 17...22 A For motor protection Size S0, Class 10 Contactor mounting Main circuit: screw terminal Auxiliary circuit: spring-type terminal Manual-Automatic-Reset !!! Phased-out product !!! Successor is SIRIUS 3RU2 Preferred successor type is >>3RU2126-4CC0<< | - | 0 | 7
3RU1126-4CD1 |  | 3RU1126-4CD1 | 1 | UN | 1 | 15 | C | D | N | N | 85364900 | 1 | 4011209301313 | 0.235 | KG | 126 | 126 | CP10 | CP10 | Overload relay 17...22 A For motor protection Size S0, Class 10 Stand-alone installation Main circuit: Screw terminal Auxiliary circuit: Spring-type terminal Manual-Automatic-Reset !!! Phased-out product !!! Successor is SIRIUS 3RU2 Preferred successor type is >>3RU2126-4CC1<< | - | 0 | 7
3RU1126-4DB0 |  | 3RU1126-4DB0 | 1 | UN | 1 | 5 | B | D | N | N | 85364900 | 1 | 4011209299627 | 0.188 | KG | 84.78 | 84.78 | CP10 | CP10 | Overload relay 20...25 A For motor protection Size S0, Class 10 Contactor mounting Main circuit: screw terminal Auxiliary circuit: screw terminal Manual-Automatic-Reset !!! Phased-out product !!! Successor is SIRIUS 3RU2 Preferred successor type is >>3RU2126-4DB0<< | - | 0 | 7
3RU1126-4DB0-Z | W97 | 3RU1126-4DB0-ZW97 | 1 | UN | 1 | 15 | C | D | N | N | 85364900 | 22 | 4011209586475 | 0.173 | KG | 97.2 | 97.2 | CP10 | CP10 | Overload relay 20...25 A For motor protection Size S0, Class 10 Contactor mounting Main circuit: Screw terminal Auxiliary circuit: Screw terminal Manual-Automatic-Reset Reusable packaging Pack = 80 units !!! Phased-out product !!! Successor is SIRIUS 3RU2 | - | 0 | 9
3RU1126-4DB0-Z | W98 | 3RU1126-4DB0-ZW98 | 1 | UN | 1 | 15 | C | D | N | N | 85364900 | 14 |  | 0.186 | KG | 97.2 | 97.2 | CP10 | CP10 | Overload relay 20...25 A For motor protection Size S0, Class 10 Contactor mounting Main circuit: Screw terminal Auxiliary circuit: Screw terminal Manual-Automatic-Reset !!! Phased-out product !!! Successor is SIRIUS 3RU2 | - | 0 | 9
3RU1126-4DB0-Z | X95 | 3RU1126-4DB0-ZX95 | 1 | UN | 1 | 15 | C | D | N | N | 85364900 | 88 | 4011209498419 | 0.172 | KG | 97.2 | 97.2 | CP10 | CP10 | Overload relay 20...25 A For motor protection Size S0, Class 10 Contactor mounting Main circuit: Screw terminal Auxiliary circuit: Screw terminal Manual-Automatic-Reset !!! Phased-out product !!! Successor is SIRIUS 3RU2 Preferred successor type is >>3RU2126-4DB0-ZX95<< | - | 0 | 9
3RU1126-4DB1 |  | 3RU1126-4DB1 | 1 | UN | 1 | 5 | B | D | N | N | 85364900 | 1 | 4011209392823 | 0.24 | KG | 108.9 | 108.9 | CP10 | CP10 | Overload relay 20...25 A For motor protection Size S0, Class 10 Stand-alone installation Main circuit: screw terminal Auxiliary circuit: screw terminal Manual-Automatic-Reset !!! Phased-out product !!! Successor is SIRIUS 3RU2 Preferred successor type is >>3RU2126-4DB1<< | - | 0 | 7
3RU1126-4DD0 |  | 3RU1126-4DD0 | 1 | UN | 1 | 5 | B | D | N | N | 85364900 | 1 | 4011209303751 | 0.186 | KG | 86.4 | 86.4 | CP10 | CP10 | Overload relay 20...25 A For motor protection Size S0, Class 10 Contactor mounting Main circuit: screw terminal Auxiliary circuit: spring-type terminal Manual-Automatic-Reset !!! Phased-out product !!! Successor is SIRIUS 3RU2 Preferred successor type is >>3RU2126-4DC0<< | - | 0 | 7
3RU1126-4DD1 |  | 3RU1126-4DD1 | 1 | UN | 1 | 15 | C | D | N | N | 85364900 | 1 | 4011209301320 | 0.217 | KG | 126 | 126 | CP10 | CP10 | Overload relay 20...25 A For motor protection Size S0, Class 10 Stand-alone installation Main circuit: Screw terminal Auxiliary circuit: Spring-type terminal Manual-Automatic-Reset !!! Phased-out product !!! Successor is SIRIUS 3RU2 Preferred successor type is >>3RU2126-4DC1<< | - | 0 | 7
3RU1136-1HB0 |  | 3RU1136-1HB0 | 1 | UN | 1 | 20 | D | D | N | N | 85364900 | 1 | 4011209300606 | 0.31 | KG | 82.89 | 82.89 | CP10 | CP10 | Overload relay 5.5...8 A For motor protection Size S2, Class 10 Contactor mounting Main circuit: Screw terminal Auxiliary circuit: Screw terminal Manual-Automatic-Reset !!! Phased-out product !!! Successor is SIRIUS 3RU2 Preferred successor type is >>3RU2126-1HB0<< |  | 0 | 0
3RU1136-1HD0 |  | 3RU1136-1HD0 | 1 | UN | 1 | 20 | D | D | N | N | 85364900 | 1 | 4011209303775 | 0.317 | KG | 84.24 | 84.24 | CP10 | CP10 | Overload relay 5.5...8 A For motor protection Size S2, Class 10 Contactor mounting Main circuit: Screw terminal Auxiliary circuit: Spring-type terminal Manual-Automatic-Reset !!! Phased-out product !!! Successor is SIRIUS 3RU2 Preferred successor type is >>3RU2126-1HC0<< |  | 0 | 0
3RU1136-1JB0 |  | 3RU1136-1JB0 | 1 | UN | 1 | 20 | D | D | N | N | 85364900 | 1 | 4011209300613 | 0.317 | KG | 82.89 | 82.89 | CP10 | CP10 | Overload relay 7...10 A For motor protection Size S2, Class 10 Contactor mounting Main circuit: Screw terminal Auxiliary circuit: Screw terminal Manual-Automatic-Reset !!! Phased-out product !!! Successor is SIRIUS 3RU2 Preferred successor type is >>3RU2126-1JB0<< |  | 0 | 0
3RU1136-1JD0 |  | 3RU1136-1JD0 | 1 | UN | 1 | 20 | D | D | N | N | 85364900 | 1 | 4011209303782 | 0.315 | KG | 84.24 | 84.24 | CP10 | CP10 | Overload relay 7...10 A For motor protection Size S2, Class 10 Contactor mounting Main circuit: Screw terminal Auxiliary circuit: Spring-type terminal Manual-Automatic-Reset !!! Phased-out product !!! Successor is SIRIUS 3RU2 Preferred successor type is >>3RU2126-1JC0<< |  | 0 | 0
3RU1136-1KB0 |  | 3RU1136-1KB0 | 1 | UN | 1 | 20 | D | D | N | N | 85364900 | 1 | 4011209300620 | 0.312 | KG | 82.89 | 82.89 | CP10 | CP10 | Overload relay 9...12.5 A For motor protection Size S2, Class 10 Contactor mounting Main circuit: Screw terminal Auxiliary circuit: Screw terminal Manual-Automatic-Reset !!! Phased-out product !!! Successor is SIRIUS 3RU2 Preferred successor type is >>3RU2126-1KB0<< |  | 0 | 0
3RU1136-1KD0 |  | 3RU1136-1KD0 | 1 | UN | 1 | 20 | D | D | N | N | 85364900 | 1 | 4011209303799 | 0.313 | KG | 84.24 | 84.24 | CP10 | CP10 | Overload relay 9...12.5 A For motor protection Size S2, Class 10 Contactor mounting Main circuit: Screw terminal Auxiliary circuit: Spring-type terminal Manual-Automatic-Reset !!! Phased-out product !!! Successor is SIRIUS 3RU2 Preferred successor type is >>3RU2126-1KC0<< |  | 0 | 0
3RU1136-4AB0 |  | 3RU1136-4AB0 | 1 | UN | 1 | 20 | D | D | N | N | 85364900 | 1 | 4011209300637 | 0.32 | KG | 82.89 | 82.89 | CP10 | CP10 | Overload relay 11...16 A For motor protection Size S2, Class 10 Contactor mounting Main circuit: Screw terminal Auxiliary circuit: Screw terminal Manual-Automatic-Reset !!! Phased-out product !!! Successor is SIRIUS 3RU2 Preferred successor type is >>3RU2136-4AB0<< |  | 0 | 0
3RU1136-4AD0 |  | 3RU1136-4AD0 | 1 | UN | 1 | 20 | D | D | N | N | 85364900 | 1 | 4011209303805 | 0.317 | KG | 84.24 | 84.24 | CP10 | CP10 | Overload relay 11...16 A For motor protection Size S2, Class 10 Contactor mounting Main circuit: Screw terminal Auxiliary circuit: Spring-type terminal Manual-Automatic-Reset !!! Phased-out product !!! Successor is SIRIUS 3RU2 Preferred successor type is >>3RU2136-4AD0<< |  | 0 | 0
3RU1136-4BB0 |  | 3RU1136-4BB0 | 1 | UN | 1 | 20 | D | D | N | N | 85364900 | 1 | 4011209300644 | 0.32 | KG | 82.89 | 82.89 | CP10 | CP10 | Overload relay 14...20 A For motor protection Size S2, Class 10 Contactor mounting Main circuit: Screw terminal Auxiliary circuit: Screw terminal Manual-Automatic-Reset !!! Phased-out product !!! Successor is SIRIUS 3RU2 Preferred successor type is >>3RU2136-4BB0<< |  | 0 | 0
3RU1136-4BD0 |  | 3RU1136-4BD0 | 1 | UN | 1 | 20 | D | D | N | N | 85364900 | 1 | 4011209303812 | 0.317 | KG | 84.24 | 84.24 | CP10 | CP10 | Overload relay 14...20 A For motor protection Size S2, Class 10 Contactor mounting Main circuit: Screw terminal Auxiliary circuit: Spring-type terminal Manual-Automatic-Reset !!! Phased-out product !!! Successor is SIRIUS 3RU2 Preferred successor type is >>3RU2136-4BD0<< |  | 0 | 0
3RU1136-4DB0 |  | 3RU1136-4DB0 | 1 | UN | 1 | 20 | D | D | N | N | 85364900 | 1 | 4011209300651 | 0.333 | KG | 82.89 | 82.89 | CP10 | CP10 | Overload relay 18...25 A For motor protection Size S2, Class 10 Contactor mounting Main circuit: Screw terminal Auxiliary circuit: Screw terminal Manual-Automatic-Reset !!! Phased-out product !!! Successor is SIRIUS 3RU2 Preferred successor type is >>3RU2136-4DB0<< |  | 0 | 0
3RU1136-4DB0-Z | W96 | 3RU1136-4DB0-ZW96 | 1 | UN | 1 | 20 | D | D | N | N | 85364900 | 18 | 4011209577114 | 0.294 | KG | 82.89 | 82.89 | CP10 | CP10 | Overload relay 18...25 A For motor protection Size S2, Class 10 Contactor mounting Main circuit: Screw terminal Auxiliary circuit: Screw terminal Manual-Automatic-Reset Reusable packaging Pack = 18 units !!! Phased-out product !!! Successor is SIRIUS 3RU2 | - | 0 | 0
3RU1136-4DB0-Z | X95 | 3RU1136-4DB0-ZX95 | 1 | UN | 1 | 20 | D | D | N | N | 85364900 | 36 | 4011209399563 | 0.321 | KG | 82.89 | 82.89 | CP10 | CP10 | Overload relay 18...25 A For motor protection Size S2, Class 10 Contactor mounting Main circuit: Screw terminal Auxiliary circuit: Screw terminal Manual-Automatic-Reset !!! Phased-out product !!! Successor is SIRIUS 3RU2 | - | 0 | 0
3RU1136-4DD0 |  | 3RU1136-4DD0 | 1 | UN | 1 | 20 | D | D | N | N | 85364900 | 1 | 4011209303829 | 0.317 | KG | 84.24 | 84.24 | CP10 | CP10 | Overload relay 18...25 A For motor protection Size S2, Class 10 Contactor mounting Main circuit: Screw terminal Auxiliary circuit: Spring-type terminal Manual-Automatic-Reset !!! Phased-out product !!! Successor is SIRIUS 3RU2 Preferred successor type is >>3RU2136-4DD0<< |  | 0 | 0
3RU1136-4EB0 |  | 3RU1136-4EB0 | 1 | UN | 1 | 20 | D | D | N | N | 85364900 | 1 | 4011209300668 | 0.33 | KG | 116.1 | 116.1 | CP10 | CP10 | Overload relay 22...32 A For motor protection Size S2, Class 10 Contactor mounting Main circuit: Screw terminal Auxiliary circuit: Screw terminal Manual-Automatic-Reset !!! Phased-out product !!! Successor is SIRIUS 3RU2 Preferred successor type is >>3RU2136-4EB0<< |  | 0 | 0
3RU1136-4EB0-Z | W98 | 3RU1136-4EB0-ZW98 | 1 | UN | 1 | 20 | D | D | N | N | 85364900 | 5 | 4011209824959 | 0.311 | KG | 116.1 | 116.1 | CP10 | CP10 | Overload relay 22...32 A For motor protection Size S2, Class 10 Contactor mounting Main circuit: Screw terminal Auxiliary circuit: Screw terminal Manual-Automatic-Reset Reusable packaging Pack = 36 units !!! Phased-out product !!! Successor is SIRIUS 3RU2 | - | 0 | 0
3RU1136-4EB0-Z | X95 | 3RU1136-4EB0-ZX95 | 1 | UN | 1 | 20 | D | D | N | N | 85364900 | 36 | 4011209404823 | 0.308 | KG | 116.1 | 116.1 | CP10 | CP10 | Overload relay 22...32 A For motor protection Size S2, Class 10 Contactor mounting Main circuit: Screw terminal Auxiliary circuit: Screw terminal Manual-Automatic-Reset !!! Phased-out product !!! Successor is SIRIUS 3RU2 Preferred successor type is >>3RU2136-4EB0-ZX95<< | - | 0 | 0
3RU1136-4EB1 |  | 3RU1136-4EB1 | 1 | UN | 1 | 20 | D | D | N | N | 85364900 | 1 | 4011209392564 | 0.47 | KG | 142.2 | 142.2 | CP10 | CP10 | Overload relay 22...32 A For motor protection Size S2, Class 10 Stand-alone installation Main circuit: Screw terminal Auxiliary circuit: Screw terminal Manual-Automatic-Reset !!! Phased-out product !!! Successor is SIRIUS 3RU2 Preferred successor type is >>3RU2136-4EB1<< |  | 0 | 0
3RU1136-4ED0 |  | 3RU1136-4ED0 | 1 | UN | 1 | 20 | D | D | N | N | 85364900 | 1 | 4011209303836 | 0.316 | KG | 117.9 | 117.9 | CP10 | CP10 | Overload relay 22...32 A For motor protection Size S2, Class 10 Contactor mounting Main circuit: Screw terminal Auxiliary circuit: Spring-type terminal Manual-Automatic-Reset !!! Phased-out product !!! Successor is SIRIUS 3RU2 Preferred successor type is >>3RU2136-4ED0<< |  | 0 | 0
3RU1136-4ED1 |  | 3RU1136-4ED1 | 1 | UN | 1 | 20 | D | D | N | N | 85364900 | 1 | 4011209301405 | 0.51 | KG | 144.9 | 144.9 | CP10 | CP10 | Overload relay 22...32 A For motor protection Size S2, Class 10 Stand-alone installation Main circuit: Screw terminal Auxiliary circuit: Spring-type terminal Manual-Automatic-Reset !!! Phased-out product !!! Successor is SIRIUS 3RU2 Preferred successor type is >>3RU2136-4ED1<< | - | 0 | 0
3RU1136-4FB0 |  | 3RU1136-4FB0 | 1 | UN | 1 | 20 | D | D | N | N | 85364900 | 1 | 4011209300675 | 0.325 | KG | 116.1 | 116.1 | CP10 | CP10 | Overload relay 28...40 A For motor protection Size S2, Class 10 Contactor mounting Main circuit: Screw terminal Auxiliary circuit: Screw terminal Manual-Automatic-Reset !!! Phased-out product !!! Successor is SIRIUS 3RU2 Preferred successor type is >>3RU2136-4FB0<< |  | 0 | 0
3RU1136-4FB0-Z | W95 | 3RU1136-4FB0-ZW95 | 1 | UN | 1 | 20 | D | D | N | N | 85364900 | 36 | 4011209718944 | 0.3 | KG | 116.1 | 116.1 | CP10 | CP10 | Overload relay 28...40 A For motor protection Size S2, Class 10 Contactor mounting Main circuit: Screw terminal Auxiliary circuit: Screw terminal Manual-Automatic-Reset Multi-unit packaging Pack = 36 units !!! Phased-out product !!! Successor is SIRIUS 3RU2 | - | 0 | 0
3RU1136-4FB0-Z | W96 | 3RU1136-4FB0-ZW96 | 1 | UN | 1 | 20 | D | D | N | N | 85364900 | 18 | 4011209699724 | 0.3 | KG | 116.1 | 116.1 | CP10 | CP10 | Overload relay 28...40 A For motor protection Size S2, Class 10 Contactor mounting Main circuit: Screw terminal Auxiliary circuit: Screw terminal Manual-Automatic-Reset Reusable packaging Pack = 18 units !!! Phased-out product !!! Successor is SIRIUS 3RU2 | - | 0 | 0
3RU1136-4FB0-Z | W97 | 3RU1136-4FB0-ZW97 | 1 | UN | 1 | 20 | D | D | N | N | 85364900 | 9 | 4011209407312 | 0.3 | KG | 125.1 | 125.1 | CP10 | CP10 | Overload relay 28...40 A For motor protection Size S2 CLASS 10 Contactor mounting Main circuit: screw terminal Auxiliary circuit: screw terminal Manual-Automatic-Reset !!! Phased-out product !!! Successor is SIRIUS 3RU2 | - | 0 | 7
3RU1136-4FB0-Z | X95 | 3RU1136-4FB0-ZX95 | 1 | UN | 1 | 20 | D | D | N | N | 85364900 | 36 | 4011209399556 | 0.314 | KG | 116.1 | 116.1 | CP10 | CP10 | Overload relay 28...40 A For motor protection Size S2, Class 10 Contactor mounting Main circuit: Screw terminal Auxiliary circuit: Screw terminal Manual-Automatic-Reset !!! Phased-out product !!! Successor is SIRIUS 3RU2 Preferred successor type is >>3RU2136-4FB0-ZX95<< | - | 0 | 0
3RU1136-4FB1 |  | 3RU1136-4FB1 | 1 | UN | 1 | 20 | D | D | N | N | 85364900 | 1 | 4011209392571 | 0.47 | KG | 142.2 | 142.2 | CP10 | CP10 | Overload relay 28...40 A For motor protection Size S2, Class 10 Stand-alone installation Main circuit: Screw terminal Auxiliary circuit: Screw terminal Manual-Automatic-Reset !!! Phased-out product !!! Successor is SIRIUS 3RU2 Preferred successor type is >>3RU2136-4FB1<< |  | 0 | 0
3RU1136-4FD0 |  | 3RU1136-4FD0 | 1 | UN | 1 | 20 | D | D | N | N | 85364900 | 1 | 4011209303843 | 0.322 | KG | 117.9 | 117.9 | CP10 | CP10 | Overload relay 28...40 A For motor protection Size S2, Class 10 Contactor mounting Main circuit: Screw terminal Auxiliary circuit: Spring-type terminal Manual-Automatic-Reset !!! Phased-out product !!! Successor is SIRIUS 3RU2 Preferred successor type is >>3RU2136-4FD0<< |  | 0 | 0
3RU1136-4FD1 |  | 3RU1136-4FD1 | 1 | UN | 1 | 20 | D | D | N | N | 85364900 | 1 | 4011209301412 | 0.48 | KG | 144.9 | 144.9 | CP10 | CP10 | Overload relay 28...40 A For motor protection Size S2, Class 10 Stand-alone installation Main circuit: Screw terminal Auxiliary circuit: Spring-type terminal Manual-Automatic-Reset !!! Phased-out product !!! Successor is SIRIUS 3RU2 Preferred successor type is >>3RU2136-4FD1<< | - | 0 | 0
3RU1136-4GB0 |  | 3RU1136-4GB0 | 1 | UN | 1 | 20 | D | D | N | N | 85364900 | 1 | 4011209300682 | 0.327 | KG | 131.4 | 131.4 | CP10 | CP10 | Overload relay 36...45 A For motor protection Size S2, Class 10 Contactor mounting Main circuit: Screw terminal Auxiliary circuit: Screw terminal Manual-Automatic-Reset !!! Phased-out product !!! Successor is SIRIUS 3RU2 Preferred successor type is >>3RU2136-4GB0<< |  | 0 | 0
3RU1136-4GB0-Z | W96 | 3RU1136-4GB0-ZW96 | 1 | UN | 1 | 20 | D | D | N | N | 85364900 | 18 | 4011209774162 | 0.3 | KG | 131.4 | 131.4 | CP10 | CP10 | Overload relay 36...45 A For motor protection Size S2, Class 10 Contactor mounting Main circuit: Screw terminal Auxiliary circuit: Screw terminal Manual-Automatic-Reset Multi-unit packaging Pack = 18 units !!! Phased-out product !!! Successor is SIRIUS 3RU2 | - | 0 | 0
3RU1136-4GB0-Z | X95 | 3RU1136-4GB0-ZX95 | 1 | UN | 1 | 20 | D | D | N | N | 85364900 | 36 | 4011209404830 | 0.331 | KG | 131.4 | 131.4 | CP10 | CP10 | Overload relay 36...45 A For motor protection Size S2, Class 10 Contactor mounting Main circuit: Screw terminal Auxiliary circuit: Screw terminal Manual-Automatic-Reset Reusable packaging Pack = 36 units !!! Phased-out product !!! Successor is SIRIUS 3RU2 Preferred successor type is >>3RU2136-4GB0-ZX95<< | - | 0 | 0
3RU1136-4GB1 |  | 3RU1136-4GB1 | 1 | UN | 1 | 20 | D | D | N | N | 85364900 | 1 | 4011209392588 | 0.48 | KG | 156.6 | 156.6 | CP10 | CP10 | Overload relay 36...45 A For motor protection Size S2, Class 10 Stand-alone installation Main circuit: Screw terminal Auxiliary circuit: Screw terminal Manual-Automatic-Reset !!! Phased-out product !!! Successor is SIRIUS 3RU2 Preferred successor type is >>3RU2136-4GB1<< |  | 0 | 0
3RU1136-4GD0 |  | 3RU1136-4GD0 | 1 | UN | 1 | 20 | D | D | N | N | 85364900 | 1 | 4011209303850 | 0.323 | KG | 133.2 | 133.2 | CP10 | CP10 | Overload relay 36...45 A For motor protection Size S2, Class 10 Contactor mounting Main circuit: Screw terminal Auxiliary circuit: Spring-type terminal Manual-Automatic-Reset !!! Phased-out product !!! Successor is SIRIUS 3RU2 Preferred successor type is >>3RU2136-4GD0<< |  | 0 | 0
3RU1136-4GD1 |  | 3RU1136-4GD1 | 1 | UN | 1 | 20 | D | D | N | N | 85364900 | 1 | 4011209301429 | 0.47 | KG | 159.3 | 159.3 | CP10 | CP10 | Overload relay 36...45 A For motor protection Size S2, Class 10 Stand-alone installation Main circuit: Screw terminal Auxiliary circuit: Spring-type terminal Manual-Automatic-Reset !!! Phased-out product !!! Successor is SIRIUS 3RU2 Preferred successor type is >>3RU2136-4GD1<< | - | 0 | 0
3RU1136-4HB0 |  | 3RU1136-4HB0 | 1 | UN | 1 | 20 | D | D | N | N | 85364900 | 1 | 4011209300699 | 0.332 | KG | 158.4 | 158.4 | CP10 | CP10 | Overload relay 40...50 A For motor protection Size S2, Class 10 Contactor mounting Main circuit: Screw terminal Auxiliary circuit: Screw terminal Manual-Automatic-Reset !!! Phased-out product !!! Successor is SIRIUS 3RU2 Preferred successor type is >>3RU2136-4HB0<< |  | 0 | 0
3RU1136-4HB0-Z | W96 | 3RU1136-4HB0-ZW96 | 1 | UN | 1 | 20 | D | D | N | N | 85364900 | 18 | 4011209585058 | 0.316 | KG | 158.4 | 158.4 | CP10 | CP10 | Overload relay 40...50 A For motor protection Size S2, Class 10 Contactor mounting Main circuit: Screw terminal Auxiliary circuit: Screw terminal Manual-Automatic-Reset Reusable packaging Pack = 18 units !!! Phased-out product !!! Successor is SIRIUS 3RU2 | - | 0 | 0
3RU1136-4HB0-Z | X95 | 3RU1136-4HB0-ZX95 | 1 | UN | 1 | 20 | D | D | N | N | 85364900 | 36 | 4011209404847 | 0.33 | KG | 158.4 | 158.4 | CP10 | CP10 | Overload relay 40...50 A For motor protection Size S2, Class 10 Contactor mounting Main circuit: Screw terminal Auxiliary circuit: Screw terminal Manual-Automatic-Reset !!! Phased-out product !!! Successor is SIRIUS 3RU2 Preferred successor type is >>3RU2136-4HB0-ZX95<< | - | 0 | 0
3RU1136-4HB1 |  | 3RU1136-4HB1 | 1 | UN | 1 | 20 | D | D | N | N | 85364900 | 1 | 4011209392595 | 0.477 | KG | 185.4 | 185.4 | CP10 | CP10 | Overload relay 40...50 A For motor protection Size S2, Class 10 Stand-alone installation Main circuit: Screw terminal Auxiliary circuit: Screw terminal Manual-Automatic-Reset !!! Phased-out product !!! Successor is SIRIUS 3RU2 Preferred successor type is >>3RU2136-4HB1<< |  | 0 | 0
3RU1136-4HD0 |  | 3RU1136-4HD0 | 1 | UN | 1 | 20 | D | D | N | N | 85364900 | 1 | 4011209303867 | 0.32 | KG | 160.2 | 160.2 | CP10 | CP10 | Overload relay 40...50 A For motor protection Size S2, Class 10 Contactor mounting Main circuit: Screw terminal Auxiliary circuit: Spring-type terminal Manual-Automatic-Reset !!! Phased-out product !!! Successor is SIRIUS 3RU2 Preferred successor type is >>3RU2136-4HD0<< |  | 0 | 0
3RU1146-4DB0 |  | 3RU1146-4DB0 | 1 | UN | 1 | 20 | D | D | N | N | 85364900 | 1 | 4011209300729 | 0.545 | KG | 125.1 | 125.1 | CP10 | CP10 | Overload relay 18...25 A For motor protection Size S3, Class 10 Contactor mounting Main circuit: Screw terminal Auxiliary circuit: Screw terminal Manual-Automatic-Reset !!! Phased-out product !!! Successor is SIRIUS 3RU2 Preferred successor type is >>3RU2136-4DB0<< |  | 0 | 0
3RU1146-4DD0 |  | 3RU1146-4DD0 | 1 | UN | 1 | 20 | D | D | N | N | 85364900 | 1 | 4011209303898 | 0.548 | KG | 128.7 | 128.7 | CP10 | CP10 | Overload relay 18...25 A For motor protection Size S3, Class 10 Contactor mounting Main circuit: Screw terminal Auxiliary circuit: Spring-type terminal Manual-Automatic-Reset !!! Phased-out product !!! Successor is SIRIUS 3RU2 Preferred successor type is >>3RU2136-4DD0<< |  | 0 | 0
3RU1146-4EB0 |  | 3RU1146-4EB0 | 1 | UN | 1 | 20 | D | D | N | N | 85364900 | 1 | 4011209300736 | 0.548 | KG | 125.1 | 125.1 | CP10 | CP10 | Overload relay 22...32 A For motor protection Size S3, Class 10 Contactor mounting Main circuit: Screw terminal Auxiliary circuit: Screw terminal Manual-Automatic-Reset !!! Phased-out product !!! Successor is SIRIUS 3RU2 Preferred successor type is >>3RU2136-4EB0<< |  | 0 | 0
3RU1146-4ED0 |  | 3RU1146-4ED0 | 1 | UN | 1 | 20 | D | D | N | N | 85364900 | 1 | 4011209303904 | 0.551 | KG | 128.7 | 128.7 | CP10 | CP10 | Overload relay 22...32 A For motor protection Size S3, Class 10 Contactor mounting Main circuit: Screw terminal Auxiliary circuit: Spring-type terminal Manual-Automatic-Reset !!! Phased-out product !!! Successor is SIRIUS 3RU2 Preferred successor type is >>3RU2136-4ED0<< |  | 0 | 0
3RU1146-4FB0 |  | 3RU1146-4FB0 | 1 | UN | 1 | 20 | D | D | N | N | 85364900 | 1 | 4011209300743 | 0.54 | KG | 144 | 144 | CP10 | CP10 | Overload relay 28...40 A For motor protection Size S3, Class 10 Contactor mounting Main circuit: Screw terminal Auxiliary circuit: Screw terminal Manual-Automatic-Reset !!! Phased-out product !!! Successor is SIRIUS 3RU2 Preferred successor type is >>3RU2136-4FB0<< |  | 0 | 0
3RU1146-4FB0-Z | X95 | 3RU1146-4FB0-ZX95 | 1 | UN | 1 | 20 | D | D | N | N | 85364900 | 25 | 4011209435957 | 0.603 | KG | 144 | 144 | CP10 | CP10 | Overload relay 28...40 A For motor protection Size S3, Class 10 Contactor mounting Main circuit: Screw terminal Auxiliary circuit: Screw terminal Manual-Automatic-Reset Reusable packaging Pack = 25 units !!! Phased-out product !!! Successor is SIRIUS 3RU2 | - | 0 | 0
3RU1146-4FD0 |  | 3RU1146-4FD0 | 1 | UN | 1 | 20 | D | D | N | N | 85364900 | 1 | 4011209303911 | 0.546 | KG | 145.8 | 145.8 | CP10 | CP10 | Overload relay 28...40 A For motor protection Size S3, Class 10 Contactor mounting Main circuit: Screw terminal Auxiliary circuit: Spring-type terminal Manual-Automatic-Reset !!! Phased-out product !!! Successor is SIRIUS 3RU2 Preferred successor type is >>3RU2136-4FD0<< |  | 0 | 0
3RU1146-4HB0 |  | 3RU1146-4HB0 | 1 | UN | 1 | 20 | D | D | N | N | 85364900 | 1 | 4011209300750 | 0.555 | KG | 156.6 | 156.6 | CP10 | CP10 | Overload relay 36...50 A For motor protection Size S3, Class 10 Contactor mounting Main circuit: Screw terminal Auxiliary circuit: Screw terminal Manual-Automatic-Reset !!! Phased-out product !!! Successor is SIRIUS 3RU2 Preferred successor type is >>3RU2136-4GB0<< |  | 0 | 0
3RU1146-4HB0-Z | W97 | 3RU1146-4HB0-ZW97 | 1 | UN | 1 | 20 | D | D | N | N | 85364900 | 6 | 4011209937956 | 0.516 | KG | 156.6 | 156.6 | CP10 | CP10 | Overload relay 36...50 A For motor protection Size S3, Class 10 Contactor mounting Main circuit: Screw terminal Auxiliary circuit: Screw terminal Manual-Automatic-Reset Reusable packaging Pack = 6 units !!! Phased-out product !!! Successor is SIRIUS 3RU2 | - | 0 | 0
3RU1146-4HB0-Z | X95 | 3RU1146-4HB0-ZX95 | 1 | UN | 1 | 20 | D | D | N | N | 85364900 | 25 | 4011209438873 | 0.8 | KG | 156.6 | 156.6 | CP10 | CP10 | Overload relay 36...50 A For motor protection Size S3, Class 10 Contactor mounting Main circuit: Screw terminal Auxiliary circuit: Screw terminal Manual-Automatic-Reset !!! Phased-out product !!! Successor is SIRIUS 3RU2 | - | 0 | 0
3RU1146-4HD0 |  | 3RU1146-4HD0 | 1 | UN | 1 | 20 | D | D | N | N | 85364900 | 1 | 4011209303928 | 0.548 | KG | 158.4 | 158.4 | CP10 | CP10 | Overload relay 36...50 A For motor protection Size S3, Class 10 Contactor mounting Main circuit: Screw terminal Auxiliary circuit: Spring-type terminal Manual-Automatic-Reset !!! Phased-out product !!! Successor is SIRIUS 3RU2 Preferred successor type is >>3RU2136-4GD0<< |  | 0 | 0
3RU1146-4JB0 |  | 3RU1146-4JB0 | 1 | UN | 1 | 20 | D | D | N | N | 85364900 | 1 | 4011209300767 | 0.56 | KG | 156.6 | 156.6 | CP10 | CP10 | Overload relay 45...63 A For motor protection Size S3, Class 10 Contactor mounting Main circuit: Screw terminal Auxiliary circuit: Screw terminal Manual-Automatic-Reset !!! Phased-out product !!! Successor is SIRIUS 3RU2 Preferred successor type is >>3RU2136-4JB0<< |  | 0 | 0
3RU1146-4JB0-Z | W95 | 3RU1146-4JB0-ZW95 | 1 | UN | 1 | 20 | D | D | N | N | 85364900 | 25 | 4011209401365 | 0.42 | KG | 156.6 | 156.6 | CP10 | CP10 | Overload relay 45...63 A For motor protection Size S3, Class 10 Contactor mounting Main circuit: Screw terminal Auxiliary circuit: Screw terminal Manual-Automatic-Reset !!! Phased-out product !!! Successor is SIRIUS 3RU2 | - | 0 | 0
3RU1146-4JB0-Z | W96 | 3RU1146-4JB0-ZW96 | 1 | UN | 1 | 20 | D | D | N | N | 85364900 | 12 | 4011209401372 | 0.42 | KG | 156.6 | 156.6 | CP10 | CP10 | Overload relay 45...63 A For motor protection Size S3, Class 10 Contactor mounting Main circuit: Screw terminal Auxiliary circuit: Screw terminal Manual-Automatic-Reset !!! Phased-out product !!! Successor is SIRIUS 3RU2 | - | 0 | 0
3RU1146-4JB0-Z | W97 | 3RU1146-4JB0-ZW97 | 1 | UN | 1 | 20 | D | D | N | N | 85364900 | 6 | 4011209401389 | 0.42 | KG | 156.6 | 156.6 | CP10 | CP10 | Overload relay 45...63 A For motor protection Size S3, Class 10 Contactor mounting Main circuit: Screw terminal Auxiliary circuit: Screw terminal Manual-Automatic-Reset !!! Phased-out product !!! Successor is SIRIUS 3RU2 | - | 0 | 0
3RU1146-4JB0-Z | W98 | 3RU1146-4JB0-ZW98 | 1 | UN | 1 | 20 | D | D | N | N | 85364900 | 4 | 4011209401396 | 0.42 | KG | 156.6 | 156.6 | CP10 | CP10 | Overload relay 45...63 A For motor protection Size S3, Class 10 Contactor mounting Main circuit: Screw terminal Auxiliary circuit: Screw terminal Manual-Automatic-Reset !!! Phased-out product !!! Successor is SIRIUS 3RU2 | - | 0 | 0
3RU1146-4JB0-Z | X95 | 3RU1146-4JB0-ZX95 | 1 | UN | 1 | 20 | D | D | N | N | 85364900 | 25 | 4011209400825 | 0.6 | KG | 156.6 | 156.6 | CP10 | CP10 | Overload relay 45...63 A For motor protection Size S3, Class 10 Contactor mounting Main circuit: Screw terminal Auxiliary circuit: Screw terminal Manual-Automatic-Reset Reusable packaging Pack = 25 units !!! Phased-out product !!! Successor is SIRIUS 3RU2 Preferred successor type is >>3RU2136-4JB0-ZX95<< | - | 0 | 0
3RU1146-4JB1 |  | 3RU1146-4JB1 | 1 | UN | 1 | 20 | D | D | N | N | 85364900 | 1 | 4011209392601 | 0.786 | KG | 187.2 | 187.2 | CP10 | CP10 | Overload relay 45...63 A For motor protection Size S3, Class 10 Stand-alone installation Main circuit: Screw terminal Auxiliary circuit: Screw terminal Manual-Automatic-Reset !!! Phased-out product !!! Successor is SIRIUS 3RU2 Preferred successor type is >>3RU2136-4JB1<< |  | 0 | 0
3RU1146-4JB1-Z | X95 | 3RU1146-4JB1-ZX95 | 1 | UN | 1 | 20 | D | D | N | N | 85364900 | 25 | 4011209593800 | 0.753 | KG | 187.2 | 187.2 | CP10 | CP10 | Overload relay 45...63 A For motor protection Size S3, Class 10 Stand-alone installation Main circuit: Screw terminal Auxiliary circuit: Screw terminal Manual-Automatic-Reset Reusable packaging Pack = 25 units !!! Phased-out product !!! Successor is SIRIUS 3RU2 | - | 0 | 0
3RU1146-4JD0 |  | 3RU1146-4JD0 | 1 | UN | 1 | 20 | D | D | N | N | 85364900 | 1 | 4011209303935 | 0.551 | KG | 158.4 | 158.4 | CP10 | CP10 | Overload relay 45...63 A For motor protection Size S3, Class 10 Contactor mounting Main circuit: Screw terminal Auxiliary circuit: Spring-type terminal Manual-Automatic-Reset !!! Phased-out product !!! Successor is SIRIUS 3RU2 Preferred successor type is >>3RU2136-4JD0<< |  | 0 | 0
3RU1146-4JD1 |  | 3RU1146-4JD1 | 1 | UN | 1 | 20 | D | D | N | N | 85364900 | 1 | 4011209301504 | 0.79 | KG | 192.6 | 192.6 | CP10 | CP10 | Overload relay 45...63 A For motor protection Size S3, Class 10 Stand-alone installation Main circuit: Screw terminal Auxiliary circuit: Spring-type terminal Manual-Automatic-Reset !!! Phased-out product !!! Successor is SIRIUS 3RU2 Preferred successor type is >>3RU2136-4JD1<< | - | 0 | 0
3RU1146-4KB0 |  | 3RU1146-4KB0 | 1 | UN | 1 | 20 | D | D | N | N | 85364900 | 1 | 4011209300774 | 0.57 | KG | 161.1 | 161.1 | CP10 | CP10 | Overload relay 57...75 A For motor protection Size S3, Class 10 Contactor mounting Main circuit: Screw terminal Auxiliary circuit: Screw terminal Manual-Automatic-Reset !!! Phased-out product !!! Successor is SIRIUS 3RU2 Preferred successor type is >>3RU2136-4RB0<< |  | 0 | 0
3RU1146-4KB0-Z | W97 | 3RU1146-4KB0-ZW97 | 1 | UN | 1 | 20 | D | D | N | N | 85364900 | 6 | 4011209407664 | 0.42 | KG | 161.1 | 161.1 | CP10 | CP10 | Overload relay 57...75 A For motor protection Size S3, Class 10 Contactor mounting Main circuit: Screw terminal Auxiliary circuit: Screw terminal Manual-Automatic-Reset Reusable packaging Pack = 25 units !!! Phased-out product !!! Successor is SIRIUS 3RU2 | - | 0 | 0
3RU1146-4KB0-Z | W98 | 3RU1146-4KB0-ZW98 | 1 | UN | 1 | 20 | D | D | N | N | 85364900 | 4 |  | 0.56 | KG | 161.1 | 161.1 | CP10 | CP10 | Overload relay 57...75 A For motor protection Size S3, Class 10 Contactor mounting Main circuit: Screw terminal Auxiliary circuit: Screw terminal Manual-Automatic-Reset !!! Phased-out product !!! Successor is SIRIUS 3RU2 | - | 0 | 0
3RU1146-4KB0-Z | X95 | 3RU1146-4KB0-ZX95 | 1 | UN | 1 | 20 | D | D | N | N | 85364900 | 25 | 4011209407299 | 0.566 | KG | 161.1 | 161.1 | CP10 | CP10 | Overload relay 57...75 A For motor protection Size S3, Class 10 Contactor mounting Main circuit: Screw terminal Auxiliary circuit: Screw terminal Manual-Automatic-Reset !!! Phased-out product !!! Successor is SIRIUS 3RU2 | - | 0 | 0
3RU1146-4KB1 |  | 3RU1146-4KB1 | 1 | UN | 1 | 20 | D | D | N | N | 85364900 | 1 | 4011209392618 | 0.82 | KG | 193.5 | 193.5 | CP10 | CP10 | Overload relay 57...75 A For motor protection Size S3, Class 10 Stand-alone installation Main circuit: Screw terminal Auxiliary circuit: Screw terminal Manual-Automatic-Reset !!! Phased-out product !!! Successor is SIRIUS 3RU2 Preferred successor type is >>3RU2136-4RB1<< |  | 0 | 0
3RU1146-4KD0 |  | 3RU1146-4KD0 | 1 | UN | 1 | 20 | D | D | N | N | 85364900 | 1 | 4011209303942 | 0.605 | KG | 163.8 | 163.8 | CP10 | CP10 | Overload relay 57...75 A For motor protection Size S3, Class 10 Contactor mounting Main circuit: Screw terminal Auxiliary circuit: Spring-type terminal Manual-Automatic-Reset !!! Phased-out product !!! Successor is SIRIUS 3RU2 Preferred successor type is >>3RU2136-4RD0<< |  | 0 | 0
3RU1146-4KD1 |  | 3RU1146-4KD1 | 1 | UN | 1 | 20 | D | D | N | N | 85364900 | 1 | 4011209301511 | 0.816 | KG | 198.9 | 198.9 | CP10 | CP10 | Overload relay 57...75 A For motor protection Size S3, Class 10 Stand-alone installation Main circuit: Screw terminal Auxiliary circuit: Spring-type terminal Manual-Automatic-Reset !!! Phased-out product !!! Successor is SIRIUS 3RU2 Preferred successor type is >>3RU2136-4KD1<< | - | 0 | 9
3RU1146-4LB0 |  | 3RU1146-4LB0 | 1 | UN | 1 | 20 | D | D | N | N | 85364900 | 1 | 4011209300781 | 0.57 | KG | 186.3 | 186.3 | CP10 | CP10 | Overload relay 70...90 A For motor protection Size S3, Class 10 Contactor mounting Main circuit: Screw terminal Auxiliary circuit: Screw terminal Manual-Automatic-Reset !!! Phased-out product !!! Successor is SIRIUS 3RU2 Preferred successor type is >>3RU2146-4LB0<< |  | 0 | 0
3RU1146-4LB0-Z | W97 | 3RU1146-4LB0-ZW97 | 1 | UN | 1 | 20 | D | D | N | N | 85364900 | 6 | 4011209407794 | 0.42 | KG | 186.3 | 186.3 | CP10 | CP10 | Overload relay 70...90 A For motor protection Size S3, Class 10 Contactor mounting Main circuit: Screw terminal Auxiliary circuit: Screw terminal Manual-Automatic-Reset Reusable packaging Pack = 25 units !!! Phased-out product !!! Successor is SIRIUS 3RU2 | - | 0 | 0
3RU1146-4LB0-Z | W98 | 3RU1146-4LB0-ZW98 | 1 | UN | 1 | 20 | D | D | N | N | 85364900 | 4 |  | 0.559 | KG | 186.3 | 186.3 | CP10 | CP10 | Overload relay 70...90 A For motor protection Size S3, Class 10 Contactor mounting Main circuit: Screw terminal Auxiliary circuit: Screw terminal Manual-Automatic-Reset !!! Phased-out product !!! Successor is SIRIUS 3RU2 | - | 0 | 0
3RU1146-4LB0-Z | X95 | 3RU1146-4LB0-ZX95 | 1 | UN | 1 | 20 | D | D | N | N | 85364900 | 25 | 4011209399549 | 0.532 | KG | 186.3 | 186.3 | CP10 | CP10 | Overload relay 70...90 A For motor protection Size S3, Class 10 Contactor mounting Main circuit: Screw terminal Auxiliary circuit: Screw terminal Manual-Automatic-Reset !!! Phased-out product !!! Successor is SIRIUS 3RU2 | - | 0 | 0
3RU1146-4LB1 |  | 3RU1146-4LB1 | 1 | UN | 1 | 20 | D | D | N | N | 85364900 | 1 | 4011209392625 | 0.801 | KG | 218.7 | 218.7 | CP10 | CP10 | Overload relay 70...90 A For motor protection Size S3, Class 10 Stand-alone installation Main circuit: Screw terminal Auxiliary circuit: Screw terminal Manual-Automatic-Reset !!! Phased-out product !!! Successor is SIRIUS 3RU2 Preferred successor type is >>3RU2146-4LB1<< |  | 0 | 0
3RU1146-4LD0 |  | 3RU1146-4LD0 | 1 | UN | 1 | 20 | D | D | N | N | 85364900 | 1 | 4011209303959 | 0.567 | KG | 190.8 | 190.8 | CP10 | CP10 | Overload relay 70...90 A For motor protection Size S3, Class 10 Contactor mounting Main circuit: Screw terminal Auxiliary circuit: Spring-type terminal Manual-Automatic-Reset !!! Phased-out product !!! Successor is SIRIUS 3RU2 Preferred successor type is >>3RU2146-4LD0<< |  | 0 | 0
3RU1146-4LD1 |  | 3RU1146-4LD1 | 1 | UN | 1 | 20 | D | D | N | N | 85364900 | 1 | 4011209301528 | 0.81 | KG | 221.4 | 221.4 | CP10 | CP10 | Overload relay 70...90 A For motor protection Size S3, Class 10 Stand-alone installation Main circuit: Screw terminal Auxiliary circuit: Spring-type terminal Manual-Automatic-Reset !!! Phased-out product !!! Successor is SIRIUS 3RU2 Preferred successor type is >>3RU2146-4LD1<< | - | 0 | 9
3RU1146-4MB0 |  | 3RU1146-4MB0 | 1 | UN | 1 | 20 | D | D | N | N | 85364900 | 1 | 4011209300798 | 0.585 | KG | 241.2 | 241.2 | CP10 | CP10 | Overload relay 80...100 A For motor protection Size S3, Class 10 Contactor mounting Main circuit: Screw terminal Auxiliary circuit: Screw terminal Manual-Automatic-Reset !!! Phased-out product !!! Successor is SIRIUS 3RU2 Preferred successor type is >>3RU2146-4MB0<< |  | 0 | 0
3RU1146-4MB0-Z | W97 | 3RU1146-4MB0-ZW97 | 1 | UN | 1 | 20 | D | D | N | N | 85364900 | 6 | 4011209824676 | 0.56 | KG | 241.2 | 241.2 | CP10 | CP10 | Overload relay 80...100 A For motor protection Size S3, Class 10 Contactor mounting Main circuit: Screw terminal Auxiliary circuit: Screw terminal Manual-Automatic-Reset Reusable packaging Pack = 25 units !!! Phased-out product !!! Successor is SIRIUS 3RU2 | - | 0 | 0
3RU1146-4MB0-Z | X95 | 3RU1146-4MB0-ZX95 | 1 | UN | 1 | 20 | D | D | N | N | 85364900 | 25 | 4011209435940 | 0.559 | KG | 241.2 | 241.2 | CP10 | CP10 | Overload relay 80...100 A For motor protection Size S3, Class 10 Contactor mounting Main circuit: Screw terminal Auxiliary circuit: Screw terminal Manual-Automatic-Reset !!! Phased-out product !!! Successor is SIRIUS 3RU2 | - | 0 | 0
3RU1146-4MB1 |  | 3RU1146-4MB1 | 1 | UN | 1 | 20 | D | D | N | N | 85364900 | 1 | 4011209392632 | 0.805 | KG | 274.5 | 274.5 | CP10 | CP10 | Overload relay 80...100 A For motor protection Size S3, Class 10 Stand-alone installation Main circuit: Screw terminal Auxiliary circuit: Screw terminal Manual-Automatic-Reset !!! Phased-out product !!! Successor is SIRIUS 3RU2 Preferred successor type is >>3RU2146-4MB1<< |  | 0 | 0
3RU1146-4MD0 |  | 3RU1146-4MD0 | 1 | UN | 1 | 20 | D | D | N | N | 85364900 | 1 | 4011209303966 | 0.56 | KG | 248.4 | 248.4 | CP10 | CP10 | Overload relay 80...100 A For motor protection Size S3, Class 10 Contactor mounting Main circuit: Screw terminal Auxiliary circuit: Spring-type terminal Manual-Automatic-Reset !!! Phased-out product !!! Successor is SIRIUS 3RU2 Preferred successor type is >>3RU2146-4MD0<< |  | 0 | 0
3RU1900-1A |  | 3RU1900-1A | 1 | UN | 1 | 20 | D | D | N | N | 85389099 | 1 | 4011209299344 | 0.043 | KG | 5.06 | 4.4 | CP10 | CP10 | Mechanical RESET for 3RU11/3RB20/3RB21 Size S00...S3 ! Phased-out product! Successor is SIRIUS 3RU2 Preferred successor type is >>3RU2900-1A or >>3RB3980-1A<< | Lista Papel 2020 SI | 0 | 0
3RU1900-1B |  | 3RU1900-1B | 1 | UN | 1 | 20 | D | D | N | N | 85389099 | 1 | 4011209299368 | 0.066 | KG | 49.5 | 43.02 | CP10 | CP10 | Cable release for reset 0.4 m for 3RU11/3RB20/3RB21 Size S00...S3 !!! Phased-out product !!! Successor is SIRIUS 3RU2 Preferred successor type is >>3RU2900-1B or >>3RB3980-0B<< | Lista Papel 2020 SI | 0 | 0
3RU1900-1C |  | 3RU1900-1C | 1 | UN | 1 | 20 | D | D | N | N | 85389099 | 1 | 4011209299351 | 0.077 | KG | 49.5 | 43.02 | CP10 | CP10 | Cable release for reset 0.6 m for 3RU11/3RB20/3RB21 Size S00...S3 !!! Phased-out product !!! Successor is SIRIUS 3RU2 Preferred successor type is >>3RU2900-1C or >>3RB3980-0C<< | Lista Papel 2020 SI | 0 | 0
3RU1900-1D |  | 3RU1900-1D | 1 | UN | 1 | 5 | B | D | EAR99 | N | 85389099 | 50 | 4011209585959 | 0.033 | KG | 6.41 | 6.41 | CP10 | CP10 | Holder without cable release of 3RU1900-1C only suitable for 3RU11 Size S00...S12 | - | 0 | 9
3RU1900-1E |  | 3RU1900-1E | 1 | UN | 1 | 5 | B | D | N | N | 85389099 | 50 | 4011209748163 | 0.015 | KG | 6.41 | 6.41 | CP10 | CP10 | Holder without cable release of 3RU1900-1C only suitable for 3RB20, 3RB21 Size S00...S12 | - | 0 | 9
3RU1900-2AB71 |  | 3RU1900-2AB71 | 1 | UN | 1 | 1 | A | D | N | N | 85364190 | 1 | 4011209297630 | 0.055 | KG | 40.14 | 38.97 | CP10 | CP10 | Electronic remote reset 24...30 V AC/DC for 3RU Size S00...S3 | Lista Papel 2020 SI | 0 | 0
3RU1900-2AF71 |  | 3RU1900-2AF71 | 1 | UN | 1 | 2 | A | D | N | N | 85364900 | 1 | 4011209297654 | 0.055 | KG | 40.14 | 38.97 | CP10 | CP10 | Electronic remote reset 110...127 V AC/DC for 3RU Size S00...S3 | Lista Papel 2020 SI | 0 | 0
3RU1900-2AM71 |  | 3RU1900-2AM71 | 1 | UN | 1 | 1 | A | D | N | N | 85364900 | 1 | 4011209297647 | 0.062 | KG | 40.14 | 38.97 | CP10 | CP10 | Electronic remote reset 220...250 V AC/DC for 3RU Size S00...S3 | Lista Papel 2020 SI | 0 | 0
3RU1916-3AA01 |  | 3RU1916-3AA01 | 1 | UN | 1 | 5 | B | D | N | N | 85369095 | 1 | 4011209291508 | 0.06 | KG | 14.94 | 14.94 | CP10 | CP10 | Stand-alone assembly support for 3RU11/3RB10 Size S00 Stand-alone installation Main circuit: screw terminal Auxiliary circuit: -- !!! Phased-out product !!! Successor is SIRIUS 3RU2 Preferred successor type is >>3RU2916-3AA01<< | - | 0 | 7
3RU1926-3AA01 |  | 3RU1926-3AA01 | 1 | UN | 1 | 5 | B | D | N | N | 85369095 | 1 | 4011209299634 | 0.083 | KG | 18.09 | 18.09 | CP10 | CP10 | Stand-alone assembly support for 3RU11/3RB10 Size S0 Stand-alone installation Main circuit: screw terminal Auxiliary circuit: -- !!! Phased-out product !!! Successor is SIRIUS 3RU2 Preferred successor type is >>3RU2926-3AA01<< | - | 0 | 7
3RU1936-3AA01 |  | 3RU1936-3AA01 | 1 | UN | 1 | 20 | D | D | N | N | 85369095 | 1 | 4011209311398 | 0.176 | KG | 21.6 | 21.6 | CP10 | CP10 | Stand-alone assembly support for 3RU1 Size S2 Stand-alone installation Main circuit: Screw terminal Auxiliary circuit: -- !!! Phased-out product !!! Successor is SIRIUS 3RU2 Preferred successor type is >>3RU2936-3AA01<< |  | 0 | 0
3RU1946-3AA01 |  | 3RU1946-3AA01 | 1 | UN | 1 | 20 | D | D | N | N | 85369095 | 1 | 4011209311404 | 0.275 | KG | 27.45 | 27.45 | CP10 | CP10 | Stand-alone assembly support for 3RU1 Size S3 Stand-alone installation Main circuit: Screw terminal Auxiliary circuit: -- !!! Phased-out product !!! Successor is SIRIUS 3RU2 Preferred successor type is >>3RU2946-3AA01<< |  | 0 | 0
3RU2116-0AB0 |  | 3RU2116-0AB0 | 1 | UN | 1 | 2 | A | D | N | N | 85364900 | 1 | 4011209781498 | 0.155 | KG | 47.52 | 46.17 | CP29 | CP29 | Overload relay 0.11...0.16 A Thermal For motor protection Size S00, Class 10 Contactor mounting Main circuit: Screw Auxiliary circuit: Screw Manual-Automatic-Reset | Lista Papel 2020 SI | 0 | 0
3RU2116-0AB1 |  | 3RU2116-0AB1 | 1 | UN | 1 | 5 | B | D | N | N | 85364900 | 1 | 4011209781702 | 0.151 | KG | 60.66 | 58.95 | CP29 | CP29 | Overload relay 0.11...0.16 A Thermal For motor protection Size S00, Class 10 Stand-alone installation Main circuit: Screw Auxiliary circuit: Screw Manual-Automatic-Reset | Lista Papel 2020 SI | 0 | 0
3RU2116-0AC0 |  | 3RU2116-0AC0 | 1 | UN | 1 | 5 | B | D | N | N | 85364900 | 1 | 4011209781924 | 0.141 | KG | 47.52 | 46.17 | CP29 | CP29 | Overload relay 0.11...0.16 A Thermal For motor protection Size S00, Class 10 Contactor mounting Main circuit: Spring-type terminal Auxiliary circuit: spring-type terminal Manual-Automatic-Reset | Lista Papel 2020 SI | 0 | 0
3RU2116-0AC1 |  | 3RU2116-0AC1 | 1 | UN | 1 | 5 | B | D | N | N | 85364900 | 1 | 4011209782136 | 0.22 | KG | 60.66 | 58.95 | CP29 | CP29 | Overload relay 0.11...0.16 A Thermal For motor protection Size S00, Class 10 Stand-alone installation Main circuit: Spring-type terminal Auxiliary circuit: spring-type terminal Manual-Automatic-Reset | Lista Papel 2020 SI | 0 | 0
3RU2116-0AJ0 |  | 3RU2116-0AJ0 | 1 | UN | 1 | 5 | B | D | N | N | 85364900 | 1 | 4011209782358 | 0.138 | KG | 47.52 | 47.52 | CP29 | CP29 | Overload relay 0.11...0.16 A Thermal For motor protection Size S00, Class 10 Contactor mounting Main circuit: Ring cable lug Auxiliary circuit: ring cable lug Manual-Automatic-Reset | - | 0 | 0
3RU2116-0BB0 |  | 3RU2116-0BB0 | 1 | UN | 1 | 2 | A | D | N | N | 85364900 | 1 | 4011209781504 | 0.143 | KG | 47.52 | 46.17 | CP29 | CP29 | Overload relay 0.14...0.20 A Thermal For motor protection Size S00, Class 10 Contactor mounting Main circuit: Screw Auxiliary circuit: Screw Manual-Automatic-Reset | Lista Papel 2020 SI | 0 | 0
3RU2116-0BB1 |  | 3RU2116-0BB1 | 1 | UN | 1 | 5 | B | D | N | N | 85364900 | 1 | 4011209781719 | 0.183 | KG | 60.66 | 58.95 | CP29 | CP29 | Overload relay 0.14...0.20 A Thermal For motor protection Size S00, Class 10 Stand-alone installation Main circuit: Screw Auxiliary circuit: Screw Manual-Automatic-Reset | Lista Papel 2020 SI | 0 | 0
3RU2116-0BC0 |  | 3RU2116-0BC0 | 1 | UN | 1 | 5 | B | D | N | N | 85364900 | 1 | 4011209781931 | 0.116 | KG | 47.52 | 46.17 | CP29 | CP29 | Overload relay 0.14...0.20 A Thermal For motor protection Size S00, Class 10 Contactor mounting Main circuit: Spring-type terminal Auxiliary circuit: spring-type terminal Manual-Automatic-Reset | Lista Papel 2020 SI | 0 | 0
3RU2116-0BC1 |  | 3RU2116-0BC1 | 1 | UN | 1 | 5 | B | D | N | N | 85364900 | 1 | 4011209782143 | 0.18 | KG | 60.66 | 58.95 | CP29 | CP29 | Overload relay 0.14...0.20 A Thermal For motor protection Size S00, Class 10 Stand-alone installation Main circuit: Spring-type terminal Auxiliary circuit: spring-type terminal Manual-Automatic-Reset | Lista Papel 2020 SI | 0 | 0
3RU2116-0BJ0 |  | 3RU2116-0BJ0 | 1 | UN | 1 | 5 | B | D | N | N | 85364900 | 1 | 4011209782365 | 0.149 | KG | 47.52 | 47.52 | CP29 | CP29 | Overload relay 0.14...0.20 A Thermal For motor protection Size S00, Class 10 Contactor mounting Main circuit: Ring cable lug Auxiliary circuit: ring cable lug Manual-Automatic-Reset | - | 0 | 0
3RU2116-0CB0 |  | 3RU2116-0CB0 | 1 | UN | 1 | 1 | A | D | N | N | 85364900 | 1 | 4011209781511 | 0.18 | KG | 47.52 | 46.17 | CP29 | CP29 | Overload relay 0.18...0.25 A Thermal For motor protection Size S00, Class 10 Contactor mounting Main circuit: Screw Auxiliary circuit: Screw Manual-Automatic-Reset | Lista Papel 2020 SI | 0 | 0
3RU2116-0CB1 |  | 3RU2116-0CB1 | 1 | UN | 1 | 5 | B | D | N | N | 85364900 | 1 | 4011209781726 | 0.18 | KG | 60.66 | 58.95 | CP29 | CP29 | Overload relay 0.18...0.25 A Thermal For motor protection Size S00, Class 10 Stand-alone installation Main circuit: Screw Auxiliary circuit: Screw Manual-Automatic-Reset | Lista Papel 2020 SI | 0 | 0
3RU2116-0CC0 |  | 3RU2116-0CC0 | 1 | UN | 1 | 5 | B | D | N | N | 85364900 | 1 | 4011209781948 | 0.144 | KG | 47.52 | 46.17 | CP29 | CP29 | Overload relay 0.18...0.25 A Thermal For motor protection Size S00, Class 10 Contactor mounting Main circuit: Spring-type terminal Auxiliary circuit: spring-type terminal Manual-Automatic-Reset | Lista Papel 2020 SI | 0 | 0
3RU2116-0CC1 |  | 3RU2116-0CC1 | 1 | UN | 1 | 5 | B | D | N | N | 85364900 | 1 | 4011209782150 | 0.217 | KG | 60.66 | 58.95 | CP29 | CP29 | Overload relay 0.18...0.25 A Thermal For motor protection Size S00, Class 10 Stand-alone installation Main circuit: Spring-type terminal Auxiliary circuit: spring-type terminal Manual-Automatic-Reset | Lista Papel 2020 SI | 0 | 0
3RU2116-0CJ0 |  | 3RU2116-0CJ0 | 1 | UN | 1 | 5 | B | D | N | N | 85364900 | 1 | 4011209782372 | 0.139 | KG | 47.52 | 47.52 | CP29 | CP29 | Overload relay 0.18...0.25 A Thermal For motor protection Size S00, Class 10 Contactor mounting Main circuit: Ring cable lug Auxiliary circuit: ring cable lug Manual-Automatic-Reset | - | 0 | 0
3RU2116-0DB0 |  | 3RU2116-0DB0 | 1 | UN | 1 | 1 | A | D | N | N | 85364900 | 1 | 4011209781528 | 0.15 | KG | 47.52 | 46.17 | CP29 | CP29 | Overload relay 0.22...0.32 A Thermal For motor protection Size S00, Class 10 Contactor mounting Main circuit: Screw Auxiliary circuit: Screw Manual-Automatic-Reset | Lista Papel 2020 SI | 0 | 0
3RU2116-0DB1 |  | 3RU2116-0DB1 | 1 | UN | 1 | 5 | B | D | N | N | 85364900 | 1 | 4011209781733 | 0.181 | KG | 60.66 | 58.95 | CP29 | CP29 | Overload relay 0.22...0.32 A Thermal For motor protection Size S00, Class 10 Stand-alone installation Main circuit: Screw Auxiliary circuit: Screw Manual-Automatic-Reset | Lista Papel 2020 SI | 0 | 0
3RU2116-0DC0 |  | 3RU2116-0DC0 | 1 | UN | 1 | 5 | B | D | N | N | 85364900 | 1 | 4011209781955 | 0.17 | KG | 47.52 | 46.17 | CP29 | CP29 | Overload relay 0.22...0.32 A Thermal For motor protection Size S00, Class 10 Contactor mounting Main circuit: Spring-type terminal Auxiliary circuit: spring-type terminal Manual-Automatic-Reset | Lista Papel 2020 SI | 0 | 0
3RU2116-0DC1 |  | 3RU2116-0DC1 | 1 | UN | 1 | 5 | B | D | N | N | 85364900 | 1 | 4011209782167 | 0.212 | KG | 60.66 | 58.95 | CP29 | CP29 | Overload relay 0.22...0.32 A Thermal For motor protection Size S00, Class 10 Stand-alone installation Main circuit: Spring-type terminal Auxiliary circuit: spring-type terminal Manual-Automatic-Reset | Lista Papel 2020 SI | 0 | 0
3RU2116-0DJ0 |  | 3RU2116-0DJ0 | 1 | UN | 1 | 5 | B | D | N | N | 85364900 | 1 | 4011209782389 | 0.145 | KG | 47.52 | 47.52 | CP29 | CP29 | Overload relay 0.22...0.32 A Thermal For motor protection Size S00, Class 10 Contactor mounting Main circuit: Ring cable lug Auxiliary circuit: ring cable lug Manual-Automatic-Reset | - | 0 | 0
3RU2116-0EB0 |  | 3RU2116-0EB0 | 1 | UN | 1 | 1 | A | D | N | N | 85364900 | 1 | 4011209781535 | 0.153 | KG | 47.52 | 46.17 | CP29 | CP29 | Overload relay 0.28...0.40 A Thermal For motor protection Size S00, Class 10 Contactor mounting Main circuit: Screw Auxiliary circuit: Screw Manual-Automatic-Reset | Lista Papel 2020 SI | 0 | 0
3RU2116-0EB0-Z | X95 | 3RU2116-0EB0-ZX95 | 1 | UN | 1 | 10 | C | D | N | N | 85364900 | 64 | 4011209859685 | 0.13 | KG | 47.52 | 47.52 | CP29 | CP29 | Overload relay 0.28...0.40 A Thermal For motor protection Size S00, Class 10 Contactor mounting Main circuit: Screw Auxiliary circuit: Screw Manual-Automatic-Reset Reusable packaging Pack = 64 units | - | 0 | 0
3RU2116-0EB1 |  | 3RU2116-0EB1 | 1 | UN | 1 | 5 | B | D | N | N | 85364900 | 1 | 4011209781740 | 0.175 | KG | 60.66 | 58.95 | CP29 | CP29 | Overload relay 0.28...0.40 A Thermal For motor protection Size S00, Class 10 Stand-alone installation Main circuit: Screw Auxiliary circuit: Screw Manual-Automatic-Reset | Lista Papel 2020 SI | 0 | 0
3RU2116-0EC0 |  | 3RU2116-0EC0 | 1 | UN | 1 | 5 | B | D | N | N | 85364900 | 1 | 4011209781962 | 0.163 | KG | 47.52 | 46.17 | CP29 | CP29 | Overload relay 0.28...0.40 A Thermal For motor protection Size S00, Class 10 Contactor mounting Main circuit: Spring-type terminal Auxiliary circuit: spring-type terminal Manual-Automatic-Reset | Lista Papel 2020 SI | 0 | 0
3RU2116-0EC0-Z | W97 | 3RU2116-0EC0-ZW97 | 1 | UN | 1 | 5 | B | D | N | N | 85364900 | 12 | 4047621019307 | 0.163 | KG | 47.52 | 47.52 | CP29 | CP29 | Overload relay 0.28...0.40 A Thermal For motor protection Size S00, Class 10, Contactor mounting Auxiliary circuit: spring-type terminal Auxiliary circuit: spring-type terminal Manual-Automatic-Reset Multi-unit packaging Pack = 12 units | - | 0 | 0
3RU2116-0EC0-Z | X95 | 3RU2116-0EC0-ZX95 | 1 | UN | 1 | 5 | B | D | N | N | 85364900 | 56 | 4047621018980 | 0.145 | KG | 47.52 | 47.52 | CP29 | CP29 | Overload relay 0.28...0.40 A Thermal For motor protection Size S00, Class 10, Contactor mounting Auxiliary circuit: spring-type terminal Auxiliary circuit: spring-type terminal Manual-Automatic-Reset Reusable packaging Pack = 56 units | - | 0 | 0
3RU2116-0EC1 |  | 3RU2116-0EC1 | 1 | UN | 1 | 5 | B | D | N | N | 85364900 | 1 | 4011209782174 | 0.215 | KG | 60.66 | 58.95 | CP29 | CP29 | Overload relay 0.28...0.40 A Thermal For motor protection Size S00, Class 10 Stand-alone installation Main circuit: Spring-type terminal Auxiliary circuit: spring-type terminal Manual-Automatic-Reset | Lista Papel 2020 SI | 0 | 0
3RU2116-0EJ0 |  | 3RU2116-0EJ0 | 1 | UN | 1 | 5 | B | D | N | N | 85364900 | 1 | 4011209782396 | 0.147 | KG | 47.52 | 47.52 | CP29 | CP29 | Overload relay 0.28...0.40 A Thermal For motor protection Size S00, Class 10 Contactor mounting Main circuit: Ring cable lug Auxiliary circuit: ring cable lug Manual-Automatic-Reset | - | 0 | 0
3RU2116-0FB0 |  | 3RU2116-0FB0 | 1 | UN | 1 | 1 | A | D | N | N | 85364900 | 1 | 4011209781542 | 0.144 | KG | 47.52 | 46.17 | CP29 | CP29 | Overload relay 0.35...0.50 A Thermal For motor protection Size S00, Class 10 Contactor mounting Main circuit: Screw Auxiliary circuit: Screw Manual-Automatic-Reset | Lista Papel 2020 SI | 0 | 0
3RU2116-0FB0-Z | X95 | 3RU2116-0FB0-ZX95 | 1 | UN | 1 | 10 | C | D | N | N | 85364900 | 64 | 4011209859692 | 0.13 | KG | 47.52 | 47.52 | CP29 | CP29 | Overload relay 0.35...0.50 A Thermal For motor protection Size S00, Class 10 Contactor mounting Main circuit: Screw Auxiliary circuit: Screw Manual-Automatic-Reset Reusable packaging Pack = 64 units | - | 0 | 0
3RU2116-0FB1 |  | 3RU2116-0FB1 | 1 | UN | 1 | 5 | B | D | N | N | 85364900 | 1 | 4011209781757 | 0.174 | KG | 60.66 | 58.95 | CP29 | CP29 | Overload relay 0.35...0.50 A Thermal For motor protection Size S00, Class 10 Stand-alone installation Main circuit: Screw Auxiliary circuit: Screw Manual-Automatic-Reset | Lista Papel 2020 SI | 0 | 0
3RU2116-0FC0 |  | 3RU2116-0FC0 | 1 | UN | 1 | 5 | B | D | N | N | 85364900 | 1 | 4011209781979 | 0.163 | KG | 47.52 | 46.17 | CP29 | CP29 | Overload relay 0.35...0.50 A Thermal For motor protection Size S00, Class 10 Contactor mounting Main circuit: Spring-type terminal Auxiliary circuit: spring-type terminal Manual-Automatic-Reset | Lista Papel 2020 SI | 0 | 0
3RU2116-0FC0-Z | W97 | 3RU2116-0FC0-ZW97 | 1 | UN | 1 | 5 | B | D | N | N | 85364900 | 12 | 4047621019291 | 0.163 | KG | 47.52 | 47.52 | CP29 | CP29 | Overload relay 0.35...0.50 A Thermal For motor protection Size S00, Class 10, Contactor mounting Auxiliary circuit: spring-type terminal Auxiliary circuit: spring-type terminal Manual-Automatic-Reset Multi-unit packaging Pack = 12 units | - | 0 | 0
3RU2116-0FC0-Z | X95 | 3RU2116-0FC0-ZX95 | 1 | UN | 1 | 5 | B | D | N | N | 85364900 | 56 | 4047621019024 | 0.163 | KG | 47.52 | 47.52 | CP29 | CP29 | Overload relay 0.35...0.50 A Thermal For motor protection Size S00, Class 10, Contactor mounting Auxiliary circuit: spring-type terminal Auxiliary circuit: spring-type terminal Manual-Automatic-Reset Reusable packaging Pack = 56 units | - | 0 | 0
3RU2116-0FC1 |  | 3RU2116-0FC1 | 1 | UN | 1 | 5 | B | D | N | N | 85364900 | 1 | 4011209782181 | 0.204 | KG | 60.66 | 58.95 | CP29 | CP29 | Overload relay 0.35...0.50 A Thermal For motor protection Size S00, Class 10 Stand-alone installation Main circuit: Spring-type terminal Auxiliary circuit: spring-type terminal Manual-Automatic-Reset | Lista Papel 2020 SI | 0 | 0
3RU2116-0FJ0 |  | 3RU2116-0FJ0 | 1 | UN | 1 | 10 | C | D | N | N | 85364900 | 1 | 4011209782402 | 0.143 | KG | 47.52 | 47.52 | CP29 | CP29 | Overload relay 0.35...0.50 A Thermal For motor protection Size S00, Class 10 Contactor mounting Main circuit: Ring cable lug Auxiliary circuit: ring cable lug Manual-Automatic-Reset | - | 0 | 0
3RU2116-0GB0 |  | 3RU2116-0GB0 | 1 | UN | 1 | 1 | A | D | N | N | 85364900 | 1 | 4011209781559 | 0.154 | KG | 47.52 | 46.17 | CP29 | CP29 | Overload relay 0.45...0.63 A Thermal For motor protection Size S00, Class 10 Contactor mounting Main circuit: Screw Auxiliary circuit: Screw Manual-Automatic-Reset | Lista Papel 2020 SI | 0 | 0
3RU2116-0GB0-Z | X95 | 3RU2116-0GB0-ZX95 | 1 | UN | 1 | 10 | C | D | N | N | 85364900 | 64 | 4011209859876 | 0.133 | KG | 47.52 | 47.52 | CP29 | CP29 | Overload relay 0.45...0.63 A Thermal For motor protection Size S00, Class 10 Contactor mounting Main circuit: Screw Auxiliary circuit: Screw Manual-Automatic-Reset Reusable packaging Pack = 64 units | - | 0 | 0
3RU2116-0GB1 |  | 3RU2116-0GB1 | 1 | UN | 1 | 5 | B | D | N | N | 85364900 | 1 | 4011209781764 | 0.182 | KG | 60.66 | 58.95 | CP29 | CP29 | Overload relay 0.45...0.63 A Thermal For motor protection Size S00, Class 10 Stand-alone installation Main circuit: Screw Auxiliary circuit: Screw Manual-Automatic-Reset | Lista Papel 2020 SI | 0 | 0
3RU2116-0GC0 |  | 3RU2116-0GC0 | 1 | UN | 1 | 5 | B | D | N | N | 85364900 | 1 | 4011209781986 | 0.135 | KG | 47.52 | 46.17 | CP29 | CP29 | Overload relay 0.45...0.63 A Thermal For motor protection Size S00, Class 10 Contactor mounting Main circuit: Spring-type terminal Auxiliary circuit: spring-type terminal Manual-Automatic-Reset | Lista Papel 2020 SI | 0 | 0
3RU2116-0GC0-Z | W97 | 3RU2116-0GC0-ZW97 | 1 | UN | 1 | 5 | B | D | N | N | 85364900 | 12 | 4047621019284 | 0.135 | KG | 47.52 | 47.52 | CP29 | CP29 | Overload relay 0.45...0.63 A Thermal For motor protection Size S00, Class 10, Contactor mounting Auxiliary circuit: spring-type terminal Auxiliary circuit: spring-type terminal Manual-Automatic-Reset Multi-unit packaging Pack = 12 units | - | 0 | 0
3RU2116-0GC0-Z | X95 | 3RU2116-0GC0-ZX95 | 1 | UN | 1 | 5 | B | D | N | N | 85364900 | 56 | 4047621019031 | 0.135 | KG | 47.52 | 47.52 | CP29 | CP29 | Overload relay 0.45...0.63 A Thermal For motor protection Size S00, Class 10, Contactor mounting Auxiliary circuit: spring-type terminal Auxiliary circuit: spring-type terminal Manual-Automatic-Reset Reusable packaging Pack = 56 units | - | 0 | 0
3RU2116-0GC1 |  | 3RU2116-0GC1 | 1 | UN | 1 | 5 | B | D | N | N | 85364900 | 1 | 4011209782198 | 0.21 | KG | 60.66 | 58.95 | CP29 | CP29 | Overload relay 0.45...0.63 A Thermal For motor protection Size S00, Class 10 Stand-alone installation Main circuit: Spring-type terminal Auxiliary circuit: spring-type terminal Manual-Automatic-Reset | Lista Papel 2020 SI | 0 | 0
3RU2116-0GJ0 |  | 3RU2116-0GJ0 | 1 | UN | 1 | 5 | B | D | N | N | 85364900 | 1 | 4011209782419 | 0.14 | KG | 47.52 | 47.52 | CP29 | CP29 | Overload relay 0.45...0.63 A Thermal For motor protection Size S00, Class 10 Contactor mounting Main circuit: Ring cable lug Auxiliary circuit: ring cable lug Manual-Automatic-Reset | - | 0 | 0
3RU2116-0HB0 |  | 3RU2116-0HB0 | 1 | UN | 1 | 1 | A | D | N | N | 85364900 | 1 | 4011209781566 | 0.17 | KG | 47.52 | 46.17 | CP29 | CP29 | Overload relay 0.55...0.80 A Thermal For motor protection Size S00, Class 10 Contactor mounting Main circuit: Screw Auxiliary circuit: Screw Manual-Automatic-Reset | Lista Papel 2020 SI | 0 | 0
3RU2116-0HB0-Z | X95 | 3RU2116-0HB0-ZX95 | 1 | UN | 1 | 10 | C | D | N | N | 85364900 | 64 | 4011209859708 | 0.13 | KG | 47.52 | 47.52 | CP29 | CP29 | Overload relay 0.55...0.80 A Thermal For motor protection Size S00, Class 10 Contactor mounting Main circuit: Screw Auxiliary circuit: Screw Manual-Automatic-Reset Reusable packaging Pack = 64 units | - | 0 | 0
3RU2116-0HB1 |  | 3RU2116-0HB1 | 1 | UN | 1 | 1 | A | D | N | N | 85364900 | 1 | 4011209781771 | 0.184 | KG | 60.66 | 58.95 | CP29 | CP29 | Overload relay 0.55...0.80 A Thermal For motor protection Size S00, Class 10 Stand-alone installation Main circuit: Screw Auxiliary circuit: Screw Manual-Automatic-Reset | Lista Papel 2020 SI | 0 | 0
3RU2116-0HC0 |  | 3RU2116-0HC0 | 1 | UN | 1 | 5 | B | D | N | N | 85364900 | 1 | 4011209781993 | 0.151 | KG | 47.52 | 46.17 | CP29 | CP29 | Overload relay 0.55...0.80 A Thermal For motor protection Size S00, Class 10 Contactor mounting Main circuit: Spring-type terminal Auxiliary circuit: spring-type terminal Manual-Automatic-Reset | Lista Papel 2020 SI | 0 | 0
3RU2116-0HC0-Z | W97 | 3RU2116-0HC0-ZW97 | 1 | UN | 1 | 5 | B | D | N | N | 85364900 | 12 | 4047621019277 | 0.151 | KG | 47.52 | 47.52 | CP29 | CP29 | Overload relay 0.55...0.80 A Thermal For motor protection Size S00, Class 10, Contactor mounting Auxiliary circuit: spring-type terminal Auxiliary circuit: spring-type terminal Manual-Automatic-Reset Multi-unit packaging Pack = 12 units | - | 0 | 0
3RU2116-0HC0-Z | X95 | 3RU2116-0HC0-ZX95 | 1 | UN | 1 | 5 | B | D | N | N | 85364900 | 56 | 4047621019048 | 0.151 | KG | 47.52 | 47.52 | CP29 | CP29 | Overload relay 0.55...0.80 A Thermal For motor protection Size S00, Class 10, Contactor mounting Auxiliary circuit: spring-type terminal Auxiliary circuit: spring-type terminal Manual-Automatic-Reset Reusable packaging Pack = 56 units | - | 0 | 0
3RU2116-0HC1 |  | 3RU2116-0HC1 | 1 | UN | 1 | 5 | B | D | N | N | 85364900 | 1 | 4011209782204 | 0.21 | KG | 60.66 | 58.95 | CP29 | CP29 | Overload relay 0.55...0.80 A Thermal For motor protection Size S00, Class 10 Stand-alone installation Main circuit: Spring-type terminal Auxiliary circuit: spring-type terminal Manual-Automatic-Reset | Lista Papel 2020 SI | 0 | 0
3RU2116-0HJ0 |  | 3RU2116-0HJ0 | 1 | UN | 1 | 5 | B | D | N | N | 85364900 | 1 | 4011209782426 | 0.147 | KG | 47.52 | 47.52 | CP29 | CP29 | Overload relay 0.55...0.80 A Thermal For motor protection Size S00, Class 10 Contactor mounting Main circuit: Ring cable lug Auxiliary circuit: ring cable lug Manual-Automatic-Reset | - | 0 | 0
3RU2116-0JB0 |  | 3RU2116-0JB0 | 1 | UN | 1 | 1 | A | D | EAR99 | N | 85364900 | 1 | 4011209781573 | 0.153 | KG | 47.52 | 46.17 | CP29 | CP29 | Overload relay 0.70...1.0 A Thermal For motor protection Size S00, Class 10 Contactor mounting Main circuit: Screw Auxiliary circuit: Screw Manual-Automatic-Reset | Lista Papel 2020 SI | 0 | 0
3RU2116-0JB0-Z | W96 | 3RU2116-0JB0-ZW96 | 1 | UN | 1 | 5 | B | D | EAR99 | N | 85364900 | 32 | 4047621050065 | 0.145 | KG | 47.52 | 47.52 | CP29 | CP29 | Overload relay 0.70...1.0 A Thermal For motor protection Size S00, Class 10 Contactor mounting Main circuit: Screw Auxiliary circuit: Screw Manual-Automatic-Reset Multi-unit packaging Pack = 32 units | - | 0 | 0
3RU2116-0JB0-Z | W97 | 3RU2116-0JB0-ZW97 | 1 | UN | 1 | 5 | B | D | EAR99 | N | 85364900 | 16 | 4047621043531 | 0.145 | KG | 47.52 | 47.52 | CP29 | CP29 | Overload relay 0.70...1.0 A Thermal For motor protection Size S00, Class 10 Contactor mounting Main circuit: Screw Auxiliary circuit: Screw Manual-Automatic-Reset Multi-unit packaging Pack = 16 units | - | 0 | 0
3RU2116-0JB0-Z | X95 | 3RU2116-0JB0-ZX95 | 1 | UN | 1 | 5 | B | D | N | N | 85364900 | 64 | 4011209859715 | 0.135 | KG | 47.52 | 47.52 | CP29 | CP29 | Overload relay 0.70...1.0 A Thermal For motor protection Size S00, Class 10 Contactor mounting Main circuit: Screw Auxiliary circuit: Screw Manual-Automatic-Reset Reusable packaging Pack = 64 units | - | 0 | 0
3RU2116-0JB1 |  | 3RU2116-0JB1 | 1 | UN | 1 | 1 | A | D | N | N | 85364900 | 1 | 4011209781788 | 0.18 | KG | 60.66 | 58.95 | CP29 | CP29 | Overload relay 0.70...1.0 A Thermal For motor protection Size S00, Class 10 Stand-alone installation Main circuit: Screw Auxiliary circuit: Screw Manual-Automatic-Reset | Lista Papel 2020 SI | 0 | 0
3RU2116-0JC0 |  | 3RU2116-0JC0 | 1 | UN | 1 | 1 | A | D | N | N | 85364900 | 1 | 4011209782006 | 0.139 | KG | 47.52 | 46.17 | CP29 | CP29 | Overload relay 0.70...1.0 A Thermal For motor protection Size S00, Class 10 Contactor mounting Main circuit: Spring-type terminal Auxiliary circuit: spring-type terminal Manual-Automatic-Reset | Lista Papel 2020 SI | 0 | 0
3RU2116-0JC0-Z | W97 | 3RU2116-0JC0-ZW97 | 1 | UN | 1 | 5 | B | D | N | N | 85364900 | 12 | 4047621019260 | 0.139 | KG | 47.52 | 47.52 | CP29 | CP29 | Overload relay 0.70...1.0 A Thermal For motor protection Size S00, Class 10, Contactor mounting Auxiliary circuit: spring-type terminal Auxiliary circuit: spring-type terminal Manual-Automatic-Reset Multi-unit packaging Pack = 12 units | - | 0 | 0
3RU2116-0JC0-Z | X95 | 3RU2116-0JC0-ZX95 | 1 | UN | 1 | 5 | B | D | N | N | 85364900 | 56 | 4047621019055 | 0.155 | KG | 47.52 | 47.52 | CP29 | CP29 | Overload relay 0.70...1.0 A Thermal For motor protection Size S00, Class 10, Contactor mounting Auxiliary circuit: spring-type terminal Auxiliary circuit: spring-type terminal Manual-Automatic-Reset Reusable packaging Pack = 56 units | - | 0 | 0
3RU2116-0JC1 |  | 3RU2116-0JC1 | 1 | UN | 1 | 1 | A | D | N | N | 85364900 | 1 | 4011209782211 | 0.214 | KG | 60.66 | 58.95 | CP29 | CP29 | Overload relay 0.70...1.0 A Thermal For motor protection Size S00, Class 10 Stand-alone installation Main circuit: Spring-type terminal Auxiliary circuit: spring-type terminal Manual-Automatic-Reset | Lista Papel 2020 SI | 0 | 0
3RU2116-0JJ0 |  | 3RU2116-0JJ0 | 1 | UN | 1 | 5 | B | D | N | N | 85364900 | 1 | 4011209782433 | 0.139 | KG | 47.52 | 47.52 | CP29 | CP29 | Overload relay 0.70...1.0 A Thermal For motor protection Size S00, Class 10 Contactor mounting Main circuit: Ring cable lug Auxiliary circuit: ring cable lug Manual-Automatic-Reset | - | 0 | 0
3RU2116-0KB0 |  | 3RU2116-0KB0 | 1 | UN | 1 | 1 | A | D | N | N | 85364900 | 1 | 4011209781580 | 0.15 | KG | 47.52 | 46.17 | CP29 | CP29 | Overload relay 0.90...1.25 A Thermal For motor protection Size S00, Class 10 Contactor mounting Main circuit: Screw Auxiliary circuit: Screw Manual-Automatic-Reset | Lista Papel 2020 SI | 0 | 0
3RU2116-0KB0-Z | X95 | 3RU2116-0KB0-ZX95 | 1 | UN | 1 | 10 | C | D | N | N | 85364900 | 64 | 4011209859722 | 0.13 | KG | 47.52 | 47.52 | CP29 | CP29 | Overload relay 0.90...1.25 A Thermal For motor protection Size S00, Class 10 Contactor mounting Main circuit: Screw Auxiliary circuit: Screw Manual-Automatic-Reset Reusable packaging Pack = 64 units | - | 0 | 0
3RU2116-0KB1 |  | 3RU2116-0KB1 | 1 | UN | 1 | 1 | A | D | N | N | 85364900 | 1 | 4011209781795 | 0.189 | KG | 60.66 | 58.95 | CP29 | CP29 | Overload relay 0.90...1.25 A Thermal For motor protection Size S00, Class 10 Stand-alone installation Main circuit: Screw Auxiliary circuit: Screw Manual-Automatic-Reset | Lista Papel 2020 SI | 0 | 0
3RU2116-0KC0 |  | 3RU2116-0KC0 | 1 | UN | 1 | 5 | B | D | N | N | 85364900 | 1 | 4011209782013 | 0.15 | KG | 47.52 | 46.17 | CP29 | CP29 | Overload relay 0.90...1.25 A Thermal For motor protection Size S00, Class 10 Contactor mounting Main circuit: Spring-type terminal Auxiliary circuit: spring-type terminal Manual-Automatic-Reset | Lista Papel 2020 SI | 0 | 0
3RU2116-0KC0-Z | W97 | 3RU2116-0KC0-ZW97 | 1 | UN | 1 | 5 | B | D | N | N | 85364900 | 12 | 4047621019253 | 0.15 | KG | 47.52 | 47.52 | CP29 | CP29 | Overload relay 0.90...1.25 A Thermal For motor protection Size S00, Class 10, Contactor mounting Auxiliary circuit: spring-type terminal Auxiliary circuit: spring-type terminal Manual-Automatic-Reset Multi-unit packaging Pack = 12 units | - | 0 | 0
3RU2116-0KC0-Z | X95 | 3RU2116-0KC0-ZX95 | 1 | UN | 1 | 5 | B | D | N | N | 85364900 | 56 | 4047621019062 | 0.15 | KG | 47.52 | 47.52 | CP29 | CP29 | Overload relay 0.90...1.25 A Thermal For motor protection Size S00, Class 10, Contactor mounting Auxiliary circuit: spring-type terminal Auxiliary circuit: spring-type terminal Manual-Automatic-Reset Reusable packaging Pack = 56 units | - | 0 | 0
3RU2116-0KC1 |  | 3RU2116-0KC1 | 1 | UN | 1 | 5 | B | D | N | N | 85364900 | 1 | 4011209782228 | 0.23 | KG | 60.66 | 58.95 | CP29 | CP29 | Overload relay 0.90...1.25 A Thermal For motor protection Size S00, Class 10 Stand-alone installation Main circuit: Spring-type terminal Auxiliary circuit: spring-type terminal Manual-Automatic-Reset | Lista Papel 2020 SI | 0 | 0
3RU2116-0KJ0 |  | 3RU2116-0KJ0 | 1 | UN | 1 | 5 | B | D | N | N | 85364900 | 1 | 4011209782440 | 0.141 | KG | 47.52 | 47.52 | CP29 | CP29 | Overload relay 0.90...1.25 A Thermal For motor protection Size S00, Class 10 Contactor mounting Main circuit: Ring cable lug Auxiliary circuit: ring cable lug Manual-Automatic-Reset | - | 0 | 0
3RU2116-1AB0 |  | 3RU2116-1AB0 | 1 | UN | 1 | 1 | A | D | EAR99 | N | 85364900 | 1 | 4011209781597 | 0.16 | KG | 47.52 | 46.17 | CP29 | CP29 | Overload relay 1.1...1.6 A Thermal For motor protection Size S00, Class 10 Contactor mounting Main circuit: Screw Auxiliary circuit: Screw Manual-Automatic-Reset | Lista Papel 2020 SI | 0 | 0
3RU2116-1AB0-Z | W96 | 3RU2116-1AB0-ZW96 | 1 | UN | 1 | 10 | C | D | N | N | 85364900 | 32 | 4011209903418 | 0.13 | KG | 47.52 | 47.52 | CP29 | CP29 | Overload relay 1.1...1.6 A Thermal For motor protection Size S00, Class 10 Contactor mounting Main circuit: Screw Auxiliary circuit: Screw Manual-Automatic-Reset Multi-unit packaging Pack = 32 units | - | 0 | 0
3RU2116-1AB0-Z | X95 | 3RU2116-1AB0-ZX95 | 1 | UN | 1 | 5 | B | D | N | N | 85364900 | 64 | 4011209859739 | 0.148 | KG | 47.52 | 47.52 | CP29 | CP29 | Overload relay 1.1...1.6 A Thermal For motor protection Size S00, Class 10 Contactor mounting Main circuit: Screw Auxiliary circuit: Screw Manual-Automatic-Reset Reusable packaging Pack = 64 units | - | 0 | 0
3RU2116-1AB1 |  | 3RU2116-1AB1 | 1 | UN | 1 | 1 | A | D | N | N | 85364900 | 1 | 4011209781801 | 0.17 | KG | 60.66 | 58.95 | CP29 | CP29 | Overload relay 1.1...1.6 A Thermal For motor protection Size S00, Class 10 Stand-alone installation Main circuit: Screw Auxiliary circuit: Screw Manual-Automatic-Reset | Lista Papel 2020 SI | 0 | 0
3RU2116-1AB1-Z | X95 | 3RU2116-1AB1-ZX95 | 1 | UN | 1 | 10 | C | D | N | N | 85364900 | 104 | 4011209859746 | 0.17 | KG | 60.66 | 60.66 | CP29 | CP29 | Overload relay 1.1...1.6 A Thermal For motor protection Size S00, Class 10 Stand-alone installation Main circuit: Screw Auxiliary circuit: Screw Manual-Automatic-Reset Reusable packaging Pack = 64 units | - | 0 | 0
3RU2116-1AC0 |  | 3RU2116-1AC0 | 1 | UN | 1 | 1 | A | D | N | N | 85364900 | 1 | 4011209782020 | 0.152 | KG | 47.52 | 46.17 | CP29 | CP29 | Overload relay 1.1...1.6 A Thermal For motor protection Size S00, Class 10 Contactor mounting Main circuit: Spring-type terminal Auxiliary circuit: spring-type terminal Manual-Automatic-Reset | Lista Papel 2020 SI | 0 | 0
3RU2116-1AC0-Z | W97 | 3RU2116-1AC0-ZW97 | 1 | UN | 1 | 5 | B | D | N | N | 85364900 | 12 | 4047621019246 | 0.152 | KG | 47.52 | 47.52 | CP29 | CP29 | Overload relay 1.1...1.6 A Thermal For motor protection Size S00, Class 10, Contactor mounting Auxiliary circuit: spring-type terminal Auxiliary circuit: spring-type terminal Manual-Automatic-Reset Multi-unit packaging Pack = 12 units | - | 0 | 0
3RU2116-1AC0-Z | X95 | 3RU2116-1AC0-ZX95 | 1 | UN | 1 | 5 | B | D | N | N | 85364900 | 56 | 4047621019079 | 0.158 | KG | 47.52 | 47.52 | CP29 | CP29 | Overload relay 1.1...1.6 A Thermal For motor protection Size S00, Class 10, Contactor mounting Auxiliary circuit: spring-type terminal Auxiliary circuit: spring-type terminal Manual-Automatic-Reset Reusable packaging Pack = 56 units | - | 0 | 0
3RU2116-1AC1 |  | 3RU2116-1AC1 | 1 | UN | 1 | 5 | B | D | N | N | 85364900 | 1 | 4011209782235 | 0.215 | KG | 60.66 | 58.95 | CP29 | CP29 | Overload relay 1.1...1.6 A Thermal For motor protection Size S00, Class 10 Stand-alone installation Main circuit: Spring-type terminal Auxiliary circuit: spring-type terminal Manual-Automatic-Reset | Lista Papel 2020 SI | 0 | 0
3RU2116-1AJ0 |  | 3RU2116-1AJ0 | 1 | UN | 1 | 5 | B | D | N | N | 85364900 | 1 | 4011209782457 | 0.143 | KG | 47.52 | 47.52 | CP29 | CP29 | Overload relay 1.1...1.6 A Thermal For motor protection Size S00, Class 10 Contactor mounting Main circuit: Ring cable lug Auxiliary circuit: ring cable lug Manual-Automatic-Reset | - | 0 | 0
3RU2116-1BB0 |  | 3RU2116-1BB0 | 1 | UN | 1 | 1 | A | D | N | N | 85364900 | 1 | 4011209781603 | 0.156 | KG | 47.52 | 46.17 | CP29 | CP29 | Overload relay 1.4...2.0 A Thermal For motor protection Size S00, Class 10 Contactor mounting Main circuit: Screw Auxiliary circuit: Screw Manual-Automatic-Reset | Lista Papel 2020 SI | 0 | 0
3RU2116-1BB0-Z | W96 | 3RU2116-1BB0-ZW96 | 1 | UN | 1 | 5 | B | D | N | N | 85364900 | 32 |  | 0.139 | KG | 47.52 | 47.52 | CP29 | CP29 | Overload relay 1.4...2.0 A Thermal For motor protection Size S00, Class 10 Contactor mounting Main circuit: Screw Auxiliary circuit: Screw Manual-Automatic-Reset Multi-unit packaging Pack = 32 units | - | 0 | 0
3RU2116-1BB0-Z | W97 | 3RU2116-1BB0-ZW97 | 1 | UN | 1 | 5 | B | D | N | N | 85364900 | 16 | 4047621043548 | 0.139 | KG | 47.52 | 47.52 | CP29 | CP29 | Overload relay 1.4...2.0 A Thermal For motor protection Size S00, Class 10 Contactor mounting Main circuit: Screw Auxiliary circuit: Screw Manual-Automatic-Reset Multi-unit packaging Pack = 16 units | - | 0 | 0
3RU2116-1BB0-Z | X95 | 3RU2116-1BB0-ZX95 | 1 | UN | 1 | 5 | B | D | N | N | 85364900 | 64 | 4011209859753 | 0.135 | KG | 47.52 | 47.52 | CP29 | CP29 | Overload relay 1.4...2.0 A Thermal For motor protection Size S00, Class 10 Contactor mounting Main circuit: Screw Auxiliary circuit: Screw Manual-Automatic-Reset Reusable packaging Pack = 64 units | - | 0 | 0
3RU2116-1BB1 |  | 3RU2116-1BB1 | 1 | UN | 1 | 1 | A | D | N | N | 85364900 | 1 | 4011209781818 | 0.185 | KG | 60.66 | 58.95 | CP29 | CP29 | Overload relay 1.4...2.0 A Thermal For motor protection Size S00, Class 10 Stand-alone installation Main circuit: Screw Auxiliary circuit: Screw Manual-Automatic-Reset | Lista Papel 2020 SI | 0 | 0
3RU2116-1BC0 |  | 3RU2116-1BC0 | 1 | UN | 1 | 1 | A | D | N | N | 85364900 | 1 | 4011209782037 | 0.17 | KG | 47.52 | 46.17 | CP29 | CP29 | Overload relay 1.4...2.0 A Thermal For motor protection Size S00, Class 10 Contactor mounting Main circuit: Spring-type terminal Auxiliary circuit: spring-type terminal Manual-Automatic-Reset | Lista Papel 2020 SI | 0 | 0
3RU2116-1BC0-Z | W97 | 3RU2116-1BC0-ZW97 | 1 | UN | 1 | 5 | B | D | N | N | 85364900 | 12 | 4047621019239 | 0.133 | KG | 47.52 | 47.52 | CP29 | CP29 | Overload relay 1.4...2.0 A Thermal For motor protection Size S00, Class 10, Contactor mounting Auxiliary circuit: spring-type terminal Auxiliary circuit: spring-type terminal Manual-Automatic-Reset Multi-unit packaging Pack = 12 units | - | 0 | 0
3RU2116-1BC0-Z | X95 | 3RU2116-1BC0-ZX95 | 1 | UN | 1 | 5 | B | D | N | N | 85364900 | 56 | 4047621019154 | 0.15 | KG | 47.52 | 47.52 | CP29 | CP29 | Overload relay 1.4...2.0 A Thermal For motor protection Size S00, Class 10, Contactor mounting Auxiliary circuit: spring-type terminal Auxiliary circuit: spring-type terminal Manual-Automatic-Reset Reusable packaging Pack = 56 units | - | 0 | 0
3RU2116-1BC1 |  | 3RU2116-1BC1 | 1 | UN | 1 | 5 | B | D | N | N | 85364900 | 1 | 4011209782242 | 0.214 | KG | 60.66 | 58.95 | CP29 | CP29 | Overload relay 1.4...2.0 A Thermal For motor protection Size S00, Class 10 Stand-alone installation Main circuit: Spring-type terminal Auxiliary circuit: spring-type terminal Manual-Automatic-Reset | Lista Papel 2020 SI | 0 | 0
3RU2116-1BJ0 |  | 3RU2116-1BJ0 | 1 | UN | 1 | 5 | B | D | N | N | 85364900 | 1 | 4011209782464 | 0.143 | KG | 47.52 | 47.52 | CP29 | CP29 | Overload relay 1.4...2.0 A Thermal For motor protection Size S00, Class 10 Contactor mounting Main circuit: Ring cable lug Auxiliary circuit: ring cable lug Manual-Automatic-Reset | - | 0 | 0
3RU2116-1CB0 |  | 3RU2116-1CB0 | 1 | UN | 1 | 1 | A | D | N | N | 85364900 | 1 | 4011209781610 | 0.156 | KG | 47.52 | 46.17 | CP29 | CP29 | Overload relay 1.8...2.5 A Thermal For motor protection Size S00, Class 10 Contactor mounting Main circuit: Screw Auxiliary circuit: Screw Manual-Automatic-Reset | Lista Papel 2020 SI | 0 | 0
3RU2116-1CB0-Z | W96 | 3RU2116-1CB0-ZW96 | 1 | UN | 1 | 10 | C | D | N | N | 85364900 | 32 | 4011209903425 | 0.13 | KG | 47.52 | 47.52 | CP29 | CP29 | Overload relay 1.8...2.5 A Thermal For motor protection Size S00, Class 10 Contactor mounting Main circuit: Screw Auxiliary circuit: Screw Manual-Automatic-Reset Multi-unit packaging Pack = 32 units | - | 0 | 0
3RU2116-1CB0-Z | W97 | 3RU2116-1CB0-ZW97 | 1 | UN | 1 | 5 | B | D | N | N | 85364900 | 16 |  | 0.139 | KG | 47.52 | 47.52 | CP29 | CP29 | Overload relay 1.8...2.5 A Thermal For motor protection Size S00, Class 10 Contactor mounting Main circuit: Screw Auxiliary circuit: Screw Manual-Automatic-Reset Multi-unit packaging Pack = 16 units | - | 0 | 0
3RU2116-1CB0-Z | X95 | 3RU2116-1CB0-ZX95 | 1 | UN | 1 | 5 | B | D | N | N | 85364900 | 64 | 4011209859760 | 0.137 | KG | 47.52 | 47.52 | CP29 | CP29 | Overload relay 1.8...2.5 A Thermal For motor protection Size S00, Class 10 Contactor mounting Main circuit: Screw Auxiliary circuit: Screw Manual-Automatic-Reset Reusable packaging Pack = 64 units | - | 0 | 0
3RU2116-1CB1 |  | 3RU2116-1CB1 | 1 | UN | 1 | 1 | A | D | N | N | 85364900 | 1 | 4011209781825 | 0.18 | KG | 60.66 | 58.95 | CP29 | CP29 | Overload relay 1.8...2.5 A Thermal For motor protection Size S00, Class 10 Stand-alone installation Main circuit: Screw Auxiliary circuit: Screw Manual-Automatic-Reset | Lista Papel 2020 SI | 0 | 0
3RU2116-1CB1-Z | X95 | 3RU2116-1CB1-ZX95 | 1 | UN | 1 | 10 | C | D | N | N | 85364900 | 104 | 4011209859777 | 0.17 | KG | 60.66 | 60.66 | CP29 | CP29 | Overload relay 1.8...2.5 A Thermal For motor protection Size S00, Class 10 Stand-alone installation Main circuit: Screw Auxiliary circuit: Screw Manual-Automatic-Reset Reusable packaging Pack = 64 units | - | 0 | 0
3RU2116-1CC0 |  | 3RU2116-1CC0 | 1 | UN | 1 | 1 | A | D | N | N | 85364900 | 1 | 4011209782044 | 0.155 | KG | 47.52 | 46.17 | CP29 | CP29 | Overload relay 1.8...2.5 A Thermal For motor protection Size S00, Class 10 Contactor mounting Main circuit: Spring-type terminal Auxiliary circuit: spring-type terminal Manual-Automatic-Reset | Lista Papel 2020 SI | 0 | 0
3RU2116-1CC0-Z | W97 | 3RU2116-1CC0-ZW97 | 1 | UN | 1 | 5 | B | D | N | N | 85364900 | 12 | 4047621019222 | 0.173 | KG | 47.52 | 47.52 | CP29 | CP29 | Overload relay 1.8...2.5 A Thermal For motor protection Size S00, Class 10, Contactor mounting Auxiliary circuit: spring-type terminal Auxiliary circuit: spring-type terminal Manual-Automatic-Reset Multi-unit package Pack = 12 units | - | 0 | 0
3RU2116-1CC0-Z | X95 | 3RU2116-1CC0-ZX95 | 1 | UN | 1 | 5 | B | D | N | N | 85364900 | 56 | 4047621019086 | 0.158 | KG | 47.52 | 47.52 | CP29 | CP29 | Overload relay 1.8...2.5 A Thermal For motor protection Size S00, Class 10, Contactor mounting Auxiliary circuit: spring-type terminal Auxiliary circuit: spring-type terminal Manual-Automatic-Reset Reusable packaging Pack = 56 units | - | 0 | 0
3RU2116-1CC1 |  | 3RU2116-1CC1 | 1 | UN | 1 | 5 | B | D | N | N | 85364900 | 1 | 4011209782259 | 0.22 | KG | 60.66 | 58.95 | CP29 | CP29 | Overload relay 1.8...2.5 A Thermal For motor protection Size S00, Class 10 Stand-alone installation Main circuit: Spring-type terminal Auxiliary circuit: spring-type terminal Manual-Automatic-Reset | Lista Papel 2020 SI | 0 | 0
3RU2116-1CJ0 |  | 3RU2116-1CJ0 | 1 | UN | 1 | 5 | B | D | N | N | 85364900 | 1 | 4011209782471 | 0.151 | KG | 47.52 | 47.52 | CP29 | CP29 | Overload relay 1.8...2.5 A Thermal For motor protection Size S00, Class 10 Contactor mounting Main circuit: Ring cable lug Auxiliary circuit: ring cable lug Manual-Automatic-Reset | - | 0 | 0
3RU2116-1DB0 |  | 3RU2116-1DB0 | 1 | UN | 1 | 1 | A | D | EAR99 | N | 85364900 | 1 | 4011209781627 | 0.154 | KG | 47.52 | 46.17 | CP29 | CP29 | Overload relay 2.2...3.2 A Thermal For motor protection Size S00, Class 10 Contactor mounting Main circuit: Screw Auxiliary circuit: Screw Manual-Automatic-Reset | Lista Papel 2020 SI | 0 | 0
3RU2116-1DB0-Z | X95 | 3RU2116-1DB0-ZX95 | 1 | UN | 1 | 10 | C | D | N | N | 85364900 | 64 | 4011209859784 | 0.13 | KG | 47.52 | 47.52 | CP29 | CP29 | Overload relay 2.2...3.2 A Thermal For motor protection Size S00, Class 10 Contactor mounting Main circuit: Screw Auxiliary circuit: Screw Manual-Automatic-Reset Reusable packaging Pack = 64 units | - | 0 | 0
3RU2116-1DB1 |  | 3RU2116-1DB1 | 1 | UN | 1 | 1 | A | D | N | N | 85364900 | 1 | 4011209781832 | 0.179 | KG | 60.66 | 58.95 | CP29 | CP29 | Overload relay 2.2...3.2 A Thermal For motor protection Size S00, Class 10 Stand-alone installation Main circuit: Screw Auxiliary circuit: Screw Manual-Automatic-Reset | Lista Papel 2020 SI | 0 | 0
3RU2116-1DC0 |  | 3RU2116-1DC0 | 1 | UN | 1 | 1 | A | D | N | N | 85364900 | 1 | 4011209782051 | 0.172 | KG | 47.52 | 46.17 | CP29 | CP29 | Overload relay 2.2...3.2 A Thermal For motor protection Size S00, Class 10 Contactor mounting Main circuit: Spring-type terminal Auxiliary circuit: spring-type terminal Manual-Automatic-Reset | Lista Papel 2020 SI | 0 | 0
3RU2116-1DC0-Z | W97 | 3RU2116-1DC0-ZW97 | 1 | UN | 1 | 5 | B | D | N | N | 85364900 | 12 | 4047621019215 | 0.172 | KG | 47.52 | 47.52 | CP29 | CP29 | Overload relay 2.2...3.2 A Thermal For motor protection Size S00, Class 10, Contactor mounting Auxiliary circuit: spring-type terminal Auxiliary circuit: spring-type terminal Manual-Automatic-Reset Multi-unit packaging Pack = 12 units | - | 0 | 0
3RU2116-1DC0-Z | X95 | 3RU2116-1DC0-ZX95 | 1 | UN | 1 | 5 | B | D | N | N | 85364900 | 56 | 4047621019093 | 0.158 | KG | 47.52 | 47.52 | CP29 | CP29 | Overload relay 2.2...3.2 A Thermal For motor protection Size S00, Class 10, Contactor mounting Auxiliary circuit: spring-type terminal Auxiliary circuit: spring-type terminal Manual-Automatic-Reset Reusable packaging Pack = 56 units | - | 0 | 0
3RU2116-1DC1 |  | 3RU2116-1DC1 | 1 | UN | 1 | 1 | A | D | N | N | 85364900 | 1 | 4011209782266 | 0.187 | KG | 60.66 | 58.95 | CP29 | CP29 | Overload relay 2.2...3.2 A Thermal For motor protection Size S00, Class 10 Stand-alone installation Main circuit: Spring-type terminal Auxiliary circuit: spring-type terminal Manual-Automatic-Reset | Lista Papel 2020 SI | 0 | 0
3RU2116-1DJ0 |  | 3RU2116-1DJ0 | 1 | UN | 1 | 5 | B | D | N | N | 85364900 | 1 | 4011209782488 | 0.144 | KG | 47.52 | 47.52 | CP29 | CP29 | Overload relay 2.2...3.2 A Thermal For motor protection Size S00, Class 10 Contactor mounting Main circuit: Ring cable lug Auxiliary circuit: ring cable lug Manual-Automatic-Reset | - | 0 | 0
3RU2116-1EB0 |  | 3RU2116-1EB0 | 1 | UN | 1 | 1 | A | D | N | N | 85364900 | 1 | 4011209781634 | 0.156 | KG | 47.52 | 46.17 | CP29 | CP29 | Overload relay 2.8...4.0 A Thermal For motor protection Size S00, Class 10 Contactor mounting Main circuit: Screw Auxiliary circuit: Screw Manual-Automatic-Reset | Lista Papel 2020 SI | 0 | 0
3RU2116-1EB0-Z | W96 | 3RU2116-1EB0-ZW96 | 1 | UN | 1 | 5 | B | D | N | N | 85364900 | 32 | 4047621057187 | 0.14 | KG | 47.52 | 47.52 | CP29 | CP29 | Overload relay 2.8...4.0 A Thermal For motor protection Size S00, Class 10 Contactor mounting Main circuit: Screw Auxiliary circuit: Screw Manual-Automatic-Reset Multi-unit packaging Pack = 32 units | - | 0 | 0
3RU2116-1EB0-Z | W97 | 3RU2116-1EB0-ZW97 | 1 | UN | 1 | 5 | B | D | N | N | 85364900 | 16 | 4047621046754 | 0.14 | KG | 47.52 | 47.52 | CP29 | CP29 | Overload relay 2.8...4.0 A Thermal For motor protection Size S00, Class 10 Contactor mounting Main circuit: Screw Auxiliary circuit: Screw Manual-Automatic-Reset Multi-unit packaging Pack = 16 units | - | 0 | 0
3RU2116-1EB0-Z | X95 | 3RU2116-1EB0-ZX95 | 1 | UN | 1 | 5 | B | D | N | N | 85364900 | 64 | 4011209859791 | 0.137 | KG | 47.52 | 47.52 | CP29 | CP29 | Overload relay 2.8...4.0 A Thermal For motor protection Size S00, Class 10 Contactor mounting Main circuit: Screw Auxiliary circuit: Screw Manual-Automatic-Reset Reusable packaging Pack = 64 units | - | 0 | 0
3RU2116-1EB1 |  | 3RU2116-1EB1 | 1 | UN | 1 | 1 | A | D | N | N | 85364900 | 1 | 4011209781849 | 0.151 | KG | 60.66 | 58.95 | CP29 | CP29 | Overload relay 2.8...4.0 A Thermal For motor protection Size S00, Class 10 Stand-alone installation Main circuit: Screw Auxiliary circuit: Screw Manual-Automatic-Reset | Lista Papel 2020 SI | 0 | 0
3RU2116-1EC0 |  | 3RU2116-1EC0 | 1 | UN | 1 | 5 | B | D | N | N | 85364900 | 1 | 4011209782068 | 0.18 | KG | 47.52 | 46.17 | CP29 | CP29 | Overload relay 2.8...4.0 A Thermal For motor protection Size S00, Class 10 Contactor mounting Main circuit: Spring-type terminal Auxiliary circuit: spring-type terminal Manual-Automatic-Reset | Lista Papel 2020 SI | 0 | 0
3RU2116-1EC0-Z | W97 | 3RU2116-1EC0-ZW97 | 1 | UN | 1 | 5 | B | D | N | N | 85364900 | 12 | 4047621019208 | 0.154 | KG | 47.52 | 47.52 | CP29 | CP29 | Overload relay 2.8...4.0 A Thermal For motor protection Size S00, Class 10, Contactor mounting Auxiliary circuit: spring-type terminal Auxiliary circuit: spring-type terminal Manual-Automatic-Reset Multi-unit packaging Pack = 12 units | - | 0 | 0
3RU2116-1EC0-Z | X95 | 3RU2116-1EC0-ZX95 | 1 | UN | 1 | 5 | B | D | N | N | 85364900 | 56 | 4047621019109 | 0.155 | KG | 47.52 | 47.52 | CP29 | CP29 | Overload relay 2.8...4.0 A Thermal For motor protection Size S00, Class 10, Contactor mounting Auxiliary circuit: spring-type terminal Auxiliary circuit: spring-type terminal Manual-Automatic-Reset | - | 0 | 0
3RU2116-1EC1 |  | 3RU2116-1EC1 | 1 | UN | 1 | 5 | B | D | N | N | 85364900 | 1 | 4011209782273 | 0.22 | KG | 60.66 | 58.95 | CP29 | CP29 | Overload relay 2.8...4.0 A Thermal For motor protection Size S00, Class 10 Stand-alone installation Main circuit: Spring-type terminal Auxiliary circuit: spring-type terminal Manual-Automatic-Reset | Lista Papel 2020 SI | 0 | 0
3RU2116-1EJ0 |  | 3RU2116-1EJ0 | 1 | UN | 1 | 5 | B | D | N | N | 85364900 | 1 | 4011209782495 | 0.143 | KG | 47.52 | 47.52 | CP29 | CP29 | Overload relay 2.8...4.0 A Thermal For motor protection Size S00, Class 10 Contactor mounting Main circuit: Ring cable lug Auxiliary circuit: ring cable lug Manual-Automatic-Reset | - | 0 | 0
3RU2116-1FB0 |  | 3RU2116-1FB0 | 1 | UN | 1 | 1 | A | D | N | N | 85364900 | 1 | 4011209781641 | 0.157 | KG | 47.52 | 46.17 | CP29 | CP29 | Overload relay 3.5...5.0 A Thermal For motor protection Size S00, Class 10 Contactor mounting Main circuit: Screw Auxiliary circuit: Screw Manual-Automatic-Reset | Lista Papel 2020 SI | 0 | 0
3RU2116-1FB0-Z | W96 | 3RU2116-1FB0-ZW96 | 1 | UN | 1 | 5 | B | D | N | N | 85364900 | 32 |  | 0.138 | KG | 47.52 | 47.52 | CP29 | CP29 | Overload relay 3.5...5.0 A Thermal For motor protection Size S00, Class 10 Contactor mounting Main circuit: Screw Auxiliary circuit: Screw Manual-Automatic-Reset Multi-unit packaging Pack = 32 units | - | 0 | 0
3RU2116-1FB0-Z | W97 | 3RU2116-1FB0-ZW97 | 1 | UN | 1 | 5 | B | D | N | N | 85364900 | 16 |  | 0.138 | KG | 47.52 | 47.52 | CP29 | CP29 | Overload relay 3.5...5.0 A Thermal For motor protection Size S00, Class 10 Contactor mounting Main circuit: Screw Auxiliary circuit: Screw Manual-Automatic-Reset Multi-unit packaging Pack = 16 units | - | 0 | 0
3RU2116-1FB0-Z | X95 | 3RU2116-1FB0-ZX95 | 1 | UN | 1 | 5 | B | D | N | N | 85364900 | 64 | 4011209859807 | 0.141 | KG | 47.52 | 47.52 | CP29 | CP29 | Overload relay 3.5...5.0 A Thermal For motor protection Size S00, Class 10 Contactor mounting Main circuit: Screw Auxiliary circuit: Screw Manual-Automatic-Reset Reusable packaging Pack = 64 units | - | 0 | 0
3RU2116-1FB1 |  | 3RU2116-1FB1 | 1 | UN | 1 | 1 | A | D | N | N | 85364900 | 1 | 4011209781856 | 0.2 | KG | 60.66 | 58.95 | CP29 | CP29 | Overload relay 3.5...5.0 A Thermal For motor protection Size S00, Class 10 Stand-alone installation Main circuit: Screw Auxiliary circuit: Screw Manual-Automatic-Reset | Lista Papel 2020 SI | 0 | 0
3RU2116-1FC0 |  | 3RU2116-1FC0 | 1 | UN | 1 | 5 | B | D | N | N | 85364900 | 1 | 4011209782075 | 0.157 | KG | 47.52 | 46.17 | CP29 | CP29 | Overload relay 3.5...5.0 A Thermal For motor protection Size S00, Class 10 Contactor mounting Main circuit: Spring-type terminal Auxiliary circuit: spring-type terminal Manual-Automatic-Reset | Lista Papel 2020 SI | 0 | 0
3RU2116-1FC1 |  | 3RU2116-1FC1 | 1 | UN | 1 | 5 | B | D | N | N | 85364900 | 1 | 4011209782280 | 0.216 | KG | 60.66 | 58.95 | CP29 | CP29 | Overload relay 3.5...5.0 A Thermal For motor protection Size S00, Class 10 Stand-alone installation Main circuit: Spring-type terminal Auxiliary circuit: spring-type terminal Manual-Automatic-Reset | Lista Papel 2020 SI | 0 | 0
3RU2116-1FJ0 |  | 3RU2116-1FJ0 | 1 | UN | 1 | 5 | B | D | N | N | 85364900 | 1 | 4011209782501 | 0.149 | KG | 47.52 | 47.52 | CP29 | CP29 | Overload relay 3.5...5.0 A Thermal For motor protection Size S00, Class 10 Contactor mounting Main circuit: Ring cable lug Auxiliary circuit: ring cable lug Manual-Automatic-Reset | - | 0 | 0
3RU2116-1GB0 |  | 3RU2116-1GB0 | 1 | UN | 1 | 1 | A | D | N | N | 85364900 | 1 | 4011209781658 | 0.156 | KG | 47.52 | 46.17 | CP29 | CP29 | Overload relay 4.5...6.3 A Thermal For motor protection Size S00, Class 10 Contactor mounting Main circuit: Screw Auxiliary circuit: Screw Manual-Automatic-Reset | Lista Papel 2020 SI | 0 | 0
3RU2116-1GB0-Z | W96 | 3RU2116-1GB0-ZW96 | 1 | UN | 1 | 10 | C | D | N | N | 85364900 | 32 | 4011209914247 | 0.13 | KG | 47.52 | 47.52 | CP29 | CP29 | Overload relay 4.5...6.3 A Thermal For motor protection Size S00, Class 10 Contactor mounting Main circuit: Screw Auxiliary circuit: Screw Manual-Automatic-Reset Multi-unit packaging Pack = 32 units | - | 0 | 0
3RU2116-1GB0-Z | X95 | 3RU2116-1GB0-ZX95 | 1 | UN | 1 | 5 | B | D | N | N | 85364900 | 64 | 4011209859814 | 0.75 | KG | 47.52 | 47.52 | CP29 | CP29 | Overload relay 4.5...6.3 A Thermal For motor protection Size S00, Class 10 Contactor mounting Main circuit: Screw Auxiliary circuit: Screw Manual-Automatic-Reset Reusable packaging Pack = 64 units | - | 0 | 0
3RU2116-1GB1 |  | 3RU2116-1GB1 | 1 | UN | 1 | 1 | A | D | N | N | 85364900 | 1 | 4011209781863 | 0.188 | KG | 60.66 | 58.95 | CP29 | CP29 | Overload relay 4.5...6.3 A Thermal For motor protection Size S00, Class 10 Stand-alone installation Main circuit: Screw Auxiliary circuit: Screw Manual-Automatic-Reset | Lista Papel 2020 SI | 0 | 0
3RU2116-1GC0 |  | 3RU2116-1GC0 | 1 | UN | 1 | 5 | B | D | N | N | 85364900 | 1 | 4011209782082 | 0.178 | KG | 47.52 | 46.17 | CP29 | CP29 | Overload relay 4.5...6.3 A Thermal For motor protection Size S00, Class 10 Contactor mounting Main circuit: Spring-type terminal Auxiliary circuit: spring-type terminal Manual-Automatic-Reset | Lista Papel 2020 SI | 0 | 0
3RU2116-1GC0-Z | W96 | 3RU2116-1GC0-ZW96 | 1 | UN | 1 | 10 | C | D | N | N | 85364900 | 24 | 4011209938182 | 0.13 | KG | 47.52 | 47.52 | CP29 | CP29 | Overload relay 4.5...6.3 A Thermal For motor protection Size S00, Class 10 Contactor mounting Main circuit: Spring-type terminal Auxiliary circuit: spring-type terminal Manual-Automatic-Reset Multi-unit packaging Pack = 24 units | - | 0 | 0
3RU2116-1GC0-Z | W97 | 3RU2116-1GC0-ZW97 | 1 | UN | 1 | 5 | B | D | N | N | 85364900 | 12 | 4047621046563 | 0.161 | KG | 47.52 | 47.52 | CP29 | CP29 | Overload relay 4.5...6.3 A Thermal For motor protection Size S00, Class 10, Contactor mounting Auxiliary circuit: spring-type terminal Auxiliary circuit: spring-type terminal Manual-Automatic-Reset Multi-unit packaging Pack = 12 units | - | 0 | 0
3RU2116-1GC0-Z | X95 | 3RU2116-1GC0-ZX95 | 1 | UN | 1 | 5 | B | D | N | N | 85364900 | 56 | 4011209938175 | 0.19 | KG | 47.52 | 47.52 | CP29 | CP29 | Overload relay 4.5...6.3 A Thermal For motor protection Size S00, Class 10 Contactor mounting Main circuit: Spring-type terminal Auxiliary circuit: spring-type terminal Manual-Automatic-Reset Reusable packaging Pack = 56 units | - | 0 | 0
3RU2116-1GC1 |  | 3RU2116-1GC1 | 1 | UN | 1 | 1 | A | D | N | N | 85364900 | 1 | 4011209782297 | 0.177 | KG | 60.66 | 58.95 | CP29 | CP29 | Overload relay 4.5...6.3 A Thermal For motor protection Size S00, Class 10 Stand-alone installation Main circuit: Spring-type terminal Auxiliary circuit: spring-type terminal Manual-Automatic-Reset | Lista Papel 2020 SI | 0 | 0
3RU2116-1GJ0 |  | 3RU2116-1GJ0 | 1 | UN | 1 | 10 | C | D | N | N | 85364900 | 1 | 4011209782518 | 0.147 | KG | 47.52 | 47.52 | CP29 | CP29 | Overload relay 4.5...6.3 A Thermal For motor protection Size S00, Class 10 Contactor mounting Main circuit: Ring cable lug Auxiliary circuit: ring cable lug Manual-Automatic-Reset | - | 0 | 0
3RU2116-1HB0 |  | 3RU2116-1HB0 | 1 | UN | 1 | 1 | A | D | N | N | 85364900 | 1 | 4011209781665 | 0.16 | KG | 47.52 | 46.17 | CP29 | CP29 | Overload relay 5.5...8.0 A Thermal For motor protection Size S00, Class 10 Contactor mounting Main circuit: Screw Auxiliary circuit: Screw Manual-Automatic-Reset | Lista Papel 2020 SI | 0 | 0
3RU2116-1HB0-Z | W96 | 3RU2116-1HB0-ZW96 | 1 | UN | 1 | 10 | C | D | N | N | 85364900 | 32 |  | 0.149 | KG | 47.52 | 47.52 | CP29 | CP29 | Overload relay 5.5...8.0 A Thermal For motor protection Size S00, Class 10 Contactor mounting Main circuit: Screw Auxiliary circuit: Screw Manual-Automatic-Reset Multi-unit packaging Pack = 32 units | - | 0 | 0
3RU2116-1HB0-Z | X95 | 3RU2116-1HB0-ZX95 | 1 | UN | 1 | 5 | B | D | N | N | 85364900 | 64 | 4011209859821 | 0.142 | KG | 47.52 | 47.52 | CP29 | CP29 | Overload relay 5.5...8.0 A Thermal For motor protection Size S00, Class 10 Contactor mounting Main circuit: Screw Auxiliary circuit: Screw Manual-Automatic-Reset Reusable packaging Pack = 64 units | - | 0 | 0
3RU2116-1HB1 |  | 3RU2116-1HB1 | 1 | UN | 1 | 1 | A | D | N | N | 85364900 | 1 | 4011209781870 | 0.19 | KG | 60.66 | 58.95 | CP29 | CP29 | Overload relay 5.5...8.0 A Thermal For motor protection Size S00, Class 10 Stand-alone installation Main circuit: Screw Auxiliary circuit: Screw Manual-Automatic-Reset | Lista Papel 2020 SI | 0 | 0
3RU2116-1HC0 |  | 3RU2116-1HC0 | 1 | UN | 1 | 5 | B | D | N | N | 85364900 | 1 | 4011209782099 | 0.141 | KG | 47.52 | 46.17 | CP29 | CP29 | Overload relay 5.5...8.0 A Thermal For motor protection Size S00, Class 10 Contactor mounting Main circuit: Spring-type terminal Auxiliary circuit: spring-type terminal Manual-Automatic-Reset | Lista Papel 2020 SI | 0 | 0
3RU2116-1HC0-Z | W97 | 3RU2116-1HC0-ZW97 | 1 | UN | 1 | 5 | B | D | N | N | 85364900 | 12 | 4047621019192 | 0.13 | KG | 47.52 | 47.52 | CP29 | CP29 | Overload relay 5.5...8.0 A Thermal For motor protection Size S00, Class 10, Contactor mounting Auxiliary circuit: spring-type terminal Auxiliary circuit: spring-type terminal Manual-Automatic-Reset Multi-unit packaging Pack = 12 units | - | 0 | 0
3RU2116-1HC0-Z | X95 | 3RU2116-1HC0-ZX95 | 1 | UN | 1 | 5 | B | D | N | N | 85364900 | 56 | 4047621019116 | 0.15 | KG | 47.52 | 47.52 | CP29 | CP29 | Overload relay 5.5...8.0 A Thermal For motor protection Size S00, Class 10, Contactor mounting Auxiliary circuit: spring-type terminal Auxiliary circuit: spring-type terminal Manual-Automatic-Reset Reusable packaging Pack = 56 units | - | 0 | 0
3RU2116-1HC1 |  | 3RU2116-1HC1 | 1 | UN | 1 | 1 | A | D | N | N | 85364900 | 1 | 4011209782303 | 0.211 | KG | 60.66 | 58.95 | CP29 | CP29 | Overload relay 5.5...8.0 A Thermal For motor protection Size S00, Class 10 Stand-alone installation Main circuit: Spring-type terminal Auxiliary circuit: spring-type terminal Manual-Automatic-Reset | Lista Papel 2020 SI | 0 | 0
3RU2116-1HJ0 |  | 3RU2116-1HJ0 | 1 | UN | 1 | 5 | B | D | N | N | 85364900 | 1 | 4011209782525 | 0.144 | KG | 47.52 | 47.52 | CP29 | CP29 | Overload relay 5.5...8.0 A Thermal For motor protection Size S00, Class 10 Contactor mounting Main circuit: Ring cable lug Auxiliary circuit: ring cable lug Manual-Automatic-Reset | - | 0 | 0
3RU2116-1JB0 |  | 3RU2116-1JB0 | 1 | UN | 1 | 1 | A | D | N | N | 85364900 | 1 | 4011209781672 | 0.162 | KG | 47.52 | 46.17 | CP29 | CP29 | Overload relay 7.0...10 A Thermal For motor protection Size S00, Class 10 Contactor mounting Main circuit: Screw Auxiliary circuit: Screw Manual-Automatic-Reset | Lista Papel 2020 SI | 0 | 0
3RU2116-1JB0-Z | W96 | 3RU2116-1JB0-ZW96 | 1 | UN | 1 | 10 | C | D | N | N | 85364900 | 32 | 4011209914230 | 0.13 | KG | 47.52 | 47.52 | CP29 | CP29 | Overload relay 7.0...10 A Thermal For motor protection Size S00, Class 10 Contactor mounting Main circuit: Screw Auxiliary circuit: Screw Manual-Automatic-Reset Multi-unit packaging Pack = 32 units | - | 0 | 0
3RU2116-1JB0-Z | X95 | 3RU2116-1JB0-ZX95 | 1 | UN | 1 | 5 | B | D | N | N | 85364900 | 64 | 4011209859838 | 0.143 | KG | 47.52 | 47.52 | CP29 | CP29 | Overload relay 7.0...10 A Thermal For motor protection Size S00, Class 10 Contactor mounting Main circuit: Screw Auxiliary circuit: Screw Manual-Automatic-Reset Reusable packaging Pack = 64 units | - | 0 | 0
3RU2116-1JB1 |  | 3RU2116-1JB1 | 1 | UN | 1 | 1 | A | D | N | N | 85364900 | 1 | 4011209781887 | 0.2 | KG | 60.66 | 58.95 | CP29 | CP29 | Overload relay 7.0...10 A Thermal For motor protection Size S00, Class 10 Stand-alone installation Main circuit: Screw Auxiliary circuit: Screw Manual-Automatic-Reset | Lista Papel 2020 SI | 0 | 0
3RU2116-1JC0 |  | 3RU2116-1JC0 | 1 | UN | 1 | 1 | A | D | N | N | 85364900 | 1 | 4011209782105 | 0.17 | KG | 47.52 | 46.17 | CP29 | CP29 | Overload relay 7.0...10 A Thermal For motor protection Size S00, Class 10 Contactor mounting Main circuit: Spring-type terminal Auxiliary circuit: spring-type terminal Manual-Automatic-Reset | Lista Papel 2020 SI | 0 | 0
3RU2116-1JC0-Z | W97 | 3RU2116-1JC0-ZW97 | 1 | UN | 1 | 5 | B | D | N | N | 85364900 | 12 | 4047621019185 | 0.17 | KG | 47.52 | 47.52 | CP29 | CP29 | Overload relay 7.0...10 A Thermal For motor protection Size S00, Class 10, Contactor mounting Auxiliary circuit: spring-type terminal Auxiliary circuit: spring-type terminal Manual-Automatic-Reset Multi-unit packaging Pack = 12 units | - | 0 | 0
3RU2116-1JC0-Z | X95 | 3RU2116-1JC0-ZX95 | 1 | UN | 1 | 5 | B | D | N | N | 85364900 | 56 | 4047621019123 | 0.174 | KG | 47.52 | 47.52 | CP29 | CP29 | Overload relay 7.0...10 A Thermal For motor protection Size S00, Class 10, Contactor mounting Auxiliary circuit: spring-type terminal Auxiliary circuit: spring-type terminal Manual-Automatic-Reset Reusable packaging Pack = 56 units | - | 0 | 0
3RU2116-1JC1 |  | 3RU2116-1JC1 | 1 | UN | 1 | 1 | A | D | N | N | 85364900 | 1 | 4011209782310 | 0.21 | KG | 60.66 | 58.95 | CP29 | CP29 | Overload relay 7.0...10 A Thermal For motor protection Size S00, Class 10 Stand-alone installation Main circuit: Spring-type terminal Auxiliary circuit: spring-type terminal Manual-Automatic-Reset | Lista Papel 2020 SI | 0 | 0
3RU2116-1JJ0 |  | 3RU2116-1JJ0 | 1 | UN | 1 | 5 | B | D | N | N | 85364900 | 1 | 4011209782532 | 0.145 | KG | 47.52 | 47.52 | CP29 | CP29 | Overload relay 7.0...10 A Thermal For motor protection Size S00, Class 10 Contactor mounting Main circuit: Ring cable lug Auxiliary circuit: ring cable lug Manual-Automatic-Reset | - | 0 | 0
3RU2116-1KB0 |  | 3RU2116-1KB0 | 1 | UN | 1 | 1 | A | D | N | N | 85364900 | 1 | 4011209781689 | 0.162 | KG | 47.52 | 46.17 | CP29 | CP29 | Overload relay 9.0...12.5 A Thermal For motor protection Size S00, Class 10 Contactor mounting Main circuit: Screw Auxiliary circuit: Screw Manual-Automatic-Reset | Lista Papel 2020 SI | 0 | 0
3RU2116-1KB0-Z | X95 | 3RU2116-1KB0-ZX95 | 1 | UN | 1 | 5 | B | D | N | N | 85364900 | 64 | 4011209859845 | 0.134 | KG | 47.52 | 47.52 | CP29 | CP29 | Overload relay 9.0...12.5 A Thermal For motor protection Size S00, Class 10 Contactor mounting Main circuit: Screw Auxiliary circuit: Screw Manual-Automatic-Reset Reusable packaging Pack = 64 units | - | 0 | 0
3RU2116-1KB1 |  | 3RU2116-1KB1 | 1 | UN | 1 | 1 | A | D | N | N | 85364900 | 1 | 4011209781894 | 0.19 | KG | 60.66 | 58.95 | CP29 | CP29 | Overload relay 9.0...12.5 A Thermal For motor protection Size S00, Class 10 Stand-alone installation Main circuit: Screw Auxiliary circuit: Screw Manual-Automatic-Reset | Lista Papel 2020 SI | 0 | 0
3RU2116-1KC0 |  | 3RU2116-1KC0 | 1 | UN | 1 | 5 | B | D | N | N | 85364900 | 1 | 4011209782112 | 0.165 | KG | 47.52 | 46.17 | CP29 | CP29 | Overload relay 9.0...12.5 A Thermal For motor protection Size S00, Class 10 Contactor mounting Main circuit: Spring-type terminal Auxiliary circuit: spring-type terminal Manual-Automatic-Reset | Lista Papel 2020 SI | 0 | 0
3RU2116-1KC0-Z | W97 | 3RU2116-1KC0-ZW97 | 1 | UN | 1 | 5 | B | D | N | N | 85364900 | 12 | 4047621043944 | 0.165 | KG | 47.52 | 47.52 | CP29 | CP29 | Overload relay 9.0...12.5 A Thermal For motor protection Size S00, Class 10 Contactor mounting Auxiliary circuit: spring-type terminal Auxiliary circuit: spring-type terminal Manual-Automatic-Reset Multi-unit packaging Pack = 12 units | - | 0 | 9
3RU2116-1KC0-Z | X95 | 3RU2116-1KC0-ZX95 | 1 | UN | 1 | 5 | B | D | N | N | 85364900 | 56 | 4011209859852 | 0.193 | KG | 47.52 | 47.52 | CP29 | CP29 | Overload relay 9.0...12.5 A Thermal For motor protection Size S00, Class 10 Contactor mounting Main circuit: Spring-type terminal Auxiliary circuit: spring-type terminal Manual-Automatic-Reset Reusable packaging Pack = 56 units | - | 0 | 9
3RU2116-1KC1 |  | 3RU2116-1KC1 | 1 | UN | 1 | 5 | B | D | N | N | 85364900 | 1 | 4011209782327 | 0.212 | KG | 60.66 | 58.95 | CP29 | CP29 | Overload relay 9.0...12.5 A Thermal For motor protection Size S00, Class 10 Stand-alone installation Main circuit: Spring-type terminal Auxiliary circuit: spring-type terminal Manual-Automatic-Reset | Lista Papel 2020 SI | 0 | 0
3RU2116-1KJ0 |  | 3RU2116-1KJ0 | 1 | UN | 1 | 10 | C | D | N | N | 85364900 | 1 | 4011209782549 | 0.147 | KG | 47.52 | 47.52 | CP29 | CP29 | Overload relay 9.0...12.5 A Thermal For motor protection Size S00, Class 10 Contactor mounting Main circuit: Ring cable lug Auxiliary circuit: ring cable lug Manual-Automatic-Reset | - | 0 | 0
3RU2116-1KJ0-Z | X95 | 3RU2116-1KJ0-ZX95 | 1 | UN | 1 | 10 | C | D | N | N | 85364900 | 128 | 4011209859869 | 0.13 | KG | 47.52 | 47.52 | CP29 | CP29 | Overload relay 9.0...12.5 A Thermal For motor protection Size S00, Class 10 Contactor mounting Main circuit: Ring cable lug Auxiliary circuit: ring cable lug Manual-Automatic-Reset Reusable packaging Pack = xxx units | - | 0 | 0
3RU2116-4AB0 |  | 3RU2116-4AB0 | 1 | UN | 1 | 1 | A | D | N | N | 85364900 | 1 | 4011209781696 | 0.165 | KG | 47.52 | 46.17 | CP29 | CP29 | Overload relay 11...16 A Thermal For motor protection Size S00, Class 10 Contactor mounting Main circuit: Screw Auxiliary circuit: Screw Manual-Automatic-Reset | Lista Papel 2020 SI | 0 | 0
3RU2116-4AB0-Z | X95 | 3RU2116-4AB0-ZX95 | 1 | UN | 1 | 5 | B | D | N | N | 85364900 | 64 | 4011209920712 | 0.337 | KG | 47.52 | 47.52 | CP29 | CP29 | Overload relay 11...16 A Thermal For motor protection Size S0, Class 10 Contactor mounting Main circuit: Screw Auxiliary circuit: Screw Manual-Automatic-Reset Reusable packaging Pack = 64 units | - | 0 | 0
3RU2116-4AB1 |  | 3RU2116-4AB1 | 1 | UN | 1 | 1 | A | D | N | N | 85364900 | 1 | 4011209781900 | 0.191 | KG | 60.66 | 58.95 | CP29 | CP29 | Overload relay 11...16 A Thermal For motor protection Size S00, Class 10 Stand-alone installation Main circuit: Screw Auxiliary circuit: Screw Manual-Automatic-Reset | Lista Papel 2020 SI | 0 | 0
3RU2116-4AC0 |  | 3RU2116-4AC0 | 1 | UN | 1 | 5 | B | D | N | N | 85364900 | 1 | 4011209782129 | 0.173 | KG | 47.52 | 46.17 | CP29 | CP29 | Overload relay 11...16 A Thermal For motor protection Size S00, Class 10 Contactor mounting Main circuit: Spring-type terminal Auxiliary circuit: spring-type terminal Manual-Automatic-Reset | Lista Papel 2020 SI | 0 | 0
3RU2116-4AC0-Z | W97 | 3RU2116-4AC0-ZW97 | 1 | UN | 1 | 5 | B | D | N | N | 85364900 | 12 | 4047621019178 | 0.173 | KG | 47.52 | 47.52 | CP29 | CP29 | Overload relay 11...16 A Thermal For motor protection Size S00, Class 10, Contactor mounting Auxiliary circuit: spring-type terminal Auxiliary circuit: spring-type terminal Manual-Automatic-Reset Multi-unit packaging Pack = 12 units | - | 0 | 0
3RU2116-4AC0-Z | X95 | 3RU2116-4AC0-ZX95 | 1 | UN | 1 | 5 | B | D | N | N | 85364900 | 56 | 4047621019130 | 0.162 | KG | 47.52 | 47.52 | CP29 | CP29 | Overload relay 11...16 A Thermal For motor protection Size S00, Class 10, Contactor mounting Auxiliary circuit: spring-type terminal Auxiliary circuit: spring-type terminal Manual-Automatic-Reset Reusable packaging Pack = 56 units | - | 0 | 0
3RU2116-4AC1 |  | 3RU2116-4AC1 | 1 | UN | 1 | 1 | A | D | N | N | 85364900 | 1 | 4011209782334 | 0.188 | KG | 60.66 | 58.95 | CP29 | CP29 | Overload relay 11...16 A Thermal For motor protection Size S00, Class 10 Stand-alone installation Main circuit: Spring-type terminal Auxiliary circuit: spring-type terminal Manual-Automatic-Reset | Lista Papel 2020 SI | 0 | 0
3RU2116-4AJ0 |  | 3RU2116-4AJ0 | 1 | UN | 1 | 10 | C | D | N | N | 85364900 | 1 | 4011209782556 | 0.133 | KG | 47.52 | 47.52 | CP29 | CP29 | Overload relay 11...16 A Thermal For motor protection Size S00, Class 10 Contactor mounting Main circuit: Ring cable lug Auxiliary circuit: ring cable lug Manual-Automatic-Reset | - | 0 | 0
3RU2126-1CB0 |  | 3RU2126-1CB0 | 1 | UN | 1 | 1 | A | D | N | N | 85364900 | 1 | 4011209780859 | 0.183 | KG | 56.34 | 54.72 | CP29 | CP29 | Overload relay 1.8...2.5 A Thermal For motor protection Size S0, Class 10 Contactor mounting Main circuit: Screw Auxiliary circuit: Screw Manual-Automatic-Reset | Lista Papel 2020 SI | 0 | 0
3RU2126-1CB0-Z | X95 | 3RU2126-1CB0-ZX95 | 1 | UN | 1 | 10 | C | D | N | N | 85364900 | 56 | 4011209859883 | 0.16 | KG | 56.34 | 56.34 | CP29 | CP29 | Overload relay 1.8...2.5 A Thermal For motor protection Size S0, Class 10 Contactor mounting Main circuit: Screw Auxiliary circuit: Screw Manual-Automatic-Reset Reusable packaging Pack = 56 units | - | 0 | 0
3RU2126-1CC0 |  | 3RU2126-1CC0 | 1 | UN | 1 | 5 | B | D | N | N | 85364900 | 1 | 4011209781092 | 0.228 | KG | 56.34 | 54.72 | CP29 | CP29 | Overload relay 1.8...2.5 A Thermal For motor protection Size S0, Class 10 Contactor mounting Main circuit: Spring-type terminal Auxiliary circuit: spring-type terminal Manual-Automatic-Reset | Lista Papel 2020 SI | 0 | 0
3RU2126-1CJ0 |  | 3RU2126-1CJ0 | 1 | UN | 1 | 5 | B | D | N | N | 85364900 | 1 | 4011209781337 | 0.175 | KG | 56.34 | 56.34 | CP29 | CP29 | Overload relay 1.8...2.5 A Thermal For motor protection Size S0, Class 10 Contactor mounting Main circuit: Ring cable lug Auxiliary circuit: ring cable lug Manual-Automatic-Reset | - | 0 | 0
3RU2126-1DB0 |  | 3RU2126-1DB0 | 1 | UN | 1 | 1 | A | D | N | N | 85364900 | 1 | 4011209780866 | 0.18 | KG | 56.34 | 54.72 | CP29 | CP29 | Overload relay 2.2...3.2 A Thermal For motor protection Size S0, Class 10 Contactor mounting Main circuit: Screw Auxiliary circuit: Screw Manual-Automatic-Reset | Lista Papel 2020 SI | 0 | 0
3RU2126-1DB0-Z | X95 | 3RU2126-1DB0-ZX95 | 1 | UN | 1 | 10 | C | D | N | N | 85364900 | 56 | 4011209859890 | 0.16 | KG | 56.34 | 56.34 | CP29 | CP29 | Overload relay 2.2...3.2 A Thermal For motor protection Size S0, Class 10 Contactor mounting Main circuit: Screw Auxiliary circuit: Screw Manual-Automatic-Reset Reusable packaging Pack = 56 units | - | 0 | 0
3RU2126-1DC0 |  | 3RU2126-1DC0 | 1 | UN | 1 | 5 | B | D | N | N | 85364900 | 1 | 4011209781108 | 0.205 | KG | 56.34 | 54.72 | CP29 | CP29 | Overload relay 2.2...3.2 A Thermal For motor protection Size S0, Class 10 Contactor mounting Main circuit: Spring-type terminal Auxiliary circuit: spring-type terminal Manual-Automatic-Reset | Lista Papel 2020 SI | 0 | 0
3RU2126-1DJ0 |  | 3RU2126-1DJ0 | 1 | UN | 1 | 10 | C | D | N | N | 85364900 | 1 | 4011209781344 | 0.26 | KG | 56.34 | 56.34 | CP29 | CP29 | Overload relay 2.2...3.2 A Thermal For motor protection Size S0, Class 10 Contactor mounting Main circuit: Ring cable lug Auxiliary circuit: ring cable lug Manual-Automatic-Reset | - | 0 | 0
3RU2126-1EB0 |  | 3RU2126-1EB0 | 1 | UN | 1 | 1 | A | D | N | N | 85364900 | 1 | 4011209780873 | 0.2 | KG | 56.34 | 54.72 | CP29 | CP29 | Overload relay 2.8...4.0 A Thermal For motor protection Size S0, Class 10 Contactor mounting Main circuit: Screw Auxiliary circuit: Screw Manual-Automatic-Reset | Lista Papel 2020 SI | 0 | 0
3RU2126-1EB0-Z | X95 | 3RU2126-1EB0-ZX95 | 1 | UN | 1 | 10 | C | D | N | N | 85364900 | 56 |  | 0.16 | KG | 56.34 | 56.34 | CP29 | CP29 | Overload relay 2.8...4.0 A Thermal For motor protection Size S0, Class 10 Contactor mounting Main circuit: Screw Auxiliary circuit: Screw Manual-Automatic-Reset Reusable packaging Pack = 56 units | - | 0 | 0
3RU2126-1EC0 |  | 3RU2126-1EC0 | 1 | UN | 1 | 5 | B | D | N | N | 85364900 | 1 | 4011209781115 | 0.228 | KG | 56.34 | 54.72 | CP29 | CP29 | Overload relay 2.8...4.0 A Thermal For motor protection Size S0, Class 10 Contactor mounting Main circuit: Spring-type terminal Auxiliary circuit: spring-type terminal Manual-Automatic-Reset | Lista Papel 2020 SI | 0 | 0
3RU2126-1EJ0 |  | 3RU2126-1EJ0 | 1 | UN | 1 | 5 | B | D | N | N | 85364900 | 1 | 4011209781351 | 0.189 | KG | 56.34 | 56.34 | CP29 | CP29 | Overload relay 2.8...4.0 A Thermal For motor protection Size S0, Class 10 Contactor mounting Main circuit: Ring cable lug Auxiliary circuit: ring cable lug Manual-Automatic-Reset | - | 0 | 0
3RU2126-1FB0 |  | 3RU2126-1FB0 | 1 | UN | 1 | 1 | A | D | N | N | 85364900 | 1 | 4011209780880 | 0.18 | KG | 56.34 | 54.72 | CP29 | CP29 | Overload relay 3.5...5.0 A Thermal For motor protection Size S0, Class 10 Contactor mounting Main circuit: Screw Auxiliary circuit: Screw Manual-Automatic-Reset | Lista Papel 2020 SI | 0 | 0
3RU2126-1FC0 |  | 3RU2126-1FC0 | 1 | UN | 1 | 5 | B | D | N | N | 85364900 | 1 | 4011209781122 | 0.231 | KG | 56.34 | 54.72 | CP29 | CP29 | Overload relay 3.5...5.0 A Thermal For motor protection Size S0, Class 10 Contactor mounting Main circuit: Spring-type terminal Auxiliary circuit: spring-type terminal Manual-Automatic-Reset | Lista Papel 2020 SI | 0 | 0
3RU2126-1FJ0 |  | 3RU2126-1FJ0 | 1 | UN | 1 | 5 | B | D | N | N | 85364900 | 1 | 4011209781368 | 0.192 | KG | 56.34 | 56.34 | CP29 | CP29 | Overload relay 3.5...5.0 A Thermal For motor protection Size S0, Class 10 Contactor mounting Main circuit: Ring cable lug Auxiliary circuit: ring cable lug Manual-Automatic-Reset | - | 0 | 0
3RU2126-1GB0 |  | 3RU2126-1GB0 | 1 | UN | 1 | 1 | A | D | N | N | 85364900 | 1 | 4011209780897 | 0.19 | KG | 56.34 | 54.72 | CP29 | CP29 | Overload relay 4.5...6.3 A Thermal For motor protection Size S0, Class 10 Contactor mounting Main circuit: Screw Auxiliary circuit: Screw Manual-Automatic-Reset | Lista Papel 2020 SI | 0 | 0
3RU2126-1GB0-Z | X95 | 3RU2126-1GB0-ZX95 | 1 | UN | 1 | 10 | C | D | N | N | 85364900 | 56 | 4011209859906 | 0.16 | KG | 56.34 | 56.34 | CP29 | CP29 | Overload relay 4.5...6.3 A Thermal For motor protection Size S0, Class 10 Contactor mounting Main circuit: Screw Auxiliary circuit: Screw Manual-Automatic-Reset Reusable packaging Pack = 56 units | - | 0 | 0
3RU2126-1GC0 |  | 3RU2126-1GC0 | 1 | UN | 1 | 5 | B | D | N | N | 85364900 | 1 | 4011209781139 | 0.238 | KG | 56.34 | 54.72 | CP29 | CP29 | Overload relay 4.5...6.3 A Thermal For motor protection Size S0, Class 10 Contactor mounting Main circuit: Spring-type terminal Auxiliary circuit: spring-type terminal Manual-Automatic-Reset | Lista Papel 2020 SI | 0 | 0
3RU2126-1GJ0 |  | 3RU2126-1GJ0 | 1 | UN | 1 | 10 | C | D | N | N | 85364900 | 1 | 4011209781375 | 0.179 | KG | 56.34 | 56.34 | CP29 | CP29 | Overload relay 4.5...6.3 A Thermal For motor protection Size S0, Class 10 Contactor mounting Main circuit: Ring cable lug Auxiliary circuit: ring cable lug Manual-Automatic-Reset | - | 0 | 0
3RU2126-1HB0 |  | 3RU2126-1HB0 | 1 | UN | 1 | 1 | A | D | N | N | 85364900 | 1 | 4011209780903 | 0.18 | KG | 56.34 | 54.72 | CP29 | CP29 | Overload relay 5.5...8.0 A Thermal For motor protection Size S0, Class 10 Contactor mounting Main circuit: Screw Auxiliary circuit: Screw Manual-Automatic-Reset | Lista Papel 2020 SI | 0 | 0
3RU2126-1HB0-Z | X95 | 3RU2126-1HB0-ZX95 | 1 | UN | 1 | 10 | C | D | N | N | 85364900 | 56 | 4011209859913 | 0.16 | KG | 56.34 | 56.34 | CP29 | CP29 | Overload relay 5.5...8.0 A Thermal For motor protection Size S0, Class 10 Contactor mounting Main circuit: Screw Auxiliary circuit: Screw Manual-Automatic-Reset Reusable packaging Pack = 56 units | - | 0 | 0
3RU2126-1HC0 |  | 3RU2126-1HC0 | 1 | UN | 1 | 5 | B | D | N | N | 85364900 | 1 | 4011209781146 | 0.255 | KG | 56.34 | 54.72 | CP29 | CP29 | Overload relay 5.5...8.0 A Thermal For motor protection Size S0, Class 10 Contactor mounting Main circuit: Spring-type terminal Auxiliary circuit: spring-type terminal Manual-Automatic-Reset | Lista Papel 2020 SI | 0 | 0
3RU2126-1HJ0 |  | 3RU2126-1HJ0 | 1 | UN | 1 | 10 | C | D | N | N | 85364900 | 1 | 4011209781382 | 0.001 | KG | 56.34 | 56.34 | CP29 | CP29 | Overload relay 5.5...8.0 A Thermal For motor protection Size S0, Class 10 Contactor mounting Main circuit: Ring cable lug Auxiliary circuit: ring cable lug Manual-Automatic-Reset | - | 0 | 0
3RU2126-1JB0 |  | 3RU2126-1JB0 | 1 | UN | 1 | 1 | A | D | N | N | 85364900 | 1 | 4011209780910 | 0.21 | KG | 56.34 | 54.72 | CP29 | CP29 | Overload relay 7.0...10 A Thermal For motor protection Size S0, Class 10 Contactor mounting Main circuit: Screw Auxiliary circuit: Screw Manual-Automatic-Reset | Lista Papel 2020 SI | 0 | 0
3RU2126-1JB0-Z | X95 | 3RU2126-1JB0-ZX95 | 1 | UN | 1 | 10 | C | D | N | N | 85364900 | 56 | 4011209859920 | 0.16 | KG | 56.34 | 56.34 | CP29 | CP29 | Overload relay 7.0...10 A Thermal For motor protection Size S0, Class 10 Contactor mounting Main circuit: Screw Auxiliary circuit: Screw Manual-Automatic-Reset Reusable packaging Pack = 56 units | - | 0 | 0
3RU2126-1JC0 |  | 3RU2126-1JC0 | 1 | UN | 1 | 1 | A | D | N | N | 85364900 | 1 | 4011209781153 | 0.232 | KG | 56.34 | 54.72 | CP29 | CP29 | Overload relay 7.0...10 A Thermal For motor protection Size S0, Class 10 Contactor mounting Main circuit: Spring-type terminal Auxiliary circuit: spring-type terminal Manual-Automatic-Reset | Lista Papel 2020 SI | 0 | 0
3RU2126-1JJ0 |  | 3RU2126-1JJ0 | 1 | UN | 1 | 5 | B | D | N | N | 85364900 | 1 | 4011209781399 | 0.185 | KG | 56.34 | 56.34 | CP29 | CP29 | Overload relay 7.0...10 A Thermal For motor protection Size S0, Class 10 Contactor mounting Main circuit: Ring cable lug Auxiliary circuit: ring cable lug Manual-Automatic-Reset | - | 0 | 0
3RU2126-1KB0 |  | 3RU2126-1KB0 | 1 | UN | 1 | 1 | A | D | N | N | 85364900 | 1 | 4011209780927 | 0.188 | KG | 56.34 | 54.72 | CP29 | CP29 | Overload relay 9.0...12.5 A Thermal For motor protection Size S0, Class 10 Contactor mounting Main circuit: Screw Auxiliary circuit: Screw Manual-Automatic-Reset | Lista Papel 2020 SI | 0 | 0
3RU2126-1KB0-Z | W96 | 3RU2126-1KB0-ZW96 | 1 | UN | 1 | 5 | B | D | N | N | 85364900 | 32 |  | 0.13 | KG | 56.34 | 56.34 | CP29 | CP29 | Overload relay 9.0...12.5 A Thermal For motor protection Size S0, Class 10 Contactor mounting Main circuit: Screw Auxiliary circuit: Screw Manual-Automatic-Reset Multi-unit packaging Pack = 32 units | - | 0 | 0
3RU2126-1KB0-Z | X95 | 3RU2126-1KB0-ZX95 | 1 | UN | 1 | 10 | C | D | N | N | 85364900 | 56 | 4011209859937 | 0.16 | KG | 56.34 | 56.34 | CP29 | CP29 | Overload relay 9.0...12.5 A Thermal For motor protection Size S0, Class 10 Contactor mounting Main circuit: Screw Auxiliary circuit: Screw Manual-Automatic-Reset Reusable packaging Pack = 56 units | - | 0 | 0
3RU2126-1KC0 |  | 3RU2126-1KC0 | 1 | UN | 1 | 5 | B | D | N | N | 85364900 | 1 | 4011209781160 | 0.233 | KG | 56.34 | 54.72 | CP29 | CP29 | Overload relay 9.0...12.5 A Thermal For motor protection Size S0, Class 10 Contactor mounting Main circuit: Spring-type terminal Auxiliary circuit: spring-type terminal Manual-Automatic-Reset | Lista Papel 2020 SI | 0 | 0
3RU2126-1KJ0 |  | 3RU2126-1KJ0 | 1 | UN | 1 | 5 | B | D | N | N | 85364900 | 1 | 4011209781405 | 0.19 | KG | 56.34 | 56.34 | CP29 | CP29 | Overload relay 9.0...12.5 A Thermal For motor protection Size S0, Class 10 Contactor mounting Main circuit: Ring cable lug Auxiliary circuit: ring cable lug Manual-Automatic-Reset | - | 0 | 0
3RU2126-4AB0 |  | 3RU2126-4AB0 | 1 | UN | 1 | 1 | A | D | N | N | 85364900 | 1 | 4011209780934 | 0.19 | KG | 56.34 | 54.72 | CP29 | CP29 | Overload relay 11...16 A Thermal For motor protection Size S0, Class 10 Contactor mounting Main circuit: Screw Auxiliary circuit: Screw Manual-Automatic-Reset | Lista Papel 2020 SI | 0 | 0
3RU2126-4AB0-Z | W96 | 3RU2126-4AB0-ZW96 | 1 | UN | 1 | 5 | B | D | N | N | 85364900 | 32 | 4047621065250 | 0.13 | KG | 56.34 | 56.34 | CP29 | CP29 | Overload relay 11...16 A Thermal For motor protection Size S0, Class 10 Contactor mounting Main circuit: Screw Auxiliary circuit: Screw Manual-Automatic-Reset Multi-unit packaging Pack = 32 units | - | 0 | 0
3RU2126-4AB0-Z | X95 | 3RU2126-4AB0-ZX95 | 1 | UN | 1 | 10 | C | D | N | N | 85364900 | 56 | 4011209859944 | 0.173 | KG | 56.34 | 56.34 | CP29 | CP29 | Overload relay 11...16 A Thermal For motor protection Size S0, Class 10 Contactor mounting Main circuit: Screw Auxiliary circuit: Screw Manual-Automatic-Reset Reusable packaging Pack = 56 units | - | 0 | 0
3RU2126-4AC0 |  | 3RU2126-4AC0 | 1 | UN | 1 | 1 | A | D | N | N | 85364900 | 1 | 4011209781177 | 0.238 | KG | 56.34 | 54.72 | CP29 | CP29 | Overload relay 11...16 A Thermal For motor protection Size S0, Class 10 Contactor mounting Main circuit: Spring-type terminal Auxiliary circuit: spring-type terminal Manual-Automatic-Reset | Lista Papel 2020 SI | 0 | 0
3RU2126-4AC0-Z | W97 | 3RU2126-4AC0-ZW97 | 1 | UN | 1 | 5 | B | D | N | N | 85364900 | 12 | 4047621025438 | 0.238 | KG | 56.34 | 56.34 | CP29 | CP29 | Overload relay 11...16 A Thermal For motor protection Size S0, Class 10 Contactor mounting Auxiliary circuit: spring-type terminal Auxiliary circuit: spring-type terminal Manual-Automatic-Reset Multi-unit packaging Pack = 12 units | - | 0 | 0
3RU2126-4AC0-Z | X95 | 3RU2126-4AC0-ZX95 | 1 | UN | 1 | 5 | B | D | N | N | 85364900 | 48 | 4047621025421 | 0.275 | KG | 56.34 | 56.34 | CP29 | CP29 | Overload relay 11...16 A Thermal For motor protection Size S0, Class 10, Contactor mounting Auxiliary circuit: spring-type terminal Auxiliary circuit: spring-type terminal Manual-Automatic-Reset Reusable packaging Pack = 48 units | - | 0 | 0
3RU2126-4AJ0 |  | 3RU2126-4AJ0 | 1 | UN | 1 | 5 | B | D | N | N | 85364900 | 1 | 4011209781412 | 0.182 | KG | 56.34 | 56.34 | CP29 | CP29 | Overload relay 11...16 A Thermal For motor protection Size S0, Class 10 Contactor mounting Main circuit: Ring cable lug Auxiliary circuit: ring cable lug Manual-Automatic-Reset | - | 0 | 0
3RU2126-4BB0 |  | 3RU2126-4BB0 | 1 | UN | 1 | 1 | A | D | N | N | 85364900 | 1 | 4011209780941 | 0.188 | KG | 56.34 | 54.72 | CP29 | CP29 | Overload relay 14...20 A Thermal For motor protection Size S0, Class 10 Contactor mounting Main circuit: Screw Auxiliary circuit: Screw Manual-Automatic-Reset | Lista Papel 2020 SI | 0 | 0
3RU2126-4BB0-Z | W96 | 3RU2126-4BB0-ZW96 | 1 | UN | 1 | 10 | C | D | N | N | 85364900 | 32 | 4011209903432 | 0.13 | KG | 56.34 | 56.34 | CP29 | CP29 | Overload relay 14...20 A Thermal For motor protection Size S0, Class 10 Contactor mounting Main circuit: Screw Auxiliary circuit: Screw Manual-Automatic-Reset Multi-unit packaging Pack = 32 units | - | 0 | 0
3RU2126-4BB0-Z | X95 | 3RU2126-4BB0-ZX95 | 1 | UN | 1 | 5 | B | D | N | N | 85364900 | 56 | 4011209859951 | 0.164 | KG | 56.34 | 56.34 | CP29 | CP29 | Overload relay 14...20 A Thermal For motor protection Size S0, Class 10 Contactor mounting Main circuit: Screw Auxiliary circuit: Screw Manual-Automatic-Reset Reusable packaging Pack = 56 units | - | 0 | 0
3RU2126-4BB1 |  | 3RU2126-4BB1 | 1 | UN | 1 | 1 | A | D | N | N | 85364900 | 1 | 4011209781016 | 0.214 | KG | 71.64 | 69.66 | CP29 | CP29 | Overload relay 14...20 A Thermal For motor protection Size S0, Class 10 Stand-alone installation Main circuit: Screw Auxiliary circuit: Screw Manual-Automatic-Reset | Lista Papel 2020 SI | 0 | 0
3RU2126-4BC0 |  | 3RU2126-4BC0 | 1 | UN | 1 | 1 | A | D | N | N | 85364900 | 1 | 4011209781184 | 0.231 | KG | 56.34 | 54.72 | CP29 | CP29 | Overload relay 14...20 A Thermal For motor protection Size S0, Class 10 Contactor mounting Main circuit: Spring-type terminal Auxiliary circuit: spring-type terminal Manual-Automatic-Reset | Lista Papel 2020 SI | 0 | 0
3RU2126-4BC1 |  | 3RU2126-4BC1 | 1 | UN | 1 | 5 | B | D | N | N | 85364900 | 1 | 4011209781252 | 0.297 | KG | 71.64 | 69.66 | CP29 | CP29 | Overload relay 14...20 A Thermal For motor protection Size S0, Class 10 Stand-alone installation Main circuit: Spring-type terminal Auxiliary circuit: spring-type terminal Manual-Automatic-Reset | Lista Papel 2020 SI | 0 | 0
3RU2126-4BJ0 |  | 3RU2126-4BJ0 | 1 | UN | 1 | 5 | B | D | N | N | 85364900 | 1 | 4011209781429 | 0.181 | KG | 56.34 | 56.34 | CP29 | CP29 | Overload relay 14...20 A Thermal For motor protection Size S0, Class 10 Contactor mounting Main circuit: Ring cable lug Auxiliary circuit: ring cable lug Manual-Automatic-Reset | - | 0 | 0
3RU2126-4CB0 |  | 3RU2126-4CB0 | 1 | UN | 1 | 1 | A | D | N | N | 85364900 | 1 | 4011209780958 | 0.189 | KG | 56.34 | 54.72 | CP29 | CP29 | Overload relay 17...22 A Thermal For motor protection Size S0, Class 10 Contactor mounting Main circuit: Screw Auxiliary circuit: Screw Manual-Automatic-Reset | Lista Papel 2020 SI | 0 | 0
3RU2126-4CB0-Z | W96 | 3RU2126-4CB0-ZW96 | 1 | UN | 1 | 10 | C | D | N | N | 85364900 | 32 | 4011209903449 | 0.13 | KG | 56.34 | 56.34 | CP29 | CP29 | Overload relay 17...22 A Thermal For motor protection Size S0, Class 10 Contactor mounting Main circuit: Screw Auxiliary circuit: Screw Manual-Automatic-Reset Multi-unit packaging Pack = 32 units | - | 0 | 0
3RU2126-4CB0-Z | X95 | 3RU2126-4CB0-ZX95 | 1 | UN | 1 | 10 | C | D | N | N | 85364900 | 56 | 4011209859968 | 0.163 | KG | 56.34 | 56.34 | CP29 | CP29 | Overload relay 17...22 A Thermal For motor protection Size S0, Class 10 Contactor mounting Main circuit: Screw Auxiliary circuit: Screw Manual-Automatic-Reset Reusable packaging Pack = 56 units | - | 0 | 0
3RU2126-4CB1 |  | 3RU2126-4CB1 | 1 | UN | 1 | 5 | B | D | N | N | 85364900 | 1 | 4011209781023 | 0.24 | KG | 71.64 | 69.66 | CP29 | CP29 | Overload relay 17...22 A Thermal For motor protection Size S0, Class 10 Stand-alone installation Main circuit: Screw Auxiliary circuit: Screw Manual-Automatic-Reset | Lista Papel 2020 SI | 0 | 0
3RU2126-4CC0 |  | 3RU2126-4CC0 | 1 | UN | 1 | 2 | A | D | N | N | 85364900 | 1 | 4011209781191 | 0.233 | KG | 56.34 | 54.72 | CP29 | CP29 | Overload relay 17...22 A Thermal For motor protection Size S0, Class 10 Contactor mounting Main circuit: Spring-type terminal Auxiliary circuit: spring-type terminal Manual-Automatic-Reset | Lista Papel 2020 SI | 0 | 0
3RU2126-4CC1 |  | 3RU2126-4CC1 | 1 | UN | 1 | 5 | B | D | N | N | 85364900 | 1 | 4011209781269 | 0.296 | KG | 71.64 | 69.66 | CP29 | CP29 | Overload relay 17...22 A Thermal For motor protection Size S0, Class 10 Stand-alone installation Main circuit: Spring-type terminal Auxiliary circuit: spring-type terminal Manual-Automatic-Reset | Lista Papel 2020 SI | 0 | 0
3RU2126-4CJ0 |  | 3RU2126-4CJ0 | 1 | UN | 1 | 5 | B | D | N | N | 85364900 | 1 | 4011209781436 | 0.18 | KG | 56.34 | 56.34 | CP29 | CP29 | Overload relay 17...22 A Thermal For motor protection Size S0, Class 10 Contactor mounting Main circuit: Ring cable lug Auxiliary circuit: ring cable lug Manual-Automatic-Reset | - | 0 | 0
3RU2126-4DB0 |  | 3RU2126-4DB0 | 1 | UN | 1 | 1 | A | D | N | N | 85364900 | 1 | 4011209780965 | 0.19 | KG | 56.34 | 54.72 | CP29 | CP29 | Overload relay 20...25 A Thermal For motor protection Size S0, Class 10 Contactor mounting Main circuit: Screw Auxiliary circuit: Screw Manual-Automatic-Reset | Lista Papel 2020 SI | 0 | 0
3RU2126-4DB0-Z | W96 | 3RU2126-4DB0-ZW96 | 1 | UN | 1 | 10 | C | D | N | N | 85364900 | 32 | 4011209903456 | 0.13 | KG | 56.34 | 56.34 | CP29 | CP29 | Overload relay 20...25 A Thermal For motor protection Size S0, Class 10 Contactor mounting Main circuit: Screw Auxiliary circuit: Screw Manual-Automatic-Reset Multi-unit packaging Pack = 32 units | - | 0 | 0
3RU2126-4DB0-Z | X95 | 3RU2126-4DB0-ZX95 | 1 | UN | 1 | 5 | B | D | N | N | 85364900 | 56 | 4011209859975 | 0.167 | KG | 56.34 | 56.34 | CP29 | CP29 | Overload relay 20...25 A Thermal For motor protection Size S0, Class 10 Contactor mounting Main circuit: Screw Auxiliary circuit: Screw Manual-Automatic-Reset Reusable packaging Pack = 56 units | - | 0 | 0
3RU2126-4DB1 |  | 3RU2126-4DB1 | 1 | UN | 1 | 1 | A | D | N | N | 85364900 | 1 | 4011209781030 | 0.25 | KG | 71.64 | 69.66 | CP29 | CP29 | Overload relay 20...25 A Thermal For motor protection Size S0, Class 10 Stand-alone installation Main circuit: Screw Auxiliary circuit: Screw Manual-Automatic-Reset | Lista Papel 2020 SI | 0 | 0
3RU2126-4DC0 |  | 3RU2126-4DC0 | 1 | UN | 1 | 1 | A | D | N | N | 85364900 | 1 | 4011209781207 | 0.234 | KG | 56.34 | 54.72 | CP29 | CP29 | Overload relay 20...25 A Thermal For motor protection Size S0, Class 10 Contactor mounting Main circuit: Spring-type terminal Auxiliary circuit: spring-type terminal Manual-Automatic-Reset | Lista Papel 2020 SI | 0 | 0
3RU2126-4DC1 |  | 3RU2126-4DC1 | 1 | UN | 1 | 5 | B | D | N | N | 85364900 | 1 | 4011209781276 | 0.271 | KG | 71.64 | 69.66 | CP29 | CP29 | Overload relay 20...25 A Thermal For motor protection Size S0, Class 10 Stand-alone installation Main circuit: Spring-type terminal Auxiliary circuit: spring-type terminal Manual-Automatic-Reset | Lista Papel 2020 SI | 0 | 0
3RU2126-4DJ0 |  | 3RU2126-4DJ0 | 1 | UN | 1 | 5 | B | D | N | N | 85364900 | 1 | 4011209781443 | 0.163 | KG | 56.34 | 56.34 | CP29 | CP29 | Overload relay 20...25 A Thermal For motor protection Size S0, Class 10 Contactor mounting Main circuit: Ring cable lug Auxiliary circuit: ring cable lug Manual-Automatic-Reset | - | 0 | 0
3RU2126-4EB0 |  | 3RU2126-4EB0 | 1 | UN | 1 | 1 | A | D | N | N | 85364900 | 1 | 4011209780989 | 0.205 | KG | 86.76 | 84.33 | CP29 | CP29 | Overload relay 27...32 A Thermal For motor protection Size S0, Class 10 Contactor mounting Main circuit: Screw Auxiliary circuit: Screw Manual-Automatic-Reset | Lista Papel 2020 SI | 0 | 0
3RU2126-4EB1 |  | 3RU2126-4EB1 | 1 | UN | 1 | 5 | B | D | N | N | 85364900 | 1 | 4011209781054 | 0.26 | KG | 103.5 | 100.8 | CP29 | CP29 | Overload relay 27...32 A Thermal For motor protection Size S0, Class 10 Stand-alone installation Main circuit: Screw Auxiliary circuit: Screw Manual-Automatic-Reset | Lista Papel 2020 SI | 0 | 0
3RU2126-4EC0 |  | 3RU2126-4EC0 | 1 | UN | 1 | 1 | A | D | N | N | 85364900 | 1 | 4011209781221 | 0.246 | KG | 86.76 | 84.33 | CP29 | CP29 | Overload relay 27...32 A Thermal For motor protection Size S0, Class 10 Contactor mounting Main circuit: Spring-type terminal Auxiliary circuit: spring-type terminal Manual-Automatic-Reset | Lista Papel 2020 SI | 0 | 0
3RU2126-4EC1 |  | 3RU2126-4EC1 | 1 | UN | 1 | 5 | B | D | N | N | 85364900 | 1 | 4011209781290 | 0.371 | KG | 103.5 | 100.8 | CP29 | CP29 | Overload relay 27...32 A Thermal For motor protection Size S0, Class 10 Stand-alone installation Main circuit: Spring-type terminal Auxiliary circuit: spring-type terminal Manual-Automatic-Reset | Lista Papel 2020 SI | 0 | 0
3RU2126-4EJ0 |  | 3RU2126-4EJ0 | 1 | UN | 1 | 5 | B | D | N | N | 85364900 | 1 | 4011209781467 | 0.207 | KG | 86.76 | 86.76 | CP29 | CP29 | Overload relay 27...32 A Thermal For motor protection Size S0, Class 10 Contactor mounting Main circuit: Ring cable lug Auxiliary circuit: ring cable lug Manual-Automatic-Reset | - | 0 | 0
3RU2126-4FB0 |  | 3RU2126-4FB0 | 1 | UN | 1 | 1 | A | D | N | N | 85364900 | 1 | 4011209781009 | 0.21 | KG | 86.76 | 84.33 | CP29 | CP29 | Overload relay 34...40 A Thermal For motor protection Size S0, Class 10 Contactor mounting Main circuit: Screw Auxiliary circuit: Screw Manual-Automatic-Reset | Lista Papel 2020 SI | 0 | 0
3RU2126-4FB1 |  | 3RU2126-4FB1 | 1 | UN | 1 | 5 | B | D | N | N | 85364900 | 1 | 4011209781078 | 0.251 | KG | 103.5 | 100.8 | CP29 | CP29 | Overload relay 34...40 A Thermal For motor protection Size S0, Class 10 Stand-alone installation Main circuit: Screw Auxiliary circuit: Screw Manual-Automatic-Reset | Lista Papel 2020 SI | 0 | 0
3RU2126-4FC0 |  | 3RU2126-4FC0 | 1 | UN | 1 | 1 | A | D | N | N | 85364900 | 1 | 4011209781245 | 0.219 | KG | 86.76 | 84.33 | CP29 | CP29 | Overload relay 34...40 A Thermal For motor protection Size S0, Class 10 Contactor mounting Main circuit: Spring-type terminal Auxiliary circuit: spring-type terminal Manual-Automatic-Reset | Lista Papel 2020 SI | 0 | 0
3RU2126-4FC1 |  | 3RU2126-4FC1 | 1 | UN | 1 | 5 | B | D | N | N | 85364900 | 1 | 4011209781313 | 0.282 | KG | 103.5 | 100.8 | CP29 | CP29 | Overload relay 34...40 A Thermal For motor protection Size S0, Class 10 Stand-alone installation Main circuit: Spring-type terminal Auxiliary circuit: spring-type terminal Manual-Automatic-Reset | Lista Papel 2020 SI | 0 | 0
3RU2126-4FJ0 |  | 3RU2126-4FJ0 | 1 | UN | 1 | 5 | B | D | N | N | 85364900 | 1 | 4011209781481 | 0.2 | KG | 86.76 | 86.76 | CP29 | CP29 | Overload relay 34...40 A Thermal For motor protection Size S0, Class 10 Contactor mounting Main circuit: Ring cable lug Auxiliary circuit: ring cable lug Manual-Automatic-Reset | - | 0 | 0
3RU2126-4NB0 |  | 3RU2126-4NB0 | 1 | UN | 1 | 1 | A | D | N | N | 85364900 | 1 | 4011209780972 | 0.21 | KG | 86.76 | 84.33 | CP29 | CP29 | Overload relay 23...28 A Thermal For motor protection Size S0, Class 10 Contactor mounting Main circuit: Screw Auxiliary circuit: Screw Manual-Automatic-Reset | Lista Papel 2020 SI | 0 | 0
3RU2126-4NB1 |  | 3RU2126-4NB1 | 1 | UN | 1 | 5 | B | D | N | N | 85364900 | 1 | 4011209781047 | 0.255 | KG | 103.5 | 100.8 | CP29 | CP29 | Overload relay 23...28 A Thermal For motor protection Size S0, Class 10 Stand-alone installation Main circuit: Screw Auxiliary circuit: Screw Manual-Automatic-Reset | Lista Papel 2020 SI | 0 | 0
3RU2126-4NC0 |  | 3RU2126-4NC0 | 1 | UN | 1 | 2 | A | D | N | N | 85364900 | 1 | 4011209781214 | 0.248 | KG | 86.76 | 84.33 | CP29 | CP29 | Overload relay 23...28 A Thermal For motor protection Size S0, Class 10 Contactor mounting Main circuit: Spring-type terminal Auxiliary circuit: spring-type terminal Manual-Automatic-Reset | Lista Papel 2020 SI | 0 | 0
3RU2126-4NC1 |  | 3RU2126-4NC1 | 1 | UN | 1 | 5 | B | D | N | N | 85364900 | 1 | 4011209781283 | 0.371 | KG | 103.5 | 100.8 | CP29 | CP29 | Overload relay 23...28 A Thermal For motor protection Size S0, Class 10 Stand-alone installation Main circuit: Spring-type terminal Auxiliary circuit: spring-type terminal Manual-Automatic-Reset | Lista Papel 2020 SI | 0 | 0
3RU2126-4NJ0 |  | 3RU2126-4NJ0 | 1 | UN | 1 | 5 | B | D | N | N | 85364900 | 1 | 4011209781450 | 0.197 | KG | 86.76 | 86.76 | CP29 | CP29 | Overload relay 23...28 A Thermal For motor protection Size S0, Class 10 Contactor mounting Main circuit: Ring cable lug Auxiliary circuit: ring cable lug Manual-Automatic-Reset | - | 0 | 0
3RU2126-4PB0 |  | 3RU2126-4PB0 | 1 | UN | 1 | 1 | A | D | N | N | 85364900 | 1 | 4011209780996 | 0.2 | KG | 86.76 | 84.33 | CP29 | CP29 | Overload relay 30...36 A Thermal For motor protection Size S0, Class 10 Contactor mounting Main circuit: Screw Auxiliary circuit: Screw Manual-Automatic-Reset | Lista Papel 2020 SI | 0 | 0
3RU2126-4PB1 |  | 3RU2126-4PB1 | 1 | UN | 1 | 5 | B | D | N | N | 85364900 | 1 | 4011209781061 | 0.255 | KG | 103.5 | 100.8 | CP29 | CP29 | Overload relay 30...36 A Thermal For motor protection Size S0, Class 10 Stand-alone installation Main circuit: Screw Auxiliary circuit: Screw Manual-Automatic-Reset | Lista Papel 2020 SI | 0 | 0
3RU2126-4PC0 |  | 3RU2126-4PC0 | 1 | UN | 1 | 2 | A | D | N | N | 85364900 | 1 | 4011209781238 | 0.245 | KG | 86.76 | 84.33 | CP29 | CP29 | Overload relay 30...36 A Thermal For motor protection Size S0, Class 10 Contactor mounting Main circuit: Spring-type terminal Auxiliary circuit: spring-type terminal Manual-Automatic-Reset | Lista Papel 2020 SI | 0 | 0
3RU2126-4PC1 |  | 3RU2126-4PC1 | 1 | UN | 1 | 5 | B | D | N | N | 85364900 | 1 | 4011209781306 | 0.32 | KG | 103.5 | 100.8 | CP29 | CP29 | Overload relay 30...36 A Thermal For motor protection Size S0, Class 10 Stand-alone installation Main circuit: Spring-type terminal Auxiliary circuit: spring-type terminal Manual-Automatic-Reset | Lista Papel 2020 SI | 0 | 0
3RU2126-4PJ0 |  | 3RU2126-4PJ0 | 1 | UN | 1 | 5 | B | D | N | N | 85364900 | 1 | 4011209781474 | 0.195 | KG | 86.76 | 86.76 | CP29 | CP29 | Overload relay 30...36 A Thermal For motor protection Size S0, Class 10 Contactor mounting Main circuit: Ring cable lug Auxiliary circuit: ring cable lug Manual-Automatic-Reset | - | 0 | 0
3RU2136-1HB0 |  | 3RU2136-1HB0 | 1 | UN | 1 | 5 | B | D | N | N | 85364900 | 1 | 4011209916661 | 0.318 | KG | 66.06 | 66.06 | CP29 | CP29 | Overload relay 5.5...8 A Thermal For motor protection Size S2 Class 10 Contactor mounting Main circuit: screw terminal Auxiliary circuit: screw terminal Manual-Automatic-Reset | - | 0 | 0
3RU2136-1HD0 |  | 3RU2136-1HD0 | 1 | UN | 1 | 5 | B | D | N | N | 85364900 | 1 | 4011209916869 | 0.315 | KG | 66.06 | 66.06 | CP29 | CP29 | Overload relay 5.5...8 A Thermal For motor protection Size S2 Class 10 Contactor mounting Main circuit: screw terminal Auxiliary circuit: spring-type terminal Manual-Automatic-Reset | - | 0 | 0
3RU2136-1JB0 |  | 3RU2136-1JB0 | 1 | UN | 1 | 5 | B | D | N | N | 85364900 | 1 | 4011209916685 | 0.322 | KG | 66.06 | 66.06 | CP29 | CP29 | Overload relay 7...10 A Thermal For motor protection Size S2 Class 10 Contactor mounting Main circuit: screw terminal Auxiliary circuit: screw terminal Manual-Automatic-Reset | - | 0 | 0
3RU2136-1JD0 |  | 3RU2136-1JD0 | 1 | UN | 1 | 5 | B | D | N | N | 85364900 | 1 | 4011209916876 | 0.322 | KG | 66.06 | 66.06 | CP29 | CP29 | Overload relay 7...10 A Thermal For motor protection Size S2 Class 10 Contactor mounting Main circuit: screw terminal Auxiliary circuit: spring-type terminal Manual-Automatic-Reset | - | 0 | 0
3RU2136-1KB0 |  | 3RU2136-1KB0 | 1 | UN | 1 | 5 | B | D | N | N | 85364900 | 1 | 4011209916678 | 0.316 | KG | 66.06 | 66.06 | CP29 | CP29 | Overload relay 9...12.5 A Thermal For motor protection Size S2 Class 10 Contactor mounting Main circuit: screw terminal Auxiliary circuit: screw terminal Manual-Automatic-Reset | - | 0 | 0
3RU2136-1KD0 |  | 3RU2136-1KD0 | 1 | UN | 1 | 5 | B | D | N | N | 85364900 | 1 | 4011209916883 | 0.316 | KG | 66.06 | 66.06 | CP29 | CP29 | Overload relay 9...12.5 A Thermal For motor protection Size S2 Class 10 Contactor mounting Main circuit: screw terminal Auxiliary circuit: spring-type terminal Manual-Automatic-Reset | - | 0 | 0
3RU2136-4AB0 |  | 3RU2136-4AB0 | 1 | UN | 1 | 5 | B | D | N | N | 85364900 | 1 | 4011209916692 | 0.322 | KG | 66.06 | 64.17 | CP29 | CP29 | Overload relay 11...16 A Thermal For motor protection Size S2, Class 10 Contactor mounting Main circuit: Screw Auxiliary circuit: Screw Manual-Automatic-Reset | Lista Papel 2020 SI | 0 | 0
3RU2136-4AD0 |  | 3RU2136-4AD0 | 1 | UN | 1 | 5 | B | D | N | N | 85364900 | 1 | 4011209916890 | 0.322 | KG | 66.06 | 64.17 | CP29 | CP29 | Overload relay 11...16 A Thermal For motor protection Size S2, Class 10 Contactor mounting Main circuit: Screw Auxiliary circuit: spring-type terminal Manual-Automatic-Reset | Lista Papel 2020 SI | 0 | 0
3RU2136-4BB0 |  | 3RU2136-4BB0 | 1 | UN | 1 | 5 | B | D | N | N | 85364900 | 1 | 4011209916708 | 0.324 | KG | 66.06 | 64.17 | CP29 | CP29 | Overload relay 14...20 A Thermal For motor protection Size S2, Class 10 Contactor mounting Main circuit: Screw Auxiliary circuit: Screw Manual-Automatic-Reset | Lista Papel 2020 SI | 0 | 0
3RU2136-4BD0 |  | 3RU2136-4BD0 | 1 | UN | 1 | 5 | B | D | N | N | 85364900 | 1 | 4011209916906 | 0.323 | KG | 66.06 | 64.17 | CP29 | CP29 | Overload relay 14...20 A Thermal For motor protection Size S2, Class 10 Contactor mounting Main circuit: Screw Auxiliary circuit: spring-type terminal Manual-Automatic-Reset | Lista Papel 2020 SI | 0 | 0
3RU2136-4DB0 |  | 3RU2136-4DB0 | 1 | UN | 1 | 1 | A | D | N | N | 85364900 | 1 | 4011209916715 | 0.324 | KG | 66.06 | 64.17 | CP29 | CP29 | Overload relay 18...25 A Thermal For motor protection Size S2, Class 10 Contactor mounting Main circuit: Screw Auxiliary circuit: Screw Manual-Automatic-Reset | Lista Papel 2020 SI | 0 | 0
3RU2136-4DD0 |  | 3RU2136-4DD0 | 1 | UN | 1 | 5 | B | D | N | N | 85364900 | 1 | 4011209916913 | 0.324 | KG | 66.06 | 64.17 | CP29 | CP29 | Overload relay 18...25 A Thermal For motor protection Size S2, Class 10 Contactor mounting Main circuit: Screw Auxiliary circuit: spring-type terminal Manual-Automatic-Reset | Lista Papel 2020 SI | 0 | 0
3RU2136-4EB0 |  | 3RU2136-4EB0 | 1 | UN | 1 | 1 | A | D | N | N | 85364900 | 1 | 4011209916722 | 0.32 | KG | 92.7 | 90 | CP29 | CP29 | Overload relay 22...32 A Thermal For motor protection Size S2, Class 10 Contactor mounting Main circuit: Screw Auxiliary circuit: Screw Manual-Automatic-Reset | Lista Papel 2020 SI | 0 | 0
3RU2136-4EB1 |  | 3RU2136-4EB1 | 1 | UN | 1 | 5 | B | D | N | N | 85364900 | 1 | 4011209936812 | 0.469 | KG | 113.4 | 109.8 | CP29 | CP29 | Overload relay 22...32 A Thermal For motor protection Size S2, Class 10 Stand-alone installation Main circuit: Screw Auxiliary circuit: Screw Manual-Automatic-Reset | Lista Papel 2020 SI | 0 | 0
3RU2136-4ED0 |  | 3RU2136-4ED0 | 1 | UN | 1 | 5 | B | D | N | N | 85364900 | 1 | 4011209916920 | 0.322 | KG | 92.7 | 90 | CP29 | CP29 | Overload relay 22...32 A Thermal For motor protection Size S2, Class 10 Contactor mounting Main circuit: Screw Auxiliary circuit: spring-type terminal Manual-Automatic-Reset | Lista Papel 2020 SI | 0 | 0
3RU2136-4ED1 |  | 3RU2136-4ED1 | 1 | UN | 1 | 5 | B | D | N | N | 85364900 | 1 | 4011209937017 | 0.466 | KG | 113.4 | 109.8 | CP29 | CP29 | Overload relay 22...32 A Thermal For motor protection Size S2, Class 10 Stand-alone installation Main circuit: Screw Auxiliary circuit: spring-type terminal Manual-Automatic-Reset | Lista Papel 2020 SI | 0 | 0
3RU2136-4FB0 |  | 3RU2136-4FB0 | 1 | UN | 1 | 1 | A | D | N | N | 85364900 | 1 | 4011209916739 | 0.329 | KG | 92.7 | 90 | CP29 | CP29 | Overload relay 28...40 A Thermal For motor protection Size S2, Class 10 Contactor mounting Main circuit: Screw Auxiliary circuit: Screw Manual-Automatic-Reset | Lista Papel 2020 SI | 0 | 0
3RU2136-4FB1 |  | 3RU2136-4FB1 | 1 | UN | 1 | 5 | B | D | N | N | 85364900 | 1 | 4011209936829 | 0.475 | KG | 113.4 | 109.8 | CP29 | CP29 | Overload relay 28...40 A Thermal For motor protection Size S2, Class 10 Stand-alone installation Main circuit: Screw Auxiliary circuit: Screw Manual-Automatic-Reset | Lista Papel 2020 SI | 0 | 0
3RU2136-4FD0 |  | 3RU2136-4FD0 | 1 | UN | 1 | 5 | B | D | N | N | 85364900 | 1 | 4011209916937 | 0.36 | KG | 92.7 | 90 | CP29 | CP29 | Overload relay 28...40 A Thermal For motor protection Size S2, Class 10 Contactor mounting Main circuit: Screw Auxiliary circuit: spring-type terminal Manual-Automatic-Reset | Lista Papel 2020 SI | 0 | 0
3RU2136-4FD1 |  | 3RU2136-4FD1 | 1 | UN | 1 | 5 | B | D | N | N | 85364900 | 1 | 4011209937024 | 0.48 | KG | 113.4 | 109.8 | CP29 | CP29 | Overload relay 28...40 A Thermal For motor protection Size S2, Class 10 Stand-alone installation Main circuit: Screw Auxiliary circuit: spring-type terminal Manual-Automatic-Reset | Lista Papel 2020 SI | 0 | 0
3RU2136-4GB0 |  | 3RU2136-4GB0 | 1 | UN | 1 | 1 | A | D | N | N | 85364900 | 1 | 4011209916746 | 0.327 | KG | 105.3 | 102.6 | CP29 | CP29 | Overload relay 36...45 A Thermal For motor protection Size S2, Class 10 Contactor mounting Main circuit: Screw Auxiliary circuit: Screw Manual-Automatic-Reset | Lista Papel 2020 SI | 0 | 0
3RU2136-4GB1 |  | 3RU2136-4GB1 | 1 | UN | 1 | 2 | A | D | N | N | 85364900 | 1 | 4011209916807 | 0.474 | KG | 124.2 | 120.6 | CP29 | CP29 | Overload relay 36...45 A Thermal For motor protection Size S2, Class 10 Stand-alone installation Main circuit: Screw Auxiliary circuit: Screw Manual-Automatic-Reset | Lista Papel 2020 SI | 0 | 0
3RU2136-4GD0 |  | 3RU2136-4GD0 | 1 | UN | 1 | 2 | A | D | N | N | 85364900 | 1 | 4011209916944 | 0.331 | KG | 105.3 | 102.6 | CP29 | CP29 | Overload relay 36...45 A Thermal For motor protection Size S2, Class 10 Contactor mounting Main circuit: Screw Auxiliary circuit: spring-type terminal Manual-Automatic-Reset | Lista Papel 2020 SI | 0 | 0
3RU2136-4GD1 |  | 3RU2136-4GD1 | 1 | UN | 1 | 5 | B | D | N | N | 85364900 | 1 | 4011209937031 | 0.486 | KG | 124.2 | 120.6 | CP29 | CP29 | Overload relay 36...45 A Thermal For motor protection Size S2, Class 10 Stand-alone installation Main circuit: Screw Auxiliary circuit: spring-type terminal Manual-Automatic-Reset | Lista Papel 2020 SI | 0 | 0
3RU2136-4HB0 |  | 3RU2136-4HB0 | 1 | UN | 1 | 1 | A | D | N | N | 85364900 | 1 | 4011209916753 | 0.34 | KG | 126.9 | 123.3 | CP29 | CP29 | Overload relay 40... 50 A Thermal For motor protection Size S2, Class 10 Contactor mounting Main circuit: Screw Auxiliary circuit: Screw Manual-Automatic-Reset | Lista Papel 2020 SI | 0 | 0
3RU2136-4HB1 |  | 3RU2136-4HB1 | 1 | UN | 1 | 2 | A | D | N | N | 85364900 | 1 | 4011209916814 | 0.482 | KG | 147.6 | 143.1 | CP29 | CP29 | Overload relay 40... 50 A Thermal For motor protection Size S2, Class 10 Stand-alone installation Main circuit: Screw Auxiliary circuit: Screw Manual-Automatic-Reset | Lista Papel 2020 SI | 0 | 0
3RU2136-4HD0 |  | 3RU2136-4HD0 | 1 | UN | 1 | 2 | A | D | N | N | 85364900 | 1 | 4011209916951 | 0.326 | KG | 126.9 | 123.3 | CP29 | CP29 | Overload relay 40... 50 A Thermal For motor protection Size S2, Class 10 Contactor mounting Main circuit: Screw Auxiliary circuit: spring-type terminal Manual-Automatic-Reset | Lista Papel 2020 SI | 0 | 0
3RU2136-4HD1 |  | 3RU2136-4HD1 | 1 | UN | 1 | 5 | B | D | N | N | 85364900 | 1 | 4011209937048 | 0.478 | KG | 147.6 | 143.1 | CP29 | CP29 | Overload relay 40... 50 A Thermal For motor protection Size S2, Class 10 Stand-alone installation Main circuit: Screw Auxiliary circuit: spring-type terminal Manual-Automatic-Reset | Lista Papel 2020 SI | 0 | 0
3RU2136-4JB0 |  | 3RU2136-4JB0 | 1 | UN | 1 | 1 | A | D | EAR99 | N | 85364900 | 1 | 4011209916777 | 0.36 | KG | 126.9 | 123.3 | CP29 | CP29 | Overload relay 54...65 A Thermal For motor protection Size S2, Class 10 Contactor mounting Main circuit: Screw Auxiliary circuit: Screw Manual-Automatic-Reset | Lista Papel 2020 SI | 0 | 0
3RU2136-4JB0-Z | X95 | 3RU2136-4JB0-ZX95 | 1 | UN | 1 | 5 | B | D | EAR99 | N | 85364900 | 1 | 4047621030746 | 0.33 | KG | 126.9 | 126.9 | CP29 | CP29 | Overload relay 54...65 A Thermal For motor protection Size S2, Class 10 Contactor mounting Main circuit: Screw Auxiliary circuit: Screw Manual-Automatic-Reset Reusable packaging Pack = 36 units | - | 0 | 0
3RU2136-4JB1 |  | 3RU2136-4JB1 | 1 | UN | 1 | 2 | A | D | EAR99 | N | 85364900 | 1 | 4011209916838 | 0.482 | KG | 153 | 148.5 | CP29 | CP29 | Overload relay 54...65 A Thermal For motor protection Size S2, Class 10 Stand-alone installation Main circuit: Screw Auxiliary circuit: Screw Manual-Automatic-Reset | Lista Papel 2020 SI | 0 | 0
3RU2136-4JD0 |  | 3RU2136-4JD0 | 1 | UN | 1 | 2 | A | D | EAR99 | N | 85364900 | 1 | 4011209916975 | 0.326 | KG | 126.9 | 123.3 | CP29 | CP29 | Overload relay 54...65 A Thermal For motor protection Size S2, Class 10 Contactor mounting Main circuit: Screw Auxiliary circuit: spring-type terminal Manual-Automatic-Reset | Lista Papel 2020 SI | 0 | 0
3RU2136-4JD1 |  | 3RU2136-4JD1 | 1 | UN | 1 | 5 | B | D | EAR99 | N | 85364900 | 1 | 4011209937062 | 0.494 | KG | 153 | 148.5 | CP29 | CP29 | Overload relay 54...65 A Thermal For motor protection Size S2, Class 10 Stand-alone installation Main circuit: Screw Auxiliary circuit: spring-type terminal Manual-Automatic-Reset | Lista Papel 2020 SI | 0 | 0
3RU2136-4KB0 |  | 3RU2136-4KB0 | 1 | UN | 1 | 1 | A | D | EAR99 | N | 85364900 | 1 | 4011209916784 | 0.326 | KG | 126.9 | 123.3 | CP29 | CP29 | Overload relay 62...73 A Thermal For motor protection Size S2, Class 10A Contactor mounting Main circuit: Screw Auxiliary circuit: Screw Manual-Automatic-Reset | Lista Papel 2020 SI | 0 | 0
3RU2136-4KB1 |  | 3RU2136-4KB1 | 1 | UN | 1 | 2 | A | D | EAR99 | N | 85364900 | 1 | 4011209916845 | 0.482 | KG | 153 | 148.5 | CP29 | CP29 | Overload relay 62...73 A Thermal For motor protection Size S2, Class 10A Stand-alone installation Main circuit: Screw Auxiliary circuit: Screw Manual-Automatic-Reset | Lista Papel 2020 SI | 0 | 0
3RU2136-4KD0 |  | 3RU2136-4KD0 | 1 | UN | 1 | 2 | A | D | EAR99 | N | 85364900 | 1 | 4011209916982 | 0.326 | KG | 126.9 | 123.3 | CP29 | CP29 | Overload relay 62...73 A Thermal For motor protection Size S2, Class 10A Contactor mounting Main circuit: Screw Auxiliary circuit: spring-type terminal Manual-Automatic-Reset | Lista Papel 2020 SI | 0 | 0
3RU2136-4KD1 |  | 3RU2136-4KD1 | 1 | UN | 1 | 5 | B | D | EAR99 | N | 85364900 | 1 | 4011209937079 | 0.49 | KG | 153 | 148.5 | CP29 | CP29 | Overload relay 62...73 A Thermal For motor protection Size S2, Class 10A Stand-alone installation Main circuit: Screw Auxiliary circuit: spring-type terminal Manual-Automatic-Reset | Lista Papel 2020 SI | 0 | 0
3RU2136-4QB0 |  | 3RU2136-4QB0 | 1 | UN | 1 | 1 | A | D | EAR99 | N | 85364900 | 1 | 4011209916760 | 0.34 | KG | 126.9 | 123.3 | CP29 | CP29 | Overload relay 47...57 A Thermal For motor protection Size S2, Class 10 Contactor mounting Main circuit: Screw Auxiliary circuit: Screw Manual-Automatic-Reset | Lista Papel 2020 SI | 0 | 0
3RU2136-4QB1 |  | 3RU2136-4QB1 | 1 | UN | 1 | 2 | A | D | EAR99 | N | 85364900 | 1 | 4011209916821 | 0.482 | KG | 147.6 | 143.1 | CP29 | CP29 | Overload relay 47...57 A Thermal For motor protection Size S2, Class 10 Stand-alone installation Main circuit: Screw Auxiliary circuit: Screw Manual-Automatic-Reset | Lista Papel 2020 SI | 0 | 0
3RU2136-4QD0 |  | 3RU2136-4QD0 | 1 | UN | 1 | 2 | A | D | EAR99 | N | 85364900 | 1 | 4011209916968 | 0.326 | KG | 126.9 | 123.3 | CP29 | CP29 | Overload relay 47...57 A Thermal For motor protection Size S2, Class 10 Contactor mounting Main circuit: Screw Auxiliary circuit: spring-type terminal Manual-Automatic-Reset | Lista Papel 2020 SI | 0 | 0
3RU2136-4QD1 |  | 3RU2136-4QD1 | 1 | UN | 1 | 5 | B | D | EAR99 | N | 85364900 | 1 | 4011209937055 | 0.492 | KG | 147.6 | 143.1 | CP29 | CP29 | Overload relay 47...57 A Thermal For motor protection Size S2, Class 10 Stand-alone installation Main circuit: Screw Auxiliary circuit: spring-type terminal Manual-Automatic-Reset | Lista Papel 2020 SI | 0 | 0
3RU2136-4RB0 |  | 3RU2136-4RB0 | 1 | UN | 1 | 1 | A | D | N | N | 85364900 | 1 | 4011209916791 | 0.34 | KG | 145.8 | 141.3 | CP29 | CP29 | Overload relay 70...80 A Thermal For motor protection Size S2, Class 10A Contactor mounting Main circuit: Screw Auxiliary circuit: Screw Manual-Automatic-Reset | Lista Papel 2020 SI | 0 | 0
3RU2136-4RB1 |  | 3RU2136-4RB1 | 1 | UN | 1 | 2 | A | D | N | N | 85364900 | 1 | 4011209916852 | 0.482 | KG | 171 | 166.5 | CP29 | CP29 | Overload relay 70...80 A Thermal For motor protection Size S2, Class 10A Stand-alone installation Main circuit: Screw Auxiliary circuit: Screw Manual-Automatic-Reset | Lista Papel 2020 SI | 0 | 0
3RU2136-4RD0 |  | 3RU2136-4RD0 | 1 | UN | 1 | 2 | A | D | N | N | 85364900 | 1 | 4011209916999 | 0.326 | KG | 145.8 | 141.3 | CP29 | CP29 | Overload relay 70...80 A Thermal For motor protection Size S2, Class 10A Contactor mounting Main circuit: Screw Auxiliary circuit: spring-type terminal Manual-Automatic-Reset | Lista Papel 2020 SI | 0 | 0
3RU2136-4RD1 |  | 3RU2136-4RD1 | 1 | UN | 1 | 5 | B | D | N | N | 85364900 | 1 | 4011209937086 | 0.49 | KG | 171 | 166.5 | CP29 | CP29 | Overload relay 70...80 A Thermal For motor protection Size S2, Class 10A Stand-alone installation Main circuit: Screw Auxiliary circuit: spring-type terminal Manual-Automatic-Reset | Lista Papel 2020 SI | 0 | 0
3RU2146-4FB0 |  | 3RU2146-4FB0 | 1 | UN | 1 | 2 | A | D | N | N | 85364900 | 1 | 4047621012889 | 0.545 | KG | 117 | 113.4 | CP29 | CP29 | Overload relay 28...40 A Thermal For motor protection Size S3, Class 10 Contactor mounting Main circuit: Screw Auxiliary circuit: Screw Manual-Automatic-Reset | Lista Papel 2020 SI | 0 | 0
3RU2146-4FD0 |  | 3RU2146-4FD0 | 1 | UN | 1 | 5 | B | D | N | N | 85364900 | 1 | 4047621012995 | 0.546 | KG | 117 | 113.4 | CP29 | CP29 | Overload relay 28...40 A Thermal For motor protection Size S3, Class 10 Contactor mounting Main circuit: Screw Auxiliary circuit: spring-type terminal Manual-Automatic-Reset | Lista Papel 2020 SI | 0 | 0
3RU2146-4HB0 |  | 3RU2146-4HB0 | 1 | UN | 1 | 2 | A | D | N | N | 85364900 | 1 | 4047621012896 | 0.544 | KG | 126.9 | 123.3 | CP29 | CP29 | Overload relay 36...50 A Thermal For motor protection Size S3, Class 10 Contactor mounting Main circuit: Screw Auxiliary circuit: Screw Manual-Automatic-Reset | Lista Papel 2020 SI | 0 | 0
3RU2146-4HD0 |  | 3RU2146-4HD0 | 1 | UN | 1 | 5 | B | D | N | N | 85364900 | 1 | 4047621013008 | 0.55 | KG | 126.9 | 123.3 | CP29 | CP29 | Overload relay 36...50 A Thermal For motor protection Size S3, Class 10 Contactor mounting Main circuit: Screw Auxiliary circuit: spring-type terminal Manual-Automatic-Reset | Lista Papel 2020 SI | 0 | 0
3RU2146-4JB0 |  | 3RU2146-4JB0 | 1 | UN | 1 | 2 | A | D | N | N | 85364900 | 1 | 4047621013107 | 0.56 | KG | 126.9 | 123.3 | CP29 | CP29 | Overload relay 45...63 A Thermal For motor protection Size S3, Class 10 Contactor mounting Main circuit: Screw Auxiliary circuit: Screw Manual-Automatic-Reset | Lista Papel 2020 SI | 0 | 0
3RU2146-4JB1 |  | 3RU2146-4JB1 | 1 | UN | 1 | 2 | A | D | N | N | 85364900 | 1 | 4047621012933 | 0.786 | KG | 153 | 148.5 | CP29 | CP29 | Overload relay 45...63 A Thermal For motor protection Size S3, Class 10 Stand-alone installation Main circuit: Screw Auxiliary circuit: Screw Manual-Automatic-Reset | Lista Papel 2020 SI | 0 | 0
3RU2146-4JD0 |  | 3RU2146-4JD0 | 1 | UN | 1 | 2 | A | D | N | N | 85364900 | 1 | 4047621013015 | 0.547 | KG | 126.9 | 123.3 | CP29 | CP29 | Overload relay 45...63 A Thermal For motor protection Size S3, Class 10 Contactor mounting Main circuit: Screw Auxiliary circuit: spring-type terminal Manual-Automatic-Reset | Lista Papel 2020 SI | 0 | 0
3RU2146-4JD1 |  | 3RU2146-4JD1 | 1 | UN | 1 | 5 | B | D | N | N | 85364900 | 1 | 4047621013053 | 0.79 | KG | 153 | 148.5 | CP29 | CP29 | Overload relay 45...63 A Thermal For motor protection Size S3, Class 10 Stand-alone installation Main circuit: Screw Auxiliary circuit: spring-type terminal Manual-Automatic-Reset | Lista Papel 2020 SI | 0 | 0
3RU2146-4KB0 |  | 3RU2146-4KB0 | 1 | UN | 1 | 2 | A | D | N | N | 85364900 | 1 | 4047621012902 | 0.567 | KG | 132.3 | 128.7 | CP29 | CP29 | Overload relay 57...75 A Thermal For motor protection Size S3, Class 10 Contactor mounting Main circuit: Screw Auxiliary circuit: Screw Manual-Automatic-Reset | Lista Papel 2020 SI | 0 | 0
3RU2146-4KB1 |  | 3RU2146-4KB1 | 1 | UN | 1 | 2 | A | D | N | N | 85364900 | 1 | 4047621012940 | 0.801 | KG | 158.4 | 153.9 | CP29 | CP29 | Overload relay 57...75 A Thermal For motor protection Size S3, Class 10 Stand-alone installation Main circuit: Screw Auxiliary circuit: Screw Manual-Automatic-Reset | Lista Papel 2020 SI | 0 | 0
3RU2146-4KD0 |  | 3RU2146-4KD0 | 1 | UN | 1 | 2 | A | D | N | N | 85364900 | 1 | 4047621013022 | 0.574 | KG | 132.3 | 128.7 | CP29 | CP29 | Overload relay 57...75 A Thermal For motor protection Size S3, Class 10 Contactor mounting Main circuit: Screw Auxiliary circuit: spring-type terminal Manual-Automatic-Reset | Lista Papel 2020 SI | 0 | 0
3RU2146-4KD1 |  | 3RU2146-4KD1 | 1 | UN | 1 | 5 | B | D | N | N | 85364900 | 1 | 4047621013060 | 0.812 | KG | 158.4 | 153.9 | CP29 | CP29 | Overload relay 57...75 A Thermal For motor protection Size S3, Class 10 Stand-alone installation Main circuit: Screw Auxiliary circuit: spring-type terminal Manual-Automatic-Reset | Lista Papel 2020 SI | 0 | 0
3RU2146-4LB0 |  | 3RU2146-4LB0 | 1 | UN | 1 | 2 | A | D | N | N | 85364900 | 1 | 4047621012919 | 0.571 | KG | 152.1 | 147.6 | CP29 | CP29 | Overload relay 70...90 A Thermal For motor protection Size S3, Class 10 Contactor mounting Main circuit: Screw Auxiliary circuit: Screw Manual-Automatic-Reset | Lista Papel 2020 SI | 0 | 0
3RU2146-4LB1 |  | 3RU2146-4LB1 | 1 | UN | 1 | 2 | A | D | N | N | 85364900 | 1 | 4047621012957 | 0.806 | KG | 177.3 | 171.9 | CP29 | CP29 | Overload relay 70...90 A Thermal For motor protection Size S3, Class 10 Stand-alone installation Main circuit: Screw Auxiliary circuit: Screw Manual-Automatic-Reset | Lista Papel 2020 SI | 0 | 0
3RU2146-4LD0 |  | 3RU2146-4LD0 | 1 | UN | 1 | 2 | A | D | N | N | 85364900 | 1 | 4047621013039 | 0.566 | KG | 152.1 | 147.6 | CP29 | CP29 | Overload relay 70...90 A Thermal For motor protection Size S3, Class 10 Contactor mounting Main circuit: Screw Auxiliary circuit: spring-type terminal Manual-Automatic-Reset | Lista Papel 2020 SI | 0 | 0
3RU2146-4LD1 |  | 3RU2146-4LD1 | 1 | UN | 1 | 5 | B | D | N | N | 85364900 | 1 | 4047621013077 | 0.8 | KG | 177.3 | 171.9 | CP29 | CP29 | Overload relay 70...90 A Thermal For motor protection Size S3, Class 10 Stand-alone installation Main circuit: Screw Auxiliary circuit: spring-type terminal Manual-Automatic-Reset | Lista Papel 2020 SI | 0 | 0
3RU2146-4MB0 |  | 3RU2146-4MB0 | 1 | UN | 1 | 2 | A | D | N | N | 85364900 | 1 | 4047621012926 | 0.582 | KG | 196.2 | 190.8 | CP29 | CP29 | Overload relay 80...100 A Thermal For motor protection Size S3, Class 10 Contactor mounting Main circuit: Screw Auxiliary circuit: Screw Manual-Automatic-Reset | Lista Papel 2020 SI | 0 | 0
3RU2146-4MB1 |  | 3RU2146-4MB1 | 1 | UN | 1 | 2 | A | D | N | N | 85364900 | 1 | 4047621012964 | 0.804 | KG | 223.2 | 216.9 | CP29 | CP29 | Overload relay 80...100 A Thermal For motor protection Size S3, Class 10 Stand-alone installation Main circuit: Screw Auxiliary circuit: Screw Manual-Automatic-Reset | Lista Papel 2020 SI | 0 | 0
3RU2146-4MD0 |  | 3RU2146-4MD0 | 1 | UN | 1 | 2 | A | D | N | N | 85364900 | 1 | 4047621013046 | 0.578 | KG | 196.2 | 190.8 | CP29 | CP29 | Overload relay 80...100 A Thermal For motor protection Size S3, Class 10 Contactor mounting Main circuit: Screw Auxiliary circuit: spring-type terminal Manual-Automatic-Reset | Lista Papel 2020 SI | 0 | 0
3RU2146-4MD1 |  | 3RU2146-4MD1 | 1 | UN | 1 | 5 | B | D | N | N | 85364900 | 1 | 4047621013138 | 0.815 | KG | 223.2 | 216.9 | CP29 | CP29 | Overload relay 80...100 A Thermal For motor protection Size S3, Class 10 Stand-alone installation Main circuit: Screw Auxiliary circuit: spring-type terminal Manual-Automatic-Reset | Lista Papel 2020 SI | 0 | 0
3RU2900-1A |  | 3RU2900-1A | 1 | UN | 1 | 2 | A | D | N | N | 85389099 | 1 | 4011209861138 | 0.044 | KG | 4.42 | 4.29 | CP29 | CP29 | Mechanical RESET for 3RU2 Size S00...S3 | Lista Papel 2020 SI | 0 | 0
3RU2900-1B |  | 3RU2900-1B | 1 | UN | 1 | 2 | A | D | N | N | 85389099 | 1 | 4011209861152 | 0.063 | KG | 43.2 | 41.94 | CP29 | CP29 | Cable release for reset 0.4 m for 3RU2 Size S00...S3 | Lista Papel 2020 SI | 0 | 0
3RU2900-1C |  | 3RU2900-1C | 1 | UN | 1 | 2 | A | D | N | N | 85389099 | 1 | 4011209861176 | 0.071 | KG | 43.2 | 41.94 | CP29 | CP29 | Cable release for reset 0.6 m for 3RU2 Size S00...S3 | Lista Papel 2020 SI | 0 | 0
3RU2916-3AA01 |  | 3RU2916-3AA01 | 1 | UN | 1 | 1 | A | D | N | N | 85369095 | 1 | 4011209781917 | 0.065 | KG | 10.53 | 10.26 | CP29 | CP29 | stand-alone assembly support for 3RU21/3RB30/3RB31/3RR2 Size S00 Stand-alone installation Main circuit: Screw Auxiliary circuit: -- | Lista Papel 2020 SI | 0 | 0
3RU2916-3AC01 |  | 3RU2916-3AC01 | 1 | UN | 1 | 1 | A | D | N | N | 85369095 | 1 | 4011209782341 | 0.065 | KG | 10.53 | 10.26 | CP29 | CP29 | stand-alone assembly support for 3RU21/3RB30/3RB31/3RR2 Size S00 Stand-alone installation Main circuit: Spring-type terminal Auxiliary circuit: -- | Lista Papel 2020 SI | 0 | 0
3RU2916-3BJ20 |  | 3RU2916-3BJ20 | 1 | UN | 1 | 10 | C | D | N | N | 85389099 | 10 | 4011209849563 | 0.001 | KG | 2.97 | 2.97 | CP29 | CP29 | touch protection cover for 3RU21 on the outgoing side Size S00 Main circuit: ring cable lug | - | 0 | 0
3RU2916-3BJ21 |  | 3RU2916-3BJ21 | 1 | UN | 1 | 10 | C | D | N | N | 85389099 | 10 | 4011209849594 | 0.001 | KG | 2.97 | 2.97 | CP29 | CP29 | touch protection cover for 3RU21 on the infeed side Size S00 Main circuit: ring cable lug Connection Contactor overload relay | - | 0 | 0
3RU2926-3AA01 |  | 3RU2926-3AA01 | 1 | UN | 1 | 1 | A | D | N | N | 85369095 | 1 | 4011209781085 | 0.075 | KG | 12.69 | 12.33 | CP29 | CP29 | stand-alone assembly support for 3RU21/3RB30/3RB31/3RR2 Size S0 Stand-alone installation Main circuit: Screw Auxiliary circuit: -- | Lista Papel 2020 SI | 0 | 0
3RU2926-3AA01-Z | X95 | 3RU2926-3AA01-ZX95 | 1 | UN | 1 | 10 | C | D | N | N | 85369095 | 120 | 4047621028446 | 0.057 | KG | 12.69 | 12.69 | CP29 | CP29 | Stand-alone assembly support for 3RU21/3RB30/3RB31/3RR2 Size S0, Stand-alone installation Main circuit: screw terminal Auxiliary circuit: -- Reusable packaging Pack = 120 units | - | 0 | 0
3RU2926-3AC01 |  | 3RU2926-3AC01 | 1 | UN | 1 | 1 | A | D | N | N | 85369095 | 1 | 4011209781320 | 0.09 | KG | 12.69 | 12.33 | CP29 | CP29 | stand-alone assembly support for 3RU21/3RB30/3RB31/3RR2 Size S0 Stand-alone installation Main circuit: Spring-type terminal Auxiliary circuit: -- | Lista Papel 2020 SI | 0 | 0
3RU2926-3BJ21 |  | 3RU2926-3BJ21 | 1 | UN | 1 | 10 | C | D | N | N | 85389099 | 10 | 4011209849532 | 0.001 | KG | 2.97 | 2.97 | CP29 | CP29 | touch protection cover for 3RU21 on the infeed side Size S0 Main circuit: ring cable lug Connection Contactor overload relay | - | 0 | 0
3RU2936-3AA01 |  | 3RU2936-3AA01 | 1 | UN | 1 | 1 | A | D | N | N | 85369095 | 1 | 4011209947054 | 0.181 | KG | 17.19 | 16.74 | CP29 | CP29 | stand-alone assembly support for 3RU21/3RB30/3RB31/3RR2 Size S2 Stand-alone installation Main circuit: Screw | Lista Papel 2020 SI | 0 | 0
3RU2946-3AA01 |  | 3RU2946-3AA01 | 1 | UN | 1 | 2 | A | D | N | N | 85369095 | 1 | 4047621013145 | 0.272 | KG | 22.32 | 21.69 | CP29 | CP29 | stand-alone assembly support for 3RU21/3RB30/3RB31 Size S3 Main circuit: screw terminal | Lista Papel 2020 SI | 0 | 0
3RV1011-0AA10 |  | 3RV1011-0AA10 | 1 | UN | 1 | 5 | B | D | N | N | 85362010 | 1 | 4011209263420 | 0.228 | KG | 62.51 | 60.71 | CP09 | CP09 | Circuit breaker size S00 for motor protection, CLASS 10 A-release 0.11...0.16 A N-release 2.1 A Screw terminal Standard switching capacity | Lista Papel 2020 SI | 0 | 0
3RV1011-0AA10-Z | I45 | 3RV1011-0AA10-ZI45 | 1 | UN | 1 | 5 | B | D | N | N | 85362010 | 1 | 4047621018478 | 0.225 | KG | 77.52 | 77.52 | CP09 | CP09 | Circuit breaker size S00 for motor protection, CLASS 10 A-release 0.11...0.16 A N-release 2.1 A screw terminal Standard switching capacity | - | 0 | 0
3RV1011-0AA10-Z | W95 | 3RV1011-0AA10-ZW95 | 1 | UN | 1 | 5 | B | D | N | N | 85362010 | 96 | 4011209323254 | 0.21 | KG | 62.51 | 62.51 | CP09 | CP09 | Circuit breaker size S00 for motor protection, CLASS 10 A-release 0.11...0.16 A N-release 2.1 A screw terminal Standard switching capacity Multi-unit packaging Pack = 96 units | - | 0 | 0
3RV1011-0AA10-Z | W96 | 3RV1011-0AA10-ZW96 | 1 | UN | 1 | 5 | B | D | N | N | 85362010 | 48 | 4011209323957 | 0.21 | KG | 62.51 | 62.51 | CP09 | CP09 | Circuit breaker size S00 for motor protection, CLASS 10 A-release 0.11...0.16 A N-release 2.1 A screw terminal Standard switching capacity Multi-unit packaging Pack = 48 units | - | 0 | 0
3RV1011-0AA10-Z | W97 | 3RV1011-0AA10-ZW97 | 1 | UN | 1 | 5 | B | D | N | N | 85362010 | 24 | 4011209324657 | 0.21 | KG | 62.51 | 62.51 | CP09 | CP09 | Circuit breaker size S00 for motor protection, CLASS 10 A-release 0.11...0.16 A N-release 2.1 A screw terminal Standard switching capacity Multi-unit packaging Pack = 24 units | - | 0 | 0
3RV1011-0AA10-Z | W98 | 3RV1011-0AA10-ZW98 | 1 | UN | 1 | 5 | B | D | N | N | 85362010 | 12 | 4011209325357 | 0.21 | KG | 62.51 | 62.51 | CP09 | CP09 | Circuit breaker size S00 for motor protection, CLASS 10 A-release 0.11...0.16 A N-release 2.1 A screw terminal Standard switching capacity Multi-unit packaging Pack = 12 units | - | 0 | 0
3RV1011-0AA10-Z | X95 | 3RV1011-0AA10-ZX95 | 1 | UN | 1 | 5 | B | D | N | N | 85362010 | 96 | 4011209322554 | 0.225 | KG | 62.51 | 62.51 | CP09 | CP09 | Circuit breaker size S00 for motor protection, CLASS 10 A-release 0.11...0.16 A N-release 2.1 A screw terminal Standard switching capacity Reusable packaging Pack = 96 units | - | 0 | 0
3RV1011-0AA15 |  | 3RV1011-0AA15 | 1 | UN | 1 | 5 | B | D | N | N | 85362010 | 1 | 4011209381582 | 0.244 | KG | 80.28 | 80.28 | CP09 | CP09 | Circuit breaker size S00 for motor protection, CLASS 10 A-release 0.11...0.16 A N-release 2.1 A Screw terminal Standard switching capacity with transverse auxiliary switch 1 NO+1 NC | - | 0 | 0
3RV1011-0AA15-Z | I45 | 3RV1011-0AA15-ZI45 | 1 | UN | 1 | 5 | B | D | N | N | 85362010 | 1 | 4047621018768 | 0.245 | KG | 99.75 | 99.75 | CP09 | CP09 | Circuit breaker size S00 for motor protection, CLASS 10 A-release 0.11...0.16 A N-release 2.1 A screw terminal Standard switching capacity with transverse auxiliary switch 1 NO+1 NC | - | 0 | 0
3RV1011-0AA20 |  | 3RV1011-0AA20 | 1 | UN | 1 | 2 | A | D | N | N | 85362010 | 1 | 4011209302136 | 0.23 | KG | 98.8 | 98.8 | CP09 | CP09 | Circuit breaker size S00 for motor protection CLASS 10 A-release 0.11...0.16 A Short-circuit release 2.1 A Spring-type terminal Standard switching capacity !!! Phased-out product !!! Successor is SIRIUS 3RV2 Preferred successor type is >>3RV2011-0AA20<< | - | 0 | 7
3RV1011-0AA25 |  | 3RV1011-0AA25 | 1 | UN | 1 | 15 | C | D | N | N | 85362010 | 1 | 4011209592001 | 0.246 | KG | 125.4 | 125.4 | CP09 | CP09 | Circuit breaker size S00 for motor protection CLASS 10 A-release 0.11...0.16 A Short-circuit release 2.1 A Spring-type terminal Standard switching capacity with transverse auxiliary switch 1 NO+1 NC !!! Phased-out product !!! Successor is SIRIUS 3RV2 Preferred successor type is >>3RV2011-0AA25<< | - | 0 | 7
3RV1011-0BA10 |  | 3RV1011-0BA10 | 1 | UN | 1 | 5 | B | D | N | N | 85362010 | 1 | 4011209263437 | 0.229 | KG | 62.51 | 60.71 | CP09 | CP09 | Circuit breaker size S00 for motor protection, CLASS 10 A-release 0.14...0.2 A N-release 2.6 A Screw terminal Standard switching capacity | Lista Papel 2020 SI | 0 | 0
3RV1011-0BA10-Z | I45 | 3RV1011-0BA10-ZI45 | 1 | UN | 1 | 5 | B | D | N | N | 85362010 | 1 | 4047621018485 | 0.229 | KG | 77.52 | 77.52 | CP09 | CP09 | Circuit breaker size S00 for motor protection, CLASS 10 A-release 0.14...0.2 A N-release 2.6 A screw terminal Standard switching capacity | - | 0 | 0
3RV1011-0BA10-Z | W95 | 3RV1011-0BA10-ZW95 | 1 | UN | 1 | 5 | B | D | N | N | 85362010 | 96 | 4011209323278 | 0.21 | KG | 62.51 | 62.51 | CP09 | CP09 | Circuit breaker size S00 for motor protection, CLASS 10 A-release 0.14...0.2 A N-release 2.6 A screw terminal Standard switching capacity Multi-unit packaging Pack = 96 units | - | 0 | 0
3RV1011-0BA10-Z | W96 | 3RV1011-0BA10-ZW96 | 1 | UN | 1 | 5 | B | D | N | N | 85362010 | 48 | 4011209323971 | 0.21 | KG | 62.51 | 62.51 | CP09 | CP09 | Circuit breaker size S00 for motor protection, CLASS 10 A-release 0.14...0.2 A N-release 2.6 A screw terminal Standard switching capacity Multi-unit packaging Pack = 48 units | - | 0 | 0
3RV1011-0BA10-Z | W97 | 3RV1011-0BA10-ZW97 | 1 | UN | 1 | 5 | B | D | N | N | 85362010 | 24 | 4011209324671 | 0.21 | KG | 62.51 | 62.51 | CP09 | CP09 | Circuit breaker size S00 for motor protection, CLASS 10 A-release 0.14...0.2 A N-release 2.6 A screw terminal Standard switching capacity Multi-unit packaging Pack = 24 units | - | 0 | 0
3RV1011-0BA10-Z | W98 | 3RV1011-0BA10-ZW98 | 1 | UN | 1 | 5 | B | D | N | N | 85362010 | 12 | 4011209325371 | 0.21 | KG | 62.51 | 62.51 | CP09 | CP09 | Circuit breaker size S00 for motor protection, CLASS 10 A-release 0.14...0.2 A N-release 2.6 A screw terminal Standard switching capacity Multi-unit packaging Pack = 12 units | - | 0 | 0
3RV1011-0BA10-Z | X95 | 3RV1011-0BA10-ZX95 | 1 | UN | 1 | 5 | B | D | N | N | 85362010 | 96 | 4011209322578 | 0.216 | KG | 62.51 | 62.51 | CP09 | CP09 | Circuit breaker size S00 for motor protection, CLASS 10 A-release 0.14...0.2 A N-release 2.6 A screw terminal Standard switching capacity Reusable packaging Pack = 96 units | - | 0 | 0
3RV1011-0BA15 |  | 3RV1011-0BA15 | 1 | UN | 1 | 5 | B | D | N | N | 85362010 | 1 | 4011209381681 | 0.244 | KG | 80.28 | 80.28 | CP09 | CP09 | Circuit breaker size S00 for motor protection, CLASS 10 A-release 0.14...0.2 A N-release 2.6 A Screw terminal Standard switching capacity with transverse auxiliary switch 1 NO+1 NC | - | 0 | 0
3RV1011-0BA15-Z | I45 | 3RV1011-0BA15-ZI45 | 1 | UN | 1 | 5 | B | D | N | N | 85362010 | 1 | 4047621018775 | 0.245 | KG | 99.75 | 99.75 | CP09 | CP09 | Circuit breaker size S00 for motor protection, CLASS 10 A-release 0.14...0.2 A N-release 2.6 A screw terminal Standard switching capacity with transverse auxiliary switch 1 NO+1 NC | - | 0 | 0
3RV1011-0BA20 |  | 3RV1011-0BA20 | 1 | UN | 1 | 2 | A | D | N | N | 85362010 | 1 | 4011209302143 | 0.231 | KG | 98.8 | 98.8 | CP09 | CP09 | Circuit breaker size S00 for motor protection CLASS 10 A-release 0.14...0.2 A Short-circuit release 2.6 A Spring-type terminal Standard switching capacity !!! Phased-out product !!! Successor is SIRIUS 3RV2 Preferred successor type is >>3RV2011-0BA20<< | - | 0 | 7
3RV1011-0BA25 |  | 3RV1011-0BA25 | 1 | UN | 1 | 15 | C | D | N | N | 85362010 | 1 | 4011209592018 | 0.248 | KG | 122.55 | 122.55 | CP09 | CP09 | Circuit breaker size S00 for motor protection CLASS 10 A-release 0.14...0.2 A Short-circuit release 2.6 A Spring-type terminal Standard switching capacity with transverse auxiliary switch 1 NO+1 NC !!! Phased-out product !!! Successor is SIRIUS 3RV2 Preferred successor type is >>3RV2011-0BA25<< | - | 0 | 7
3RV1011-0CA10 |  | 3RV1011-0CA10 | 1 | UN | 1 | 5 | B | D | N | N | 85362010 | 1 | 4011209263444 | 0.229 | KG | 62.51 | 60.71 | CP09 | CP09 | Circuit breaker size S00 for motor protection, CLASS 10 A-release 0.18...0.25 A N-release 3.3 A Screw terminal Standard switching capacity | Lista Papel 2020 SI | 0 | 0
3RV1011-0CA10-Z | I45 | 3RV1011-0CA10-ZI45 | 1 | UN | 1 | 5 | B | D | N | N | 85362010 | 1 | 4047621018522 | 0.23 | KG | 77.52 | 77.52 | CP09 | CP09 | Circuit breaker size S00 for motor protection, CLASS 10 A-release 0.18...0.25 A N-release 3.3 A screw terminal Standard switching capacity | - | 0 | 0
3RV1011-0CA10-Z | W95 | 3RV1011-0CA10-ZW95 | 1 | UN | 1 | 5 | B | D | N | N | 85362010 | 96 | 4011209323292 | 0.21 | KG | 62.51 | 62.51 | CP09 | CP09 | Circuit breaker size S00 for motor protection, CLASS 10 A-release 0.18...0.25 A N-release 3.3 A screw terminal Standard switching capacity Multi-unit packaging Pack = 96 units | - | 0 | 0
3RV1011-0CA10-Z | W96 | 3RV1011-0CA10-ZW96 | 1 | UN | 1 | 5 | B | D | N | N | 85362010 | 48 | 4011209323995 | 0.21 | KG | 62.51 | 62.51 | CP09 | CP09 | Circuit breaker size S00 for motor protection, CLASS 10 A-release 0.18...0.25 A N-release 3.3 A screw terminal Standard switching capacity Multi-unit packaging Pack = 48 units | - | 0 | 0
3RV1011-0CA10-Z | W97 | 3RV1011-0CA10-ZW97 | 1 | UN | 1 | 5 | B | D | N | N | 85362010 | 24 | 4011209324695 | 0.21 | KG | 62.51 | 62.51 | CP09 | CP09 | Circuit breaker size S00 for motor protection, CLASS 10 A-release 0.18...0.25 A N-release 3.3 A screw terminal Standard switching capacity Multi-unit packaging Pack = 24 units | - | 0 | 0
3RV1011-0CA10-Z | W98 | 3RV1011-0CA10-ZW98 | 1 | UN | 1 | 5 | B | D | N | N | 85362010 | 12 | 4011209325395 | 0.21 | KG | 62.51 | 62.51 | CP09 | CP09 | Circuit breaker size S00 for motor protection, CLASS 10 A-release 0.18...0.25 A N-release 3.3 A screw terminal Standard switching capacity Multi-unit packaging Pack = 12 units | - | 0 | 0
3RV1011-0CA10-Z | X95 | 3RV1011-0CA10-ZX95 | 1 | UN | 1 | 5 | B | D | N | N | 85362010 | 96 | 4011209322592 | 0.217 | KG | 62.51 | 62.51 | CP09 | CP09 | Circuit breaker size S00 for motor protection, CLASS 10 A-release 0.18...0.25 A N-release 3.3 A screw terminal Standard switching capacity Reusable packaging Pack = 96 units | - | 0 | 0
3RV1011-0CA15 |  | 3RV1011-0CA15 | 1 | UN | 1 | 5 | B | D | N | N | 85362010 | 1 | 4011209381698 | 0.244 | KG | 80.28 | 80.28 | CP09 | CP09 | Circuit breaker size S00 for motor protection, CLASS 10 A-release 0.18...0.25 A N-release 3.3 A Screw terminal Standard switching capacity with transverse auxiliary switch 1 NO+1 NC | - | 0 | 0
3RV1011-0CA15-Z | I45 | 3RV1011-0CA15-ZI45 | 1 | UN | 1 | 5 | B | D | N | N | 85362010 | 1 | 4047621018782 | 0.244 | KG | 99.75 | 99.75 | CP09 | CP09 | Circuit breaker size S00 for motor protection, CLASS 10 A-release 0.18...0.25 A N-release 3.3 A screw terminal Standard switching capacity with transverse auxiliary switch 1 NO+1 NC | - | 0 | 0
3RV1011-0CA20 |  | 3RV1011-0CA20 | 1 | UN | 1 | 2 | A | D | N | N | 85362010 | 1 | 4011209302150 | 0.231 | KG | 98.8 | 98.8 | CP09 | CP09 | Circuit breaker size S00 for motor protection CLASS 10 A-release 0.18...0.25 A Short-circuit release 3.3 A Spring-type terminal Standard switching capacity !!! Phased-out product !!! Successor is SIRIUS 3RV2 Preferred successor type is >>3RV2011-0CA20<< | - | 0 | 7
3RV1011-0CA20-Z | W97 | 3RV1011-0CA20-ZW97 | 1 | UN | 1 | 15 | C | D | N | N | 85362010 | 24 | 4011209324701 | 0.21 | KG | 98.8 | 98.8 | CP09 | CP09 | Circuit breaker size S00 for motor protection CLASS 10 A-release 0.18...0.25 A Short-circuit release 3.3 A Spring-type terminal Standard switching capacity Multi-unit packaging Pack = 24 units !!! Phased-out product !!! Successor is SIRIUS 3RV2 | - | 0 | 7
3RV1011-0CA20-Z | X95 | 3RV1011-0CA20-ZX95 | 1 | UN | 1 | 15 | C | D | N | N | 85362010 | 96 | 4011209322608 | 0.358 | KG | 98.8 | 98.8 | CP09 | CP09 | Circuit breaker size S00 for motor protection CLASS 10 A-release 0.18...0.25 A Short-circuit release 3.3 A Spring-type terminal Standard switching capacity Reusable packaging Pack = 96 units !!! Phased-out product !!! Successor is SIRIUS 3RV2 Preferred successor type is >>3RV2011-0CA20-ZX95<< | - | 0 | 7
3RV1011-0CA25 |  | 3RV1011-0CA25 | 1 | UN | 1 | 15 | C | D | N | N | 85362010 | 1 | 4011209592025 | 0.25 | KG | 125.4 | 125.4 | CP09 | CP09 | Circuit breaker size S00 for motor protection CLASS 10 A-release 0.18...0.25 A Short-circuit release 3.3 A Spring-type terminal Standard switching capacity with transverse auxiliary switch 1 NO+1 NC !!! Phased-out product !!! Successor is SIRIUS 3RV2 Preferred successor type is >>3RV2011-0CA25<< | - | 0 | 7
3RV1011-0DA10 |  | 3RV1011-0DA10 | 1 | UN | 1 | 5 | B | D | N | N | 85362010 | 1 | 4011209263451 | 0.23 | KG | 62.99 | 61.18 | CP09 | CP09 | Circuit breaker size S00 for motor protection, CLASS 10 A-release 0.22...0.32 A N-release 4.2 A Screw terminal Screw terminal Standard switching capacity | Lista Papel 2020 SI | 0 | 0
3RV1011-0DA10-Z | I45 | 3RV1011-0DA10-ZI45 | 1 | UN | 1 | 5 | B | D | N | N | 85362010 | 1 | 4047621018539 | 0.232 | KG | 78.09 | 78.09 | CP09 | CP09 | Circuit breaker size S00 for motor protection, CLASS 10 A-release 0.22...0.32 A N-release 4.2 A screw terminal screw terminal Standard switching capacity | - | 0 | 0
3RV1011-0DA10-Z | W95 | 3RV1011-0DA10-ZW95 | 1 | UN | 1 | 5 | B | D | N | N | 85362010 | 96 | 4011209323315 | 0.21 | KG | 62.99 | 62.99 | CP09 | CP09 | Circuit breaker size S00 for motor protection, CLASS 10 A-release 0.22...0.32 A N-release 4.2 A screw terminal Standard switching capacity Multi-unit packaging Pack = 96 units | - | 0 | 0
3RV1011-0DA10-Z | W96 | 3RV1011-0DA10-ZW96 | 1 | UN | 1 | 5 | B | D | N | N | 85362010 | 48 | 4011209324015 | 0.21 | KG | 62.99 | 62.99 | CP09 | CP09 | Circuit breaker size S00 for motor protection, CLASS 10 A-release 0.22...0.32 A N-release 4.2 A screw terminal Standard switching capacity Multi-unit packaging Pack = 48 units | - | 0 | 0
3RV1011-0DA10-Z | W97 | 3RV1011-0DA10-ZW97 | 1 | UN | 1 | 5 | B | D | N | N | 85362010 | 24 | 4011209324718 | 0.21 | KG | 62.99 | 62.99 | CP09 | CP09 | Circuit breaker size S00 for motor protection, CLASS 10 A-release 0.22...0.32 A N-release 4.2 A screw terminal Standard switching capacity Multi-unit packaging Pack = 24 units | - | 0 | 0
3RV1011-0DA10-Z | W98 | 3RV1011-0DA10-ZW98 | 1 | UN | 1 | 5 | B | D | N | N | 85362010 | 12 | 4011209325418 | 0.21 | KG | 62.99 | 62.99 | CP09 | CP09 | Circuit breaker size S00 for motor protection, CLASS 10 A-release 0.22...0.32 A N-release 4.2 A screw terminal Standard switching capacity Multi-unit packaging Pack = 12 units | - | 0 | 0
3RV1011-0DA10-Z | X95 | 3RV1011-0DA10-ZX95 | 1 | UN | 1 | 5 | B | D | N | N | 85362010 | 96 | 4011209322615 | 0.219 | KG | 62.99 | 62.99 | CP09 | CP09 | Circuit breaker size S00 for motor protection, CLASS 10 A-release 0.22...0.32 A N-release 4.2 A screw terminal Standard switching capacity Reusable packaging Pack = 96 units | - | 0 | 0
3RV1011-0DA15 |  | 3RV1011-0DA15 | 1 | UN | 1 | 5 | B | D | N | N | 85362010 | 1 | 4011209381704 | 0.245 | KG | 80.85 | 80.85 | CP09 | CP09 | Circuit breaker size S00 for motor protection, CLASS 10 A-release 0.22...0.32 A N-release 4.2 A Screw terminal Standard switching capacity with transverse auxiliary switch 1 NO+1 NC | - | 0 | 0
3RV1011-0DA15-Z | I45 | 3RV1011-0DA15-ZI45 | 1 | UN | 1 | 5 | B | D | N | N | 85362010 | 1 | 4047621018799 | 0.245 | KG | 100.7 | 100.7 | CP09 | CP09 | Circuit breaker size S00 for motor protection, CLASS 10 A-release 0.22...0.32 A N-release 4.2 A screw terminal Standard switching capacity with transverse auxiliary switch 1 NO+1 NC | - | 0 | 0
3RV1011-0DA20 |  | 3RV1011-0DA20 | 1 | UN | 1 | 2 | A | D | N | N | 85362010 | 1 | 4011209302167 | 0.232 | KG | 99.75 | 99.75 | CP09 | CP09 | Circuit breaker size S00 for motor protection CLASS 10 A-release 0.22...0.32 A Short-circuit release 4.2 A Spring-type terminal Standard switching capacity !!! Phased-out product !!! Successor is SIRIUS 3RV2 Preferred successor type is >>3RV2011-0DA20<< | - | 0 | 7
3RV1011-0DA20-Z | X95 | 3RV1011-0DA20-ZX95 | 1 | UN | 1 | 15 | C | D | N | N | 85362010 | 96 | 4011209322622 | 0.275 | KG | 99.75 | 99.75 | CP09 | CP09 | Circuit breaker size S00 for motor protection CLASS 10 A-release 0.22...0.32 A Short-circuit release 4.2 A Spring-type terminal Standard switching capacity Multi-unit packaging Pack = 96 units !!! Phased-out product !!! Successor is SIRIUS 3RV2 Preferred successor type is >>3RV2011-0DA20-ZX95<< | - | 0 | 9
3RV1011-0DA25 |  | 3RV1011-0DA25 | 1 | UN | 1 | 15 | C | D | N | N | 85362010 | 1 | 4011209592032 | 0.247 | KG | 126.35 | 126.35 | CP09 | CP09 | Circuit breaker size S00 for motor protection CLASS 10 A-release 0.22...0.32 A Short-circuit release 4.2 A Spring-type terminal Standard switching capacity with transverse auxiliary switch 1 NO+1 NC !!! Phased-out product !!! Successor is SIRIUS 3RV2 Preferred successor type is >>3RV2011-0DA25<< | - | 0 | 7
3RV1011-0EA10 |  | 3RV1011-0EA10 | 1 | UN | 1 | 5 | B | D | N | N | 85362010 | 1 | 4011209263468 | 0.231 | KG | 62.99 | 61.18 | CP09 | CP09 | Circuit breaker size S00 for motor protection, CLASS 10 A-release 0.28...0.4 A N-release 5.2 A Screw terminal Standard switching capacity | Lista Papel 2020 SI | 0 | 0
3RV1011-0EA10-Z | I45 | 3RV1011-0EA10-ZI45 | 1 | UN | 1 | 5 | B | D | N | N | 85362010 | 1 | 4047621018546 | 0.23 | KG | 78.09 | 78.09 | CP09 | CP09 | Circuit breaker size S00 for motor protection, CLASS 10 A-release 0.28...0.4 A N-release 5.2 A screw terminal Standard switching capacity | - | 0 | 0
3RV1011-0EA10-Z | W95 | 3RV1011-0EA10-ZW95 | 1 | UN | 1 | 5 | B | D | N | N | 85362010 | 96 | 4011209323339 | 0.21 | KG | 62.99 | 62.99 | CP09 | CP09 | Circuit breaker size S00 for motor protection, CLASS 10 A-release 0.28...0.4 A N-release 5.2 A screw terminal Standard switching capacity Multi-unit packaging Pack = 96 units | - | 0 | 0
3RV1011-0EA10-Z | W96 | 3RV1011-0EA10-ZW96 | 1 | UN | 1 | 5 | B | D | N | N | 85362010 | 48 | 4011209324039 | 0.21 | KG | 62.99 | 62.99 | CP09 | CP09 | Circuit breaker size S00 for motor protection, CLASS 10 A-release 0.28...0.4 A N-release 5.2 A screw terminal Standard switching capacity Multi-unit packaging Pack = 48 units | - | 0 | 0
3RV1011-0EA10-Z | W97 | 3RV1011-0EA10-ZW97 | 1 | UN | 1 | 5 | B | D | N | N | 85362010 | 24 | 4011209324732 | 0.21 | KG | 62.99 | 62.99 | CP09 | CP09 | Circuit breaker size S00 for motor protection, CLASS 10 A-release 0.28...0.4 A N-release 5.2 A screw terminal Standard switching capacity Multi-unit packaging Pack = 24 units | - | 0 | 0
3RV1011-0EA10-Z | W98 | 3RV1011-0EA10-ZW98 | 1 | UN | 1 | 5 | B | D | N | N | 85362010 | 12 | 4011209325432 | 0.21 | KG | 62.99 | 62.99 | CP09 | CP09 | Circuit breaker size S00 for motor protection, CLASS 10 A-release 0.28...0.4 A N-release 5.2 A screw terminal Standard switching capacity Multi-unit packaging Pack = 12 units | - | 0 | 0
3RV1011-0EA10-Z | X95 | 3RV1011-0EA10-ZX95 | 1 | UN | 1 | 5 | B | D | N | N | 85362010 | 96 | 4011209322639 | 0.22 | KG | 62.99 | 62.99 | CP09 | CP09 | Circuit breaker size S00 for motor protection, CLASS 10 A-release 0.28...0.4 A N-release 5.2 A screw terminal Standard switching capacity Reusable packaging Pack = 96 units | - | 0 | 0
3RV1011-0EA15 |  | 3RV1011-0EA15 | 1 | UN | 1 | 5 | B | D | N | N | 85362010 | 1 | 4011209381711 | 0.247 | KG | 80.85 | 80.85 | CP09 | CP09 | Circuit breaker size S00 for motor protection, CLASS 10 A-release 0.28...0.4 A N-release 5.2 A Screw terminal Standard switching capacity with transverse auxiliary switch 1 NO+1 NC | - | 0 | 0
3RV1011-0EA15-Z | I45 | 3RV1011-0EA15-ZI45 | 1 | UN | 1 | 5 | B | D | N | N | 85362010 | 1 | 4047621018805 | 0.245 | KG | 100.7 | 100.7 | CP09 | CP09 | Circuit breaker size S00 for motor protection, CLASS 10 A-release 0.28...0.4 A N-release 5.2 A screw terminal Standard switching capacity with transverse auxiliary switch 1 NO+1 NC | - | 0 | 0
3RV1011-0EA20 |  | 3RV1011-0EA20 | 1 | UN | 1 | 2 | A | D | N | N | 85362010 | 1 | 4011209302174 | 0.234 | KG | 99.75 | 99.75 | CP09 | CP09 | Circuit breaker size S00 for motor protection CLASS 10 A-release 0.28...0.4 A Short-circuit release 5.2 A Spring-type terminal Standard switching capacity !!! Phased-out product !!! Successor is SIRIUS 3RV2 Preferred successor type is >>3RV2011-0EA20<< | - | 0 | 7
3RV1011-0EA20-Z | W97 | 3RV1011-0EA20-ZW97 | 1 | UN | 1 | 15 | C | D | N | N | 85362010 | 24 | 4011209324749 | 0.21 | KG | 99.75 | 99.75 | CP09 | CP09 | Circuit breaker size S00 for motor protection CLASS 10 A-release 0.28...0.4 A Short-circuit release 5.2 A Spring-type terminal Standard switching capacity Multi-unit packaging Pack = 24 units !!! Phased-out product !!! Successor is SIRIUS 3RV2 Preferred successor type is >>3RV2011-0EA20-ZW97<< | - | 0 | 7
3RV1011-0EA20-Z | X95 | 3RV1011-0EA20-ZX95 | 1 | UN | 1 | 15 | C | D | N | N | 85362010 | 96 | 4011209322646 | 0.257 | KG | 99.75 | 99.75 | CP09 | CP09 | Circuit breaker size S00 for motor protection CLASS 10 A-release 0.28...0.4 A Short-circuit release 5.2 A Spring-type terminal Standard switching capacity Reusable packaging Pack = 96 units !!! Phased-out product !!! Successor is SIRIUS 3RV2 Preferred successor type is >>3RV2011-0EA20-ZX95<< | - | 0 | 7
3RV1011-0EA25 |  | 3RV1011-0EA25 | 1 | UN | 1 | 15 | C | D | N | N | 85362010 | 1 | 4011209592049 | 0.249 | KG | 126.35 | 126.35 | CP09 | CP09 | Circuit breaker size S00 for motor protection CLASS 10 A-release 0.28...0.4 A Short-circuit release 5.2 A Spring-type terminal Standard switching capacity with transverse auxiliary switch 1 NO+1 NC !!! Phased-out product !!! Successor is SIRIUS 3RV2 Preferred successor type is >>3RV2011-0EA25<< | - | 0 | 7
3RV1011-0FA10 |  | 3RV1011-0FA10 | 1 | UN | 1 | 5 | B | D | N | N | 85362010 | 1 | 4011209263475 | 0.229 | KG | 62.99 | 61.18 | CP09 | CP09 | Circuit breaker size S00 for motor protection, CLASS 10 A-release 0.35...0.5 A N-release 6.5 A Screw terminal Standard switching capacity | Lista Papel 2020 SI | 0 | 0
3RV1011-0FA10-Z | I45 | 3RV1011-0FA10-ZI45 | 1 | UN | 1 | 5 | B | D | N | N | 85362010 | 1 | 4047621018560 | 0.234 | KG | 78.09 | 78.09 | CP09 | CP09 | Circuit breaker size S00 for motor protection, CLASS 10 A-release 0.35...0.5 A N-release 6.5 A screw terminal Standard switching capacity | - | 0 | 0
3RV1011-0FA10-Z | W95 | 3RV1011-0FA10-ZW95 | 1 | UN | 1 | 5 | B | D | N | N | 85362010 | 96 | 4011209323353 | 0.21 | KG | 62.99 | 62.99 | CP09 | CP09 | Circuit breaker size S00 for motor protection, CLASS 10 A-release 0.35...0.5 A N-release 6.5 A screw terminal Standard switching capacity Multi-unit packaging Pack = 96 units | - | 0 | 0
3RV1011-0FA10-Z | W96 | 3RV1011-0FA10-ZW96 | 1 | UN | 1 | 5 | B | D | N | N | 85362010 | 48 | 4011209324053 | 0.21 | KG | 62.99 | 62.99 | CP09 | CP09 | Circuit breaker size S00 for motor protection, CLASS 10 A-release 0.35...0.5 A N-release 6.5 A screw terminal Standard switching capacity Multi-unit packaging Pack = 48 units | - | 0 | 0
3RV1011-0FA10-Z | W97 | 3RV1011-0FA10-ZW97 | 1 | UN | 1 | 5 | B | D | N | N | 85362010 | 24 | 4011209324756 | 0.21 | KG | 62.99 | 62.99 | CP09 | CP09 | Circuit breaker size S00 for motor protection, CLASS 10 A-release 0.35...0.5 A N-release 6.5 A screw terminal Standard switching capacity Multi-unit packaging Pack = 24 units | - | 0 | 0
3RV1011-0FA10-Z | W98 | 3RV1011-0FA10-ZW98 | 1 | UN | 1 | 5 | B | D | N | N | 85362010 | 12 | 4011209325456 | 0.21 | KG | 62.99 | 62.99 | CP09 | CP09 | Circuit breaker size S00 for motor protection, CLASS 10 A-release 0.35...0.5 A N-release 6.5 A screw terminal Standard switching capacity Multi-unit packaging Pack = 12 units | - | 0 | 0
3RV1011-0FA10-Z | X95 | 3RV1011-0FA10-ZX95 | 1 | UN | 1 | 5 | B | D | N | N | 85362010 | 96 | 4011209322653 | 0.218 | KG | 62.99 | 62.99 | CP09 | CP09 | Circuit breaker size S00 for motor protection, CLASS 10 A-release 0.35...0.5 A N-release 6.5 A screw terminal Standard switching capacity Reusable packaging Pack = 96 units | - | 0 | 0
3RV1011-0FA15 |  | 3RV1011-0FA15 | 1 | UN | 1 | 5 | B | D | N | N | 85362010 | 1 | 4011209381728 | 0.245 | KG | 80.85 | 80.85 | CP09 | CP09 | Circuit breaker size S00 for motor protection, CLASS 10 A-release 0.35...0.5 A N-release 6.5 A Screw terminal Standard switching capacity with transverse auxiliary switch 1 NO+1 NC | - | 0 | 0
3RV1011-0FA15-Z | I45 | 3RV1011-0FA15-ZI45 | 1 | UN | 1 | 5 | B | D | N | N | 85362010 | 1 | 4047621018812 | 0.245 | KG | 100.7 | 100.7 | CP09 | CP09 | Circuit breaker size S00 for motor protection, CLASS 10 A-release 0.35...0.5 A N-release 6.5 A screw terminal Standard switching capacity with transverse auxiliary switch 1 NO+1 NC | - | 0 | 0
3RV1011-0FA20 |  | 3RV1011-0FA20 | 1 | UN | 1 | 2 | A | D | N | N | 85362010 | 1 | 4011209302181 | 0.233 | KG | 99.75 | 99.75 | CP09 | CP09 | Circuit breaker size S00 for motor protection CLASS 10 A-release 0.35...0.5 A Short-circuit release 6.5 A Spring-type terminal Standard switching capacity !!! Phased-out product !!! Successor is SIRIUS 3RV2 Preferred successor type is >>3RV2011-0FA20<< | - | 0 | 7
3RV1011-0FA20-Z | X95 | 3RV1011-0FA20-ZX95 | 1 | UN | 1 | 15 | C | D | N | N | 85362010 | 96 | 4011209322660 | 0.217 | KG | 99.75 | 99.75 | CP09 | CP09 | Circuit breaker size S00 for motor protection CLASS 10 A-release 0.35...0.5 A Short-circuit release 6.5 A Spring-type terminal Standard switching capacity Reusable packaging Pack = 96 units !!! Phased-out product !!! Successor is SIRIUS 3RV2 Preferred successor type is >>3RV2011-0FA20-ZX95<< | - | 0 | 7
3RV1011-0FA25 |  | 3RV1011-0FA25 | 1 | UN | 1 | 15 | C | D | N | N | 85362010 | 1 | 4011209592056 | 0.245 | KG | 126.35 | 126.35 | CP09 | CP09 | Circuit breaker size S00 for motor protection CLASS 10 A-release 0.35...0.5 A Short-circuit release 6.5 A Spring-type terminal Standard switching capacity with transverse auxiliary switch 1 NO+1 NC !!! Phased-out product !!! Successor is SIRIUS 3RV2 Preferred successor type is >>3RV2011-0FA25<< | - | 0 | 7
3RV1011-0GA10 |  | 3RV1011-0GA10 | 1 | UN | 1 | 5 | B | D | N | N | 85362010 | 1 | 4011209263482 | 0.229 | KG | 63.46 | 61.66 | CP09 | CP09 | Circuit breaker size S00 for motor protection, CLASS 10 A-release 0.45...0.63 A N-release 8.2 A Screw terminal Standard switching capacity | Lista Papel 2020 SI | 0 | 0
3RV1011-0GA10-Z | I45 | 3RV1011-0GA10-ZI45 | 1 | UN | 1 | 5 | B | D | N | N | 85362010 | 1 | 4047621018577 | 0.235 | KG | 78.76 | 78.76 | CP09 | CP09 | Circuit breaker size S00 for motor protection, CLASS 10 A-release 0.45...0.63 A N-release 8.2 A screw terminal Standard switching capacity | - | 0 | 0
3RV1011-0GA10-Z | W95 | 3RV1011-0GA10-ZW95 | 1 | UN | 1 | 5 | B | D | N | N | 85362010 | 96 | 4011209323377 | 0.21 | KG | 63.46 | 63.46 | CP09 | CP09 | Circuit breaker size S00 for motor protection, CLASS 10 A-release 0.45...0.63 A N-release 8.2 A screw terminal Standard switching capacity Multi-unit packaging Pack = 96 units | - | 0 | 0
3RV1011-0GA10-Z | W96 | 3RV1011-0GA10-ZW96 | 1 | UN | 1 | 5 | B | D | N | N | 85362010 | 48 | 4011209324077 | 0.21 | KG | 63.46 | 63.46 | CP09 | CP09 | Circuit breaker size S00 for motor protection, CLASS 10 A-release 0.45...0.63 A N-release 8.2 A screw terminal Standard switching capacity Multi-unit packaging Pack = 48 units | - | 0 | 0
3RV1011-0GA10-Z | W97 | 3RV1011-0GA10-ZW97 | 1 | UN | 1 | 5 | B | D | N | N | 85362010 | 24 | 4011209324770 | 0.21 | KG | 63.46 | 63.46 | CP09 | CP09 | Circuit breaker size S00 for motor protection, CLASS 10 A-release 0.45...0.63 A N-release 8.2 A screw terminal Standard switching capacity Multi-unit packaging Pack = 24 units | - | 0 | 0
3RV1011-0GA10-Z | W98 | 3RV1011-0GA10-ZW98 | 1 | UN | 1 | 5 | B | D | N | N | 85362010 | 12 | 4011209325470 | 0.21 | KG | 63.46 | 63.46 | CP09 | CP09 | Circuit breaker size S00 for motor protection, CLASS 10 A-release 0.45...0.63 A N-release 8.2 A screw terminal Standard switching capacity Multi-unit packaging Pack = 12 units | - | 0 | 0
3RV1011-0GA10-Z | X95 | 3RV1011-0GA10-ZX95 | 1 | UN | 1 | 5 | B | D | N | N | 85362010 | 96 | 4011209322677 | 0.218 | KG | 63.46 | 63.46 | CP09 | CP09 | Circuit breaker size S00 for motor protection, CLASS 10 A-release 0.45...0.63 A N-release 8.2 A screw terminal Standard switching capacity Reusable packaging Pack = 96 units | - | 0 | 0
3RV1011-0GA15 |  | 3RV1011-0GA15 | 1 | UN | 1 | 5 | B | D | N | N | 85362010 | 1 | 4011209381735 | 0.246 | KG | 81.04 | 81.04 | CP09 | CP09 | Circuit breaker size S00 for motor protection, CLASS 10 A-release 0.45...0.63 A N-release 8.2 A Screw terminal Standard switching capacity with transverse auxiliary switch 1 NO+1 NC | - | 0 | 0
3RV1011-0GA15-0BA0 |  | 3RV1011-0GA15-0BA0 | 1 | UN | 1 | 20 | D | D | N | N | 85362010 | 50 | 4011209775855 | 0.252 | KG | 112.1 | 112.1 | CP09 | CP09 | Special type Circuit breaker size S00 for motor protection CLASS 10 A-release 0.45...0.63 A N-release 8.2 A Screw terminal Standard switching capacity with transverse auxiliary switch 1 NO+1 NC Ambient temperature -50 Â°C 500 switching cycles | - | 0 | 9
3RV1011-0GA15-Z | I45 | 3RV1011-0GA15-ZI45 | 1 | UN | 1 | 5 | B | D | N | N | 85362010 | 1 | 4047621018829 | 0.245 | KG | 100.7 | 100.7 | CP09 | CP09 | Circuit breaker size S00 for motor protection, CLASS 10 A-release 0.45...0.63 A N-release 8.2 A screw terminal Standard switching capacity with transverse auxiliary switch 1 NO+1 NC | - | 0 | 0
3RV1011-0GA20 |  | 3RV1011-0GA20 | 1 | UN | 1 | 2 | A | D | N | N | 85362010 | 1 | 4011209302198 | 0.232 | KG | 99.75 | 99.75 | CP09 | CP09 | Circuit breaker size S00 for motor protection CLASS 10 A-release 0.45...0.63 A Short-circuit release 8.2 A Spring-type terminal Standard switching capacity !!! Phased-out product !!! Successor is SIRIUS 3RV2 Preferred successor type is >>3RV2011-0GA20<< | - | 0 | 7
3RV1011-0GA20-Z | X95 | 3RV1011-0GA20-ZX95 | 1 | UN | 1 | 15 | C | D | N | N | 85362010 | 96 | 4011209322684 | 0.219 | KG | 99.75 | 99.75 | CP09 | CP09 | Circuit breaker size S00 for motor protection CLASS 10 A-release 0.45...0.63 A Short-circuit release 8.2 A Spring-type terminal Standard switching capacity !!! Phased-out product !!! Successor is SIRIUS 3RV2 Preferred successor type is >>3RV2011-0GA20-ZX95<< | - | 0 | 7
3RV1011-0GA25 |  | 3RV1011-0GA25 | 1 | UN | 1 | 15 | C | D | N | N | 85362010 | 1 | 4011209592063 | 0.295 | KG | 126.35 | 126.35 | CP09 | CP09 | Circuit breaker size S00 for motor protection CLASS 10 A-release 0.45...0.63 A Short-circuit release 8.2 A Spring-type terminal Standard switching capacity with transverse auxiliary switch 1 NO+1 NC !!! Phased-out product !!! Successor is SIRIUS 3RV2 Preferred successor type is >>3RV2011-0GA25<< | - | 0 | 7
3RV1011-0HA10 |  | 3RV1011-0HA10 | 1 | UN | 1 | 5 | B | D | N | N | 85362010 | 1 | 4011209263499 | 0.233 | KG | 67.55 | 65.65 | CP09 | CP09 | Circuit breaker size S00 for motor protection, CLASS 10 A-release 0.55...0.8 A N-release 10 A Screw terminal Standard switching capacity | Lista Papel 2020 SI | 0 | 0
3RV1011-0HA10-Z | I45 | 3RV1011-0HA10-ZI45 | 1 | UN | 1 | 5 | B | D | N | N | 85362010 | 1 | 4047621018591 | 0.231 | KG | 83.89 | 83.89 | CP09 | CP09 | Circuit breaker size S00 for motor protection, CLASS 10 A-release 0.55...0.8 A N-release 10 A screw terminal Standard switching capacity | - | 0 | 0
3RV1011-0HA10-Z | W95 | 3RV1011-0HA10-ZW95 | 1 | UN | 1 | 5 | B | D | N | N | 85362010 | 96 | 4011209323391 | 0.21 | KG | 67.55 | 67.55 | CP09 | CP09 | Circuit breaker size S00 for motor protection, CLASS 10 A-release 0.55...0.8 A N-release 10 A screw terminal Standard switching capacity Multi-unit packaging Pack = 96 units | - | 0 | 0
3RV1011-0HA10-Z | W96 | 3RV1011-0HA10-ZW96 | 1 | UN | 1 | 5 | B | D | N | N | 85362010 | 48 | 4011209324091 | 0.21 | KG | 67.55 | 67.55 | CP09 | CP09 | Circuit breaker size S00 for motor protection, CLASS 10 A-release 0.55...0.8 A N-release 10 A screw terminal Standard switching capacity Multi-unit packaging Pack = 48 units | - | 0 | 0
3RV1011-0HA10-Z | W97 | 3RV1011-0HA10-ZW97 | 1 | UN | 1 | 5 | B | D | N | N | 85362010 | 24 | 4011209324794 | 0.21 | KG | 67.55 | 67.55 | CP09 | CP09 | Circuit breaker size S00 for motor protection, CLASS 10 A-release 0.55...0.8 A N-release 10 A screw terminal Standard switching capacity Multi-unit packaging Pack = 24 units | - | 0 | 0
3RV1011-0HA10-Z | W98 | 3RV1011-0HA10-ZW98 | 1 | UN | 1 | 5 | B | D | N | N | 85362010 | 12 | 4011209325494 | 0.21 | KG | 67.55 | 67.55 | CP09 | CP09 | Circuit breaker size S00 for motor protection, CLASS 10 A-release 0.55...0.8 A N-release 10 A screw terminal Standard switching capacity Multi-unit packaging Pack = 12 units | - | 0 | 0
3RV1011-0HA10-Z | X95 | 3RV1011-0HA10-ZX95 | 1 | UN | 1 | 5 | B | D | N | N | 85362010 | 96 | 4011209322691 | 0.218 | KG | 67.55 | 67.55 | CP09 | CP09 | Circuit breaker size S00 for motor protection, CLASS 10 A-release 0.55...0.8 A N-release 10 A screw terminal Standard switching capacity Reusable packaging Pack = 96 units | - | 0 | 0
3RV1011-0HA15 |  | 3RV1011-0HA15 | 1 | UN | 1 | 5 | B | D | N | N | 85362010 | 1 | 4011209381742 | 0.249 | KG | 85.5 | 85.5 | CP09 | CP09 | Circuit breaker size S00 for motor protection, CLASS 10 A-release 0.55...0.8 A N-release 10 A Screw terminal Standard switching capacity with transverse auxiliary switch 1 NO+1 NC | - | 0 | 0
3RV1011-0HA15-Z | I45 | 3RV1011-0HA15-ZI45 | 1 | UN | 1 | 5 | B | D | N | N | 85362010 | 1 | 4047621018836 | 0.245 | KG | 106.4 | 106.4 | CP09 | CP09 | Circuit breaker size S00 for motor protection, CLASS 10 A-release 0.55...0.8 A N-release 10 A screw terminal Standard switching capacity with transverse auxiliary switch 1 NO+1 NC | - | 0 | 0
3RV1011-0HA20 |  | 3RV1011-0HA20 | 1 | UN | 1 | 2 | A | D | N | N | 85362010 | 1 | 4011209302204 | 0.234 | KG | 107.35 | 107.35 | CP09 | CP09 | Circuit breaker size S00 for motor protection CLASS 10 A-release 0.55...0.8 A Short-circuit release 10 A Spring-type terminal !!! Phased-out product !!! Successor is SIRIUS 3RV2 Preferred successor type is >>3RV2011-0HA20<< | - | 0 | 7
3RV1011-0HA20-Z | X95 | 3RV1011-0HA20-ZX95 | 1 | UN | 1 | 15 | C | D | N | N | 85362010 | 96 | 4011209322707 | 0.21 | KG | 107.35 | 107.35 | CP09 | CP09 | Circuit breaker for motor protection CLASS 10 A-release 0.55...0.8 A Short-circuit release 10 A Spring-type terminal Standard switching capacity Multi-unit packaging Pack = 96 units !!! Phased-out product !!! Successor is SIRIUS 3RV2 Preferred successor type is >>3RV2011-0HA20-ZX95<< | - | 0 | 9
3RV1011-0HA25 |  | 3RV1011-0HA25 | 1 | UN | 1 | 15 | C | D | N | N | 85362010 | 1 | 4011209592070 | 0.248 | KG | 133.95 | 133.95 | CP09 | CP09 | Circuit breaker size S00 for motor protection CLASS 10 A-release 0.55...0.8 A Short-circuit release 10 A Spring-type terminal Standard switching capacity with transverse auxiliary switch 1 NO+1 NC !!! Phased-out product !!! Successor is SIRIUS 3RV2 Preferred successor type is >>3RV2011-0HA25<< | - | 0 | 7
3RV1011-0JA10 |  | 3RV1011-0JA10 | 1 | UN | 1 | 5 | B | D | N | N | 85362010 | 1 | 4011209263505 | 0.23 | KG | 67.55 | 65.65 | CP09 | CP09 | Circuit breaker size S00 for motor protection, CLASS 10 A-release 0.7...1 A N-release 13 A Screw terminal Standard switching capacity | Lista Papel 2020 SI | 0 | 0
3RV1011-0JA10-Z | I45 | 3RV1011-0JA10-ZI45 | 1 | UN | 1 | 5 | B | D | N | N | 85362010 | 1 | 4047621018607 | 0.229 | KG | 83.89 | 83.89 | CP09 | CP09 | Circuit breaker size S00 for motor protection, CLASS 10 A-release 0.7...1 A N-release 13 A screw terminal Standard switching capacity | - | 0 | 0
3RV1011-0JA10-Z | W95 | 3RV1011-0JA10-ZW95 | 1 | UN | 1 | 5 | B | D | N | N | 85362010 | 96 | 4011209323414 | 0.21 | KG | 67.55 | 67.55 | CP09 | CP09 | Circuit breaker size S00 for motor protection, CLASS 10 A-release 0.7...1 A N-release 13 A screw terminal Standard switching capacity Multi-unit packaging Pack = 96 units | - | 0 | 0
3RV1011-0JA10-Z | W96 | 3RV1011-0JA10-ZW96 | 1 | UN | 1 | 5 | B | D | N | N | 85362010 | 48 | 4011209324114 | 0.21 | KG | 67.55 | 67.55 | CP09 | CP09 | Circuit breaker size S00 for motor protection, CLASS 10 A-release 0.7...1 A N-release 13 A screw terminal Standard switching capacity Multi-unit packaging Pack = 48 units | - | 0 | 0
3RV1011-0JA10-Z | W97 | 3RV1011-0JA10-ZW97 | 1 | UN | 1 | 5 | B | D | N | N | 85362010 | 24 | 4011209324817 | 0.21 | KG | 67.55 | 67.55 | CP09 | CP09 | Circuit breaker size S00 for motor protection, CLASS 10 A-release 0.7...1 A N-release 13 A screw terminal Standard switching capacity Multi-unit packaging Pack = 24 units | - | 0 | 0
3RV1011-0JA10-Z | W98 | 3RV1011-0JA10-ZW98 | 1 | UN | 1 | 5 | B | D | N | N | 85362010 | 12 | 4011209325517 | 0.21 | KG | 67.55 | 67.55 | CP09 | CP09 | Circuit breaker size S00 for motor protection, CLASS 10 A-release 0.7...1 A N-release 13 A screw terminal Standard switching capacity Multi-unit packaging Pack = 12 units | - | 0 | 0
3RV1011-0JA10-Z | X95 | 3RV1011-0JA10-ZX95 | 1 | UN | 1 | 5 | B | D | N | N | 85362010 | 96 | 4011209322714 | 0.216 | KG | 67.55 | 67.55 | CP09 | CP09 | Circuit breaker size S00 for motor protection, CLASS 10 A-release 0.7...1 A N-release 13 A screw terminal Standard switching capacity Reusable packaging Pack = 96 units | - | 0 | 0
3RV1011-0JA15 |  | 3RV1011-0JA15 | 1 | UN | 1 | 5 | B | D | N | N | 85362010 | 1 | 4011209381759 | 0.245 | KG | 85.5 | 85.5 | CP09 | CP09 | Circuit breaker size S00 for motor protection, CLASS 10 A-release 0.7...1 A N-release 13 A Screw terminal Standard switching capacity with transverse auxiliary switch 1 NO+1 NC | - | 0 | 0
3RV1011-0JA15-Z | I45 | 3RV1011-0JA15-ZI45 | 1 | UN | 1 | 5 | B | D | N | N | 85362010 | 1 | 4047621018843 | 0.245 | KG | 106.4 | 106.4 | CP09 | CP09 | Circuit breaker size S00 for motor protection, CLASS 10 A-release 0.7...1 A N-release 13 A screw terminal Standard switching capacity with transverse auxiliary switch 1 NO+1 NC | - | 0 | 0
3RV1011-0JA20 |  | 3RV1011-0JA20 | 1 | UN | 1 | 2 | A | D | N | N | 85362010 | 1 | 4011209302211 | 0.232 | KG | 104.5 | 104.5 | CP09 | CP09 | Circuit breaker size S00 for motor protection CLASS 10 A-release 0.7...1 A Short-circuit release 13 A Spring-type terminal Standard switching capacity !!! Phased-out product !!! Successor is SIRIUS 3RV2 Preferred successor type is >>3RV2011-0JA20<< | - | 0 | 7
3RV1011-0JA20-Z | X95 | 3RV1011-0JA20-ZX95 | 1 | UN | 1 | 15 | C | D | N | N | 85362010 | 96 | 4011209322721 | 0.268 | KG | 104.5 | 104.5 | CP09 | CP09 | Circuit breaker size S00 for motor protection CLASS 10 A-release 0.7...1 A Short-circuit release 13 A Spring-type terminal Standard switching capacity Reusable packaging Pack = 96 units !!! Phased-out product !!! Successor is SIRIUS 3RV2 Preferred successor type is >>3RV2011-0JA20-ZX95<< | - | 0 | 7
3RV1011-0JA25 |  | 3RV1011-0JA25 | 1 | UN | 1 | 15 | C | D | N | N | 85362010 | 1 | 4011209592087 | 0.247 | KG | 133.95 | 133.95 | CP09 | CP09 | Circuit breaker size S00 for motor protection CLASS 10 A-release 0.7...1 A Short-circuit release 13 A Spring-type terminal Standard switching capacity with transverse auxiliary switch 1 NO+1 NC !!! Phased-out product !!! Successor is SIRIUS 3RV2 Preferred successor type is >>3RV2011-0JA25<< | - | 0 | 7
3RV1011-0KA10 |  | 3RV1011-0KA10 | 1 | UN | 1 | 5 | B | D | N | N | 85362010 | 1 | 4011209263512 | 0.275 | KG | 71.63 | 69.64 | CP09 | CP09 | Circuit breaker size S00 for motor protection, CLASS 10 A-release 0.9...1.25 A N-release 16 A Screw terminal Standard switching capacity | Lista Papel 2020 SI | 0 | 0
3RV1011-0KA10-Z | I45 | 3RV1011-0KA10-ZI45 | 1 | UN | 1 | 5 | B | D | N | N | 85362010 | 1 | 4047621018614 | 0.28 | KG | 88.92 | 88.92 | CP09 | CP09 | Circuit breaker size S00 for motor protection, CLASS 10 A-release 0.9...1.25 A N-release 16 A screw terminal Standard switching capacity | - | 0 | 0
3RV1011-0KA10-Z | W95 | 3RV1011-0KA10-ZW95 | 1 | UN | 1 | 5 | B | D | N | N | 85362010 | 96 | 4011209323438 | 0.21 | KG | 71.63 | 71.63 | CP09 | CP09 | Circuit breaker size S00 for motor protection, CLASS 10 A-release 0.9...1.25 A N-release 16 A screw terminal Standard switching capacity Multi-unit packaging Pack = 96 units | - | 0 | 0
3RV1011-0KA10-Z | W96 | 3RV1011-0KA10-ZW96 | 1 | UN | 1 | 5 | B | D | N | N | 85362010 | 48 | 4011209324138 | 0.21 | KG | 71.63 | 71.63 | CP09 | CP09 | Circuit breaker size S00 for motor protection, CLASS 10 A-release 0.9...1.25 A N-release 16 A screw terminal Standard switching capacity Multi-unit packaging Pack = 48 units | - | 0 | 0
3RV1011-0KA10-Z | W97 | 3RV1011-0KA10-ZW97 | 1 | UN | 1 | 5 | B | D | N | N | 85362010 | 24 | 4011209324831 | 0.21 | KG | 71.63 | 71.63 | CP09 | CP09 | Circuit breaker size S00 for motor protection, CLASS 10 A-release 0.9...1.25 A N-release 16 A screw terminal Standard switching capacity Multi-unit packaging Pack = 24 units | - | 0 | 0
3RV1011-0KA10-Z | W98 | 3RV1011-0KA10-ZW98 | 1 | UN | 1 | 5 | B | D | N | N | 85362010 | 12 | 4011209325531 | 0.21 | KG | 71.63 | 71.63 | CP09 | CP09 | Circuit breaker size S00 for motor protection, CLASS 10 A-release 0.9...1.25 A N-release 16 A screw terminal Standard switching capacity Multi-unit packaging Pack = 12 units | - | 0 | 0
3RV1011-0KA10-Z | X95 | 3RV1011-0KA10-ZX95 | 1 | UN | 1 | 5 | B | D | N | N | 85362010 | 96 | 4011209322738 | 0.263 | KG | 71.63 | 71.63 | CP09 | CP09 | Circuit breaker size S00 for motor protection, CLASS 10 A-release 0.9...1.25 A N-release 16 A screw terminal Standard switching capacity Reusable packaging Pack = 96 units | - | 0 | 0
3RV1011-0KA15 |  | 3RV1011-0KA15 | 1 | UN | 1 | 5 | B | D | N | N | 85362010 | 1 | 4011209381766 | 0.297 | KG | 89.49 | 89.49 | CP09 | CP09 | Circuit breaker size S00 for motor protection, CLASS 10 A-release 0.9...1.25 A N-release 16 A 1 NO+1 NC transverse Screw terminal Standard switching capacity | - | 0 | 0
3RV1011-0KA15-0BA0 |  | 3RV1011-0KA15-0BA0 | 1 | UN | 1 | 20 | D | D | N | N | 85362010 | 1 | 4011209782730 | 0.289 | KG | 120.65 | 120.65 | CP09 | CP09 | Special type Circuit breaker size S00 for motor protection CLASS 10 A-release 0.9...1.25 A N-release 16 A Screw terminal Standard switching capacity with transverse auxiliary switch 1 NO+1 NC Ambient temperature -50 Â°C 500 switching cycles | - | 0 | 9
3RV1011-0KA15-Z | I45 | 3RV1011-0KA15-ZI45 | 1 | UN | 1 | 5 | B | D | N | N | 85362010 | 1 | 4047621018850 | 0.291 | KG | 111.15 | 111.15 | CP09 | CP09 | Circuit breaker size S00 for motor protection, CLASS 10 A-release 0.9...1.25 A N-release 16 A 1 NO+1 NC transverse screw terminal Standard switching capacity | - | 0 | 0
3RV1011-0KA20 |  | 3RV1011-0KA20 | 1 | UN | 1 | 2 | A | D | N | N | 85362010 | 1 | 4011209302228 | 0.277 | KG | 112.1 | 112.1 | CP09 | CP09 | Circuit breaker size S00 for motor protection CLASS 10 A-release 0.9...1.25 A Short-circuit release 16 A Spring-type terminal Standard switching capacity !!! Phased-out product !!! Successor is SIRIUS 3RV2 Preferred successor type is >>3RV2011-0KA20<< | - | 0 | 7
3RV1011-0KA20-Z | X95 | 3RV1011-0KA20-ZX95 | 1 | UN | 1 | 15 | C | D | N | N | 85362010 | 96 | 4011209322745 | 0.278 | KG | 112.1 | 112.1 | CP09 | CP09 | Circuit breaker size S00 for motor protection CLASS 10 A-release 0.9...1.25 A Short-circuit release 16 A Spring-type terminal Standard switching capacity Reusable packaging Pack = 96 units !!! Phased-out product !!! Successor is SIRIUS 3RV2 Preferred successor type is >>3RV2011-0KA20-ZX95<< | - | 0 | 7
3RV1011-0KA25 |  | 3RV1011-0KA25 | 1 | UN | 1 | 15 | C | D | N | N | 85362010 | 1 | 4011209592094 | 0.297 | KG | 140.6 | 140.6 | CP09 | CP09 | Circuit breaker size S00 for motor protection CLASS 10 A-release 0.9...1.25 A Short-circuit release 16 A Spring-type terminal Standard switching capacity with transverse auxiliary switch 1 NO+1 NC !!! Phased-out product !!! Successor is SIRIUS 3RV2 Preferred successor type is >>3RV2011-0KA25<< | - | 0 | 7
3RV1011-1AA10 |  | 3RV1011-1AA10 | 1 | UN | 1 | 5 | B | D | N | N | 85362010 | 1 | 4011209263529 | 0.274 | KG | 71.63 | 69.64 | CP09 | CP09 | Circuit breaker size S00 for motor protection, CLASS 10 A-release 1.1...1.6 A N-release 21 A Screw terminal Standard switching capacity | Lista Papel 2020 SI | 0 | 0
3RV1011-1AA10-Z | I45 | 3RV1011-1AA10-ZI45 | 1 | UN | 1 | 5 | B | D | N | N | 85362010 | 1 | 4047621018621 | 0.275 | KG | 88.92 | 88.92 | CP09 | CP09 | Circuit breaker size S00 for motor protection, CLASS 10 A-release 1.1...1.6 A N-release 21 A screw terminal Standard switching capacity | - | 0 | 0
3RV1011-1AA10-Z | W95 | 3RV1011-1AA10-ZW95 | 1 | UN | 1 | 5 | B | D | N | N | 85362010 | 96 | 4011209323452 | 0.21 | KG | 71.63 | 71.63 | CP09 | CP09 | Circuit breaker size S00 for motor protection, CLASS 10 A-release 1.1...1.6 A N-release 21 A screw terminal Standard switching capacity Multi-unit packaging Pack = 96 units | - | 0 | 0
3RV1011-1AA10-Z | W96 | 3RV1011-1AA10-ZW96 | 1 | UN | 1 | 5 | B | D | N | N | 85362010 | 48 | 4011209324152 | 0.21 | KG | 71.63 | 71.63 | CP09 | CP09 | Circuit breaker size S00 for motor protection, CLASS 10 A-release 1.1...1.6 A N-release 21 A screw terminal Standard switching capacity Multi-unit packaging Pack = 48 units | - | 0 | 0
3RV1011-1AA10-Z | W97 | 3RV1011-1AA10-ZW97 | 1 | UN | 1 | 5 | B | D | N | N | 85362010 | 24 | 4011209324855 | 0.21 | KG | 71.63 | 71.63 | CP09 | CP09 | Circuit breaker size S00 for motor protection, CLASS 10 A-release 1.1...1.6 A N-release 21 A screw terminal Standard switching capacity Multi-unit packaging Pack = 24 units | - | 0 | 0
3RV1011-1AA10-Z | W98 | 3RV1011-1AA10-ZW98 | 1 | UN | 1 | 5 | B | D | N | N | 85362010 | 12 | 4011209325555 | 0.21 | KG | 71.63 | 71.63 | CP09 | CP09 | Circuit breaker size S00 for motor protection, CLASS 10 A-release 1.1...1.6 A N-release 21 A screw terminal Standard switching capacity Multi-unit packaging Pack = 12 units | - | 0 | 0
3RV1011-1AA10-Z | X95 | 3RV1011-1AA10-ZX95 | 1 | UN | 1 | 5 | B | D | N | N | 85362010 | 96 | 4011209322752 | 0.264 | KG | 71.63 | 71.63 | CP09 | CP09 | Circuit breaker size S00 for motor protection, CLASS 10 A-release 1.1...1.6 A N-release 21 A screw terminal Standard switching capacity Reusable packaging Pack = 96 units | - | 0 | 0
3RV1011-1AA15 |  | 3RV1011-1AA15 | 1 | UN | 1 | 5 | B | D | N | N | 85362010 | 1 | 4011209381773 | 0.289 | KG | 89.49 | 89.49 | CP09 | CP09 | Circuit breaker size S00 for motor protection, CLASS 10 A-release 1.1...1.6 A N-release 21 A Screw terminal Standard switching capacity with transverse auxiliary switch 1 NO+1 NC | - | 0 | 0
3RV1011-1AA15-0BA0 |  | 3RV1011-1AA15-0BA0 | 1 | UN | 1 | 20 | D | D | N | N | 85362010 | 1 | 4011209775879 | 0.295 | KG | 120.65 | 120.65 | CP09 | CP09 | Special type Circuit breaker size S00 for motor protection CLASS 10 A-release 1.1...1.6 A N-release 21 A Screw terminal Standard switching capacity with transverse auxiliary switch 1 NO+1 NC Ambient temperature -50 Â°C 500 switching cycles | - | 0 | 9
3RV1011-1AA15-Z | I45 | 3RV1011-1AA15-ZI45 | 1 | UN | 1 | 5 | B | D | N | N | 85362010 | 1 | 4047621018867 | 0.292 | KG | 111.15 | 111.15 | CP09 | CP09 | Circuit breaker size S00 for motor protection, CLASS 10 A-release 1.1...1.6 A N-release 21 A screw terminal Standard switching capacity with transverse auxiliary switch 1 NO+1 NC | - | 0 | 0
3RV1011-1AA20 |  | 3RV1011-1AA20 | 1 | UN | 1 | 2 | A | D | N | N | 85362010 | 1 | 4011209302235 | 0.279 | KG | 112.1 | 112.1 | CP09 | CP09 | Circuit breaker size S00 for motor protection CLASS 10 A-release 1.1...1.6 A Short-circuit release 21 A Spring-type terminal Standard switching capacity !!! Phased-out product !!! Successor is SIRIUS 3RV2 Preferred successor type is >>3RV2011-1AA20<< | - | 0 | 7
3RV1011-1AA25 |  | 3RV1011-1AA25 | 1 | UN | 1 | 15 | C | D | N | N | 85362010 | 1 | 4011209592100 | 0.294 | KG | 140.6 | 140.6 | CP09 | CP09 | Circuit breaker size S00 for motor protection CLASS 10 A-release 1.1...1.6 A Short-circuit release 21 A Spring-type terminal Standard switching capacity with transverse auxiliary switch 1 NO+1 NC !!! Phased-out product !!! Successor is SIRIUS 3RV2 Preferred successor type is >>3RV2011-1AA25<< | - | 0 | 7
3RV1011-1BA10 |  | 3RV1011-1BA10 | 1 | UN | 1 | 5 | B | D | N | N | 85362010 | 1 | 4011209263536 | 0.277 | KG | 75.24 | 73.15 | CP09 | CP09 | Circuit breaker size S00 for motor protection, CLASS 10 A-release 1.4...2 A N-release 26 A Screw terminal Standard switching capacity | Lista Papel 2020 SI | 0 | 0
3RV1011-1BA10-Z | I45 | 3RV1011-1BA10-ZI45 | 1 | UN | 1 | 5 | B | D | N | N | 85362010 | 1 | 4047621018638 | 0.28 | KG | 93.48 | 93.48 | CP09 | CP09 | Circuit breaker size S00 for motor protection, CLASS 10 A-release 1.4...2 A N-release 26 A screw terminal Standard switching capacity | - | 0 | 0
3RV1011-1BA10-Z | W95 | 3RV1011-1BA10-ZW95 | 1 | UN | 1 | 5 | B | D | N | N | 85362010 | 96 | 4011209323476 | 0.21 | KG | 75.24 | 75.24 | CP09 | CP09 | Circuit breaker size S00 for motor protection, CLASS 10 A-release 1.4...2 A N-release 26 A screw terminal Standard switching capacity Multi-unit packaging Pack = 96 units | - | 0 | 0
3RV1011-1BA10-Z | W96 | 3RV1011-1BA10-ZW96 | 1 | UN | 1 | 5 | B | D | N | N | 85362010 | 48 | 4011209324176 | 0.21 | KG | 75.24 | 75.24 | CP09 | CP09 | Circuit breaker size S00 for motor protection, CLASS 10 A-release 1.4...2 A N-release 26 A screw terminal Standard switching capacity Multi-unit packaging Pack = 48 units | - | 0 | 0
3RV1011-1BA10-Z | W97 | 3RV1011-1BA10-ZW97 | 1 | UN | 1 | 5 | B | D | N | N | 85362010 | 24 | 4011209324879 | 0.21 | KG | 75.24 | 75.24 | CP09 | CP09 | Circuit breaker size S00 for motor protection, CLASS 10 A-release 1.4...2 A N-release 26 A screw terminal Standard switching capacity Multi-unit packaging Pack = 24 units | - | 0 | 0
3RV1011-1BA10-Z | W98 | 3RV1011-1BA10-ZW98 | 1 | UN | 1 | 5 | B | D | N | N | 85362010 | 12 | 4011209325579 | 0.21 | KG | 75.24 | 75.24 | CP09 | CP09 | Circuit breaker size S00 for motor protection, CLASS 10 A-release 1.4...2 A N-release 26 A screw terminal Standard switching capacity Multi-unit packaging Pack = 12 units | - | 0 | 0
3RV1011-1BA10-Z | X95 | 3RV1011-1BA10-ZX95 | 1 | UN | 1 | 5 | B | D | N | N | 85362010 | 96 | 4011209322776 | 0.264 | KG | 75.24 | 75.24 | CP09 | CP09 | Circuit breaker size S00 for motor protection, CLASS 10 A-release 1.4...2 A N-release 26 A screw terminal Standard switching capacity Reusable packaging Pack = 96 units | - | 0 | 0
3RV1011-1BA15 |  | 3RV1011-1BA15 | 1 | UN | 1 | 5 | B | D | N | N | 85362010 | 1 | 4011209381780 | 0.292 | KG | 92.91 | 92.91 | CP09 | CP09 | Circuit breaker size S00 for motor protection, CLASS 10 A-release 1.4...2 A N-release 26 A Screw terminal Standard switching capacity with transverse auxiliary switch 1 NO+1 NC | - | 0 | 0
3RV1011-1BA15-Z | I45 | 3RV1011-1BA15-ZI45 | 1 | UN | 1 | 5 | B | D | N | N | 85362010 | 1 | 4047621018874 | 0.29 | KG | 115.9 | 115.9 | CP09 | CP09 | Circuit breaker size S00 for motor protection, CLASS 10 A-release 1.4...2 A N-release 26 A screw terminal Standard switching capacity with transverse auxiliary switch 1 NO+1 NC | - | 0 | 0
3RV1011-1BA20 |  | 3RV1011-1BA20 | 1 | UN | 1 | 2 | A | D | N | N | 85362010 | 1 | 4011209302242 | 0.279 | KG | 117.8 | 117.8 | CP09 | CP09 | Circuit breaker size S00 for motor protection CLASS 10 A-release 1.4...2 A Short-circuit release 26 A Spring-type terminal Standard switching capacity !!! Phased-out product !!! Successor is SIRIUS 3RV2 Preferred successor type is >>3RV2011-1BA20<< | - | 0 | 7
3RV1011-1BA25 |  | 3RV1011-1BA25 | 1 | UN | 1 | 15 | C | D | N | N | 85362010 | 1 | 4011209592117 | 0.292 | KG | 145.35 | 145.35 | CP09 | CP09 | Circuit breaker size S00 for motor protection CLASS 10 A-release 1.4...2 A Short-circuit release 26 A Spring-type terminal Standard switching capacity with transverse auxiliary switch 1 NO+1 NC !!! Phased-out product !!! Successor is SIRIUS 3RV2 Preferred successor type is >>3RV2011-1BA25<< | - | 0 | 7
3RV1011-1CA10 |  | 3RV1011-1CA10 | 1 | UN | 1 | 5 | B | D | N | N | 85362010 | 1 | 4011209263543 | 0.273 | KG | 75.24 | 73.15 | CP09 | CP09 | Circuit breaker size S00 for motor protection, CLASS 10 A-release 1.8...2.5 A N-release 33 A Screw terminal Standard switching capacity | Lista Papel 2020 SI | 0 | 0
3RV1011-1CA10-Z | I45 | 3RV1011-1CA10-ZI45 | 1 | UN | 1 | 5 | B | D | N | N | 85362010 | 1 | 4047621018645 | 0.275 | KG | 93.48 | 93.48 | CP09 | CP09 | Circuit breaker size S00 for motor protection, CLASS 10 A-release 1.8...2.5 A N-release 33 A screw terminal Standard switching capacity | - | 0 | 0
3RV1011-1CA10-Z | W95 | 3RV1011-1CA10-ZW95 | 1 | UN | 1 | 5 | B | D | N | N | 85362010 | 96 | 4011209317352 | 0.21 | KG | 75.24 | 75.24 | CP09 | CP09 | Circuit breaker size S00 for motor protection, CLASS 10 A-release 1.8...2.5 A N-release 33 A screw terminal Standard switching capacity Multi-unit packaging Pack = 96 units | - | 0 | 0
3RV1011-1CA10-Z | W96 | 3RV1011-1CA10-ZW96 | 1 | UN | 1 | 5 | B | D | N | N | 85362010 | 48 | 4011209317369 | 0.21 | KG | 75.24 | 75.24 | CP09 | CP09 | Circuit breaker size S00 for motor protection, CLASS 10 A-release 1.8...2.5 A N-release 33 A screw terminal Standard switching capacity Multi-unit packaging Pack = 48 units | - | 0 | 0
3RV1011-1CA10-Z | W97 | 3RV1011-1CA10-ZW97 | 1 | UN | 1 | 5 | B | D | N | N | 85362010 | 24 | 4011209317376 | 0.21 | KG | 75.24 | 75.24 | CP09 | CP09 | Circuit breaker size S00 for motor protection, CLASS 10 A-release 1.8...2.5 A N-release 33 A screw terminal Standard switching capacity Multi-unit packaging Pack = 24 units | - | 0 | 0
3RV1011-1CA10-Z | W98 | 3RV1011-1CA10-ZW98 | 1 | UN | 1 | 5 | B | D | N | N | 85362010 | 12 | 4011209317383 | 0.21 | KG | 75.24 | 75.24 | CP09 | CP09 | Circuit breaker size S00 for motor protection, CLASS 10 A-release 1.8...2.5 A N-release 33 A screw terminal Standard switching capacity Multi-unit packaging Pack = 12 units | - | 0 | 0
3RV1011-1CA10-Z | X95 | 3RV1011-1CA10-ZX95 | 1 | UN | 1 | 5 | B | D | N | N | 85362010 | 96 | 4011209317345 | 0.264 | KG | 75.24 | 75.24 | CP09 | CP09 | Circuit breaker size S00 for motor protection, CLASS 10 A-release 1.8...2.5 A N-release 33 A screw terminal Standard switching capacity Reusable packaging Pack = 96 units | - | 0 | 0
3RV1011-1CA15 |  | 3RV1011-1CA15 | 1 | UN | 1 | 5 | B | D | N | N | 85362010 | 1 | 4011209381797 | 0.293 | KG | 92.91 | 92.91 | CP09 | CP09 | Circuit breaker size S00 for motor protection, CLASS 10 A-release 1.8...2.5 A N-release 33 A Screw terminal Standard switching capacity with transverse auxiliary switch 1 NO+1 NC | - | 0 | 0
3RV1011-1CA15-0BA0 |  | 3RV1011-1CA15-0BA0 | 1 | UN | 1 | 20 | D | D | N | N | 85362010 | 1 | 4011209775886 | 0.296 | KG | 124.45 | 124.45 | CP09 | CP09 | Special type Circuit breaker size S00 for motor protection CLASS 10 A-release 1.8...2.5 A N-release 33 A Screw terminal Standard switching capacity with transverse auxiliary switch 1 NO+1 NC Ambient temperature -50 Â°C 500 switching cycles | - | 0 | 9
3RV1011-1CA15-Z | I45 | 3RV1011-1CA15-ZI45 | 1 | UN | 1 | 5 | B | D | N | N | 85362010 | 1 | 4047621018881 | 0.295 | KG | 115.9 | 115.9 | CP09 | CP09 | Circuit breaker size S00 for motor protection, CLASS 10 A-release 1.8...2.5 A N-release 33 A screw terminal Standard switching capacity with transverse auxiliary switch 1 NO+1 NC | - | 0 | 0
3RV1011-1CA20 |  | 3RV1011-1CA20 | 1 | UN | 1 | 2 | A | D | N | N | 85362010 | 1 | 4011209302259 | 0.28 | KG | 117.8 | 117.8 | CP09 | CP09 | Circuit breaker size S00 for motor protection CLASS 10 A-release 1.8...2.5 A Short-circuit release 33 A Spring-type terminal Standard switching capacity !!! Phased-out product !!! Successor is SIRIUS 3RV2 Preferred successor type is >>3RV2011-1CA20<< | - | 0 | 7
3RV1011-1CA20-Z | W95 | 3RV1011-1CA20-ZW95 | 1 | UN | 1 | 15 | C | D | N | N | 85362010 | 96 | 4011209323490 | 0.21 | KG | 117.8 | 117.8 | CP09 | CP09 | Circuit breaker size S00 for motor protection CLASS 10 A-release 1.8...2.5 A Short-circuit release 33 A Spring-type terminal Standard switching capacity Multi-unit packaging Pack = 96 units !!! Phased-out product !!! Successor is SIRIUS 3RV2 | - | 0 | 7
3RV1011-1CA20-Z | W96 | 3RV1011-1CA20-ZW96 | 1 | UN | 1 | 15 | C | D | N | N | 85362010 | 48 | 4011209324190 | 0.21 | KG | 117.8 | 117.8 | CP09 | CP09 | Circuit breaker size S00 for motor protection CLASS 10 A-release 1.8...2.5 A Short-circuit release 33 A Spring-type terminal Standard switching capacity Multi-unit packaging Pack = 48 units !!! Phased-out product !!! Successor is SIRIUS 3RV2 Preferred successor type is >>3RV2011-1CA20-ZW96<< | - | 0 | 7
3RV1011-1CA20-Z | W97 | 3RV1011-1CA20-ZW97 | 1 | UN | 1 | 15 | C | D | N | N | 85362010 | 24 | 4011209324893 | 0.21 | KG | 117.8 | 117.8 | CP09 | CP09 | Circuit breaker size S00 for motor protection, Class 10 A-release 1.8...2.5 A Short-circuit release 33 A Spring-type terminal Standard switching capacity Multi-unit packaging Pack = 24 units !!! Phased-out product !!! Successor is SIRIUS 3RV2 Preferred successor type is >>3RV2011-1CA20-ZW97<< | - | 0 | 7
3RV1011-1CA20-Z | W98 | 3RV1011-1CA20-ZW98 | 1 | UN | 1 | 15 | C | D | N | N | 85362010 | 12 | 4011209325593 | 0.21 | KG | 117.8 | 117.8 | CP09 | CP09 | Circuit breaker size S00 for motor protection CLASS 10 A-release 1.8...2.5 A Short-circuit release 33 A Spring-type terminal Standard switching capacity Multi-unit packaging Pack = 12 units !!! Phased-out product !!! Successor is SIRIUS 3RV2 | - | 0 | 7
3RV1011-1CA20-Z | X95 | 3RV1011-1CA20-ZX95 | 1 | UN | 1 | 15 | C | D | N | N | 85362010 | 96 | 4011209322790 | 0.279 | KG | 117.8 | 117.8 | CP09 | CP09 | Circuit breaker size S00 for motor protection CLASS 10 A-release 1.8...2.5 A Short-circuit release 33 A Spring-type terminal Standard switching capacity Reusable packaging Pack = 96 units !!! Phased-out product !!! Successor is SIRIUS 3RV2 Preferred successor type is >>3RV2011-1CA20-ZX95<< | - | 0 | 7
3RV1011-1CA25 |  | 3RV1011-1CA25 | 1 | UN | 1 | 15 | C | D | N | N | 85362010 | 1 | 4011209592124 | 0.296 | KG | 145.35 | 145.35 | CP09 | CP09 | Circuit breaker size S00 for motor protection CLASS 10 A-release 1.8...2.5 A Short-circuit release 33 A Spring-type terminal Standard switching capacity with transverse auxiliary switch 1 NO+1 NC !!! Phased-out product !!! Successor is SIRIUS 3RV2 Preferred successor type is >>3RV2011-1CA25<< | - | 0 | 7
3RV1011-1DA10 |  | 3RV1011-1DA10 | 1 | UN | 1 | 5 | B | D | N | N | 85362010 | 1 | 4011209263550 | 0.279 | KG | 75.24 | 73.15 | CP09 | CP09 | Circuit breaker size S00 for motor protection, CLASS 10 A-release 2.2...3.2 A N release 42 A Screw terminal Standard switching capacity | Lista Papel 2020 SI | 0 | 0
3RV1011-1DA10-Z | I45 | 3RV1011-1DA10-ZI45 | 1 | UN | 1 | 5 | B | D | N | N | 85362010 | 1 | 4047621018652 | 0.28 | KG | 93.48 | 93.48 | CP09 | CP09 | Circuit breaker size S00 for motor protection, CLASS 10 A-release 2.2...3.2 A N release 42 A screw terminal Standard switching capacity | - | 0 | 0
3RV1011-1DA10-Z | W95 | 3RV1011-1DA10-ZW95 | 1 | UN | 1 | 5 | B | D | N | N | 85362010 | 96 | 4011209323506 | 0.21 | KG | 75.24 | 75.24 | CP09 | CP09 | Circuit breaker size S00 for motor protection, CLASS 10 A-release 2.2...3.2 A N release 42 A screw terminal Standard switching capacity Multi-unit packaging Pack = 96 units | - | 0 | 0
3RV1011-1DA10-Z | W96 | 3RV1011-1DA10-ZW96 | 1 | UN | 1 | 5 | B | D | N | N | 85362010 | 48 | 4011209324206 | 0.21 | KG | 75.24 | 75.24 | CP09 | CP09 | Circuit breaker size S00 for motor protection, CLASS 10 A-release 2.2...3.2 A N release 42 A screw terminal Standard switching capacity Multi-unit packaging Pack = 48 units | - | 0 | 0
3RV1011-1DA10-Z | W97 | 3RV1011-1DA10-ZW97 | 1 | UN | 1 | 5 | B | D | N | N | 85362010 | 24 | 4011209324909 | 0.21 | KG | 75.24 | 75.24 | CP09 | CP09 | Circuit breaker size S00 for motor protection, CLASS 10 A-release 2.2...3.2 A N release 42 A screw terminal Standard switching capacity Multi-unit packaging Pack = 24 units | - | 0 | 0
3RV1011-1DA10-Z | W98 | 3RV1011-1DA10-ZW98 | 1 | UN | 1 | 5 | B | D | N | N | 85362010 | 12 | 4011209325609 | 0.21 | KG | 75.24 | 75.24 | CP09 | CP09 | Circuit breaker size S00 for motor protection, CLASS 10 A-release 2.2...3.2 A N release 42 A screw terminal Standard switching capacity Multi-unit packaging Pack = 12 units | - | 0 | 0
3RV1011-1DA10-Z | X95 | 3RV1011-1DA10-ZX95 | 1 | UN | 1 | 5 | B | D | N | N | 85362010 | 96 | 4011209322806 | 0.266 | KG | 75.24 | 75.24 | CP09 | CP09 | Circuit breaker size S00 for motor protection, CLASS 10 A-release 2.2...3.2 A N release 42 A screw terminal Standard switching capacity Reusable packaging Pack = 96 units | - | 0 | 0
3RV1011-1DA15 |  | 3RV1011-1DA15 | 1 | UN | 1 | 5 | B | D | N | N | 85362010 | 1 | 4011209381803 | 0.294 | KG | 92.91 | 92.91 | CP09 | CP09 | Circuit breaker size S00 for motor protection, CLASS 10 A-release 2.2...3.2 A N release 42 A 1 NO+1 NC transverse Screw terminal Standard switching capacity | - | 0 | 0
3RV1011-1DA15-0BA0 |  | 3RV1011-1DA15-0BA0 | 1 | UN | 1 | 20 | D | D | N | N | 85362010 | 1 | 4011209775909 | 0.294 | KG | 124.45 | 124.45 | CP09 | CP09 | Special type Circuit breaker size S00 for motor protection CLASS 10 A-release 2.2...3.2 A N release 42 A Screw terminal Standard switching capacity with transverse auxiliary switch 1 NO+1 NC Ambient temperature -50 Â°C 500 switching cycles | - | 0 | 9
3RV1011-1DA15-Z | I45 | 3RV1011-1DA15-ZI45 | 1 | UN | 1 | 5 | B | D | N | N | 85362010 | 1 | 4047621018898 | 0.291 | KG | 115.9 | 115.9 | CP09 | CP09 | Circuit breaker size S00 for motor protection, CLASS 10 A-release 2.2...3.2 A N release 42 A 1 NO+1 NC transverse screw terminal Standard switching capacity | - | 0 | 0
3RV1011-1DA20 |  | 3RV1011-1DA20 | 1 | UN | 1 | 2 | A | D | N | N | 85362010 | 1 | 4011209302266 | 0.282 | KG | 117.8 | 117.8 | CP09 | CP09 | Circuit breaker size S00 for motor protection CLASS 10 A-release 2.2...3.2 A Short-circuit release 42 A Spring-type terminal Standard switching capacity !!! Phased-out product !!! Successor is SIRIUS 3RV2 Preferred successor type is >>3RV2011-1DA20<< | - | 0 | 7
3RV1011-1DA20-Z | W97 | 3RV1011-1DA20-ZW97 | 1 | UN | 1 | 5 | B | D | N | N | 85362010 | 24 | 4011209324916 | 0.21 | KG | 117.8 | 117.8 | CP09 | CP09 | Circuit breaker size S00 for motor protection A-release 2.2...3.2 A Short-circuit release 42 A Spring-type terminal Standard switching capacity Multi-unit packaging Pack = 24 units !!! Phased-out product !!! Successor is SIRIUS 3RV2 Preferred successor type is >>3RV2011-1DA20-ZW97<< | - | 0 | 7
3RV1011-1DA20-Z | W98 | 3RV1011-1DA20-ZW98 | 1 | UN | 1 | 15 | C | D | N | N | 85362010 | 12 | 4011209325616 | 0.21 | KG | 117.8 | 117.8 | CP09 | CP09 | Circuit breaker size S00 for motor protection CLASS 10 A-release 2.2...3.2 A Short-circuit release 42 A Spring-type terminal Standard switching capacity Multi-unit packaging Pack = 12 units !!! Phased-out product !!! Successor is SIRIUS 3RV2 | - | 0 | 7
3RV1011-1DA20-Z | X95 | 3RV1011-1DA20-ZX95 | 1 | UN | 1 | 15 | C | D | N | N | 85362010 | 96 | 4011209322813 | 0.268 | KG | 117.8 | 117.8 | CP09 | CP09 | Circuit breaker size S00 for motor protection CLASS 10 A-release 2.2...3.2 A Short-circuit release 42 A Spring-type terminal Standard switching capacity Reusable packaging Pack = 96 units !!! Phased-out product !!! Successor is SIRIUS 3RV2 Preferred successor type is >>3RV2011-1DA20-ZX95<< | - | 0 | 7
3RV1011-1DA25 |  | 3RV1011-1DA25 | 1 | UN | 1 | 15 | C | D | N | N | 85362010 | 1 | 4011209592131 | 0.297 | KG | 145.35 | 145.35 | CP09 | CP09 | Circuit breaker size S00 for motor protection CLASS 10 A-release 2.2...3.2 A Short-circuit release 42 A Spring-type terminal Standard switching capacity with transverse auxiliary switch 1 NO+1 NC !!! Phased-out product !!! Successor is SIRIUS 3RV2 Preferred successor type is >>3RV2011-1DA25<< | - | 0 | 7
3RV1011-1EA10 |  | 3RV1011-1EA10 | 1 | UN | 1 | 5 | B | D | N | N | 85362010 | 1 | 4011209263567 | 0.277 | KG | 75.24 | 73.15 | CP09 | CP09 | Circuit breaker size S00 for motor protection, CLASS 10 A-release 2.8...4 A N release 52 A Screw terminal Standard switching capacity | Lista Papel 2020 SI | 0 | 0
3RV1011-1EA10-Z | I45 | 3RV1011-1EA10-ZI45 | 1 | UN | 1 | 5 | B | D | N | N | 85362010 | 1 | 4047621018669 | 0.265 | KG | 93.48 | 93.48 | CP09 | CP09 | Circuit breaker size S00 for motor protection, CLASS 10 A-release 2.8...4 A N release 52 A screw terminal Standard switching capacity | - | 0 | 0
3RV1011-1EA10-Z | W95 | 3RV1011-1EA10-ZW95 | 1 | UN | 1 | 5 | B | D | N | N | 85362010 | 96 | 4011209323520 | 0.21 | KG | 75.24 | 75.24 | CP09 | CP09 | Circuit breaker size S00 for motor protection, CLASS 10 A-release 2.8...4 A N release 52 A screw terminal Standard switching capacity Multi-unit packaging Pack = 96 units | - | 0 | 0
3RV1011-1EA10-Z | W96 | 3RV1011-1EA10-ZW96 | 1 | UN | 1 | 5 | B | D | N | N | 85362010 | 48 | 4011209324220 | 0.21 | KG | 75.24 | 75.24 | CP09 | CP09 | Circuit breaker size S00 for motor protection, CLASS 10 A-release 2.8...4 A N release 52 A screw terminal Standard switching capacity Multi-unit packaging Pack = 48 units | - | 0 | 0
3RV1011-1EA10-Z | W97 | 3RV1011-1EA10-ZW97 | 1 | UN | 1 | 5 | B | D | N | N | 85362010 | 24 | 4011209324923 | 0.21 | KG | 75.24 | 75.24 | CP09 | CP09 | Circuit breaker size S00 for motor protection, CLASS 10 A-release 2.8...4 A N release 52 A screw terminal Standard switching capacity Multi-unit packaging Pack = 24 units | - | 0 | 0
3RV1011-1EA10-Z | W98 | 3RV1011-1EA10-ZW98 | 1 | UN | 1 | 5 | B | D | N | N | 85362010 | 12 | 4011209325623 | 0.21 | KG | 75.24 | 75.24 | CP09 | CP09 | Circuit breaker size S00 for motor protection, CLASS 10 A-release 2.8...4 A N release 52 A screw terminal Standard switching capacity Multi-unit packaging Pack = 12 units | - | 0 | 0
3RV1011-1EA10-Z | X95 | 3RV1011-1EA10-ZX95 | 1 | UN | 1 | 5 | B | D | N | N | 85362010 | 96 | 4011209322820 | 0.268 | KG | 75.24 | 75.24 | CP09 | CP09 | Circuit breaker size S00 for motor protection, CLASS 10 A-release 2.8...4 A N release 52 A screw terminal Standard switching capacity Reusable packaging Pack = 96 units | - | 0 | 0
3RV1011-1EA15 |  | 3RV1011-1EA15 | 1 | UN | 1 | 5 | B | D | N | N | 85362010 | 1 | 4011209381810 | 0.29 | KG | 92.91 | 92.91 | CP09 | CP09 | Circuit breaker size S00 for motor protection, CLASS 10 A-release 2.8...4 A N release 52 A Screw terminal Standard switching capacity with transverse auxiliary switch 1 NO+1 NC | - | 0 | 0
3RV1011-1EA15-0BA0 |  | 3RV1011-1EA15-0BA0 | 1 | UN | 1 | 20 | D | D | N | N | 85362010 | 1 | 4011209775916 | 0.295 | KG | 124.45 | 124.45 | CP09 | CP09 | Special type Circuit breaker size S00 for motor protection CLASS 10 A-release 2.8...4 A N release 52 A Screw terminal Standard switching capacity with transverse auxiliary switch 1 NO+1 NC Ambient temperature -50 Â°C 500 switching cycles | - | 0 | 9
3RV1011-1EA15-Z | I45 | 3RV1011-1EA15-ZI45 | 1 | UN | 1 | 5 | B | D | N | N | 85362010 | 1 | 4047621018904 | 0.295 | KG | 115.9 | 115.9 | CP09 | CP09 | Circuit breaker size S00 for motor protection, CLASS 10 A-release 2.8...4 A N release 52 A screw terminal Standard switching capacity with transverse auxiliary switch 1 NO+1 NC | - | 0 | 0
3RV1011-1EA20 |  | 3RV1011-1EA20 | 1 | UN | 1 | 2 | A | D | N | N | 85362010 | 1 | 4011209302273 | 0.279 | KG | 117.8 | 117.8 | CP09 | CP09 | Circuit breaker size S00 for motor protection CLASS 10 A-release 2.8...4 A Short-circuit release 52 A Spring-type terminal Standard switching capacity !!! Phased-out product !!! Successor is SIRIUS 3RV2 Preferred successor type is >>3RV2011-1EA20<< | - | 0 | 7
3RV1011-1EA20-Z | W95 | 3RV1011-1EA20-ZW95 | 1 | UN | 1 | 15 | C | D | N | N | 85362010 | 96 | 4011209323537 | 0.21 | KG | 117.8 | 117.8 | CP09 | CP09 | Circuit breaker size S00 for motor protection CLASS 10 A-release 2.8...4 A Short-circuit release 52 A Spring-type terminal Standard switching capacity Multi-unit packaging Pack = 96 units !!! Phased-out product !!! Successor is SIRIUS 3RV2 | - | 0 | 7
3RV1011-1EA20-Z | W96 | 3RV1011-1EA20-ZW96 | 1 | UN | 1 | 15 | C | D | N | N | 85362010 | 48 | 4011209324237 | 0.21 | KG | 117.8 | 117.8 | CP09 | CP09 | Circuit breaker size S00 for motor protection CLASS 10 A-release 2.8...4 A Short-circuit release 52 A Spring-type terminal Standard switching capacity Multi-unit packaging Pack = 48 units !!! Phased-out product !!! Successor is SIRIUS 3RV2 Preferred successor type is >>3RV2011-1EA20-ZW96<< | - | 0 | 7
3RV1011-1EA20-Z | W97 | 3RV1011-1EA20-ZW97 | 1 | UN | 1 | 15 | C | D | N | N | 85362010 | 24 | 4011209324930 | 0.21 | KG | 117.8 | 117.8 | CP09 | CP09 | Circuit breaker size S00 for motor protection CLASS 10 A-release 2.8...4 A Short-circuit release 52 A Spring-type terminal Standard switching capacity Multi-unit packaging Pack = 24 units !!! Phased-out product !!! Successor is SIRIUS 3RV2 Preferred successor type is >>3RV2011-1EA20-ZW97<< | - | 0 | 7
3RV1011-1EA20-Z | W98 | 3RV1011-1EA20-ZW98 | 1 | UN | 1 | 15 | C | D | N | N | 85362010 | 12 | 4011209325630 | 0.21 | KG | 117.8 | 117.8 | CP09 | CP09 | Circuit breaker size S00 for motor protection CLASS 10 A-release 2.8...4 A Short-circuit release 52 A Spring-type terminal Standard switching capacity Multi-unit packaging Pack = 12 units !!! Phased-out product !!! Successor is SIRIUS 3RV2 | - | 0 | 7
3RV1011-1EA20-Z | X95 | 3RV1011-1EA20-ZX95 | 1 | UN | 1 | 15 | C | D | N | N | 85362010 | 96 | 4011209322837 | 0.253 | KG | 117.8 | 117.8 | CP09 | CP09 | Circuit breaker size S00 for motor protection CLASS 10 A-release 2.8...4 A Short-circuit release 52 A Spring-type terminal Standard switching capacity Reusable packaging Pack = 96 units !!! Phased-out product !!! Successor is SIRIUS 3RV2 Preferred successor type is >>3RV2011-1EA20-ZX95<< | - | 0 | 7
3RV1011-1EA25 |  | 3RV1011-1EA25 | 1 | UN | 1 | 15 | C | D | N | N | 85362010 | 1 | 4011209592148 | 0.296 | KG | 145.35 | 145.35 | CP09 | CP09 | Circuit breaker size S00 for motor protection CLASS 10 A-release 2.8...4 A Short-circuit release 52 A Spring-type terminal Standard switching capacity with transverse auxiliary switch 1 NO+1 NC !!! Phased-out product !!! Successor is SIRIUS 3RV2 Preferred successor type is >>3RV2011-1EA25<< | - | 0 | 7
3RV1011-1FA10 |  | 3RV1011-1FA10 | 1 | UN | 1 | 5 | B | D | N | N | 85362010 | 1 | 4011209263666 | 0.282 | KG | 75.24 | 73.15 | CP09 | CP09 | Circuit breaker size S00 for motor protection, CLASS 10 A-release 3.5...5 A N release 65 A Screw terminal Standard switching capacity | Lista Papel 2020 SI | 0 | 0
3RV1011-1FA10-Z | I45 | 3RV1011-1FA10-ZI45 | 1 | UN | 1 | 5 | B | D | N | N | 85362010 | 1 | 4047621018676 | 0.28 | KG | 93.48 | 93.48 | CP09 | CP09 | Circuit breaker size S00 for motor protection, CLASS 10 A-release 3.5...5 A N release 65 A screw terminal Standard switching capacity | - | 0 | 0
3RV1011-1FA10-Z | W95 | 3RV1011-1FA10-ZW95 | 1 | UN | 1 | 5 | B | D | N | N | 85362010 | 96 | 4011209323544 | 0.21 | KG | 75.24 | 75.24 | CP09 | CP09 | Circuit breaker size S00 for motor protection, CLASS 10 A-release 3.5...5 A N release 65 A screw terminal Standard switching capacity Multi-unit packaging Pack = 96 units | - | 0 | 0
3RV1011-1FA10-Z | W96 | 3RV1011-1FA10-ZW96 | 1 | UN | 1 | 5 | B | D | N | N | 85362010 | 48 | 4011209324244 | 0.21 | KG | 75.24 | 75.24 | CP09 | CP09 | Circuit breaker size S00 for motor protection, CLASS 10 A-release 3.5...5 A N release 65 A screw terminal Standard switching capacity Multi-unit packaging Pack = 48 units | - | 0 | 0
3RV1011-1FA10-Z | W97 | 3RV1011-1FA10-ZW97 | 1 | UN | 1 | 5 | B | D | N | N | 85362010 | 24 | 4011209324947 | 0.21 | KG | 75.24 | 75.24 | CP09 | CP09 | Circuit breaker size S00 for motor protection, CLASS 10 A-release 3.5...5 A N release 65 A screw terminal Standard switching capacity Multi-unit packaging Pack = 24 units | - | 0 | 0
3RV1011-1FA10-Z | W98 | 3RV1011-1FA10-ZW98 | 1 | UN | 1 | 5 | B | D | N | N | 85362010 | 12 | 4011209325647 | 0.21 | KG | 75.24 | 75.24 | CP09 | CP09 | Circuit breaker size S00 for motor protection, CLASS 10 A-release 3.5...5 A N release 65 A screw terminal Standard switching capacity Multi-unit packaging Pack = 12 units | - | 0 | 0
3RV1011-1FA10-Z | X95 | 3RV1011-1FA10-ZX95 | 1 | UN | 1 | 5 | B | D | N | N | 85362010 | 96 | 4011209322844 | 0.269 | KG | 75.24 | 75.24 | CP09 | CP09 | Circuit breaker size S00 for motor protection, CLASS 10 A-release 3.5...5 A N release 65 A screw terminal Standard switching capacity Reusable packaging Pack = 96 units | - | 0 | 0
3RV1011-1FA15 |  | 3RV1011-1FA15 | 1 | UN | 1 | 5 | B | D | N | N | 85362010 | 1 | 4011209381827 | 0.295 | KG | 92.91 | 92.91 | CP09 | CP09 | Circuit breaker size S00 for motor protection, CLASS 10 A-release 3.5...5 A N release 65 A 1 NO+1 NC transverse Screw terminal Standard switching capacity | - | 0 | 0
3RV1011-1FA15-0BA0 |  | 3RV1011-1FA15-0BA0 | 1 | UN | 1 | 20 | D | D | N | N | 85362010 | 1 | 4011209775930 | 0.31 | KG | 124.45 | 124.45 | CP09 | CP09 | Special type Circuit breaker size S00 for motor protection CLASS 10 A-release 3.5...5 A N release 65 A Screw terminal Standard switching capacity with transverse auxiliary switch 1 NO+1 NC Ambient temperature -50 Â°C 500 switching cycles | - | 0 | 9
3RV1011-1FA15-Z | I45 | 3RV1011-1FA15-ZI45 | 1 | UN | 1 | 5 | B | D | N | N | 85362010 | 1 | 4047621018911 | 0.298 | KG | 115.9 | 115.9 | CP09 | CP09 | Circuit breaker size S00 for motor protection, CLASS 10 A-release 3.5...5 A N release 65 A 1 NO+1 NC transverse screw terminal Standard switching capacity | - | 0 | 0
3RV1011-1FA20 |  | 3RV1011-1FA20 | 1 | UN | 1 | 2 | A | D | N | N | 85362010 | 1 | 4011209302280 | 0.284 | KG | 117.8 | 117.8 | CP09 | CP09 | Circuit breaker size S00 for motor protection CLASS 10 A-release 3.5...5 A Short-circuit release 65 A Spring-type terminal Standard switching capacity !!! Phased-out product !!! Successor is SIRIUS 3RV2 Preferred successor type is >>3RV2011-1FA20<< | - | 0 | 7
3RV1011-1FA20-Z | W98 | 3RV1011-1FA20-ZW98 | 1 | UN | 1 | 15 | C | D | N | N | 85362010 | 12 | 4011209325654 | 0.21 | KG | 117.8 | 117.8 | CP09 | CP09 | Circuit breaker size S00 for motor protection CLASS 10 A-release 3.5...5 A Short-circuit release 65 A Spring-type terminal Standard switching capacity Multi-unit packaging Pack = 12 units !!! Phased-out product !!! Successor is SIRIUS 3RV2 | - | 0 | 7
3RV1011-1FA20-Z | X95 | 3RV1011-1FA20-ZX95 | 1 | UN | 1 | 15 | C | D | N | N | 85362010 | 96 | 4011209322851 | 0.258 | KG | 117.8 | 117.8 | CP09 | CP09 | Circuit breaker size S00 for motor protection CLASS 10 A-release 3.5...5 A Short-circuit release 65 A Spring-type terminal Standard switching capacity Reusable packaging Pack = 96 units !!! Phased-out product !!! Successor is SIRIUS 3RV2 Preferred successor type is >>3RV2011-1FA20-ZX95<< | - | 0 | 7
3RV1011-1FA25 |  | 3RV1011-1FA25 | 1 | UN | 1 | 15 | C | D | N | N | 85362010 | 1 | 4011209592155 | 0.299 | KG | 145.35 | 145.35 | CP09 | CP09 | Circuit breaker size S00 for motor protection CLASS 10 A-release 3.5...5 A Short-circuit release 65 A Spring-type terminal Standard switching capacity with transverse auxiliary switch 1 NO+1 NC !!! Phased-out product !!! Successor is SIRIUS 3RV2 Preferred successor type is >>3RV2011-1FA25<< | - | 0 | 7
3RV1011-1GA10 |  | 3RV1011-1GA10 | 1 | UN | 1 | 5 | B | D | N | N | 85362010 | 1 | 4011209263673 | 0.284 | KG | 75.24 | 73.15 | CP09 | CP09 | Circuit breaker size S00 for motor protection, CLASS 10 A-release 4.5...6.3 A N-release 82 A Screw terminal Standard switching capacity | Lista Papel 2020 SI | 0 | 0
3RV1011-1GA10-Z | I45 | 3RV1011-1GA10-ZI45 | 1 | UN | 1 | 5 | B | D | N | N | 85362010 | 1 | 4047621018683 | 0.283 | KG | 93.48 | 93.48 | CP09 | CP09 | Circuit breaker size S00 for motor protection, CLASS 10 A-release 4.5...6.3 A N-release 82 A screw terminal Standard switching capacity | - | 0 | 0
3RV1011-1GA10-Z | W95 | 3RV1011-1GA10-ZW95 | 1 | UN | 1 | 5 | B | D | N | N | 85362010 | 96 | 4011209323568 | 0.21 | KG | 75.24 | 75.24 | CP09 | CP09 | Circuit breaker size S00 for motor protection, CLASS 10 A-release 4.5...6.3 A N-release 82 A screw terminal Standard switching capacity Multi-unit packaging Pack = 96 units | - | 0 | 0
3RV1011-1GA10-Z | W96 | 3RV1011-1GA10-ZW96 | 1 | UN | 1 | 5 | B | D | N | N | 85362010 | 48 | 4011209324268 | 0.21 | KG | 75.24 | 75.24 | CP09 | CP09 | Circuit breaker size S00 for motor protection, CLASS 10 A-release 4.5...6.3 A N-release 82 A screw terminal Standard switching capacity Multi-unit packaging Pack = 48 units | - | 0 | 0
3RV1011-1GA10-Z | W97 | 3RV1011-1GA10-ZW97 | 1 | UN | 1 | 5 | B | D | N | N | 85362010 | 24 | 4011209324961 | 0.21 | KG | 75.24 | 75.24 | CP09 | CP09 | Circuit breaker size S00 for motor protection, CLASS 10 A-release 4.5...6.3 A N-release 82 A screw terminal Standard switching capacity Multi-unit packaging Pack = 24 units | - | 0 | 0
3RV1011-1GA10-Z | W98 | 3RV1011-1GA10-ZW98 | 1 | UN | 1 | 5 | B | D | N | N | 85362010 | 12 | 4011209325661 | 0.21 | KG | 75.24 | 75.24 | CP09 | CP09 | Circuit breaker size S00 for motor protection, CLASS 10 A-release 4.5...6.3 A N-release 82 A screw terminal Standard switching capacity Multi-unit packaging Pack = 12 units | - | 0 | 0
3RV1011-1GA10-Z | X95 | 3RV1011-1GA10-ZX95 | 1 | UN | 1 | 5 | B | D | N | N | 85362010 | 96 | 4011209322868 | 0.27 | KG | 75.24 | 75.24 | CP09 | CP09 | Circuit breaker size S00 for motor protection, CLASS 10 A-release 4.5...6.3 A N-release 82 A screw terminal Standard switching capacity Reusable packaging Pack = 96 units | - | 0 | 0
3RV1011-1GA15 |  | 3RV1011-1GA15 | 1 | UN | 1 | 5 | B | D | N | N | 85362010 | 1 | 4011209381834 | 0.299 | KG | 92.91 | 92.91 | CP09 | CP09 | Circuit breaker size S00 for motor protection, CLASS 10 A-release 4.5...6.3 A N-release 82 A Screw terminal Standard switching capacity with transverse auxiliary switch 1 NO+1 NC | - | 0 | 0
3RV1011-1GA15-0BA0 |  | 3RV1011-1GA15-0BA0 | 1 | UN | 1 | 20 | D | D | N | N | 85362010 | 1 | 4011209775862 | 0.306 | KG | 124.45 | 124.45 | CP09 | CP09 | Special type Circuit breaker size S00 for motor protection CLASS 10 A-release 4.5...6.3 A N-release 82 A Screw terminal Standard switching capacity Ambient temperature -50 Â°C with transverse auxiliary switch 1 NO+1 NC 500 switching cycles | - | 0 | 9
3RV1011-1GA15-Z | I45 | 3RV1011-1GA15-ZI45 | 1 | UN | 1 | 5 | B | D | N | N | 85362010 | 1 | 4047621018928 | 0.299 | KG | 115.9 | 115.9 | CP09 | CP09 | Circuit breaker size S00 for motor protection, CLASS 10 A-release 4.5...6.3 A N-release 82 A screw terminal Standard switching capacity with transverse auxiliary switch 1 NO+1 NC | - | 0 | 0
3RV1011-1GA20 |  | 3RV1011-1GA20 | 1 | UN | 1 | 2 | A | D | N | N | 85362010 | 1 | 4011209302297 | 0.287 | KG | 117.8 | 117.8 | CP09 | CP09 | Circuit breaker size S00 for motor protection CLASS 10 A-release 4.5...6.3 A Short-circuit release 82 A Spring-type terminal Standard switching capacity !!! Phased-out product !!! Successor is SIRIUS 3RV2 Preferred successor type is >>3RV2011-1GA20<< | - | 0 | 7
3RV1011-1GA20-Z | W96 | 3RV1011-1GA20-ZW96 | 1 | UN | 1 | 15 | C | D | N | N | 85362010 | 48 | 4011209324275 | 0.288 | KG | 117.8 | 117.8 | CP09 | CP09 | Circuit breaker size S00 for motor protection CLASS 10 A-release 4.5...6.3 A Short-circuit release 82 A Spring-type terminal Standard switching capacity Multi-unit packaging Pack = 48 units !!! Phased-out product !!! Successor is SIRIUS 3RV2 Preferred successor type is >>3RV2011-1GA20-ZW96<< | - | 0 | 9
3RV1011-1GA20-Z | W98 | 3RV1011-1GA20-ZW98 | 1 | UN | 1 | 15 | C | D | N | N | 85362010 | 12 | 4011209325678 | 0.288 | KG | 117.8 | 117.8 | CP09 | CP09 | Circuit breaker size S00 for motor protection CLASS 10 A-release 4.5...6.3 A Short-circuit release 82 A Spring-type terminal Standard switching capacity Z=multi-unit packaging Pack = 12 units !!! Phased-out product !!! Successor is SIRIUS 3RV2 | - | 0 | 7
3RV1011-1GA20-Z | X95 | 3RV1011-1GA20-ZX95 | 1 | UN | 1 | 15 | C | D | N | N | 85362010 | 96 | 4011209322875 | 0.267 | KG | 117.8 | 117.8 | CP09 | CP09 | Circuit breaker size S00 for motor protection CLASS 10 A-release 4.5...6.3 A Short-circuit release 82 A Spring-type terminal Standard switching capacity Multi-unit packaging Pack = 96 units !!! Phased-out product !!! Successor is SIRIUS 3RV2 Preferred successor type is >>3RV2011-1GA20-ZX95<< | - | 0 | 9
3RV1011-1GA25 |  | 3RV1011-1GA25 | 1 | UN | 1 | 15 | C | D | N | N | 85362010 | 1 | 4011209592162 | 0.301 | KG | 145.35 | 145.35 | CP09 | CP09 | Circuit breaker size S00 for motor protection CLASS 10 A-release 4.5...6.3 A Short-circuit release 82 A Spring-type terminal Standard switching capacity with transverse auxiliary switch 1 NO+1 NC !!! Phased-out product !!! Successor is SIRIUS 3RV2 Preferred successor type is >>3RV2011-1GA25<< | - | 0 | 7
3RV1011-1HA10 |  | 3RV1011-1HA10 | 1 | UN | 1 | 5 | B | D | N | N | 85362010 | 1 | 4011209263680 | 0.281 | KG | 75.24 | 73.15 | CP09 | CP09 | Circuit breaker size S00 for motor protection, CLASS 10 A-release 5.5...8 A N-release 104 A Screw terminal Standard switching capacity | Lista Papel 2020 SI | 0 | 0
3RV1011-1HA10-Z | I45 | 3RV1011-1HA10-ZI45 | 1 | UN | 1 | 5 | B | D | N | N | 85362010 | 1 | 4047621018690 | 0.283 | KG | 93.48 | 93.48 | CP09 | CP09 | Circuit breaker size S00 for motor protection, CLASS 10 A-release 5.5...8 A N-release 104 A screw terminal Standard switching capacity | - | 0 | 0
3RV1011-1HA10-Z | W95 | 3RV1011-1HA10-ZW95 | 1 | UN | 1 | 5 | B | D | N | N | 85362010 | 96 | 4011209323582 | 0.21 | KG | 75.24 | 75.24 | CP09 | CP09 | Circuit breaker size S00 for motor protection, CLASS 10 A-release 5.5...8 A N-release 104 A screw terminal Standard switching capacity Multi-unit packaging Pack = 96 units | - | 0 | 0
3RV1011-1HA10-Z | W96 | 3RV1011-1HA10-ZW96 | 1 | UN | 1 | 5 | B | D | N | N | 85362010 | 48 | 4011209324282 | 0.21 | KG | 75.24 | 75.24 | CP09 | CP09 | Circuit breaker size S00 for motor protection, CLASS 10 A-release 5.5...8 A N-release 104 A screw terminal Standard switching capacity Multi-unit packaging Pack = 48 units | - | 0 | 0
3RV1011-1HA10-Z | W97 | 3RV1011-1HA10-ZW97 | 1 | UN | 1 | 5 | B | D | N | N | 85362010 | 24 | 4011209324985 | 0.21 | KG | 75.24 | 75.24 | CP09 | CP09 | Circuit breaker size S00 for motor protection, CLASS 10 A-release 5.5...8 A N-release 104 A screw terminal Standard switching capacity Multi-unit packaging Pack = 24 units | - | 0 | 0
3RV1011-1HA10-Z | W98 | 3RV1011-1HA10-ZW98 | 1 | UN | 1 | 5 | B | D | N | N | 85362010 | 12 | 4011209325685 | 0.21 | KG | 75.24 | 75.24 | CP09 | CP09 | Circuit breaker size S00 for motor protection, CLASS 10 A-release 5.5...8 A N-release 104 A screw terminal Standard switching capacity Multi-unit packaging Pack = 12 units | - | 0 | 0
3RV1011-1HA10-Z | X95 | 3RV1011-1HA10-ZX95 | 1 | UN | 1 | 5 | B | D | N | N | 85362010 | 96 | 4011209322882 | 0.269 | KG | 75.24 | 75.24 | CP09 | CP09 | Circuit breaker size S00 for motor protection, CLASS 10 A-release 5.5...8 A N-release 104 A screw terminal Standard switching capacity Reusable packaging Pack = 96 units | - | 0 | 0
3RV1011-1HA15 |  | 3RV1011-1HA15 | 1 | UN | 1 | 5 | B | D | N | N | 85362010 | 1 | 4011209381841 | 0.295 | KG | 92.91 | 92.91 | CP09 | CP09 | Circuit breaker size S00 for motor protection, CLASS 10 A-release 5.5...8 A N-release 104 A 1 NO+1 NC transverse Screw terminal Standard switching capacity | - | 0 | 0
3RV1011-1HA15-0BA0 |  | 3RV1011-1HA15-0BA0 | 1 | UN | 1 | 20 | D | D | N | N | 85362010 | 1 | 4011209775947 | 0.298 | KG | 124.45 | 124.45 | CP09 | CP09 | Special type Circuit breaker size S00 for motor protection CLASS 10 A-release 5.5...8 A N-release 104 A Screw terminal Standard switching capacity Ambient temperature -50 Â°C with transverse auxiliary switch 1 NO+1 NC 500 switching cycles | - | 0 | 9
3RV1011-1HA15-Z | I45 | 3RV1011-1HA15-ZI45 | 1 | UN | 1 | 5 | B | D | N | N | 85362010 | 1 | 4047621018935 | 0.295 | KG | 115.9 | 115.9 | CP09 | CP09 | Circuit breaker size S00 for motor protection, CLASS 10 A-release 5.5...8 A N-release 104 A 1 NO+1 NC transverse screw terminal Standard switching capacity | - | 0 | 0
3RV1011-1HA20 |  | 3RV1011-1HA20 | 1 | UN | 1 | 2 | A | D | N | N | 85362010 | 1 | 4011209302303 | 0.285 | KG | 117.8 | 117.8 | CP09 | CP09 | Circuit breaker size S00 for motor protection CLASS 10 A-release 5.5...8 A Short-circuit release 104 A Spring-type terminal Standard switching capacity !!! Phased-out product !!! Successor is SIRIUS 3RV2 Preferred successor type is >>3RV2011-1HA20<< | - | 0 | 7
3RV1011-1HA25 |  | 3RV1011-1HA25 | 1 | UN | 1 | 15 | C | D | N | N | 85362010 | 1 | 4011209592179 | 0.298 | KG | 145.35 | 145.35 | CP09 | CP09 | Circuit breaker size S00 for motor protection CLASS 10 A-release 5.5...8 A Short-circuit release 104 A Spring-type terminal Standard switching capacity with transverse auxiliary switch 1 NO+1 NC !!! Phased-out product !!! Successor is SIRIUS 3RV2 Preferred successor type is >>3RV2011-1HA25<< | - | 0 | 7
3RV1011-1JA10 |  | 3RV1011-1JA10 | 1 | UN | 1 | 5 | B | D | N | N | 85362010 | 1 | 4011209263697 | 0.28 | KG | 84.08 | 81.7 | CP09 | CP09 | Circuit breaker size S00 for motor protection, CLASS 10 A-release 7...10 A N release 130 A Screw terminal Standard switching capacity | Lista Papel 2020 SI | 0 | 0
3RV1011-1JA10-Z | I45 | 3RV1011-1JA10-ZI45 | 1 | UN | 1 | 5 | B | D | N | N | 85362010 | 1 | 4047621018706 | 0.28 | KG | 104.5 | 104.5 | CP09 | CP09 | Circuit breaker size S00 for motor protection, CLASS 10 A-release 7...10 A N release 130 A screw terminal Standard switching capacity | - | 0 | 0
3RV1011-1JA10-Z | W95 | 3RV1011-1JA10-ZW95 | 1 | UN | 1 | 5 | B | D | N | N | 85362010 | 96 | 4011209323605 | 0.21 | KG | 84.08 | 84.08 | CP09 | CP09 | Circuit breaker size S00 for motor protection, CLASS 10 A-release 7...10 A N release 130 A screw terminal Standard switching capacity Multi-unit packaging Pack = 96 units | - | 0 | 0
3RV1011-1JA10-Z | W96 | 3RV1011-1JA10-ZW96 | 1 | UN | 1 | 5 | B | D | N | N | 85362010 | 48 | 4011209324305 | 0.21 | KG | 84.08 | 84.08 | CP09 | CP09 | Circuit breaker size S00 for motor protection, CLASS 10 A-release 7...10 A N release 130 A screw terminal Standard switching capacity Multi-unit packaging Pack = 48 units | - | 0 | 0
3RV1011-1JA10-Z | W97 | 3RV1011-1JA10-ZW97 | 1 | UN | 1 | 5 | B | D | N | N | 85362010 | 24 | 4011209325005 | 0.21 | KG | 84.08 | 84.08 | CP09 | CP09 | Circuit breaker size S00 for motor protection, CLASS 10 A-release 7...10 A N release 130 A screw terminal Standard switching capacity Multi-unit packaging Pack = 24 units | - | 0 | 0
3RV1011-1JA10-Z | W98 | 3RV1011-1JA10-ZW98 | 1 | UN | 1 | 5 | B | D | N | N | 85362010 | 12 | 4011209325708 | 0.21 | KG | 84.08 | 84.08 | CP09 | CP09 | Circuit breaker size S00 for motor protection, CLASS 10 A-release 7...10 A N release 130 A screw terminal Standard switching capacity Multi-unit packaging Pack = 12 units | - | 0 | 0
3RV1011-1JA10-Z | X95 | 3RV1011-1JA10-ZX95 | 1 | UN | 1 | 5 | B | D | N | N | 85362010 | 96 | 4011209322905 | 0.256 | KG | 84.08 | 84.08 | CP09 | CP09 | Circuit breaker size S00 for motor protection, CLASS 10 A-release 7...10 A N release 130 A screw terminal Standard switching capacity Reusable packaging Pack = 96 units | - | 0 | 0
3RV1011-1JA15 |  | 3RV1011-1JA15 | 1 | UN | 1 | 5 | B | D | N | N | 85362010 | 1 | 4011209381858 | 0.297 | KG | 102.6 | 102.6 | CP09 | CP09 | Circuit breaker size S00 for motor protection, CLASS 10 A-release 7...10 A N release 130 A Screw terminal Standard switching capacity with transverse auxiliary switch 1 NO+1 NC | - | 0 | 0
3RV1011-1JA15-0BA0 |  | 3RV1011-1JA15-0BA0 | 1 | UN | 1 | 20 | D | D | N | N | 85362010 | 1 | 4011209775954 | 0.301 | KG | 133 | 133 | CP09 | CP09 | Special type Circuit breaker size S00 for motor protection CLASS 10 A-release 7...10 A N release 130 A Screw terminal Standard switching capacity with transverse auxiliary switch 1 NO+1 NC Ambient temperature -50 Â°C 500 switching cycles | - | 0 | 9
3RV1011-1JA15-Z | I45 | 3RV1011-1JA15-ZI45 | 1 | UN | 1 | 5 | B | D | N | N | 85362010 | 1 | 4047621018942 | 0.295 | KG | 126.35 | 126.35 | CP09 | CP09 | Circuit breaker size S00 for motor protection, CLASS 10 A-release 7...10 A N release 130 A screw terminal Standard switching capacity with transverse auxiliary switch 1 NO+1 NC | - | 0 | 0
3RV1011-1JA20 |  | 3RV1011-1JA20 | 1 | UN | 1 | 2 | A | D | N | N | 85362010 | 1 | 4011209302310 | 0.284 | KG | 132.05 | 132.05 | CP09 | CP09 | Circuit breaker size S00 for motor protection CLASS 10 A-release 7...10 A Short-circuit release 130 A Spring-type terminal !!! Phased-out product !!! Successor is SIRIUS 3RV2 Preferred successor type is >>3RV2011-1JA20<< | - | 0 | 7
3RV1011-1JA20-Z | W97 | 3RV1011-1JA20-ZW97 | 1 | UN | 1 | 15 | C | D | N | N | 85362010 | 24 | 4011209325012 | 0.21 | KG | 132.05 | 132.05 | CP09 | CP09 | Circuit breaker size S00 for motor protection CLASS 10 A-release 7...10 A Short-circuit release 130 A Spring-type terminal Multi-unit packaging Pack = 24 units !!! Phased-out product !!! Successor is SIRIUS 3RV2 Preferred successor type is >>3RV2011-1JA20-ZW97<< | - | 0 | 7
3RV1011-1JA20-Z | X95 | 3RV1011-1JA20-ZX95 | 1 | UN | 1 | 15 | C | D | N | N | 85362010 | 96 | 4011209322912 | 0.293 | KG | 132.05 | 132.05 | CP09 | CP09 | Circuit breaker size S00 for motor protection CLASS 10 A-release 7...10 A Short-circuit release 130 A Spring-type terminal Reusable packaging Pack = 96 units !!! Phased-out product !!! Successor is SIRIUS 3RV2 Preferred successor type is >>3RV2011-1JA20-ZX95<< | - | 0 | 7
3RV1011-1JA25 |  | 3RV1011-1JA25 | 1 | UN | 1 | 15 | C | D | N | N | 85362010 | 1 | 4011209592186 | 0.298 | KG | 160.55 | 160.55 | CP09 | CP09 | Circuit breaker size S00 for motor protection CLASS 10 A-release 7...10 A Short-circuit release 130 A Spring-type terminal Standard switching capacity with transverse auxiliary switch 1 NO+1 NC !!! Phased-out product !!! Successor is SIRIUS 3RV2 Preferred successor type is >>3RV2011-1JA25<< | - | 0 | 7
3RV1011-1JK10-0AA1 |  | 3RV1011-1JK10-0AA1 | 1 | UN | 1 | 5 | B | D | N | N | 85362010 | 1 | 4011209335936 | 0.293 | KG | 89.59 | 89.59 | CP09 | CP09 | Circuit breaker 7...10 A N-release 90 A, Size S00 Generator protection Class 10 Screw terminal | - | 0 | 9
3RV1011-1JK15-0AA1 |  | 3RV1011-1JK15-0AA1 | 1 | UN | 1 | 5 | B | D | N | N | 85362010 | 1 | 4011209436824 | 0.29 | KG | 107.35 | 107.35 | CP09 | CP09 | Circuit breaker 7...10 A N-release 90 A, Size S00 Generator protection Class 10 Screw terminal 1 NO+1 NC | - | 0 | 9
3RV1011-1KA10 |  | 3RV1011-1KA10 | 1 | UN | 1 | 5 | B | D | N | N | 85362010 | 1 | 4011209263703 | 0.278 | KG | 84.08 | 81.7 | CP09 | CP09 | Circuit breaker size S00 for motor protection, CLASS 10 A-release 9...12 A N-release 156 A Screw terminal Standard switching capacity | Lista Papel 2020 SI | 0 | 0
3RV1011-1KA10-Z | I45 | 3RV1011-1KA10-ZI45 | 1 | UN | 1 | 5 | B | D | N | N | 85362010 | 1 | 4047621018713 | 0.275 | KG | 104.5 | 104.5 | CP09 | CP09 | Circuit breaker size S00 for motor protection, CLASS 10 A-release 9...12 A N-release 156 A screw terminal Standard switching capacity | - | 0 | 0
3RV1011-1KA10-Z | W95 | 3RV1011-1KA10-ZW95 | 1 | UN | 1 | 5 | B | D | N | N | 85362010 | 96 | 4011209323629 | 0.21 | KG | 84.08 | 84.08 | CP09 | CP09 | Circuit breaker size S00 for motor protection, CLASS 10 A-release 9...12 A N-release 156 A screw terminal Standard switching capacity Multi-unit packaging Pack = 96 units | - | 0 | 0
3RV1011-1KA10-Z | W96 | 3RV1011-1KA10-ZW96 | 1 | UN | 1 | 5 | B | D | N | N | 85362010 | 48 | 4011209324329 | 0.21 | KG | 84.08 | 84.08 | CP09 | CP09 | Circuit breaker size S00 for motor protection, CLASS 10 A-release 9...12 A N-release 156 A screw terminal Standard switching capacity Multi-unit packaging Pack = 48 units | - | 0 | 0
3RV1011-1KA10-Z | W97 | 3RV1011-1KA10-ZW97 | 1 | UN | 1 | 5 | B | D | N | N | 85362010 | 24 | 4011209325029 | 0.21 | KG | 84.08 | 84.08 | CP09 | CP09 | Circuit breaker size S00 for motor protection, CLASS 10 A-release 9...12 A N-release 156 A screw terminal Standard switching capacity Multi-unit packaging Pack = 24 units | - | 0 | 0
3RV1011-1KA10-Z | W98 | 3RV1011-1KA10-ZW98 | 1 | UN | 1 | 5 | B | D | N | N | 85362010 | 12 | 4011209325722 | 0.21 | KG | 84.08 | 84.08 | CP09 | CP09 | Circuit breaker size S00 for motor protection, CLASS 10 A-release 9...12 A N-release 156 A screw terminal Standard switching capacity Multi-unit packaging Pack = 12 units | - | 0 | 0
3RV1011-1KA10-Z | X95 | 3RV1011-1KA10-ZX95 | 1 | UN | 1 | 5 | B | D | N | N | 85362010 | 96 | 4011209322929 | 0.26 | KG | 84.08 | 84.08 | CP09 | CP09 | Circuit breaker size S00 for motor protection, CLASS 10 A-release 9...12 A N-release 156 A screw terminal Standard switching capacity Reusable packaging Pack = 96 units | - | 0 | 0
3RV1011-1KA15 |  | 3RV1011-1KA15 | 1 | UN | 1 | 5 | B | D | N | N | 85362010 | 1 | 4011209381865 | 0.292 | KG | 102.6 | 102.6 | CP09 | CP09 | Circuit breaker size S00 for motor protection, CLASS 10 A-release 9...12 A N-release 156 A 1 NO+1 NC transverse Screw terminal Standard switching capacity | - | 0 | 0
3RV1011-1KA15-0BA0 |  | 3RV1011-1KA15-0BA0 | 1 | UN | 1 | 20 | D | D | N | N | 85362010 | 1 | 4011209775961 | 0.292 | KG | 133 | 133 | CP09 | CP09 | Special type Circuit breaker size S00 for motor protection CLASS 10 A-release 9...12 A N-release 156 A Screw terminal Standard switching capacity with transverse auxiliary switch 1 NO+1 NC Ambient temperature -50 Â°C 500 switching cycles | - | 0 | 9
3RV1011-1KA15-Z | I45 | 3RV1011-1KA15-ZI45 | 1 | UN | 1 | 5 | B | D | N | N | 85362010 | 1 | 4047621018959 | 0.293 | KG | 126.35 | 126.35 | CP09 | CP09 | Circuit breaker size S00 for motor protection, CLASS 10 A-release 9...12 A N-release 156 A 1 NO+1 NC transverse screw terminal Standard switching capacity | - | 0 | 0
3RV1011-1KA20 |  | 3RV1011-1KA20 | 1 | UN | 1 | 2 | A | D | N | N | 85362010 | 1 | 4011209302327 | 0.279 | KG | 132.05 | 132.05 | CP09 | CP09 | Circuit breaker size S00 for motor protection CLASS 10 A-release 9...12 A Short-circuit release 156 A Spring-type terminal Standard switching capacity !!! Phased-out product !!! Successor is SIRIUS 3RV2 Preferred successor type is >>3RV2011-1KA20<< | - | 0 | 7
3RV1011-1KA20-Z | W95 | 3RV1011-1KA20-ZW95 | 1 | UN | 1 | 15 | C | D | N | N | 85362010 | 96 | 4011209323636 | 0.21 | KG | 132.05 | 132.05 | CP09 | CP09 | Circuit breaker size S00 for motor protection CLASS 10 A-release 9...12 A Short-circuit release 156 A Spring-type terminal Standard switching capacity Multi-unit packaging Pack = 96 units !!! Phased-out product !!! Successor is SIRIUS 3RV2 | - | 0 | 7
3RV1011-1KA20-Z | W96 | 3RV1011-1KA20-ZW96 | 1 | UN | 1 | 15 | C | D | N | N | 85362010 | 48 | 4011209324336 | 0.21 | KG | 132.05 | 132.05 | CP09 | CP09 | Circuit breaker size S00 for motor protection CLASS 10 A-release 9...12 A Short-circuit release 156 A Spring-type terminal Standard switching capacity Multi-unit packaging Pack = 48 units !!! Phased-out product !!! Successor is SIRIUS 3RV2 Preferred successor type is >>3RV2011-1KA20-ZW96<< | - | 0 | 7
3RV1011-1KA20-Z | W97 | 3RV1011-1KA20-ZW97 | 1 | UN | 1 | 15 | C | D | N | N | 85362010 | 24 | 4011209325036 | 0.21 | KG | 132.05 | 132.05 | CP09 | CP09 | Circuit breaker size S00 for motor protection CLASS 10 A-release 9...12 A Short-circuit release 156 A Spring-type terminal Standard switching capacity Multi-unit packaging Pack = 24 units !!! Phased-out product !!! Successor is SIRIUS 3RV2 Preferred successor type is >>3RV2011-1KA20-ZW97<< | - | 0 | 7
3RV1011-1KA20-Z | W98 | 3RV1011-1KA20-ZW98 | 1 | UN | 1 | 15 | C | D | N | N | 85362010 | 12 | 4011209325739 | 0.21 | KG | 132.05 | 132.05 | CP09 | CP09 | Circuit breaker size S00 for motor protection CLASS 10 A-release 9...12 A Short-circuit release 156 A Spring-type terminal Standard switching capacity Multi-unit packaging Pack = 12 units !!! Phased-out product !!! Successor is SIRIUS 3RV2 | - | 0 | 7
3RV1011-1KA20-Z | X95 | 3RV1011-1KA20-ZX95 | 1 | UN | 1 | 15 | C | D | N | N | 85362010 | 96 | 4011209322936 | 0.262 | KG | 132.05 | 132.05 | CP09 | CP09 | Circuit breaker size S00 for motor protection CLASS 10 A-release 9...12 A Short-circuit release 156 A Spring-type terminal Standard switching capacity Reusable packaging Pack = 96 units !!! Phased-out product !!! Successor is SIRIUS 3RV2 Preferred successor type is >>3RV2011-1KA20-ZX95<< | - | 0 | 7
3RV1011-1KA25 |  | 3RV1011-1KA25 | 1 | UN | 1 | 15 | C | D | N | N | 85362010 | 1 | 4011209592193 | 0.3 | KG | 160.55 | 160.55 | CP09 | CP09 | Circuit breaker size S00 for motor protection CLASS 10 A-release 9...12 A Short-circuit release 156 A Spring-type terminal Standard switching capacity with transverse auxiliary switch 1 NO+1 NC !!! Phased-out product !!! Successor is SIRIUS 3RV2 Preferred successor type is >>3RV2011-1KA25<< | - | 0 | 7
3RV1011-4AA10-0AA4 |  | 3RV1011-4AA10-0AA4 | 1 | UN | 1 | 5 | B | D | N | N | 85362010 | 1 | 4011209512696 | 0.279 | KG | 90.25 | 90.25 | CP09 | CP09 | Circuit breaker size S00 for motor protection, CLASS 10 A-release 12...16 A N-release 208 A Screw terminal Standard switching capacity Special version with limited ON period Use only on request | - | 0 | 9
3RV1021-0AA10 |  | 3RV1021-0AA10 | 1 | UN | 1 | 2 | A | D | N | N | 85362010 | 1 | 4011209297463 | 0.288 | KG | 100.7 | 100.7 | CP09 | CP09 | Circuit breaker size S0 for motor protection CLASS 10 A-release 0.11...0.16 A Short-circuit release 2.1 A Screw terminal Standard switching capacity !!! Phased-out product !!! Successor is SIRIUS 3RV2 Preferred successor type is >>3RV2011-0AA10<< | - | 0 | 7
3RV1021-0AA10-Z | W97 | 3RV1021-0AA10-ZW97 | 1 | UN | 1 | 15 | C | D | N | N | 85362010 | 14 | 4011209577732 | 0.268 | KG | 114.95 | 114.95 | CP09 | CP09 | Circuit breaker size S0 for motor protection, Class 10 A-release 0.11...0.16 A Short-circuit release 2.1 A Screw terminal Standard switching capacity Multi-unit packaging Pack = 14 units !!! Phased-out product !!! Successor is SIRIUS 3RV2 Preferred successor type is >>3RV2021-0AA10-ZW97<< | - | 0 | 9
3RV1021-0AA10-Z | X95 | 3RV1021-0AA10-ZX95 | 1 | UN | 1 | 15 | C | D | N | N | 85362010 | 61 | 4011209392267 | 0.263 | KG | 114.95 | 114.95 | CP09 | CP09 | Circuit breaker size S0 for motor protection, Class 10 A-release 0.11...0.16 A Short-circuit release 2.1 A Screw terminal Standard switching capacity Reusable packaging Pack = 61 units !!! Phased-out product !!! Successor is SIRIUS 3RV2 Preferred successor type is >>3RV2011-0AA10-ZX95<< | - | 0 | 9
3RV1021-0AA15 |  | 3RV1021-0AA15 | 1 | UN | 1 | 2 | A | D | N | N | 85362010 | 1 | 4011209381872 | 0.297 | KG | 124.45 | 124.45 | CP09 | CP09 | Circuit breaker size S0 for motor protection CLASS 10 A-release 0.11...0.16 A Short-circuit release 2.1 A Screw terminal Standard switching capacity with transverse auxiliary switch 1 NO+1 NC !!! Phased-out product !!! Successor is SIRIUS 3RV2 Preferred successor type is >>3RV2011-0AA15<< | - | 0 | 7
3RV1021-0AA15-Z | W95 | 3RV1021-0AA15-ZW95 | 1 | UN | 1 | 15 | C | D | N | N | 85362010 | 61 | 4011209577756 | 0.281 | KG | 142.5 | 142.5 | CP09 | CP09 | Circuit breaker size S0 for motor protection, Class 10 A-release 0.11...0.16 A Short-circuit release 2.1 A Screw terminal Standard switching capacity with transverse auxiliary switch 1 NO+1 NC Multi-unit packaging Pack = 61 units !!! Phased-out product !!! Successor is SIRIUS 3RV2 | - | 0 | 9
3RV1021-0AA15-Z | W98 | 3RV1021-0AA15-ZW98 | 1 | UN | 1 | 15 | C | D | N | N | 85362010 | 5 | 4011209577787 | 0.281 | KG | 142.5 | 142.5 | CP09 | CP09 | Circuit breaker size S0 for motor protection, Class 10 A-release 0.11...0.16 A Short-circuit release 2.1 A Screw terminal Standard switching capacity with transverse auxiliary switch 1 NO+1 NC Multi-unit packaging Pack = 5 units !!! Phased-out product !!! Successor is SIRIUS 3RV2 | - | 0 | 9
3RV1021-0AA15-Z | X95 | 3RV1021-0AA15-ZX95 | 1 | UN | 1 | 15 | C | D | N | N | 85362010 | 61 | 4011209425323 | 0.273 | KG | 142.5 | 142.5 | CP09 | CP09 | Circuit breaker size S0 for motor protection, Class 10 A-release 0.11...0.16 A Short-circuit release 2.1 A Screw terminal Standard switching capacity with transverse auxiliary switch 1 NO+1 NC Reusable packaging Pack = 61 units !!! Phased-out product !!! Successor is SIRIUS 3RV2 Preferred successor type is >>3RV2011-0AA15-ZX95<< | - | 0 | 9
3RV1021-0BA10 |  | 3RV1021-0BA10 | 1 | UN | 1 | 2 | A | D | N | N | 85362010 | 1 | 4011209281011 | 0.286 | KG | 100.7 | 100.7 | CP09 | CP09 | Circuit breaker size S0 for motor protection CLASS 10 A-release 0.14...0.2 A Short-circuit release 2.6 A Screw terminal Standard switching capacity !!! Phased-out product !!! Successor is SIRIUS 3RV2 Preferred successor type is >>3RV2011-0BA10<< | - | 0 | 7
3RV1021-0BA10-Z | X95 | 3RV1021-0BA10-ZX95 | 1 | UN | 1 | 15 | C | D | N | N | 85362010 | 61 | 4011209392274 | 0.259 | KG | 114.95 | 114.95 | CP09 | CP09 | Circuit breaker size S0 for motor protection, Class 10 A-release 0.14...0.2 A Short-circuit release 2.6 A Screw terminal Standard switching capacity Reusable packaging Pack = 61 units !!! Phased-out product !!! Successor is SIRIUS 3RV2 Preferred successor type is >>3RV2011-0BA10-ZX95<< | - | 0 | 9
3RV1021-0BA15 |  | 3RV1021-0BA15 | 1 | UN | 1 | 2 | A | D | N | N | 85362010 | 1 | 4011209381889 | 0.302 | KG | 124.45 | 124.45 | CP09 | CP09 | Circuit breaker size S0 for motor protection CLASS 10 A-release 0.14...0.2 A Short-circuit release 2.6 A Screw terminal Standard switching capacity with transverse auxiliary switch 1 NO+1 NC !!! Phased-out product !!! Successor is SIRIUS 3RV2 Preferred successor type is >>3RV2011-0BA15<< | - | 0 | 7
3RV1021-0BA15-Z | W98 | 3RV1021-0BA15-ZW98 | 1 | UN | 1 | 15 | C | D | N | N | 85362010 | 5 | 4011209577862 | 0.284 | KG | 142.5 | 142.5 | CP09 | CP09 | Circuit breaker size S0 for motor protection, Class 10 Multi-unit packaging Pack = 5 units !!! Phased-out product !!! Successor is SIRIUS 3RV2 | - | 0 | 9
3RV1021-0BA15-Z | X95 | 3RV1021-0BA15-ZX95 | 1 | UN | 1 | 15 | C | D | N | N | 85362010 | 61 | 4011209425316 | 0.285 | KG | 142.5 | 142.5 | CP09 | CP09 | Circuit breaker size S0 for motor protection, Class 10 A-release 0.14...0.2 A Short-circuit release 2.6 A Screw terminal Standard switching capacity with transverse auxiliary switch 1 NO+1 NC Reusable packaging Pack = 61 units !!! Phased-out product !!! Successor is SIRIUS 3RV2 Preferred successor type is >>3RV2011-0BA15-ZX95<< | - | 0 | 9
3RV1021-0CA10 |  | 3RV1021-0CA10 | 1 | UN | 1 | 2 | A | D | N | N | 85362010 | 1 | 4011209281028 | 0.288 | KG | 100.7 | 100.7 | CP09 | CP09 | Circuit breaker size S0 for motor protection CLASS 10 A-release 0.18...0.25 A Short-circuit release 3.3 A Screw terminal Standard switching capacity !!! Phased-out product !!! Successor is SIRIUS 3RV2 Preferred successor type is >>3RV2011-0CA10<< | - | 0 | 7
3RV1021-0CA10-Z | W96 | 3RV1021-0CA10-ZW96 | 1 | UN | 1 | 15 | C | D | N | N | 85362010 | 29 | 4011209577886 | 0.32 | KG | 114.95 | 114.95 | CP09 | CP09 | Circuit breaker size S0 for motor protection, Class 10 A-release 0.18...0.25 A Short-circuit release 3.3 A Screw terminal Standard switching capacity Multi-unit packaging Pack quantity = 29 units !!! Phased-out product !!! Successor is SIRIUS 3RV2 Preferred successor type is >>3RV2011-0CA10-ZW96<< | - | 0 | 9
3RV1021-0CA10-Z | W97 | 3RV1021-0CA10-ZW97 | 1 | UN | 1 | 15 | C | D | N | N | 85362010 | 14 | 4011209499515 | 0.32 | KG | 114.95 | 114.95 | CP09 | CP09 | Circuit breaker size S0 for motor protection, Class 10 A-release 0.18...0.25 A Short-circuit release 3.3 A Screw terminal Standard switching capacity Multi-unit packaging Pack = 14 units !!! Phased-out product !!! Successor is SIRIUS 3RV2 | - | 0 | 9
3RV1021-0CA10-Z | X95 | 3RV1021-0CA10-ZX95 | 1 | UN | 1 | 15 | C | D | N | N | 85362010 | 61 | 4011209392281 | 0.326 | KG | 114.95 | 114.95 | CP09 | CP09 | Circuit breaker size S0 for motor protection, Class 10 A-release 0.18...0.25 A Short-circuit release 3.3 A Screw terminal Standard switching capacity Reusable packaging Pack = 61 units !!! Phased-out product !!! Successor is SIRIUS 3RV2 Preferred successor type is >>3RV2011-0CA10-ZX95<< | - | 0 | 9
3RV1021-0CA15 |  | 3RV1021-0CA15 | 1 | UN | 1 | 2 | A | D | N | N | 85362010 | 1 | 4011209381896 | 0.303 | KG | 124.45 | 124.45 | CP09 | CP09 | Circuit breaker size S0 for motor protection CLASS 10 A-release 0.18...0.25 A Short-circuit release 3.3 A Screw terminal Standard switching capacity with transverse auxiliary switch 1 NO+1 NC !!! Phased-out product !!! Successor is SIRIUS 3RV2 Preferred successor type is >>3RV2011-0CA15<< | - | 0 | 7
3RV1021-0CA15-Z | W97 | 3RV1021-0CA15-ZW97 | 1 | UN | 1 | 15 | C | D | N | N | 85362010 | 14 | 4011209577923 | 0.288 | KG | 142.5 | 142.5 | CP09 | CP09 | Circuit breaker size S0 for motor protection, Class 10 A-release 0.18...0.25 A Short-circuit release 3.3 A Screw terminal Standard switching capacity with transverse auxiliary switch 1 NO+1 NC Multi-unit packaging Pack = 14 units !!! Phased-out product !!! Successor is SIRIUS 3RV2 | - | 0 | 9
3RV1021-0CA15-Z | W98 | 3RV1021-0CA15-ZW98 | 1 | UN | 1 | 15 | C | D | N | N | 85362010 | 5 | 4011209577930 | 0.288 | KG | 142.5 | 142.5 | CP09 | CP09 | Circuit breaker size S0 for motor protection, Class 10 A-release 0.18...0.25 A Short-circuit release 3.3 A Screw terminal Standard switching capacity with transverse auxiliary switch 1 NO+1 NC Multi-unit packaging Pack = 5 units !!! Phased-out product !!! Successor is SIRIUS 3RV2 | - | 0 | 9
3RV1021-0CA15-Z | X95 | 3RV1021-0CA15-ZX95 | 1 | UN | 1 | 15 | C | D | N | N | 85362010 | 61 | 4011209425309 | 0.285 | KG | 142.5 | 142.5 | CP09 | CP09 | Circuit breaker size S0 for motor protection, Class 10 A-release 0.18...0.25 A Short-circuit release 3.3 A Screw terminal Standard switching capacity with transverse auxiliary switch 1 NO+1 NC Reusable packaging Pack = 61 units !!! Phased-out product !!! Successor is SIRIUS 3RV2 | - | 0 | 9
3RV1021-0DA10 |  | 3RV1021-0DA10 | 1 | UN | 1 | 2 | A | D | N | N | 85362010 | 1 | 4011209281035 | 0.286 | KG | 102.6 | 102.6 | CP09 | CP09 | Circuit breaker size S0 for motor protection CLASS 10 A-release 0.22...0.32 A Short-circuit release 4.2 A Screw terminal Standard switching capacity !!! Phased-out product !!! Successor is SIRIUS 3RV2 Preferred successor type is >>3RV2011-0DA10<< | - | 0 | 7
3RV1021-0DA10-Z | W95 | 3RV1021-0DA10-ZW95 | 1 | UN | 1 | 15 | C | D | N | N | 85362010 | 61 | 4011209577541 | 0.28 | KG | 116.85 | 116.85 | CP09 | CP09 | Circuit breaker size S0 for motor protection, Class 10 A-release 0.22...0.32 A Short-circuit release 4.2 A Screw terminal Standard switching capacity Multi-unit packaging Pack = 61 units !!! Phased-out product !!! Successor is SIRIUS 3RV2 | - | 0 | 9
3RV1021-0DA10-Z | W96 | 3RV1021-0DA10-ZW96 | 1 | UN | 1 | 15 | C | D | N | N | 85362010 | 29 | 4011209577558 | 0.28 | KG | 116.85 | 116.85 | CP09 | CP09 | Circuit breaker size S0 for motor protection, Class 10 A-release 0.22...0.32 A Short-circuit release 4.2 A Screw terminal Standard switching capacity Multi-unit packaging Pack = 29 units !!! Phased-out product !!! Successor is SIRIUS 3RV2 | - | 0 | 9
3RV1021-0DA10-Z | W97 | 3RV1021-0DA10-ZW97 | 1 | UN | 1 | 15 | C | D | N | N | 85362010 | 14 | 4011209577565 | 0.28 | KG | 116.85 | 116.85 | CP09 | CP09 | Circuit breaker size S0 for motor protection, Class 10 A-release 0.22...0.32 A Short-circuit release 4.2 A Screw terminal Standard switching capacity Multi-unit packaging Pack = 14 units !!! Phased-out product !!! Successor is SIRIUS 3RV2 Preferred successor type is >>3RV2011-0DA10-ZW97<< | - | 0 | 9
3RV1021-0DA10-Z | W98 | 3RV1021-0DA10-ZW98 | 1 | UN | 1 | 15 | C | D | N | N | 85362010 | 5 | 4011209577947 | 0.28 | KG | 116.85 | 116.85 | CP09 | CP09 | Circuit breaker size S0 for motor protection, Class 10 A-release 0.22...0.32 A Short-circuit release 4.2 A Screw terminal Standard switching capacity Multi-unit packaging Pack = 5 units !!! Phased-out product !!! Successor is SIRIUS 3RV2 | - | 0 | 9
3RV1021-0DA10-Z | X95 | 3RV1021-0DA10-ZX95 | 1 | UN | 1 | 15 | C | D | N | N | 85362010 | 61 | 4011209391628 | 0.456 | KG | 116.85 | 116.85 | CP09 | CP09 | Circuit breaker size S0 for motor protection, Class 10 A-release 0.22...0.32 A Short-circuit release 4.2 A Screw terminal Standard switching capacity Reusable packaging Pack = 61 units !!! Phased-out product !!! Successor is SIRIUS 3RV2 Preferred successor type is >>3RV2011-0DA10-ZX95<< | - | 0 | 9
3RV1021-0DA15 |  | 3RV1021-0DA15 | 1 | UN | 1 | 2 | A | D | N | N | 85362010 | 1 | 4011209381902 | 0.3 | KG | 125.4 | 125.4 | CP09 | CP09 | Circuit breaker size S0 for motor protection CLASS 10 A-release 0.22...0.32 A Short-circuit release 4.2 A Screw terminal Standard switching capacity with transverse auxiliary switch 1 NO+1 NC !!! Phased-out product !!! Successor is SIRIUS 3RV2 Preferred successor type is >>3RV2011-0DA15<< | - | 0 | 7
3RV1021-0DA15-Z | W95 | 3RV1021-0DA15-ZW95 | 1 | UN | 1 | 15 | C | D | N | N | 85362010 | 61 | 4011209577954 | 0.286 | KG | 144.4 | 144.4 | CP09 | CP09 | Circuit breaker size S0 for motor protection, Class 10 A-release 0.22...0.32 A Short-circuit release 4.2 A Screw terminal Standard switching capacity with transverse auxiliary switch 1 NO+1 NC Multi-unit packaging Pack = 61 units !!! Phased-out product !!! Successor is SIRIUS 3RV2 | - | 0 | 9
3RV1021-0DA15-Z | W96 | 3RV1021-0DA15-ZW96 | 1 | UN | 1 | 15 | C | D | N | N | 85362010 | 29 | 4011209577961 | 0.361 | KG | 144.4 | 144.4 | CP09 | CP09 | Circuit breaker size S0 for motor protection, Class 10 A-release 0.22...0.32 A Short-circuit release 4.2 A Screw terminal Standard switching capacity with transverse auxiliary switch 1 NO+1 NC Multi-unit packaging Pack = 29 units !!! Phased-out product !!! Successor is SIRIUS 3RV2 | - | 0 | 9
3RV1021-0DA15-Z | W97 | 3RV1021-0DA15-ZW97 | 1 | UN | 1 | 15 | C | D | N | N | 85362010 | 14 | 4011209577978 | 0.295 | KG | 144.4 | 144.4 | CP09 | CP09 | Circuit breaker size S0 for motor protection, Class 10 A-release 0.22...0.32 A Short-circuit release 4.2 A Screw terminal Standard switching capacity with transverse auxiliary switch 1 NO+1 NC Multi-unit packaging Pack = 14 units !!! Phased-out product !!! Successor is SIRIUS 3RV2 Preferred successor type is >>3RV2011-0DA15-ZW97<< | - | 0 | 9
3RV1021-0DA15-Z | W98 | 3RV1021-0DA15-ZW98 | 1 | UN | 1 | 15 | C | D | N | N | 85362010 | 5 | 4011209577985 | 0.286 | KG | 144.4 | 144.4 | CP09 | CP09 | Circuit breaker size S0 for motor protection, Class 10 A-release 0.22...0.32 A Short-circuit release 4.2 A Screw terminal Standard switching capacity with transverse auxiliary switch 1 NO+1 NC Multi-unit packaging Pack = 5 units !!! Phased-out product !!! Successor is SIRIUS 3RV2 | - | 0 | 9
3RV1021-0DA15-Z | X95 | 3RV1021-0DA15-ZX95 | 1 | UN | 1 | 15 | C | D | N | N | 85362010 | 61 | 4011209425293 | 0.293 | KG | 144.4 | 144.4 | CP09 | CP09 | Circuit breaker size S0 for motor protection, Class 10 A-release 0.22...0.32 A Short-circuit release 4.2 A Screw terminal Standard switching capacity with transverse auxiliary switch 1 NO+1 NC Reusable packaging Pack = 61 units !!! Phased-out product !!! Successor is SIRIUS 3RV2 Preferred successor type is >>3RV2011-0DA15-ZX95<< | - | 0 | 9
3RV1021-0EA10 |  | 3RV1021-0EA10 | 1 | UN | 1 | 2 | A | D | N | N | 85362010 | 1 | 4011209281042 | 0.279 | KG | 102.6 | 102.6 | CP09 | CP09 | Circuit breaker size S0 for motor protection CLASS 10 A-release 0.28...0.4 A Short-circuit release 5.2 A Screw terminal Standard switching capacity !!! Phased-out product !!! Successor is SIRIUS 3RV2 Preferred successor type is >>3RV2011-0EA10<< | - | 0 | 7
3RV1021-0EA10-Z | W96 | 3RV1021-0EA10-ZW96 | 1 | UN | 1 | 15 | C | D | N | N | 85362010 | 29 | 4011209578005 | 0.28 | KG | 116.85 | 116.85 | CP09 | CP09 | Circuit breaker size S0 for motor protection, Class 10 A-release 0.28...0.4 A Short-circuit release 5.2 A Screw terminal Standard switching capacity Multi-unit packaging Pack = 29 units !!! Phased-out product !!! Successor is SIRIUS 3RV2 Preferred successor type is >>3RV2011-0EA10-ZW96<< | - | 0 | 9
3RV1021-0EA10-Z | W97 | 3RV1021-0EA10-ZW97 | 1 | UN | 1 | 15 | C | D | N | N | 85362010 | 14 | 4011209430334 | 0.32 | KG | 116.85 | 116.85 | CP09 | CP09 | Circuit breaker size S0 for motor protection, Class 10 A-release 0.28...0.4 A Short-circuit release 5.2 A Screw terminal Standard switching capacity Multi-unit packaging Pack = 14 units !!! Phased-out product !!! Successor is SIRIUS 3RV2 Preferred successor type is >>3RV2011-0EA10-ZW97<< | - | 0 | 9
3RV1021-0EA10-Z | W98 | 3RV1021-0EA10-ZW98 | 1 | UN | 1 | 15 | C | D | N | N | 85362010 | 5 | 4011209430327 | 0.32 | KG | 116.85 | 116.85 | CP09 | CP09 | Circuit breaker size S0 for motor protection, Class 10 A-release 0.28...0.4 A Short-circuit release 5.2 A Screw terminal Standard switching capacity Multi-unit packaging Pack = 5 units !!! Phased-out product !!! Successor is SIRIUS 3RV2 | - | 0 | 9
3RV1021-0EA10-Z | X95 | 3RV1021-0EA10-ZX95 | 1 | UN | 1 | 15 | C | D | N | N | 85362010 | 61 | 4011209392298 | 0.356 | KG | 116.85 | 116.85 | CP09 | CP09 | Circuit breaker size S0 for motor protection, Class 10 A-release 0.28...0.4 A Short-circuit release 5.2 A Screw terminal Standard switching capacity Reusable packaging Pack = 61 units !!! Phased-out product !!! Successor is SIRIUS 3RV2 Preferred successor type is >>3RV2011-0EA10-ZX95<< | - | 0 | 9
3RV1021-0EA15 |  | 3RV1021-0EA15 | 1 | UN | 1 | 7 | C | D | N | N | 85362010 | 1 | 4011209381919 | 0.302 | KG | 125.4 | 125.4 | CP09 | CP09 | Circuit breaker size S0 for motor protection CLASS 10 A-release 0.28...0.4 A Short-circuit release 5.2 A Screw terminal Standard switching capacity with transverse auxiliary switch 1 NO+1 NC !!! Phased-out product !!! Successor is SIRIUS 3RV2 Preferred successor type is >>3RV2011-0EA15<< | - | 0 | 7
3RV1021-0EA15-Z | W97 | 3RV1021-0EA15-ZW97 | 1 | UN | 1 | 15 | C | D | N | N | 85362010 | 14 | 4011209578036 | 0.287 | KG | 144.4 | 144.4 | CP09 | CP09 | Circuit breaker size S0 for motor protection, Class 10 A-release 0.28...0.4 A Short-circuit release 5.2 A Multi-unit packaging Pack = 5 units !!! Phased-out product !!! Successor is SIRIUS 3RV2 Preferred successor type is >>3RV2011-0EA15-ZW97<< | - | 0 | 9
3RV1021-0EA15-Z | W98 | 3RV1021-0EA15-ZW98 | 1 | UN | 1 | 15 | C | D | N | N | 85362010 | 5 | 4011209578043 | 0.287 | KG | 144.4 | 144.4 | CP09 | CP09 | Circuit breaker size S0 for motor protection, Class 10 A-release 0.28...0.4 A Short-circuit release 5.2 A !!! Phased-out product !!! Successor is SIRIUS 3RV2 | - | 0 | 9
3RV1021-0EA15-Z | X95 | 3RV1021-0EA15-ZX95 | 1 | UN | 1 | 15 | C | D | N | N | 85362010 | 61 | 4011209425286 | 0.295 | KG | 144.4 | 144.4 | CP09 | CP09 | Circuit breaker size S0 for motor protection, Class 10 A-release 0.28...0.4 A Short-circuit release 5.2 A Screw terminal Standard switching capacity with transverse auxiliary switch 1 NO+1 NC Reusable packaging Pack = 61 units !!! Phased-out product !!! Successor is SIRIUS 3RV2 Preferred successor type is >>3RV2011-0EA15-ZX95<< | - | 0 | 9
3RV1021-0FA10 |  | 3RV1021-0FA10 | 1 | UN | 1 | 2 | A | D | N | N | 85362010 | 1 | 4011209281059 | 0.284 | KG | 102.6 | 102.6 | CP09 | CP09 | Circuit breaker size S0 for motor protection CLASS 10 A-release 0.35...0.5 A Short-circuit release 6.5 A Screw terminal Standard switching capacity !!! Phased-out product !!! Successor is SIRIUS 3RV2 Preferred successor type is >>3RV2011-0FA10<< | - | 0 | 7
3RV1021-0FA10-Z | W96 | 3RV1021-0FA10-ZW96 | 1 | UN | 1 | 15 | C | D | N | N | 85362010 | 29 | 4011209578067 | 0.264 | KG | 116.85 | 116.85 | CP09 | CP09 | Circuit breaker size S0 for motor protection, Class 10 A-release 0.35...0.5 A Short-circuit release 6.5 A Screw terminal Screw terminal Standard switching capacity Multi-unit packaging Pack = 29 units !!! Phased-out product !!! Successor is SIRIUS 3RV2 | - | 0 | 9
3RV1021-0FA10-Z | W97 | 3RV1021-0FA10-ZW97 | 1 | UN | 1 | 15 | C | D | N | N | 85362010 | 14 | 4011209430341 | 0.32 | KG | 116.85 | 116.85 | CP09 | CP09 | Circuit breaker size S0 for motor protection, Class 10 A-release 0.35...0.5 A Short-circuit release 6.5 A Screw terminal Screw terminal Standard switching capacity Multi-unit packaging Pack = 14 units !!! Phased-out product !!! Successor is SIRIUS 3RV2 Preferred successor type is >>3RV2011-0FA10-ZW97<< | - | 0 | 9
3RV1021-0FA10-Z | W98 | 3RV1021-0FA10-ZW98 | 1 | UN | 1 | 5 | B | D | N | N | 85362010 | 5 | 4011209430358 | 0.32 | KG | 93.96 | 93.96 | CP09 | CP09 | Circuit breaker size S0 for motor protection, CLASS 10 A-release 0.35...0.5 A N-release 6.5 A screw terminal screw terminal Standard switching capacity Multi-unit packaging Pack = 5 units | - | 0 | 7
3RV1021-0FA10-Z | X95 | 3RV1021-0FA10-ZX95 | 1 | UN | 1 | 15 | C | D | N | N | 85362010 | 61 | 4011209392304 | 0.277 | KG | 116.85 | 116.85 | CP09 | CP09 | Circuit breaker size S0 for motor protection, Class 10 A-release 0.35...0.5 A Short-circuit release 6.5 A Screw terminal Screw terminal Standard switching capacity Reusable packaging Pack = 61 units !!! Phased-out product !!! Successor is SIRIUS 3RV2 Preferred successor type is >>3RV2011-0FA10-ZX95<< | - | 0 | 9
3RV1021-0FA15 |  | 3RV1021-0FA15 | 1 | UN | 1 | 2 | A | D | N | N | 85362010 | 1 | 4011209381926 | 0.303 | KG | 125.4 | 125.4 | CP09 | CP09 | Circuit breaker size S0 for motor protection CLASS 10 A-release 0.35...0.5 A Short-circuit release 6.5 A Screw terminal Standard switching capacity with transverse auxiliary switch 1 NO+1 NC !!! Phased-out product !!! Successor is SIRIUS 3RV2 Preferred successor type is >>3RV2011-0FA15<< | - | 0 | 7
3RV1021-0FA15-Z | W97 | 3RV1021-0FA15-ZW97 | 1 | UN | 1 | 15 | C | D | N | N | 85362010 | 14 | 4011209577572 | 0.287 | KG | 144.4 | 144.4 | CP09 | CP09 | Circuit breaker size S0 for motor protection, Class 10 Multi-unit packaging Pack = 5 units !!! Phased-out product !!! Successor is SIRIUS 3RV2 Preferred successor type is >>3RV2011-0FA15-ZW97<< | - | 0 | 9
3RV1021-0FA15-Z | W98 | 3RV1021-0FA15-ZW98 | 1 | UN | 1 | 15 | C | D | N | N | 85362010 | 5 | 4011209577640 | 0.287 | KG | 144.4 | 144.4 | CP09 | CP09 | Circuit breaker size S0 for motor protection, Class 10 !!! Phased-out product !!! Successor is SIRIUS 3RV2 | - | 0 | 9
3RV1021-0FA15-Z | X95 | 3RV1021-0FA15-ZX95 | 1 | UN | 1 | 15 | C | D | N | N | 85362010 | 61 | 4011209425279 | 0.287 | KG | 144.4 | 144.4 | CP09 | CP09 | Circuit breaker size S0 for motor protection, Class 10 A-release 0.35...0.5 A Short-circuit release 6.5 A Screw terminal Standard switching capacity with transverse auxiliary switch 1 NO+1 NC Reusable packaging Pack = 61 units !!! Phased-out product !!! Successor is SIRIUS 3RV2 Preferred successor type is >>3RV2011-0FA15-ZX95<< | - | 0 | 9
3RV1021-0GA10 |  | 3RV1021-0GA10 | 1 | UN | 1 | 2 | A | D | N | N | 85362010 | 1 | 4011209281066 | 0.288 | KG | 102.6 | 102.6 | CP09 | CP09 | Circuit breaker size S0 for motor protection CLASS 10 A-release 0.45...0.63 A Short-circuit release 8.2 A Screw terminal Standard switching capacity !!! Phased-out product !!! Successor is SIRIUS 3RV2 Preferred successor type is >>3RV2011-0GA10<< | - | 0 | 7
3RV1021-0GA10-Z | W96 | 3RV1021-0GA10-ZW96 | 1 | UN | 1 | 15 | C | D | N | N | 85362010 | 29 | 4011209437838 | 0.32 | KG | 116.85 | 116.85 | CP09 | CP09 | Circuit breaker size S0 for motor protection, Class 10 A-release 0.45...0.63 A Short-circuit release 8.2 A Screw terminal Standard switching capacity Multi-unit packaging Pack = 29 units !!! Phased-out product !!! Successor is SIRIUS 3RV2 Preferred successor type is >>3RV2011-0GA10-ZW96<< | - | 0 | 9
3RV1021-0GA10-Z | W97 | 3RV1021-0GA10-ZW97 | 1 | UN | 1 | 15 | C | D | N | N | 85362010 | 14 | 4011209499522 | 0.32 | KG | 116.85 | 116.85 | CP09 | CP09 | Circuit breaker size S0 for motor protection, Class 10 A-release 0.45...0.63 A Short-circuit release 8.2 A Screw terminal Standard switching capacity Multi-unit packaging Pack = 14 units !!! Phased-out product !!! Successor is SIRIUS 3RV2 Preferred successor type is >>3RV2011-0GA10-ZW97<< | - | 0 | 9
3RV1021-0GA10-Z | W98 | 3RV1021-0GA10-ZW98 | 1 | UN | 1 | 15 | C | D | N | N | 85362010 | 5 | 4011209431638 | 0.32 | KG | 116.85 | 116.85 | CP09 | CP09 | Circuit breaker size S0 for motor protection, Class 10 A-release 0.45...0.63 A Short-circuit release 8.2 A Screw terminal Standard switching capacity Multi-unit packaging Pack = 5 units !!! Phased-out product !!! Successor is SIRIUS 3RV2 | - | 0 | 9
3RV1021-0GA10-Z | X95 | 3RV1021-0GA10-ZX95 | 1 | UN | 1 | 15 | C | D | N | N | 85362010 | 61 | 4011209392311 | 0.284 | KG | 116.85 | 116.85 | CP09 | CP09 | Circuit breaker size S0 for motor protection, Class 10 A-release 0.45...0.63 A Short-circuit release 8.2 A Screw terminal Standard switching capacity Reusable packaging Pack = 61 units !!! Phased-out product !!! Successor is SIRIUS 3RV2 Preferred successor type is >>3RV2011-0GA10-ZX95<< | - | 0 | 9
3RV1021-0GA15 |  | 3RV1021-0GA15 | 1 | UN | 1 | 2 | A | D | N | N | 85362010 | 1 | 4011209381933 | 0.305 | KG | 125.4 | 125.4 | CP09 | CP09 | Circuit breaker size S0 for motor protection CLASS 10 A-release 0.45...0.63 A Short-circuit release 8.2 A Screw terminal Standard switching capacity with transverse auxiliary switch 1 NO+1 NC !!! Phased-out product !!! Successor is SIRIUS 3RV2 Preferred successor type is >>3RV2011-0GA15<< | - | 0 | 7
3RV1021-0GA15-Z | W95 | 3RV1021-0GA15-ZW95 | 1 | UN | 1 | 15 | C | D | N | N | 85362010 | 61 | 4011209578098 | 0.361 | KG | 144.4 | 144.4 | CP09 | CP09 | Circuit breaker size S0 for motor protection, Class 10 A-release 0.45...0.63 A Short-circuit release 8.2 A Screw terminal Standard switching capacity with transverse auxiliary switch 1 NO+1 NC Multi-unit packaging Pack = 29 units !!! Phased-out product !!! Successor is SIRIUS 3RV2 | - | 0 | 9
3RV1021-0GA15-Z | W96 | 3RV1021-0GA15-ZW96 | 1 | UN | 1 | 15 | C | D | N | N | 85362010 | 29 | 4011209576964 | 0.357 | KG | 144.4 | 144.4 | CP09 | CP09 | Circuit breaker size S0 for motor protection, Class 10 !!! Phased-out product !!! Successor is SIRIUS 3RV2 | - | 0 | 9
3RV1021-0GA15-Z | W97 | 3RV1021-0GA15-ZW97 | 1 | UN | 1 | 15 | C | D | N | N | 85362010 | 14 | 4011209438996 | 0.32 | KG | 144.4 | 144.4 | CP09 | CP09 | Circuit breaker size S0 for motor protection, Class 10 A-release 0.45...0.63 A Short-circuit release 8.2 A Standard switching capacity with transverse auxiliary switch 1 NO+1 NC Multi-unit packaging Pack = 14 units !!! Phased-out product !!! Successor is SIRIUS 3RV2 Preferred successor type is >>3RV2011-0GA15-ZW97<< | - | 0 | 9
3RV1021-0GA15-Z | X95 | 3RV1021-0GA15-ZX95 | 1 | UN | 1 | 15 | C | D | N | N | 85362010 | 61 | 4011209425262 | 0.277 | KG | 144.4 | 144.4 | CP09 | CP09 | Circuit breaker size S0 for motor protection, Class 10 A-release 0.45...0.63 A Short-circuit release 8.2 A Standard switching capacity with transverse auxiliary switch 1 NO+1 NC Reusable packaging Pack = 61 units !!! Phased-out product !!! Successor is SIRIUS 3RV2 Preferred successor type is >>3RV2011-0GA15-ZX95<< | - | 0 | 9
3RV1021-0HA10 |  | 3RV1021-0HA10 | 1 | UN | 1 | 2 | A | D | N | N | 85362010 | 1 | 4011209281073 | 0.285 | KG | 102.6 | 102.6 | CP09 | CP09 | Circuit breaker size S0 for motor protection CLASS 10 A-release 0.55...0.80 A Short-circuit release 10 A Screw terminal Standard switching capacity !!! Phased-out product !!! Successor is SIRIUS 3RV2 Preferred successor type is >>3RV2011-0HA10<< | - | 0 | 7
3RV1021-0HA10-Z | W96 | 3RV1021-0HA10-ZW96 | 1 | UN | 1 | 15 | C | D | N | N | 85362010 | 29 | 4011209578159 | 0.343 | KG | 116.85 | 116.85 | CP09 | CP09 | Circuit breaker size S0 for motor protection, Class 10 Multi-unit packaging Pack = 29 units !!! Phased-out product !!! Successor is SIRIUS 3RV2 | - | 0 | 9
3RV1021-0HA10-Z | W97 | 3RV1021-0HA10-ZW97 | 1 | UN | 1 | 15 | C | D | N | N | 85362010 | 14 | 4011209578166 | 0.343 | KG | 116.85 | 116.85 | CP09 | CP09 | Circuit breaker size S0 for motor protection, Class 10 Multi-unit packaging Pack = 14 units !!! Phased-out product !!! Successor is SIRIUS 3RV2 Preferred successor type is >>3RV2011-0HA10-ZW97<< | - | 0 | 9
3RV1021-0HA10-Z | X95 | 3RV1021-0HA10-ZX95 | 1 | UN | 1 | 15 | C | D | N | N | 85362010 | 61 | 4011209392328 | 0.277 | KG | 116.85 | 116.85 | CP09 | CP09 | Circuit breaker size S0 for motor protection, Class 10 A-release 0.55...0.80 A Short-circuit release 10 A Screw terminal Standard switching capacity Reusable packaging Pack = 61 units !!! Phased-out product !!! Successor is SIRIUS 3RV2 Preferred successor type is >>3RV2011-0HA10-ZX95<< | - | 0 | 9
3RV1021-0HA15 |  | 3RV1021-0HA15 | 1 | UN | 1 | 2 | A | D | N | N | 85362010 | 1 | 4011209381940 | 0.301 | KG | 125.4 | 125.4 | CP09 | CP09 | Circuit breaker size S0 for motor protection CLASS 10 A-release 0.55...0.80 A Short-circuit release 10 A Screw terminal Standard switching capacity with transverse auxiliary switch 1 NO+1 NC !!! Phased-out product !!! Successor is SIRIUS 3RV2 Preferred successor type is >>3RV2011-0HA15<< | - | 0 | 7
3RV1021-0HA15-Z | W95 | 3RV1021-0HA15-ZW95 | 1 | UN | 1 | 15 | C | D | N | N | 85362010 | 61 | 4011209578111 | 0.361 | KG | 144.4 | 144.4 | CP09 | CP09 | Circuit breaker size S0 Multi-unit packaging Pack = 61 units !!! Phased-out product !!! Successor is SIRIUS 3RV2 | - | 0 | 9
3RV1021-0HA15-Z | W97 | 3RV1021-0HA15-ZW97 | 1 | UN | 1 | 15 | C | D | N | N | 85362010 | 14 | 4011209439009 | 0.32 | KG | 144.4 | 144.4 | CP09 | CP09 | Circuit breaker size S0 for motor protection, Class 10 A-release 0.55...0.80 A Short-circuit release 10 A Screw terminal Standard switching capacity with transverse auxiliary switch 1 NO+1 NC Multi-unit packaging Pack = 14 units !!! Phased-out product !!! Successor is SIRIUS 3RV2 Preferred successor type is >>3RV2011-0HA15-ZW97<< | - | 0 | 9
3RV1021-0HA15-Z | W98 | 3RV1021-0HA15-ZW98 | 1 | UN | 1 | 15 | C | D | N | N | 85362010 | 5 | 4011209578135 | 0.361 | KG | 144.4 | 144.4 | CP09 | CP09 | Circuit breaker size S0 for motor protection, Class 10 A-release 0.55...0.80 A Short-circuit release 10 A Screw terminal Standard switching capacity with transverse auxiliary switch 1 NO+1 NC Multi-unit packaging Pack = 5 units !!! Phased-out product !!! Successor is SIRIUS 3RV2 | - | 0 | 9
3RV1021-0HA15-Z | X95 | 3RV1021-0HA15-ZX95 | 1 | UN | 1 | 15 | C | D | N | N | 85362010 | 61 | 4011209425255 | 0.291 | KG | 144.4 | 144.4 | CP09 | CP09 | Circuit breaker size S0 for motor protection, Class 10 A-release 0.55...0.80 A Short-circuit release 10 A Screw terminal Standard switching capacity with transverse auxiliary switch 1 NO+1 NC Reusable packaging Pack = 61 units !!! Phased-out product !!! Successor is SIRIUS 3RV2 Preferred successor type is >>3RV2011-0HA15-ZX95<< | - | 0 | 9
3RV1021-0JA10 |  | 3RV1021-0JA10 | 1 | UN | 1 | 2 | A | D | N | N | 85362010 | 1 | 4011209281080 | 0.347 | KG | 109.25 | 109.25 | CP09 | CP09 | Circuit breaker size S0 for motor protection CLASS 10 A-release 0.7 ...1 A Short-circuit release 13 A Screw terminal Standard switching capacity !!! Phased-out product !!! Successor is SIRIUS 3RV2 Preferred successor type is >>3RV2011-0JA10<< | - | 0 | 7
3RV1021-0JA10-Z | W96 | 3RV1021-0JA10-ZW96 | 1 | UN | 1 | 15 | C | D | N | N | 85362010 | 29 | 4011209567986 | 0.342 | KG | 124.45 | 124.45 | CP09 | CP09 | Circuit breaker size S0 Multi-unit packaging Pack = 29 units !!! Phased-out product !!! Successor is SIRIUS 3RV2 Preferred successor type is >>3RV2011-0JA10-ZW96<< | - | 0 | 9
3RV1021-0JA10-Z | W97 | 3RV1021-0JA10-ZW97 | 1 | UN | 1 | 15 | C | D | N | N | 85362010 | 14 | 4011209499539 | 0.32 | KG | 124.45 | 124.45 | CP09 | CP09 | Circuit breaker size S0 for motor protection, Class 10 A-release 0.7 ...1 A Short-circuit release 13 A Screw terminal Standard switching capacity Multi-unit packaging Pack = 14 units !!! Phased-out product !!! Successor is SIRIUS 3RV2 | - | 0 | 9
3RV1021-0JA10-Z | W98 | 3RV1021-0JA10-ZW98 | 1 | UN | 1 | 15 | C | D | N | N | 85362010 | 5 | 4011209431652 | 0.32 | KG | 124.45 | 124.45 | CP09 | CP09 | Circuit breaker size S0 for motor protection, Class 10 A-release 0.7 ...1 A Short-circuit release 13 A Screw terminal Standard switching capacity Multi-unit packaging Pack = 5 units !!! Phased-out product !!! Successor is SIRIUS 3RV2 | - | 0 | 9
3RV1021-0JA10-Z | X95 | 3RV1021-0JA10-ZX95 | 1 | UN | 1 | 15 | C | D | N | N | 85362010 | 61 | 4011209391888 | 0.341 | KG | 124.45 | 124.45 | CP09 | CP09 | Circuit breaker size S0 for motor protection, Class 10 A-release 0.7 ...1 A Short-circuit release 13 A Screw terminal Standard switching capacity Reusable packaging Pack = 61 units !!! Phased-out product !!! Successor is SIRIUS 3RV2 Preferred successor type is >>3RV2011-0JA10-ZX95<< | - | 0 | 9
3RV1021-0JA15 |  | 3RV1021-0JA15 | 1 | UN | 1 | 2 | A | D | N | N | 85362010 | 1 | 4011209381957 | 0.36 | KG | 133 | 133 | CP09 | CP09 | Circuit breaker size S0 for motor protection CLASS 10 A-release 0.7 ...1 A Short-circuit release 13 A Screw terminal Standard switching capacity with transverse auxiliary switch 1 NO+1 NC !!! Phased-out product !!! Successor is SIRIUS 3RV2 Preferred successor type is >>3RV2011-0JA15<< | - | 0 | 7
3RV1021-0JA15-Z | W96 | 3RV1021-0JA15-ZW96 | 1 | UN | 1 | 15 | C | D | N | N | 85362010 | 29 | 4011209578180 | 0.358 | KG | 152 | 152 | CP09 | CP09 | Circuit breaker size S0 for motor protection, Class 10 A-release 0.7 ...1 A Short-circuit release 13 A Screw terminal Standard switching capacity with transverse auxiliary switch 1 NO+1 NC Multi-unit packaging Pack = 29 units !!! Phased-out product !!! Successor is SIRIUS 3RV2 | - | 0 | 9
3RV1021-0JA15-Z | W97 | 3RV1021-0JA15-ZW97 | 1 | UN | 1 | 15 | C | D | N | N | 85362010 | 14 | 4011209499638 | 0.32 | KG | 152 | 152 | CP09 | CP09 | Circuit breaker size S0 for motor protection, Class 10 A-release 0.7 ...1 A Short-circuit release 13 A Screw terminal Standard switching capacity with transverse auxiliary switch 1 NO+1 NC Multi-unit packaging Pack = 14 units !!! Phased-out product !!! Successor is SIRIUS 3RV2 Preferred successor type is >>3RV2011-0JA15-ZW97<< | - | 0 | 9
3RV1021-0JA15-Z | X95 | 3RV1021-0JA15-ZX95 | 1 | UN | 1 | 15 | C | D | N | N | 85362010 | 61 | 4011209392250 | 0.348 | KG | 152 | 152 | CP09 | CP09 | Circuit breaker size S0 for motor protection, Class 10 A-release 0.7 ...1 A Short-circuit release 13 A Screw terminal Standard switching capacity with transverse auxiliary switch 1 NO+1 NC Reusable packaging Pack = 61 units !!! Phased-out product !!! Successor is SIRIUS 3RV2 Preferred successor type is >>3RV2011-0JA15-ZX95<< | - | 0 | 9
3RV1021-0JA38-1KT0 |  | 3RV1021-0JA38-1KT0 | 1 | UN | 1 | 15 | C | D | EAR99 | N | 85362010 | 1 | 4011209551497 | 0.395 | KG | 157.7 | 157.7 | CP09 | CP09 | Circuit breaker size S0 for motor protection, Class 10 A-release 0.7 ...1 A Short-circuit release 13 A Standard switching capacity with lateral auxiliary switch in spring-type connection system 1 NO+1 NC !!! Phased-out product !!! Successor is SIRIUS 3RV2 | - | 0 | 7
3RV1021-0KA10 |  | 3RV1021-0KA10 | 1 | UN | 1 | 2 | A | D | N | N | 85362010 | 1 | 4011209281097 | 0.364 | KG | 109.25 | 109.25 | CP09 | CP09 | Circuit breaker size S0 for motor protection CLASS 10 A-release 0.9...1.25 A Short-circuit release 16 A Screw terminal Standard switching capacity !!! Phased-out product !!! Successor is SIRIUS 3RV2 Preferred successor type is >>3RV2011-0KA10<< | - | 0 | 7
3RV1021-0KA10-Z | W96 | 3RV1021-0KA10-ZW96 | 1 | UN | 1 | 15 | C | D | N | N | 85362010 | 29 | 4011209578241 | 0.341 | KG | 124.45 | 124.45 | CP09 | CP09 | Circuit breaker size S0 Multi-unit packaging Pack = 29 units !!! Phased-out product !!! Successor is SIRIUS 3RV2 Preferred successor type is >>3RV2011-0KA10-ZW96<< | - | 0 | 9
3RV1021-0KA10-Z | W97 | 3RV1021-0KA10-ZW97 | 1 | UN | 1 | 15 | C | D | N | N | 85362010 | 14 | 4011209576971 | 0.341 | KG | 124.45 | 124.45 | CP09 | CP09 | Circuit breaker size S0 Multi-unit packaging Pack = 14 units !!! Phased-out product !!! Successor is SIRIUS 3RV2 Preferred successor type is >>3RV2011-0KA10-ZW97<< | - | 0 | 9
3RV1021-0KA10-Z | X95 | 3RV1021-0KA10-ZX95 | 1 | UN | 1 | 15 | C | D | N | N | 85362010 | 61 | 4011209392335 | 0.347 | KG | 124.45 | 124.45 | CP09 | CP09 | Circuit breaker size S0 for motor protection, Class 10 A-release 0.9...1.25 A Short-circuit release 16 A Screw terminal Standard switching capacity Reusable packaging Pack = 61 units !!! Phased-out product !!! Successor is SIRIUS 3RV2 Preferred successor type is >>3RV2011-0KA10-ZX95<< | - | 0 | 9
3RV1021-0KA15 |  | 3RV1021-0KA15 | 1 | UN | 1 | 2 | A | D | N | N | 85362010 | 1 | 4011209381964 | 0.365 | KG | 133 | 133 | CP09 | CP09 | Circuit breaker size S0 for motor protection CLASS 10 A-release 0.9...1.25 A Short-circuit release 16 A Screw terminal Standard switching capacity with transverse auxiliary switch 1 NO+1 NC !!! Phased-out product !!! Successor is SIRIUS 3RV2 Preferred successor type is >>3RV2011-0KA15<< | - | 0 | 7
3RV1021-0KA15-Z | W96 | 3RV1021-0KA15-ZW96 | 1 | UN | 1 | 15 | C | D | N | N | 85362010 | 29 | 4011209578210 | 0.365 | KG | 152 | 152 | CP09 | CP09 | Circuit breaker size S0 for motor protection, Class 10 A-release 0.9...1.25 A Short-circuit release 16 A Screw terminal Standard switching capacity with transverse auxiliary switch 1 NO+1 NC Multi-unit packaging Pack = 29 units !!! Phased-out product !!! Successor is SIRIUS 3RV2 | - | 0 | 9
3RV1021-0KA15-Z | W97 | 3RV1021-0KA15-ZW97 | 1 | UN | 1 | 15 | C | D | N | N | 85362010 | 14 | 4011209499607 | 0.32 | KG | 152 | 152 | CP09 | CP09 | Circuit breaker size S0 for motor protection, Class 10 A-release 0.9...1.25 A Short-circuit release 16 A Screw terminal Standard switching capacity with transverse auxiliary switch 1 NO+1 NC Multi-unit packaging Pack = 14 units !!! Phased-out product !!! Successor is SIRIUS 3RV2 Preferred successor type is >>3RV2011-0KA15-ZW97<< | - | 0 | 9
3RV1021-0KA15-Z | W98 | 3RV1021-0KA15-ZW98 | 1 | UN | 1 | 15 | C | D | N | N | 85362010 | 5 | 4011209578227 | 0.365 | KG | 152 | 152 | CP09 | CP09 | Circuit breaker size S0 for motor protection, Class 10 A-release 0.9...1.25 A Short-circuit release 16 A Screw terminal Standard switching capacity with transverse auxiliary switch 1 NO+1 NC Multi-unit packaging Pack = 5 units !!! Phased-out product !!! Successor is SIRIUS 3RV2 | - | 0 | 9
3RV1021-0KA15-Z | X95 | 3RV1021-0KA15-ZX95 | 1 | UN | 1 | 15 | C | D | N | N | 85362010 | 61 | 4011209425248 | 0.353 | KG | 152 | 152 | CP09 | CP09 | Circuit breaker size S0 for motor protection, Class 10 A-release 0.9...1.25 A Short-circuit release 16 A Screw terminal Standard switching capacity with transverse auxiliary switch 1 NO+1 NC Reusable packaging Pack = 61 units !!! Phased-out product !!! Successor is SIRIUS 3RV2 Preferred successor type is >>3RV2011-0KA15-ZX95<< | - | 0 | 9
3RV1021-1AA10 |  | 3RV1021-1AA10 | 1 | UN | 1 | 2 | A | D | N | N | 85362010 | 1 | 4011209281103 | 0.353 | KG | 109.25 | 109.25 | CP09 | CP09 | Circuit breaker size S0 for motor protection CLASS 10 A-release 1.1...1.6 A Short-circuit release 21 A Screw terminal Standard switching capacity !!! Phased-out product !!! Successor is SIRIUS 3RV2 Preferred successor type is >>3RV2011-1AA10<< | - | 0 | 7
3RV1021-1AA10-Z | W95 | 3RV1021-1AA10-ZW95 | 1 | UN | 1 | 15 | C | D | N | N | 85362010 | 61 | 4011209576988 | 0.348 | KG | 124.45 | 124.45 | CP09 | CP09 | Circuit breaker size S0 Multi-unit packaging Pack = 61 units !!! Phased-out product !!! Successor is SIRIUS 3RV2 | - | 0 | 9
3RV1021-1AA10-Z | W96 | 3RV1021-1AA10-ZW96 | 1 | UN | 1 | 15 | C | D | N | N | 85362010 | 29 | 4011209578265 | 0.348 | KG | 124.45 | 124.45 | CP09 | CP09 | Circuit breaker size S0 !!! Phased-out product !!! Successor is SIRIUS 3RV2 Preferred successor type is >>3RV2011-1AA10-ZW96<< | - | 0 | 9
3RV1021-1AA10-Z | W97 | 3RV1021-1AA10-ZW97 | 1 | UN | 1 | 15 | C | D | N | N | 85362010 | 14 | 4011209430365 | 0.32 | KG | 124.45 | 124.45 | CP09 | CP09 | Circuit breaker size S0 for motor protection, Class 10 A-release 1.1...1.6 A Short-circuit release 21 A Screw terminal Standard switching capacity Multi-unit packaging Pack = 14 units !!! Phased-out product !!! Successor is SIRIUS 3RV2 Preferred successor type is >>3RV2011-1AA10-ZW97<< | - | 0 | 9
3RV1021-1AA10-Z | W98 | 3RV1021-1AA10-ZW98 | 1 | UN | 1 | 15 | C | D | N | N | 85362010 | 5 | 4011209430372 | 0.32 | KG | 124.45 | 124.45 | CP09 | CP09 | Circuit breaker size S0 for motor protection, Class 10 A-release 1.1...1.6 A Short-circuit release 21 A Screw terminal Standard switching capacity Multi-unit packaging Pack = 5 units !!! Phased-out product !!! Successor is SIRIUS 3RV2 | - | 0 | 9
3RV1021-1AA10-Z | X95 | 3RV1021-1AA10-ZX95 | 1 | UN | 1 | 15 | C | D | N | N | 85362010 | 61 | 4011209391871 | 0.333 | KG | 124.45 | 124.45 | CP09 | CP09 | Circuit breaker size S0 for motor protection, Class 10 A-release 1.1...1.6 A Short-circuit release 21 A Screw terminal Standard switching capacity Reusable packaging Pack = 61 units !!! Phased-out product !!! Successor is SIRIUS 3RV2 Preferred successor type is >>3RV2011-1AA10-ZX95<< | - | 0 | 9
3RV1021-1AA15 |  | 3RV1021-1AA15 | 1 | UN | 1 | 2 | A | D | N | N | 85362010 | 1 | 4011209381971 | 0.377 | KG | 133 | 133 | CP09 | CP09 | Circuit breaker size S0 for motor protection CLASS 10 A-release 1.1...1.6 A Short-circuit release 21 A Screw terminal Standard switching capacity with transverse auxiliary switch 1 NO+1 NC !!! Phased-out product !!! Successor is SIRIUS 3RV2 Preferred successor type is >>3RV2011-1AA15<< | - | 0 | 7
3RV1021-1AA15-Z | W95 | 3RV1021-1AA15-ZW95 | 1 | UN | 1 | 15 | C | D | N | N | 85362010 | 61 | 4011209576711 | 0.366 | KG | 152 | 152 | CP09 | CP09 | Circuit breaker size S0 for motor protection, Class 10 A-release 1.1...1.6 A Short-circuit release 21 A Screw terminal Standard switching capacity with transverse auxiliary switch 1 NO+1 NC Multi-unit packaging Pack = 61 units !!! Phased-out product !!! Successor is SIRIUS 3RV2 | - | 0 | 9
3RV1021-1AA15-Z | W97 | 3RV1021-1AA15-ZW97 | 1 | UN | 1 | 15 | C | D | N | N | 85362010 | 14 | 4011209441781 | 0.32 | KG | 152 | 152 | CP09 | CP09 | Circuit breaker size S0 for motor protection, Class 10 A-release 1.1...1.6 A Short-circuit release 21 A Screw terminal Standard switching capacity with transverse auxiliary switch 1 NO+1 NC Multi-unit packaging Pack = 14 units !!! Phased-out product !!! Successor is SIRIUS 3RV2 Preferred successor type is >>3RV2011-1AA15-ZW97<< | - | 0 | 9
3RV1021-1AA15-Z | X95 | 3RV1021-1AA15-ZX95 | 1 | UN | 1 | 15 | C | D | N | N | 85362010 | 61 | 4011209425231 | 0.354 | KG | 152 | 152 | CP09 | CP09 | Circuit breaker size S0 for motor protection, Class 10 A-release 1.1...1.6 A Short-circuit release 21 A Screw terminal Standard switching capacity with transverse auxiliary switch 1 NO+1 NC Reusable packaging Pack = 61 units !!! Phased-out product !!! Successor is SIRIUS 3RV2 Preferred successor type is >>3RV2011-1AA15-ZX95<< | - | 0 | 9
3RV1021-1BA10 |  | 3RV1021-1BA10 | 1 | UN | 1 | 2 | A | D | N | N | 85362010 | 1 | 4011209281110 | 0.351 | KG | 110.2 | 110.2 | CP09 | CP09 | Circuit breaker size S0 for motor protection CLASS 10 A-release 1.4...2 A Short-circuit release 26 A Screw terminal Standard switching capacity !!! Phased-out product !!! Successor is SIRIUS 3RV2 Preferred successor type is >>3RV2011-1BA10<< | - | 0 | 7
3RV1021-1BA10-Z | W95 | 3RV1021-1BA10-ZW95 | 1 | UN | 1 | 15 | C | D | N | N | 85362010 | 61 | 4011209578326 | 0.336 | KG | 126.35 | 126.35 | CP09 | CP09 | Circuit breaker size S0 Multi-unit packaging Pack = 61 units !!! Phased-out product !!! Successor is SIRIUS 3RV2 | - | 0 | 9
3RV1021-1BA10-Z | W96 | 3RV1021-1BA10-ZW96 | 1 | UN | 1 | 15 | C | D | N | N | 85362010 | 29 | 4011209578333 | 0.32 | KG | 126.35 | 126.35 | CP09 | CP09 | Circuit breaker size S0 for motor protection, Class 10 A-release 1.4...2 A Short-circuit release 26 A Screw terminal Standard switching capacity Multi-unit packaging Pack = 29 units !!! Phased-out product !!! Successor is SIRIUS 3RV2 Preferred successor type is >>3RV2011-1BA10-ZW96<< | - | 0 | 9
3RV1021-1BA10-Z | W97 | 3RV1021-1BA10-ZW97 | 1 | UN | 1 | 15 | C | D | N | N | 85362010 | 14 | 4011209436589 | 0.32 | KG | 126.35 | 126.35 | CP09 | CP09 | Circuit breaker size S0 for motor protection, Class 10 A-release 1.4...2 A Short-circuit release 26 A Screw terminal Standard switching capacity Multi-unit packaging Pack = 14 units !!! Phased-out product !!! Successor is SIRIUS 3RV2 Preferred successor type is >>3RV2011-1BA10-ZW97<< | - | 0 | 9
3RV1021-1BA10-Z | W98 | 3RV1021-1BA10-ZW98 | 1 | UN | 1 | 15 | C | D | N | N | 85362010 | 5 | 4011209436572 | 0.32 | KG | 126.35 | 126.35 | CP09 | CP09 | Circuit breaker size S0 for motor protection, Class 10 A-release 1.4...2 A Short-circuit release 26 A Screw terminal Standard switching capacity Multi-unit packaging Pack = 5 units !!! Phased-out product !!! Successor is SIRIUS 3RV2 | - | 0 | 9
3RV1021-1BA10-Z | X95 | 3RV1021-1BA10-ZX95 | 1 | UN | 1 | 15 | C | D | N | N | 85362010 | 61 | 4011209392342 | 0.348 | KG | 126.35 | 126.35 | CP09 | CP09 | Circuit breaker size S0 for motor protection, Class 10 A-release 1.4...2 A Short-circuit release 26 A Screw terminal Standard switching capacity Reusable packaging Pack = 61 units !!! Phased-out product !!! Successor is SIRIUS 3RV2 Preferred successor type is >>3RV2011-1BA10-ZX95<< | - | 0 | 9
3RV1021-1BA15 |  | 3RV1021-1BA15 | 1 | UN | 1 | 2 | A | D | N | N | 85362010 | 1 | 4011209381988 | 0.365 | KG | 133.95 | 133.95 | CP09 | CP09 | Circuit breaker size S0 for motor protection CLASS 10 A-release 1.4...2 A Short-circuit release 26 A Screw terminal Standard switching capacity with transverse auxiliary switch 1 NO+1 NC !!! Phased-out product !!! Successor is SIRIUS 3RV2 Preferred successor type is >>3RV2011-1BA15<< | - | 0 | 7
3RV1021-1BA15-Z | W97 | 3RV1021-1BA15-ZW97 | 1 | UN | 1 | 15 | C | D | N | N | 85362010 | 14 | 4011209499621 | 0.32 | KG | 152.95 | 152.95 | CP09 | CP09 | Circuit breaker size S0 for motor protection, Class 10 A-release 1.4...2 A Short-circuit release 26 A Screw terminal Standard switching capacity with transverse auxiliary switch 1 NO+1 NC Multi-unit packaging Pack = 14 units !!! Phased-out product !!! Successor is SIRIUS 3RV2 Preferred successor type is >>3RV2011-1BA15-ZW97<< | - | 0 | 9
3RV1021-1BA15-Z | X95 | 3RV1021-1BA15-ZX95 | 1 | UN | 1 | 15 | C | D | N | N | 85362010 | 61 | 4011209425224 | 0.363 | KG | 152.95 | 152.95 | CP09 | CP09 | Circuit breaker size S0 for motor protection, Class 10 A-release 1.4...2 A Short-circuit release 26 A Screw terminal Standard switching capacity with transverse auxiliary switch 1 NO+1 NC Reusable packaging Pack = 61 units !!! Phased-out product !!! Successor is SIRIUS 3RV2 Preferred successor type is >>3RV2011-1BA15-ZX95<< | - | 0 | 9
3RV1021-1CA10 |  | 3RV1021-1CA10 | 1 | UN | 1 | 2 | A | D | N | N | 85362010 | 1 | 4011209281127 | 0.357 | KG | 110.2 | 110.2 | CP09 | CP09 | Circuit breaker size S0 for motor protection CLASS 10 A-release 1.8...2.5 A Short-circuit release 33 A Screw terminal Standard switching capacity !!! Phased-out product !!! Successor is SIRIUS 3RV2 Preferred successor type is >>3RV2011-1CA10<< | - | 0 | 7
3RV1021-1CA10-Z | W95 | 3RV1021-1CA10-ZW95 | 1 | UN | 1 | 15 | C | D | N | N | 85362010 | 61 | 4011209576995 | 0.338 | KG | 126.35 | 126.35 | CP09 | CP09 | Circuit breaker size S0 Multi-unit packaging Pack = 61 units !!! Phased-out product !!! Successor is SIRIUS 3RV2 | - | 0 | 9
3RV1021-1CA10-Z | W96 | 3RV1021-1CA10-ZW96 | 1 | UN | 1 | 15 | C | D | N | N | 85362010 | 29 | 4011209578340 | 0.428 | KG | 126.35 | 126.35 | CP09 | CP09 | Circuit breaker size S0 for motor protection, Class 10 A-release 1.8...2.5 A Short-circuit release 33 A Screw terminal Standard switching capacity Multi-unit packaging Pack = 29 units !!! Phased-out product !!! Successor is SIRIUS 3RV2 Preferred successor type is >>3RV2011-1CA10-ZW96<< | - | 0 | 9
3RV1021-1CA10-Z | W97 | 3RV1021-1CA10-ZW97 | 1 | UN | 1 | 15 | C | D | N | N | 85362010 | 14 | 4011209499553 | 0.32 | KG | 126.35 | 126.35 | CP09 | CP09 | Circuit breaker size S0 for motor protection, Class 10 A-release 1.8...2.5 A Short-circuit release 33 A Screw terminal Standard switching capacity Multi-unit packaging Pack = 14 units !!! Phased-out product !!! Successor is SIRIUS 3RV2 Preferred successor type is >>3RV2011-1CA10-ZW97<< | - | 0 | 9
3RV1021-1CA10-Z | W98 | 3RV1021-1CA10-ZW98 | 1 | UN | 1 | 15 | C | D | N | N | 85362010 | 5 | 4011209430389 | 0.32 | KG | 126.35 | 126.35 | CP09 | CP09 | Circuit breaker size S0 for motor protection, Class 10 A-release 1.8...2.5 A Short-circuit release 33 A Screw terminal Standard switching capacity Multi-unit packaging Pack = 5 units !!! Phased-out product !!! Successor is SIRIUS 3RV2 | - | 0 | 9
3RV1021-1CA10-Z | X95 | 3RV1021-1CA10-ZX95 | 1 | UN | 1 | 15 | C | D | N | N | 85362010 | 61 | 4011209392359 | 0.344 | KG | 126.35 | 126.35 | CP09 | CP09 | Circuit breaker size S0 for motor protection, Class 10 A-release 1.8...2.5 A Short-circuit release 33 A Screw terminal Standard switching capacity Reusable packaging Pack = 61 units !!! Phased-out product !!! Successor is SIRIUS 3RV2 Preferred successor type is >>3RV2011-1CA10-ZX95<< | - | 0 | 9
3RV1021-1CA15 |  | 3RV1021-1CA15 | 1 | UN | 1 | 2 | A | D | N | N | 85362010 | 1 | 4011209381995 | 0.367 | KG | 133.95 | 133.95 | CP09 | CP09 | Circuit breaker size S0 for motor protection CLASS 10 A-release 1.8...2.5 A Short-circuit release 33 A Screw terminal Standard switching capacity with transverse auxiliary switch 1 NO+1 NC !!! Phased-out product !!! Successor is SIRIUS 3RV2 Preferred successor type is >>3RV2011-1CA15<< | - | 0 | 7
3RV1021-1CA15-Z | W95 | 3RV1021-1CA15-ZW95 | 1 | UN | 1 | 15 | C | D | N | N | 85362010 | 61 | 4011209577671 | 0.364 | KG | 152.95 | 152.95 | CP09 | CP09 | Circuit breaker size S0 for motor protection, Class 10 A-release 1.8...2.5 A Short-circuit release 33 A Screw terminal Standard switching capacity with transverse auxiliary switch 1 NO+1 NC Multi-unit packaging Pack = 61 units !!! Phased-out product !!! Successor is SIRIUS 3RV2 | - | 0 | 9
3RV1021-1CA15-Z | W97 | 3RV1021-1CA15-ZW97 | 1 | UN | 1 | 15 | C | D | N | N | 85362010 | 14 | 4011209444669 | 0.32 | KG | 152.95 | 152.95 | CP09 | CP09 | Circuit breaker size S0 for motor protection, Class 10 A-release 1.8...2.5 A Short-circuit release 33 A Screw terminal Standard switching capacity with transverse auxiliary switch 1 NO+1 NC Multi-unit packaging Pack = 14 units !!! Phased-out product !!! Successor is SIRIUS 3RV2 Preferred successor type is >>3RV2011-1CA15-ZW97<< | - | 0 | 9
3RV1021-1CA15-Z | X95 | 3RV1021-1CA15-ZX95 | 1 | UN | 1 | 15 | C | D | N | N | 85362010 | 61 | 4011209425217 | 0.396 | KG | 152.95 | 152.95 | CP09 | CP09 | Circuit breaker size S0 for motor protection, Class 10 A-release 1.8...2.5 A Short-circuit release 33 A Screw terminal Standard switching capacity with transverse auxiliary switch 1 NO+1 NC Reusable packaging Pack = 61 units !!! Phased-out product !!! Successor is SIRIUS 3RV2 Preferred successor type is >>3RV2011-1CA15-ZX95<< | - | 0 | 9
3RV1021-1DA10 |  | 3RV1021-1DA10 | 1 | UN | 1 | 2 | A | D | N | N | 85362010 | 1 | 4011209281134 | 0.359 | KG | 110.2 | 110.2 | CP09 | CP09 | Circuit breaker size S0 for motor protection CLASS 10 A-release 2.2...3.2 A Short-circuit release 42 A Screw terminal Standard switching capacity !!! Phased-out product !!! Successor is SIRIUS 3RV2 Preferred successor type is >>3RV2011-1DA10<< | - | 0 | 7
3RV1021-1DA10-Z | W95 | 3RV1021-1DA10-ZW95 | 1 | UN | 1 | 15 | C | D | N | N | 85362010 | 61 | 4011209447783 | 0.32 | KG | 126.35 | 126.35 | CP09 | CP09 | Circuit breaker size S0 for motor protection, Class 10 A-release 2.2...3.2 A Short-circuit release 42 A Screw terminal Standard switching capacity Multi-unit packaging Pack = 61 units !!! Phased-out product !!! Successor is SIRIUS 3RV2 | - | 0 | 9
3RV1021-1DA10-Z | W96 | 3RV1021-1DA10-ZW96 | 1 | UN | 1 | 15 | C | D | N | N | 85362010 | 29 | 4011209578388 | 0.352 | KG | 126.35 | 126.35 | CP09 | CP09 | Circuit breaker size S0 for motor protection, Class 10 A-release 2.2...3.2 A Short-circuit release 42 A Screw terminal Standard switching capacity Multi-unit packaging Pack = 29 units !!! Phased-out product !!! Successor is SIRIUS 3RV2 Preferred successor type is >>3RV2011-1DA10-ZW96<< | - | 0 | 9
3RV1021-1DA10-Z | W97 | 3RV1021-1DA10-ZW97 | 1 | UN | 1 | 15 | C | D | N | N | 85362010 | 14 | 4011209435971 | 0.32 | KG | 126.35 | 126.35 | CP09 | CP09 | Circuit breaker size S0 for motor protection, Class 10 A-release 2.2...3.2 A Short-circuit release 42 A Screw terminal Standard switching capacity Multi-unit packaging Pack = 14 units !!! Phased-out product !!! Successor is SIRIUS 3RV2 Preferred successor type is >>3RV2011-1DA10-ZW97<< | - | 0 | 9
3RV1021-1DA10-Z | W98 | 3RV1021-1DA10-ZW98 | 1 | UN | 1 | 5 | B | D | N | N | 85362010 | 5 | 4011209578395 | 0.341 | KG | 101.65 | 101.65 | CP09 | CP09 | Circuit breaker size S0 for motor protection, CLASS 10 A-release 2.2...3.2 A N release 42 A screw terminal Standard switching capacity Multi-unit packaging Pack = 5 units | - | 0 | 7
3RV1021-1DA10-Z | X95 | 3RV1021-1DA10-ZX95 | 1 | UN | 1 | 15 | C | D | N | N | 85362010 | 61 | 4011209392366 | 0.348 | KG | 126.35 | 126.35 | CP09 | CP09 | Circuit breaker size S0 for motor protection, Class 10 A-release 2.2...3.2 A Short-circuit release 42 A Screw terminal Standard switching capacity Reusable packaging Pack = 61 units !!! Phased-out product !!! Successor is SIRIUS 3RV2 Preferred successor type is >>3RV2011-1DA10-ZX95<< | - | 0 | 9
3RV1021-1DA15 |  | 3RV1021-1DA15 | 1 | UN | 1 | 2 | A | D | N | N | 85362010 | 1 | 4011209382008 | 0.355 | KG | 133.95 | 133.95 | CP09 | CP09 | Circuit breaker size S0 for motor protection CLASS 10 A-release 2.2...3.2 A Short-circuit release 42 A Screw terminal Standard switching capacity with transverse auxiliary switch 1 NO+1 NC !!! Phased-out product !!! Successor is SIRIUS 3RV2 Preferred successor type is >>3RV2011-1DA15<< | - | 0 | 7
3RV1021-1DA15-Z | W96 | 3RV1021-1DA15-ZW96 | 1 | UN | 1 | 15 | C | D | N | N | 85362010 | 29 | 4011209577534 | 0.32 | KG | 152.95 | 152.95 | CP09 | CP09 | Circuit breaker size S0 for motor protection, Class 10 A-release 2.2...3.2 A Short-circuit release 42 A Screw terminal Standard switching capacity with transverse auxiliary switch 1 NO+1 NC Multi-unit packaging Pack = 29 units !!! Phased-out product !!! Successor is SIRIUS 3RV2 Preferred successor type is >>3RV2011-1DA15-ZW96<< | - | 0 | 9
3RV1021-1DA15-Z | W97 | 3RV1021-1DA15-ZW97 | 1 | UN | 1 | 15 | C | D | N | N | 85362010 | 14 | 4011209499614 | 0.32 | KG | 152.95 | 152.95 | CP09 | CP09 | Circuit breaker size S0 for motor protection, Class 10 A-release 2.2...3.2 A Short-circuit release 42 A Screw terminal Standard switching capacity with transverse auxiliary switch 1 NO+1 NC Multi-unit packaging Pack = 14 units !!! Phased-out product !!! Successor is SIRIUS 3RV2 Preferred successor type is >>3RV2011-1DA15-ZW97<< | - | 0 | 9
3RV1021-1DA15-Z | W98 | 3RV1021-1DA15-ZW98 | 1 | UN | 1 | 15 | C | D | N | N | 85362010 | 5 | 4011209578371 | 0.366 | KG | 152.95 | 152.95 | CP09 | CP09 | Circuit breaker size S0 for motor protection, Class 10 A-release 2.2...3.2 A Short-circuit release 42 A Screw terminal Standard switching capacity with transverse auxiliary switch 1 NO+1 NC Multi-unit packaging Pack quantity = 5 units !!! Phased-out product !!! Successor is SIRIUS 3RV2 | - | 0 | 9
3RV1021-1DA15-Z | X95 | 3RV1021-1DA15-ZX95 | 1 | UN | 1 | 15 | C | D | N | N | 85362010 | 61 | 4011209425200 | 0.385 | KG | 152.95 | 152.95 | CP09 | CP09 | Circuit breaker size S0 for motor protection, Class 10 A-release 2.2...3.2 A Short-circuit release 42 A Screw terminal Standard switching capacity with transverse auxiliary switch 1 NO+1 NC Reusable packaging Pack = 61 units !!! Phased-out product !!! Successor is SIRIUS 3RV2 Preferred successor type is >>3RV2011-1DA15-ZX95<< | - | 0 | 9
3RV1021-1EA10 |  | 3RV1021-1EA10 | 1 | UN | 1 | 2 | A | D | N | N | 85362010 | 1 | 4011209281141 | 0.355 | KG | 110.2 | 110.2 | CP09 | CP09 | Circuit breaker size S0 for motor protection CLASS 10 A-release 2.8...4 A Short-circuit release 52 A Screw terminal Standard switching capacity !!! Phased-out product !!! Successor is SIRIUS 3RV2 Preferred successor type is >>3RV2011-1EA10<< | - | 0 | 7
3RV1021-1EA10-Z | W95 | 3RV1021-1EA10-ZW95 | 1 | UN | 1 | 15 | C | D | N | N | 85362010 | 61 | 4011209577008 | 0.346 | KG | 126.35 | 126.35 | CP09 | CP09 | Circuit breaker size S0 Multi-unit packaging Pack = 29 units !!! Phased-out product !!! Successor is SIRIUS 3RV2 | - | 0 | 9
3RV1021-1EA10-Z | W96 | 3RV1021-1EA10-ZW96 | 1 | UN | 1 | 15 | C | D | N | N | 85362010 | 29 | 4011209577589 | 0.346 | KG | 126.35 | 126.35 | CP09 | CP09 | Circuit breaker size S0 !!! Phased-out product !!! Successor is SIRIUS 3RV2 Preferred successor type is >>3RV2011-1EA10-ZW96<< | - | 0 | 9
3RV1021-1EA10-Z | W97 | 3RV1021-1EA10-ZW97 | 1 | UN | 1 | 15 | C | D | N | N | 85362010 | 14 | 4011209499546 | 0.32 | KG | 126.35 | 126.35 | CP09 | CP09 | Circuit breaker size S0 for motor protection, Class 10 A-release 2.8...4 A Short-circuit release 52 A Screw terminal Standard switching capacity Multi-unit packaging Pack = 14 units !!! Phased-out product !!! Successor is SIRIUS 3RV2 Preferred successor type is >>3RV2011-1EA10-ZW97<< | - | 0 | 9
3RV1021-1EA10-Z | W98 | 3RV1021-1EA10-ZW98 | 1 | UN | 1 | 15 | C | D | N | N | 85362010 | 5 | 4011209578401 | 0.33 | KG | 126.35 | 126.35 | CP09 | CP09 | Circuit breaker size S0 2.8...4.0 A Z=multi-unit packaging Pack = 5 units !!! Phased-out product !!! Successor is SIRIUS 3RV2 | - | 0 | 9
3RV1021-1EA10-Z | X95 | 3RV1021-1EA10-ZX95 | 1 | UN | 1 | 15 | C | D | N | N | 85362010 | 61 | 4011209392373 | 0.343 | KG | 126.35 | 126.35 | CP09 | CP09 | Circuit breaker size S0 for motor protection, Class 10 A-release 2.8...4 A Short-circuit release 52 A Screw terminal Standard switching capacity Reusable packaging Pack = 61 units !!! Phased-out product !!! Successor is SIRIUS 3RV2 Preferred successor type is >>3RV2011-1EA10-ZX95<< | - | 0 | 9
3RV1021-1EA15 |  | 3RV1021-1EA15 | 1 | UN | 1 | 2 | A | D | N | N | 85362010 | 1 | 4011209382015 | 0.364 | KG | 133.95 | 133.95 | CP09 | CP09 | Circuit breaker size S0 for motor protection CLASS 10 A-release 2.8...4 A Short-circuit release 52 A Screw terminal Standard switching capacity with transverse auxiliary switch 1 NO+1 NC !!! Phased-out product !!! Successor is SIRIUS 3RV2 Preferred successor type is >>3RV2011-1EA15<< | - | 0 | 7
3RV1021-1EA15-Z | W95 | 3RV1021-1EA15-ZW95 | 1 | UN | 1 | 15 | C | D | N | N | 85362010 | 61 | 4011209578418 | 0.355 | KG | 152.95 | 152.95 | CP09 | CP09 | Circuit breaker size S0 for motor protection, Class 10 A-release 2.8...4 A Short-circuit release 52 A Screw terminal Standard switching capacity with transverse auxiliary switch 1 NO+1 NC Multi-unit packaging Pack = 61 units !!! Phased-out product !!! Successor is SIRIUS 3RV2 | - | 0 | 9
3RV1021-1EA15-Z | W97 | 3RV1021-1EA15-ZW97 | 1 | UN | 1 | 15 | C | D | N | N | 85362010 | 14 | 4011209439016 | 0.32 | KG | 152.95 | 152.95 | CP09 | CP09 | Circuit breaker size S0 for motor protection, Class 10 A-release 2.8...4 A Short-circuit release 52 A Screw terminal Standard switching capacity with transverse auxiliary switch 1 NO+1 NC Multi-unit packaging Pack = 14 units !!! Phased-out product !!! Successor is SIRIUS 3RV2 Preferred successor type is >>3RV2011-1EA15-ZW97<< | - | 0 | 9
3RV1021-1EA15-Z | W98 | 3RV1021-1EA15-ZW98 | 1 | UN | 1 | 15 | C | D | N | N | 85362010 | 5 | 4011209578432 | 0.355 | KG | 152.95 | 152.95 | CP09 | CP09 | Circuit breaker size S0 for motor protection, Class 10 A-release 2.8...4 A Short-circuit release 52 A Screw terminal Standard switching capacity with transverse auxiliary switch 1 NO+1 NC Multi-unit packaging Pack quantity = 5 units !!! Phased-out product !!! Successor is SIRIUS 3RV2 | - | 0 | 9
3RV1021-1EA15-Z | X95 | 3RV1021-1EA15-ZX95 | 1 | UN | 1 | 15 | C | D | N | N | 85362010 | 61 | 4011209425194 | 0.352 | KG | 152.95 | 152.95 | CP09 | CP09 | Circuit breaker size S0 for motor protection, Class 10 A-release 2.8...4 A Short-circuit release 52 A Screw terminal Standard switching capacity with transverse auxiliary switch 1 NO+1 NC Reusable packaging Pack = 61 units !!! Phased-out product !!! Successor is SIRIUS 3RV2 Preferred successor type is >>3RV2011-1EA15-ZX95<< | - | 0 | 9
3RV1021-1FA10 |  | 3RV1021-1FA10 | 1 | UN | 1 | 2 | A | D | N | N | 85362090 | 1 | 4011209281158 | 0.361 | KG | 110.2 | 110.2 | CP09 | CP09 | Circuit breaker size S0 for motor protection CLASS 10 A-release 3.5...5 A Short-circuit release 65 A Screw terminal Standard switching capacity !!! Phased-out product !!! Successor is SIRIUS 3RV2 Preferred successor type is >>3RV2011-1FA10<< | - | 0 | 7
3RV1021-1FA10-Z | W95 | 3RV1021-1FA10-ZW95 | 1 | UN | 1 | 15 | C | D | N | N | 85362010 | 61 | 4011209578470 | 0.352 | KG | 126.35 | 126.35 | CP09 | CP09 | Circuit breaker size S0 for motor protection, Class 10 A-release 3.5...5 A Short-circuit release 65 A Screw terminal Standard switching capacity Multi-unit packaging Pack = 61 units !!! Phased-out product !!! Successor is SIRIUS 3RV2 | - | 0 | 9
3RV1021-1FA10-Z | W96 | 3RV1021-1FA10-ZW96 | 1 | UN | 1 | 15 | C | D | N | N | 85362010 | 29 | 4011209445970 | 0.32 | KG | 126.35 | 126.35 | CP09 | CP09 | Circuit breaker size S0 for motor protection, Class 10 A-release 3.5...5 A Short-circuit release 65 A Screw terminal Standard switching capacity Multi-unit packaging Pack = 29 units !!! Phased-out product !!! Successor is SIRIUS 3RV2 Preferred successor type is >>3RV2011-1FA10-ZW96<< | - | 0 | 9
3RV1021-1FA10-Z | W97 | 3RV1021-1FA10-ZW97 | 1 | UN | 1 | 15 | C | D | N | N | 85362010 | 14 | 4011209436022 | 0.32 | KG | 126.35 | 126.35 | CP09 | CP09 | Circuit breaker size S0 for motor protection, Class 10 A-release 3.5...5 A Short-circuit release 65 A Screw terminal Standard switching capacity Multi-unit packaging Pack = 14 units !!! Phased-out product !!! Successor is SIRIUS 3RV2 Preferred successor type is >>3RV2011-1FA10-ZW97<< | - | 0 | 9
3RV1021-1FA10-Z | W98 | 3RV1021-1FA10-ZW98 | 1 | UN | 1 | 5 | B | D | N | N | 85362090 | 5 | 4011209504219 | 0.32 | KG | 101.65 | 101.65 | CP09 | CP09 | Circuit breaker size S0 for motor protection, CLASS 10 A-release 3.5...5 A N release 65 A screw terminal Standard switching capacity Multi-unit packaging Pack = 5 units | - | 0 | 7
3RV1021-1FA10-Z | X95 | 3RV1021-1FA10-ZX95 | 1 | UN | 1 | 15 | C | D | N | N | 85362010 | 61 | 4011209392380 | 0.351 | KG | 126.35 | 126.35 | CP09 | CP09 | Circuit breaker size S0 for motor protection, Class 10 A-release 3.5...5 A Short-circuit release 65 A Screw terminal Standard switching capacity Reusable packaging Pack = 61 units !!! Phased-out product !!! Successor is SIRIUS 3RV2 Preferred successor type is >>3RV2011-1FA10-ZX95<< | - | 0 | 9
3RV1021-1FA15 |  | 3RV1021-1FA15 | 1 | UN | 1 | 2 | A | D | N | N | 85362090 | 1 | 4011209382022 | 0.389 | KG | 133.95 | 133.95 | CP09 | CP09 | Circuit breaker size S0 for motor protection CLASS 10 A-release 3.5...5 A Short-circuit release 65 A Screw terminal Standard switching capacity with transverse auxiliary switch 1 NO+1 NC !!! Phased-out product !!! Successor is SIRIUS 3RV2 Preferred successor type is >>3RV2011-1FA15<< | - | 0 | 7
3RV1021-1FA15-Z | W95 | 3RV1021-1FA15-ZW95 | 1 | UN | 1 | 15 | C | D | N | N | 85362010 | 61 | 4011209578449 | 0.367 | KG | 152.95 | 152.95 | CP09 | CP09 | Circuit breaker size S0 for motor protection, Class 10 A-release 3.5...5 A Short-circuit release 65 A Screw terminal Standard switching capacity with transverse auxiliary switch 1 NO+1 NC Multi-unit packaging Pack = 61 units !!! Phased-out product !!! Successor is SIRIUS 3RV2 | - | 0 | 9
3RV1021-1FA15-Z | W97 | 3RV1021-1FA15-ZW97 | 1 | UN | 1 | 15 | C | D | N | N | 85362010 | 14 | 4011209499270 | 0.32 | KG | 152.95 | 152.95 | CP09 | CP09 | Circuit breaker size S0 for motor protection, Class 10 A-release 3.5...5 A Short-circuit release 65 A Screw terminal Standard switching capacity with transverse auxiliary switch 1 NO+1 NC Multi-unit packaging Pack = 14 units !!! Phased-out product !!! Successor is SIRIUS 3RV2 Preferred successor type is >>3RV2011-1FA15-ZW97<< | - | 0 | 9
3RV1021-1FA15-Z | W98 | 3RV1021-1FA15-ZW98 | 1 | UN | 1 | 15 | C | D | N | N | 85362010 | 5 | 4011209578463 | 0.367 | KG | 152.95 | 152.95 | CP09 | CP09 | Circuit breaker size S0 for motor protection, Class 10 A-release 3.5...5 A Short-circuit release 65 A Screw terminal Standard switching capacity with transverse auxiliary switch 1 NO+1 NC Multi-unit packaging Pack = 5 units !!! Phased-out product !!! Successor is SIRIUS 3RV2 | - | 0 | 9
3RV1021-1FA15-Z | X95 | 3RV1021-1FA15-ZX95 | 1 | UN | 1 | 15 | C | D | N | N | 85362010 | 61 | 4011209425187 | 0.369 | KG | 152.95 | 152.95 | CP09 | CP09 | Circuit breaker size S0 for motor protection, Class 10 A-release 3.5...5 A Short-circuit release 65 A Screw terminal Standard switching capacity with transverse auxiliary switch 1 NO+1 NC Reusable packaging Pack = 61 units !!! Phased-out product !!! Successor is SIRIUS 3RV2 Preferred successor type is >>3RV2011-1FA15-ZX95<< | - | 0 | 9
3RV1021-1GA10 |  | 3RV1021-1GA10 | 1 | UN | 1 | 2 | A | D | N | N | 85362090 | 1 | 4011209281165 | 0.359 | KG | 110.2 | 110.2 | CP09 | CP09 | Circuit breaker size S0 for motor protection CLASS 10 A-release 4.5...6.3 A Short-circuit release 82 A Screw terminal Standard switching capacity !!! Phased-out product !!! Successor is SIRIUS 3RV2 Preferred successor type is >>3RV2011-1GA10<< | - | 0 | 7
3RV1021-1GA10-Z | W95 | 3RV1021-1GA10-ZW95 | 1 | UN | 1 | 15 | C | D | N | N | 85362010 | 61 | 4011209578487 | 0.352 | KG | 126.35 | 126.35 | CP09 | CP09 | Circuit breaker size S0 for motor protection, Class 10 A-release 4.5...6.3 A Short-circuit release 82 A Screw terminal Standard switching capacity Multi-unit packaging Pack = 61 units !!! Phased-out product !!! Successor is SIRIUS 3RV2 | - | 0 | 9
3RV1021-1GA10-Z | W96 | 3RV1021-1GA10-ZW96 | 1 | UN | 1 | 15 | C | D | N | N | 85362010 | 29 | 4011209578494 | 0.352 | KG | 126.35 | 126.35 | CP09 | CP09 | Circuit breaker size S0 !!! Phased-out product !!! Successor is SIRIUS 3RV2 Preferred successor type is >>3RV2011-1GA10-ZW96<< | - | 0 | 9
3RV1021-1GA10-Z | W97 | 3RV1021-1GA10-ZW97 | 1 | UN | 1 | 15 | C | D | N | N | 85362010 | 14 | 4011209407404 | 0.32 | KG | 126.35 | 126.35 | CP09 | CP09 | Circuit breaker size S0 for motor protection, Class 10 A-release 4.5...6.3 A Short-circuit release 82 A Screw terminal Standard switching capacity Multi-unit packaging Pack = 14 units !!! Phased-out product !!! Successor is SIRIUS 3RV2 Preferred successor type is >>3RV2011-1GA10-ZW97<< | - | 0 | 9
3RV1021-1GA10-Z | W98 | 3RV1021-1GA10-ZW98 | 1 | UN | 1 | 15 | C | D | N | N | 85362010 | 5 | 4011209575110 | 0.352 | KG | 126.35 | 126.35 | CP09 | CP09 | Circuit breaker size S0 !!! Phased-out product !!! Successor is SIRIUS 3RV2 | - | 0 | 9
3RV1021-1GA10-Z | X95 | 3RV1021-1GA10-ZX95 | 1 | UN | 1 | 15 | C | D | N | N | 85362010 | 61 | 4011209391864 | 0.348 | KG | 126.35 | 126.35 | CP09 | CP09 | Circuit breaker size S0 for motor protection, Class 10 A-release 4.5...6.3 A Short-circuit release 82 A Screw terminal Standard switching capacity Reusable packaging Pack = 61 units !!! Phased-out product !!! Successor is SIRIUS 3RV2 Preferred successor type is >>3RV2011-1GA10-ZX95<< | - | 0 | 9
3RV1021-1GA15 |  | 3RV1021-1GA15 | 1 | UN | 1 | 2 | A | D | N | N | 85362090 | 1 | 4011209382039 | 0.375 | KG | 133.95 | 133.95 | CP09 | CP09 | Circuit breaker size S0 for motor protection CLASS 10 A-release 4.5...6.3 A Short-circuit release 82 A Screw terminal Standard switching capacity with transverse auxiliary switch 1 NO+1 NC !!! Phased-out product !!! Successor is SIRIUS 3RV2 Preferred successor type is >>3RV2011-1GA15<< | - | 0 | 7
3RV1021-1GA15-Z | W95 | 3RV1021-1GA15-ZW95 | 1 | UN | 1 | 15 | C | D | N | N | 85362010 | 61 | 4011209578500 | 0.366 | KG | 152.95 | 152.95 | CP09 | CP09 | Circuit breaker size S0 for motor protection, Class 10 A-release 4.5...6.3 A Short-circuit release 82 A Screw terminal Standard switching capacity with transverse auxiliary switch 1 NO+1 NC Multi-unit packaging Pack = 61 units !!! Phased-out product !!! Successor is SIRIUS 3RV2 | - | 0 | 9
3RV1021-1GA15-Z | W97 | 3RV1021-1GA15-ZW97 | 1 | UN | 1 | 15 | C | D | N | N | 85362010 | 14 | 4011209499652 | 0.32 | KG | 152.95 | 152.95 | CP09 | CP09 | Circuit breaker size S0 for motor protection, Class 10 A-release 4.5...6.3 A Short-circuit release 82 A Screw terminal Standard switching capacity with transverse auxiliary switch 1 NO+1 NC Multi-unit packaging Pack = 14 units !!! Phased-out product !!! Successor is SIRIUS 3RV2 Preferred successor type is >>3RV2011-1GA15-ZW97<< | - | 0 | 9
3RV1021-1GA15-Z | X95 | 3RV1021-1GA15-ZX95 | 1 | UN | 1 | 15 | C | D | N | N | 85362010 | 61 | 4011209425170 | 0.37 | KG | 152.95 | 152.95 | CP09 | CP09 | Circuit breaker size S0 for motor protection, Class 10 A-release 4.5...6.3 A Short-circuit release 82 A Screw terminal Standard switching capacity with transverse auxiliary switch 1 NO+1 NC Reusable packaging Pack = 61 units !!! Phased-out product !!! Successor is SIRIUS 3RV2 Preferred successor type is >>3RV2011-1GA15-ZX95<< | - | 0 | 9
3RV1021-1GA38-1KT1 |  | 3RV1021-1GA38-1KT1 | 1 | UN | 1 | 5 | B | D | N | N | 85362090 | 1 | 4011209551503 | 0.395 | KG | 160.55 | 160.55 | CP09 | CP09 | Circuit breaker size S0 for motor protection, Class 10 A-release 4.5A...6.3A Short-circuit release 82 A Spring-type terminal Standard switching capacity with lateral auxiliary switch !!! Phased-out product !!! Successor is SIRIUS 3RV2 | - | 0 | 9
3RV1021-1HA10 |  | 3RV1021-1HA10 | 1 | UN | 1 | 2 | A | D | N | N | 85362090 | 1 | 4011209281172 | 0.353 | KG | 110.2 | 110.2 | CP09 | CP09 | Circuit breaker size S0 for motor protection CLASS 10 A-release 5.5...8 A Short-circuit release 104 A Screw terminal Standard switching capacity !!! Phased-out product !!! Successor is SIRIUS 3RV2 Preferred successor type is >>3RV2011-1HA10<< | - | 0 | 7
3RV1021-1HA10-Z | W95 | 3RV1021-1HA10-ZW95 | 1 | UN | 1 | 15 | C | D | N | N | 85362010 | 61 | 4011209578531 | 0.349 | KG | 126.35 | 126.35 | CP09 | CP09 | Circuit breaker size S0 Multi-unit packaging Pack = 61 units !!! Phased-out product !!! Successor is SIRIUS 3RV2 | - | 0 | 9
3RV1021-1HA10-Z | W96 | 3RV1021-1HA10-ZW96 | 1 | UN | 1 | 15 | C | D | N | N | 85362010 | 29 | 4011209578548 | 0.352 | KG | 126.35 | 126.35 | CP09 | CP09 | Circuit breaker size S0 for motor protection, Class 10 A-release 5.5...8 A Short-circuit release 104 A Screw terminal Standard switching capacity Multi-unit packaging Pack = 29 units !!! Phased-out product !!! Successor is SIRIUS 3RV2 Preferred successor type is >>3RV2011-1HA10-ZW96<< | - | 0 | 9
3RV1021-1HA10-Z | W97 | 3RV1021-1HA10-ZW97 | 1 | UN | 1 | 15 | C | D | N | N | 85362010 | 14 | 4011209436015 | 0.32 | KG | 126.35 | 126.35 | CP09 | CP09 | Circuit breaker size S0 for motor protection, Class 10 A-release 5.5...8 A Short-circuit release 104 A Screw terminal Standard switching capacity Multi-unit packaging Pack = 14 units !!! Phased-out product !!! Successor is SIRIUS 3RV2 Preferred successor type is >>3RV2011-1HA10-ZW97<< | - | 0 | 9
3RV1021-1HA10-Z | X95 | 3RV1021-1HA10-ZX95 | 1 | UN | 1 | 15 | C | D | N | N | 85362010 | 61 | 4011209391635 | 0.352 | KG | 126.35 | 126.35 | CP09 | CP09 | Circuit breaker size S0 for motor protection, Class 10 A-release 5.5...8 A Short-circuit release 104 A Screw terminal Standard switching capacity Reusable packaging Pack = 61 units !!! Phased-out product !!! Successor is SIRIUS 3RV2 Preferred successor type is >>3RV2011-1HA10-ZX95<< | - | 0 | 9
3RV1021-1HA15 |  | 3RV1021-1HA15 | 1 | UN | 1 | 2 | A | D | N | N | 85362090 | 1 | 4011209382046 | 0.375 | KG | 133.95 | 133.95 | CP09 | CP09 | Circuit breaker size S0 for motor protection CLASS 10 A-release 5.5...8 A Short-circuit release 104 A Screw terminal Standard switching capacity with transverse auxiliary switch 1 NO+1 NC !!! Phased-out product !!! Successor is SIRIUS 3RV2 Preferred successor type is >>3RV2011-1HA15<< | - | 0 | 7
3RV1021-1HA15-Z | W95 | 3RV1021-1HA15-ZW95 | 1 | UN | 1 | 15 | C | D | N | N | 85362010 | 61 | 4011209578562 | 0.367 | KG | 152.95 | 152.95 | CP09 | CP09 | Circuit breaker size S0 for motor protection, Class 10 A-release 5.5...8 A Short-circuit release 104 A Screw terminal Standard switching capacity with transverse auxiliary switch 1 NO+1 NC Multi-unit packaging Pack = 61 units !!! Phased-out product !!! Successor is SIRIUS 3RV2 | - | 0 | 9
3RV1021-1HA15-Z | W97 | 3RV1021-1HA15-ZW97 | 1 | UN | 1 | 15 | C | D | N | N | 85362010 | 14 | 4011209499645 | 0.32 | KG | 152.95 | 152.95 | CP09 | CP09 | Circuit breaker size S0 for motor protection, Class 10 A-release 5.5...8 A Short-circuit release 104 A Screw terminal Standard switching capacity with transverse auxiliary switch 1 NO+1 NC Multi-unit packaging Pack = 14 units !!! Phased-out product !!! Successor is SIRIUS 3RV2 Preferred successor type is >>3RV2011-1HA15-ZW97<< | - | 0 | 9
3RV1021-1HA15-Z | X95 | 3RV1021-1HA15-ZX95 | 1 | UN | 1 | 15 | C | D | N | N | 85362010 | 61 | 4011209425163 | 0.359 | KG | 152.95 | 152.95 | CP09 | CP09 | Circuit breaker size S0 for motor protection, Class 10 A-release 5.5...8 A Short-circuit release 104 A Screw terminal Standard switching capacity with transverse auxiliary switch 1 NO+1 NC Reusable packaging Pack = 61 units !!! Phased-out product !!! Successor is SIRIUS 3RV2 Preferred successor type is >>3RV2011-1HA15-ZX95<< | - | 0 | 9
3RV1021-1HA38-1KT1 |  | 3RV1021-1HA38-1KT1 | 1 | UN | 1 | 5 | B | D | N | N | 85362090 | 1 | 4011209551510 | 0.409 | KG | 155.8 | 155.8 | CP09 | CP09 | Circuit breaker size S0 for motor protection, Class 10 A-release 5.5...8 A Short-circuit release 163 A Screw terminal Standard switching capacity with lateral auxiliary switch in spring-type connection system !!! Phased-out product !!! Successor is SIRIUS 3RV2 | - | 0 | 9
3RV1021-1JA10 |  | 3RV1021-1JA10 | 1 | UN | 1 | 2 | A | D | N | N | 85362090 | 1 | 4011209281189 | 0.364 | KG | 123.5 | 123.5 | CP09 | CP09 | Circuit breaker size S0 for motor protection CLASS 10 A-release 7...10 A Short-circuit release 130 A Screw terminal Standard switching capacity !!! Phased-out product !!! Successor is SIRIUS 3RV2 Preferred successor type is >>3RV2011-1JA10<< | - | 0 | 7
3RV1021-1JA10-Z | W95 | 3RV1021-1JA10-ZW95 | 1 | UN | 1 | 15 | C | D | N | N | 85362010 | 61 | 4011209578630 | 0.353 | KG | 140.6 | 140.6 | CP09 | CP09 | Circuit breaker size S0 for motor protection, Class 10 A-release 7...10 A Short-circuit release 130 A Screw terminal Standard switching capacity Multi-unit packaging Pack = 61 units !!! Phased-out product !!! Successor is SIRIUS 3RV2 | - | 0 | 9
3RV1021-1JA10-Z | W96 | 3RV1021-1JA10-ZW96 | 1 | UN | 1 | 15 | C | D | N | N | 85362010 | 29 | 4011209578647 | 0.355 | KG | 140.6 | 140.6 | CP09 | CP09 | Circuit breaker size S0 for motor protection, Class 10 A-release 7...10 A Short-circuit release 130 A Screw terminal Standard switching capacity Multi-unit packaging Pack = 29 units !!! Phased-out product !!! Successor is SIRIUS 3RV2 Preferred successor type is >>3RV2011-1JA10-ZW96<< | - | 0 | 9
3RV1021-1JA10-Z | W97 | 3RV1021-1JA10-ZW97 | 1 | UN | 1 | 15 | C | D | N | N | 85362010 | 14 | 4011209436305 | 0.32 | KG | 140.6 | 140.6 | CP09 | CP09 | Circuit breaker size S0 for motor protection, Class 10 A-release 7...10 A Short-circuit release 130 A Screw terminal Standard switching capacity Multi-unit packaging Pack = 14 units !!! Phased-out product !!! Successor is SIRIUS 3RV2 Preferred successor type is >>3RV2011-1JA10-ZW97<< | - | 0 | 9
3RV1021-1JA10-Z | W98 | 3RV1021-1JA10-ZW98 | 1 | UN | 1 | 15 | C | D | N | N | 85362010 | 5 | 4011209450721 | 0.32 | KG | 140.6 | 140.6 | CP09 | CP09 | Circuit breaker size S0 for motor protection, Class 10 A-release 7...10 A Short-circuit release 130 A Screw terminal Standard switching capacity Multi-unit packaging Pack = 5 units !!! Phased-out product !!! Successor is SIRIUS 3RV2 | - | 0 | 9
3RV1021-1JA10-Z | X95 | 3RV1021-1JA10-ZX95 | 1 | UN | 1 | 15 | C | D | N | N | 85362010 | 61 | 4011209392397 | 0.356 | KG | 140.6 | 140.6 | CP09 | CP09 | Circuit breaker size S0 for motor protection, Class 10 A-release 7...10 A Short-circuit release 130 A Screw terminal Standard switching capacity Reusable packaging Pack = 61 units !!! Phased-out product !!! Successor is SIRIUS 3RV2 Preferred successor type is >>3RV2011-1JA10-ZX95<< | - | 0 | 9
3RV1021-1JA15 |  | 3RV1021-1JA15 | 1 | UN | 1 | 30 | D | D | N | N | 85362090 | 1 | 4011209382053 | 0.378 | KG | 147.25 | 147.25 | CP09 | CP09 | Circuit breaker size S0 for motor protection CLASS 10 A-release 7...10 A Short-circuit release 130 A Screw terminal Standard switching capacity with transverse auxiliary switch 1 NO+1 NC !!! Phased-out product !!! Successor is SIRIUS 3RV2 Preferred successor type is >>3RV2011-1JA15<< | - | 0 | 7
3RV1021-1JA15-Z | W95 | 3RV1021-1JA15-ZW95 | 1 | UN | 1 | 0 | A | D | N | N | 85362010 | 61 | 4011209578593 | 0.371 | KG | 167.2 | 167.2 | CP09 | CP09 | Circuit breaker size S0 for motor protection, Class 10 A-release 7...10 A Short-circuit release 130 A Screw terminal Standard switching capacity with transverse auxiliary switch 1 NO+1 NC Multi-unit packaging Pack = 61 units !!! Phased-out product !!! Successor is SIRIUS 3RV2 | - | 0 | 9
3RV1021-1JA15-Z | W96 | 3RV1021-1JA15-ZW96 | 1 | UN | 1 | 0 | A | D | N | N | 85362010 | 29 | 4011209578609 | 0.366 | KG | 167.2 | 167.2 | CP09 | CP09 | Circuit breaker size S0 for motor protection, Class 10 A-release 7...10 A Short-circuit release 130 A Screw terminal Standard switching capacity with transverse auxiliary switch 1 NO+1 NC Multi-unit packaging Pack = 29 units !!! Phased-out product !!! Successor is SIRIUS 3RV2 | - | 0 | 9
3RV1021-1JA15-Z | W97 | 3RV1021-1JA15-ZW97 | 1 | UN | 1 | 0 | A | D | N | N | 85362010 | 14 | 4011209578616 | 0.36 | KG | 167.2 | 167.2 | CP09 | CP09 | Circuit breaker size S0 for motor protection, Class 10 A-release 7...10 A Short-circuit release 130 A Screw terminal Standard switching capacity with transverse auxiliary switch 1 NO+1 NC Multi-unit packaging Pack = 14 units !!! Phased-out product !!! Successor is SIRIUS 3RV2 Preferred successor type is >>3RV2011-1JA15-ZW97<< | - | 0 | 9
3RV1021-1JA15-Z | X95 | 3RV1021-1JA15-ZX95 | 1 | UN | 1 | 15 | C | D | N | N | 85362010 | 61 | 4011209425156 | 0.369 | KG | 167.2 | 167.2 | CP09 | CP09 | Circuit breaker size S0 for motor protection, Class 10 A-release 7...10 A Short-circuit release 130 A Screw terminal Standard switching capacity with transverse auxiliary switch 1 NO+1 NC Reusable packaging Pack = 61 units !!! Phased-out product !!! Successor is SIRIUS 3RV2 Preferred successor type is >>3RV2011-1JA15-ZX95<< | - | 0 | 9
3RV1021-1JA38-1KT1 |  | 3RV1021-1JA38-1KT1 | 1 | UN | 1 | 15 | C | D | EAR99 | N | 85362010 | 1 | 4011209551527 | 0.405 | KG | 169.1 | 169.1 | CP09 | CP09 | Circuit breaker size S0 for motor protection, Class 10 A-release 5.5...8 A Short-circuit release 163 A Screw terminal Standard switching capacity with lateral auxiliary switch in spring-type connection system !!! Phased-out product !!! Successor is SIRIUS 3RV2 | - | 0 | 7
3RV1021-1KA10 |  | 3RV1021-1KA10 | 1 | UN | 1 | 2 | A | D | N | N | 85362090 | 1 | 4011209281196 | 0.356 | KG | 123.5 | 123.5 | CP09 | CP09 | Circuit breaker size S0 for motor protection CLASS 10 A-release 9...12.5 A Short-circuit release 163 A Screw terminal Standard switching capacity !!! Phased-out product !!! Successor is SIRIUS 3RV2 Preferred successor type is >>3RV2011-1KA10<< | - | 0 | 7
3RV1021-1KA10-Z | W95 | 3RV1021-1KA10-ZW95 | 1 | UN | 1 | 15 | C | D | N | N | 85362010 | 61 | 4011209578654 | 0.351 | KG | 140.6 | 140.6 | CP09 | CP09 | Circuit breaker size S0 for motor protection, Class 10 A-release 9...12.5 A Short-circuit release 163 A Screw terminal Standard switching capacity Multi-unit packaging Pack = 61 units !!! Phased-out product !!! Successor is SIRIUS 3RV2 | - | 0 | 9
3RV1021-1KA10-Z | W96 | 3RV1021-1KA10-ZW96 | 1 | UN | 1 | 15 | C | D | N | N | 85362010 | 29 | 4011209578661 | 0.351 | KG | 140.6 | 140.6 | CP09 | CP09 | Circuit breaker size S0 for motor protection, Class 10 A-release 9...12.5 A Short-circuit release 163 A Screw terminal Standard switching capacity Multi-unit packaging Pack = 29 units !!! Phased-out product !!! Successor is SIRIUS 3RV2 Preferred successor type is >>3RV2011-1KA10-ZW96<< | - | 0 | 9
3RV1021-1KA10-Z | W97 | 3RV1021-1KA10-ZW97 | 1 | UN | 1 | 15 | C | D | N | N | 85362010 | 14 | 4011209436008 | 0.32 | KG | 140.6 | 140.6 | CP09 | CP09 | Circuit breaker size S0 for motor protection, Class 10 A-release 9...12.5 A Short-circuit release 163 A Screw terminal Standard switching capacity Multi-unit packaging Pack = 14 units !!! Phased-out product !!! Successor is SIRIUS 3RV2 Preferred successor type is >>3RV2011-1KA10-ZW97<< | - | 0 | 9
3RV1021-1KA10-Z | W98 | 3RV1021-1KA10-ZW98 | 1 | UN | 1 | 15 | C | D | N | N | 85362010 | 5 | 4011209578678 | 0.35 | KG | 140.6 | 140.6 | CP09 | CP09 | Circuit breaker size S0 for motor protection, Class 10 A-release 9...12.5 A Short-circuit release 163 A Screw terminal Standard switching capacity Multi-unit packaging Pack = 5 units !!! Phased-out product !!! Successor is SIRIUS 3RV2 | - | 0 | 9
3RV1021-1KA10-Z | X95 | 3RV1021-1KA10-ZX95 | 1 | UN | 1 | 15 | C | D | N | N | 85362010 | 61 | 4011209392403 | 0.349 | KG | 140.6 | 140.6 | CP09 | CP09 | Circuit breaker size S0 for motor protection, Class 10 A-release 9...12.5 A Short-circuit release 163 A Screw terminal Standard switching capacity Reusable packaging Pack = 61 units !!! Phased-out product !!! Successor is SIRIUS 3RV2 Preferred successor type is >>3RV2011-1KA10-ZX95<< | - | 0 | 9
3RV1021-1KA15 |  | 3RV1021-1KA15 | 1 | UN | 1 | 2 | A | D | N | N | 85362090 | 1 | 4011209382060 | 0.37 | KG | 147.25 | 147.25 | CP09 | CP09 | Circuit breaker size S0 for motor protection CLASS 10 A-release 9...12.5 A Short-circuit release 163 A Screw terminal Standard switching capacity with transverse auxiliary switch 1 NO+1 NC !!! Phased-out product !!! Successor is SIRIUS 3RV2 Preferred successor type is >>3RV2011-1KA15<< | - | 0 | 7
3RV1021-1KA15-Z | W96 | 3RV1021-1KA15-ZW96 | 1 | UN | 1 | 15 | C | D | N | N | 85362010 | 29 | 4011209578692 | 0.366 | KG | 167.2 | 167.2 | CP09 | CP09 | Circuit breaker size S0 for motor protection, Class 10 A-release 9...12.5 A Short-circuit release 163 A Screw terminal Standard switching capacity with transverse auxiliary switch 1 NO+1 NC Multi-unit packaging Pack = 29 units !!! Phased-out product !!! Successor is SIRIUS 3RV2 Preferred successor type is >>3RV2011-1KA15-ZW96<< | - | 0 | 9
3RV1021-1KA15-Z | W97 | 3RV1021-1KA15-ZW97 | 1 | UN | 1 | 15 | C | D | N | N | 85362010 | 14 | 4011209578708 | 0.364 | KG | 167.2 | 167.2 | CP09 | CP09 | Circuit breaker size S0 for motor protection, Class 10 A-release 9...12.5 A Short-circuit release 163 A Screw terminal Standard switching capacity with transverse auxiliary switch 1 NO+1 NC Multi-unit packaging Pack = 14 units !!! Phased-out product !!! Successor is SIRIUS 3RV2 Preferred successor type is >>3RV2011-1KA15-ZW97<< | - | 0 | 9
3RV1021-1KA15-Z | X95 | 3RV1021-1KA15-ZX95 | 1 | UN | 1 | 15 | C | D | N | N | 85362010 | 61 | 4011209425149 | 0.367 | KG | 167.2 | 167.2 | CP09 | CP09 | Circuit breaker size S0 for motor protection, Class 10 A-release 9...12.5 A Short-circuit release 163 A Screw terminal Standard switching capacity with transverse auxiliary switch 1 NO+1 NC Reusable packaging Pack = 61 units !!! Phased-out product !!! Successor is SIRIUS 3RV2 Preferred successor type is >>3RV2011-1KA15-ZX95<< | - | 0 | 9
3RV1021-1KA38-1KT1 |  | 3RV1021-1KA38-1KT1 | 1 | UN | 1 | 15 | C | D | N | N | 85362090 | 1 | 4011209551534 | 0.399 | KG | 174.8 | 174.8 | CP09 | CP09 | Circuit breaker size S0 for motor protection, Class 10 A-release 9...12.5 A Short-circuit release 163 A Screw terminal Standard switching capacity with lateral auxiliary switch in spring-type connection system !!! Phased-out product !!! Successor is SIRIUS 3RV2 | - | 0 | 7
3RV1021-4AA10 |  | 3RV1021-4AA10 | 1 | UN | 1 | 2 | A | D | N | N | 85362090 | 1 | 4011209281202 | 0.367 | KG | 123.5 | 123.5 | CP09 | CP09 | Circuit breaker size S0 for motor protection CLASS 10 A-release 11...16 A Short-circuit release 208 A Screw terminal Standard switching capacity !!! Phased-out product !!! Successor is SIRIUS 3RV2 Preferred successor type is >>3RV2021-4AA10<< | - | 0 | 7
3RV1021-4AA10-Z | W95 | 3RV1021-4AA10-ZW95 | 1 | UN | 1 | 15 | C | D | N | N | 85362010 | 61 | 4011209419971 | 0.32 | KG | 140.6 | 140.6 | CP09 | CP09 | Circuit breaker size S0 for motor protection, Class 10 A-release 11...16 A Short-circuit release 208 A Screw terminal Standard switching capacity Multi-unit packaging Pack = 61 units !!! Phased-out product !!! Successor is SIRIUS 3RV2 | - | 0 | 9
3RV1021-4AA10-Z | W96 | 3RV1021-4AA10-ZW96 | 1 | UN | 1 | 15 | C | D | N | N | 85362010 | 29 | 4011209402140 | 0.32 | KG | 140.6 | 140.6 | CP09 | CP09 | Circuit breaker size S0 for motor protection, Class 10 A-release 11...16 A Short-circuit release 208 A Screw terminal Standard switching capacity Multi-unit packaging Pack = 29 units !!! Phased-out product !!! Successor is SIRIUS 3RV2 | - | 0 | 9
3RV1021-4AA10-Z | W97 | 3RV1021-4AA10-ZW97 | 1 | UN | 1 | 15 | C | D | N | N | 85362010 | 14 | 4011209435988 | 0.32 | KG | 140.6 | 140.6 | CP09 | CP09 | Circuit breaker size S0 for motor protection, Class 10 A-release 11...16 A Short-circuit release 208 A Screw terminal Standard switching capacity Multi-unit packaging Pack = 14 units !!! Phased-out product !!! Successor is SIRIUS 3RV2 Preferred successor type is >>3RV2021-4AA10-ZW97<< | - | 0 | 9
3RV1021-4AA10-Z | W98 | 3RV1021-4AA10-ZW98 | 1 | UN | 1 | 15 | C | D | N | N | 85362010 | 5 | 4011209401006 | 0.32 | KG | 140.6 | 140.6 | CP09 | CP09 | Circuit breaker size S0 for motor protection, Class 10 A-release 11...16 A Short-circuit release 208 A Screw terminal Standard switching capacity Multi-unit packaging Pack = 5 units !!! Phased-out product !!! Successor is SIRIUS 3RV2 | - | 0 | 9
3RV1021-4AA10-Z | X95 | 3RV1021-4AA10-ZX95 | 1 | UN | 1 | 15 | C | D | N | N | 85362010 | 61 | 4011209364226 | 0.358 | KG | 140.6 | 140.6 | CP09 | CP09 | Circuit breaker size S0 for motor protection, Class 10 A-release 11...16 A Short-circuit release 208 A Screw terminal Standard switching capacity Reusable packaging Pack = 61 units !!! Phased-out product !!! Successor is SIRIUS 3RV2 Preferred successor type is >>3RV2021-4AA10-ZX95<< | - | 0 | 9
3RV1021-4AA15 |  | 3RV1021-4AA15 | 1 | UN | 1 | 2 | A | D | N | N | 85362090 | 1 | 4011209382077 | 0.382 | KG | 147.25 | 147.25 | CP09 | CP09 | Circuit breaker size S0 for motor protection CLASS 10 A-release 11...16 A Short-circuit release 208 A Screw terminal Standard switching capacity with transverse auxiliary switch 1 NO+1 NC !!! Phased-out product !!! Successor is SIRIUS 3RV2 Preferred successor type is >>3RV2021-4AA15<< | - | 0 | 7
3RV1021-4AA15-Z | W96 | 3RV1021-4AA15-ZW96 | 1 | UN | 1 | 15 | C | D | N | N | 85362010 | 29 | 4011209578739 | 0.32 | KG | 167.2 | 167.2 | CP09 | CP09 | Circuit breaker size S0 for motor protection, Class 10 A-release 11...16 A Short-circuit release 208 A Screw terminal Standard switching capacity with transverse auxiliary switch 1 NO+1 NC Multi-unit packaging Pack = 29 units !!! Phased-out product !!! Successor is SIRIUS 3RV2 | - | 0 | 9
3RV1021-4AA15-Z | W97 | 3RV1021-4AA15-ZW97 | 1 | UN | 1 | 15 | C | D | N | N | 85362010 | 14 | 4011209446595 | 0.32 | KG | 167.2 | 167.2 | CP09 | CP09 | Circuit breaker size S0 for motor protection, Class 10 A-release 11...16 A Short-circuit release 208 A Screw terminal Standard switching capacity with transverse auxiliary switch 1 NO+1 NC Multi-unit packaging Pack = 14 units !!! Phased-out product !!! Successor is SIRIUS 3RV2 Preferred successor type is >>3RV2021-4AA15-ZW97<< | - | 0 | 9
3RV1021-4AA15-Z | X95 | 3RV1021-4AA15-ZX95 | 1 | UN | 1 | 15 | C | D | N | N | 85362010 | 61 | 4011209425132 | 0.373 | KG | 167.2 | 167.2 | CP09 | CP09 | Circuit breaker size S0 for motor protection, Class 10 A-release 11...16 A Short-circuit release 208 A Screw terminal Standard switching capacity with transverse auxiliary switch 1 NO+1 NC Reusable packaging Pack = 61 units !!! Phased-out product !!! Successor is SIRIUS 3RV2 Preferred successor type is >>3RV2021-4AA15-ZX95<< | - | 0 | 9
3RV1021-4AA38-1KT1 |  | 3RV1021-4AA38-1KT1 | 1 | UN | 1 | 5 | B | D | N | N | 85362090 | 1 | 4011209551541 | 0.414 | KG | 174.8 | 174.8 | CP09 | CP09 | Circuit breaker size S0 for motor protection, Class 10 A-release 11...16 A Short-circuit release 208 A Screw terminal Standard switching capacity with lateral auxiliary switch in spring-type connection system !!! Phased-out product !!! Successor is SIRIUS 3RV2 | - | 0 | 9
3RV1021-4BA10 |  | 3RV1021-4BA10 | 1 | UN | 1 | 2 | A | D | N | N | 85362090 | 1 | 4011209281219 | 0.361 | KG | 128.25 | 128.25 | CP09 | CP09 | Circuit breaker size S0 for motor protection CLASS 10 A-release 14...20 A Short-circuit release 260 A Screw terminal Standard switching capacity !!! Phased-out product !!! Successor is SIRIUS 3RV2 Preferred successor type is >>3RV2021-4BA10<< | - | 0 | 7
3RV1021-4BA10-Z | W95 | 3RV1021-4BA10-ZW95 | 1 | UN | 1 | 15 | C | D | N | N | 85362010 | 61 | 4011209459830 | 0.32 | KG | 147.25 | 147.25 | CP09 | CP09 | Circuit breaker size S0 for motor protection, Class 10 A-release 14...20 A Short-circuit release 260 A Screw terminal Standard switching capacity Multi-unit packaging Pack = 61 units !!! Phased-out product !!! Successor is SIRIUS 3RV2 | - | 0 | 9
3RV1021-4BA10-Z | W96 | 3RV1021-4BA10-ZW96 | 1 | UN | 1 | 15 | C | D | N | N | 85362010 | 29 | 4011209441620 | 0.32 | KG | 147.25 | 147.25 | CP09 | CP09 | Circuit breaker size S0 for motor protection, Class 10 A-release 14...20 A Short-circuit release 260 A Screw terminal Standard switching capacity Multi-unit packaging Pack = 29 units !!! Phased-out product !!! Successor is SIRIUS 3RV2 Preferred successor type is >>3RV2021-4BA10-ZW96<< | - | 0 | 9
3RV1021-4BA10-Z | W97 | 3RV1021-4BA10-ZW97 | 1 | UN | 1 | 15 | C | D | N | N | 85362010 | 14 | 4011209447790 | 0.32 | KG | 147.25 | 147.25 | CP09 | CP09 | Circuit breaker size S0 for motor protection, Class 10 A-release 14...20 A Short-circuit release 260 A Screw terminal Standard switching capacity Multi-unit packaging Pack = 14 units !!! Phased-out product !!! Successor is SIRIUS 3RV2 Preferred successor type is >>3RV2021-4BA10-ZW97<< | - | 0 | 9
3RV1021-4BA10-Z | W98 | 3RV1021-4BA10-ZW98 | 1 | UN | 1 | 5 | B | D | N | N | 85362090 | 5 | 4011209381568 | 0.32 | KG | 117.8 | 117.8 | CP09 | CP09 | Circuit breaker size S0 for motor protection, CLASS 10 A-release 14...20 A N-release 260 A screw terminal Standard switching capacity Multi-unit packaging Pack = 5 units | - | 0 | 7
3RV1021-4BA10-Z | X95 | 3RV1021-4BA10-ZX95 | 1 | UN | 1 | 15 | C | D | N | N | 85362010 | 61 | 4011209364233 | 0.353 | KG | 147.25 | 147.25 | CP09 | CP09 | Circuit breaker size S0 for motor protection, Class 10 A-release 14...20 A Short-circuit release 260 A Screw terminal Standard switching capacity Reusable packaging Pack = 61 units !!! Phased-out product !!! Successor is SIRIUS 3RV2 Preferred successor type is >>3RV2021-4BA10-ZX95<< | - | 0 | 9
3RV1021-4BA15 |  | 3RV1021-4BA15 | 1 | UN | 1 | 2 | A | D | N | N | 85362090 | 1 | 4011209382084 | 0.375 | KG | 152 | 152 | CP09 | CP09 | Circuit breaker size S0 for motor protection CLASS 10 A-release 14...20 A Short-circuit release 260 A Screw terminal Standard switching capacity with transverse auxiliary switch 1 NO+1 NC !!! Phased-out product !!! Successor is SIRIUS 3RV2 Preferred successor type is >>3RV2021-4BA15<< | - | 0 | 7
3RV1021-4BA15-0BA0 |  | 3RV1021-4BA15-0BA0 | 1 | UN | 1 | 0 | A | D | N | N | 85362010 | 1 | 4011209775831 | 0.379 | KG | 224.2 | 224.2 | CP09 | CP09 | Special type Circuit breaker size S0 for motor protection CLASS 10 A-release 14...20 A Short-circuit release 260 A Screw terminal Standard switching capacity with transverse auxiliary switch 1 NO+1 NC Ambient temperature -50 Â°C 500 switching cycles !!! Phased-out product !!! Successor is SIRIUS 3RV2 | - | 0 | 7
3RV1021-4BA15-Z | W96 | 3RV1021-4BA15-ZW96 | 1 | UN | 1 | 15 | C | D | N | N | 85362010 | 29 | 4011209578760 | 0.369 | KG | 174.8 | 174.8 | CP09 | CP09 | Circuit breaker size S0 for motor protection, Class 10 A-release 14...20 A Short-circuit release 260 A Screw terminal Standard switching capacity with transverse auxiliary switch 1 NO+1 NC Multi-unit packaging Pack = 14 units !!! Phased-out product !!! Successor is SIRIUS 3RV2 | - | 0 | 9
3RV1021-4BA15-Z | W97 | 3RV1021-4BA15-ZW97 | 1 | UN | 1 | 15 | C | D | N | N | 85362010 | 14 | 4011209578777 | 0.369 | KG | 174.8 | 174.8 | CP09 | CP09 | Circuit breaker size S0 for motor protection, Class 10 A-release 14...20 A Short-circuit release 260 A Screw terminal Standard switching capacity with transverse auxiliary switch 1 NO+1 NC Reusable packaging Pack = 14 units !!! Phased-out product !!! Successor is SIRIUS 3RV2 Preferred successor type is >>3RV2021-4BA15-ZW97<< | - | 0 | 9
3RV1021-4BA15-Z | X95 | 3RV1021-4BA15-ZX95 | 1 | UN | 1 | 15 | C | D | N | N | 85362090 | 1 | 4011209425125 | 0.402 | KG | 174.8 | 174.8 | CP09 | CP09 | Circuit breaker size S0 for motor protection, Class 10 A-release 14...20 A Short-circuit release 260 A Screw terminal Standard switching capacity with transverse auxiliary switch 1 NO+1 NC Reusable packaging Pack = 61 units !!! Phased-out product !!! Successor is SIRIUS 3RV2 Preferred successor type is >>3RV2021-4BA15-ZX95<< | - | 0 | 9
3RV1021-4CA10 |  | 3RV1021-4CA10 | 1 | UN | 1 | 2 | A | D | N | N | 85362090 | 1 | 4011209281226 | 0.362 | KG | 136.8 | 136.8 | CP09 | CP09 | Circuit breaker size S0 for motor protection CLASS 10 A-release 17...22 A Short-circuit release 286 A Screw terminal Standard switching capacity !!! Phased-out product !!! Successor is SIRIUS 3RV2 Preferred successor type is >>3RV2021-4CA10<< | - | 0 | 7
3RV1021-4CA10-Z | W95 | 3RV1021-4CA10-ZW95 | 1 | UN | 1 | 15 | C | D | N | N | 85362010 | 61 | 4011209578838 | 0.353 | KG | 155.8 | 155.8 | CP09 | CP09 | Circuit breaker size S0 Multi-unit packaging Pack = 29 units !!! Phased-out product !!! Successor is SIRIUS 3RV2 | - | 0 | 9
3RV1021-4CA10-Z | W96 | 3RV1021-4CA10-ZW96 | 1 | UN | 1 | 15 | C | D | N | N | 85362010 | 29 | 4011209577015 | 0.353 | KG | 155.8 | 155.8 | CP09 | CP09 | Circuit breaker size S0 !!! Phased-out product !!! Successor is SIRIUS 3RV2 Preferred successor type is >>3RV2021-4CA10-ZW96<< | - | 0 | 9
3RV1021-4CA10-Z | W97 | 3RV1021-4CA10-ZW97 | 1 | UN | 1 | 15 | C | D | N | N | 85362010 | 14 | 4011209499560 | 0.32 | KG | 155.8 | 155.8 | CP09 | CP09 | Circuit breaker size S0 for motor protection, Class 10 A-release 17...22 A Short-circuit release 286 A Screw terminal Standard switching capacity Multi-unit packaging Pack = 14 units !!! Phased-out product !!! Successor is SIRIUS 3RV2 Preferred successor type is >>3RV2021-4CA10-ZW97<< | - | 0 | 9
3RV1021-4CA10-Z | X95 | 3RV1021-4CA10-ZX95 | 1 | UN | 1 | 15 | C | D | N | N | 85362010 | 61 | 4011209364240 | 0.357 | KG | 155.8 | 155.8 | CP09 | CP09 | Circuit breaker size S0 for motor protection, Class 10 A-release 17...22 A Short-circuit release 286 A Screw terminal Standard switching capacity Reusable packaging Pack = 61 units !!! Phased-out product !!! Successor is SIRIUS 3RV2 Preferred successor type is >>3RV2021-4CA10-ZX95<< | - | 0 | 9
3RV1021-4CA15 |  | 3RV1021-4CA15 | 1 | UN | 1 | 2 | A | D | N | N | 85362090 | 1 | 4011209382091 | 0.379 | KG | 160.55 | 160.55 | CP09 | CP09 | Circuit breaker size S0 for motor protection CLASS 10 A-release 17...22 A Short-circuit release 286 A Screw terminal Standard switching capacity with transverse auxiliary switch 1 NO+1 NC !!! Phased-out product !!! Successor is SIRIUS 3RV2 Preferred successor type is >>3RV2021-4CA15<< | - | 0 | 7
3RV1021-4CA15-Z | W97 | 3RV1021-4CA15-ZW97 | 1 | UN | 1 | 15 | C | D | N | N | 85362010 | 14 | 4011209578814 | 0.361 | KG | 182.4 | 182.4 | CP09 | CP09 | Circuit breaker size S0 for motor protection, Class 10 A-release 17...22 A Short-circuit release 286 A Screw terminal Standard switching capacity with transverse auxiliary switch 1 NO+1 NC Multi-unit packaging Pack = 14 units !!! Phased-out product !!! Successor is SIRIUS 3RV2 | - | 0 | 9
3RV1021-4CA15-Z | X95 | 3RV1021-4CA15-ZX95 | 1 | UN | 1 | 15 | C | D | N | N | 85362010 | 61 | 4011209425118 | 0.352 | KG | 182.4 | 182.4 | CP09 | CP09 | Circuit breaker size S0 for motor protection, Class 10 A-release 17...22 A Short-circuit release 286 A Screw terminal Standard switching capacity with transverse auxiliary switch 1 NO+1 NC Reusable packaging Pack = 61 units !!! Phased-out product !!! Successor is SIRIUS 3RV2 Preferred successor type is >>3RV2021-4CA15-ZX95<< | - | 0 | 9
3RV1021-4DA10 |  | 3RV1021-4DA10 | 1 | UN | 1 | 2 | A | D | N | N | 85362090 | 1 | 4011209281233 | 0.372 | KG | 155.8 | 155.8 | CP09 | CP09 | Circuit breaker size S0 for motor protection CLASS 10 A-release 20...25 A Short-circuit release 325 A Screw terminal Standard switching capacity !!! Phased-out product !!! Successor is SIRIUS 3RV2 Preferred successor type is >>3RV2021-4DA10<< | - | 0 | 7
3RV1021-4DA10-Z | W95 | 3RV1021-4DA10-ZW95 | 1 | UN | 1 | 15 | C | D | N | N | 85362090 | 61 | 4011209419988 | 0.32 | KG | 155.8 | 155.8 | CP09 | CP09 | Circuit breaker size S0 for motor protection CLASS 10 A-release 20...25 A Short-circuit release 325 A Screw terminal Standard switching capacity Multi-unit packaging Pack = 61 units !!! Phased-out product !!! Successor is SIRIUS 3RV2 | - | 0 | 7
3RV1021-4DA10-Z | W96 | 3RV1021-4DA10-ZW96 | 1 | UN | 1 | 15 | C | D | N | N | 85362090 | 29 | 4011209406865 | 0.32 | KG | 155.8 | 155.8 | CP09 | CP09 | Circuit breaker size S0 for motor protection CLASS 10 A-release 20...25 A Short-circuit release 325 A Screw terminal Standard switching capacity Multi-unit packaging Pack = 29 units !!! Phased-out product !!! Successor is SIRIUS 3RV2 Preferred successor type is >>3RV2021-4DA10-ZW96<< | - | 0 | 7
3RV1021-4DA10-Z | W97 | 3RV1021-4DA10-ZW97 | 1 | UN | 1 | 15 | C | D | N | N | 85362090 | 14 | 4011209407596 | 0.32 | KG | 155.8 | 155.8 | CP09 | CP09 | Circuit breaker size S0 for motor protection CLASS 10 A-release 20...25 A Short-circuit release 325 A Screw terminal Standard switching capacity Multi-unit packaging Pack = 14 units !!! Phased-out product !!! Successor is SIRIUS 3RV2 Preferred successor type is >>3RV2021-4DA10-ZW97<< | - | 0 | 7
3RV1021-4DA10-Z | W98 | 3RV1021-4DA10-ZW98 | 1 | UN | 1 | 15 | C | D | N | N | 85362090 | 5 | 4011209402157 | 0.32 | KG | 155.8 | 155.8 | CP09 | CP09 | Circuit breaker size S0 for motor protection CLASS 10 A-release 20...25 A Short-circuit release 325 A Screw terminal Standard switching capacity Multi-unit packaging Pack = 5 units !!! Phased-out product !!! Successor is SIRIUS 3RV2 | - | 0 | 7
3RV1021-4DA10-Z | X95 | 3RV1021-4DA10-ZX95 | 1 | UN | 1 | 15 | C | D | N | N | 85362090 | 61 | 4011209364257 | 0.365 | KG | 155.8 | 155.8 | CP09 | CP09 | Circuit breaker size S0 for motor protection CLASS 10 A-release 20...25 A Short-circuit release 325 A Screw terminal Standard switching capacity Reusable packaging Pack = 61 units !!! Phased-out product !!! Successor is SIRIUS 3RV2 Preferred successor type is >>3RV2021-4DA10-ZX95<< | - | 0 | 7
3RV1021-4DA15 |  | 3RV1021-4DA15 | 1 | UN | 1 | 2 | A | D | N | N | 85362090 | 1 | 4011209382107 | 0.42 | KG | 179.55 | 179.55 | CP09 | CP09 | Circuit breaker size S0 for motor protection CLASS 10 A-release 20...25 A Short-circuit release 325 A Screw terminal Standard switching capacity with transverse auxiliary switch 1 NO+1 NC !!! Phased-out product !!! Successor is SIRIUS 3RV2 Preferred successor type is >>3RV2021-4DA15<< | - | 0 | 7
3RV1021-4DA15-Z | W97 | 3RV1021-4DA15-ZW97 | 1 | UN | 1 | 15 | C | D | N | N | 85362010 | 14 | 4011209578852 | 0.372 | KG | 206.15 | 206.15 | CP09 | CP09 | Circuit breaker size S0 Multi-unit packaging Pack = 14 units !!! Phased-out product !!! Successor is SIRIUS 3RV2 Preferred successor type is >>3RV2021-4DA15-ZW97<< | - | 0 | 9
3RV1021-4DA15-Z | X95 | 3RV1021-4DA15-ZX95 | 1 | UN | 1 | 15 | C | D | N | N | 85362010 | 61 | 4011209425101 | 0.573 | KG | 206.15 | 206.15 | CP09 | CP09 | Circuit breaker size S0 for motor protection, Class 10 A-release 20...25 A Short-circuit release 325 A Screw terminal Standard switching capacity with transverse auxiliary switch 1 NO+1 NC Reusable packaging Pack = 61 units !!! Phased-out product !!! Successor is SIRIUS 3RV2 Preferred successor type is >>3RV2021-4DA15-ZX95<< | - | 0 | 9
3RV1031-4AA10 |  | 3RV1031-4AA10 | 1 | UN | 1 | 20 | D | D | N | N | 85362010 | 1 | 4011209287006 | 1.058 | KG | 174.8 | 174.8 | CP09 | CP09 | Circuit breaker size S2 for motor protection, Class 10 A-release 11...16 A Short-circuit release 208 A Screw terminal Standard switching capacity !!! Phased-out product !!! Successor is SIRIUS 3RV2 Preferred successor type is >>3RV2031-4TA10<< |  | 0 | 0
3RV1031-4AA10-0BA0 |  | 3RV1031-4AA10-0BA0 | 1 | UN | 1 | 30 | D | D | N | N | 85362010 | 1 | 4011209938205 | 1.068 | KG | 212.8 | 212.8 | CP09 | CP09 | Special type Circuit breaker size S2 for motor protection CLASS 10 A-release 11...16 A Short-circuit release 208 A Screw terminal Standard switching capacity Ambient temperature -50 Â°C 500 switching cycles !!! Phased-out product !!! Successor is SIRIUS 3RV2 | - | 0 | 0
3RV1031-4AA10-0FB0 |  | 3RV1031-4AA10-0FB0 | 1 | UN | 1 | 20 | D | D | N | N | 85362010 | 1 | 4011209386860 | 1.059 | KG | 174.8 | 174.8 | CP09 | CP09 | Circuit breaker size S2 for motor protection, Class 10 A-release 11...16 A Short-circuit release 208 A Screw terminal Standard switching capacity ABB !!! Phased-out product !!! Successor is SIRIUS 3RV2 | - | 0 | 9
3RV1031-4AA10-Z | X95 | 3RV1031-4AA10-ZX95 | 1 | UN | 1 | 20 | D | D | N | N | 85362010 | 24 | 4011209445659 | 1.005 | KG | 174.8 | 174.8 | CP09 | CP09 | Circuit breaker size S2 for motor protection, Class 10 A-release 11...16 A Short-circuit release 208 A Screw terminal Standard switching capacity Reusable packaging Pack = 24 units !!! Phased-out product !!! Successor is SIRIUS 3RV2 Preferred successor type is >>3RV2031-4TA10-ZX95<< | - | 0 | 0
3RV1031-4AA15 |  | 3RV1031-4AA15 | 1 | UN | 1 | 20 | D | D | N | N | 85362010 | 1 | 4011209392410 | 1.073 | KG | 196.65 | 196.65 | CP09 | CP09 | Circuit breaker size S2 for motor protection, Class 10 A-release 11...16 A Short-circuit release 208 A 1 NO + 1 NC transverse Screw terminal Standard switching capacity !!! Phased-out product !!! Successor is SIRIUS 3RV2 Preferred successor type is >>3RV2031-4TA15<< | - | 0 | 0
3RV1031-4AB10 |  | 3RV1031-4AB10 | 1 | UN | 1 | 20 | D | D | N | N | 85362010 | 1 | 4011209348356 | 1.074 | KG | 228.95 | 228.95 | CP09 | CP09 | Circuit breaker size S2 for motor protection, Class 20 A-release 11...16 A Short-circuit release 208 A Screw terminal Standard switching capacity !!! Phased-out product !!! Successor is SIRIUS 3RV2 Preferred successor type is >>3RV2031-4TB10<< |  | 0 | 0
3RV1031-4AB10-0FB0 |  | 3RV1031-4AB10-0FB0 | 1 | UN | 1 | 20 | D | D | N | N | 85362010 | 1 | 4011209446519 | 1.079 | KG | 228.95 | 228.95 | CP09 | CP09 | Circuit breaker size S2 for motor protection, Class 20 A-release 11...16 A Short-circuit release 208 A Screw terminal Standard switching capacity ABB !!! Phased-out product !!! Successor is SIRIUS 3RV2 | - | 0 | 9
3RV1031-4AB10-Z | W96 | 3RV1031-4AB10-ZW96 | 1 | UN | 1 | 20 | D | D | N | N | 85362010 | 12 |  | 1.005 | KG | 228.95 | 228.95 | CP09 | CP09 | Circuit breaker size S2 for motor protection, Class 20 A-release 11...16 A Short-circuit release 208 A Screw terminal Standard switching capacity Multi-unit packaging Pack = 12 units !!! Phased-out product !!! Successor is SIRIUS 3RV2 | - | 0 | 9
3RV1031-4AB10-Z | X95 | 3RV1031-4AB10-ZX95 | 1 | UN | 1 | 20 | D | D | N | N | 85362010 | 24 | 4011209645813 | 1.123 | KG | 228.95 | 228.95 | CP09 | CP09 | Circuit breaker size S2 for motor protection, Class 20 A-release 11...16 A Short-circuit release 208 A Screw terminal Standard switching capacity Reusable packaging Pack = 24 units !!! Phased-out product !!! Successor is SIRIUS 3RV2 Preferred successor type is >>3RV2031-4TB10-ZX95<< | - | 0 | 0
3RV1031-4BA10 |  | 3RV1031-4BA10 | 1 | UN | 1 | 20 | D | D | N | N | 85362010 | 1 | 4011209287013 | 1.061 | KG | 174.8 | 174.8 | CP09 | CP09 | Circuit breaker size S2 for motor protection, Class 10 A-release 14...20 A Short-circuit release 260 A Screw terminal Standard switching capacity !!! Phased-out product !!! Successor is SIRIUS 3RV2 Preferred successor type is >>3RV2031-4BA10<< |  | 0 | 0
3RV1031-4BA10-0FB0 |  | 3RV1031-4BA10-0FB0 | 1 | UN | 1 | 20 | D | D | N | N | 85362010 | 1 | 4011209386877 | 1.073 | KG | 174.8 | 174.8 | CP09 | CP09 | Circuit breaker size S2 for motor protection, Class 20 A-release 14...20 A Short-circuit release 260 A Screw terminal Standard switching capacity ABB !!! Phased-out product !!! Successor is SIRIUS 3RV2 | - | 0 | 9
3RV1031-4BA10-Z | W95 | 3RV1031-4BA10-ZW95 | 1 | UN | 1 | 20 | D | D | N | N | 85362010 | 24 | 4047621008820 | 1.028 | KG | 174.8 | 174.8 | CP09 | CP09 | Circuit breaker size S2 for motor protection, Class 10 A-release 14...20 A Short-circuit release 260 A Screw terminal Standard switching capacity Multi-unit packaging Pack = 24 units !!! Phased-out product !!! Successor is SIRIUS 3RV2 | - | 0 | 0
3RV1031-4BA10-Z | X95 | 3RV1031-4BA10-ZX95 | 1 | UN | 1 | 20 | D | D | N | N | 85362010 | 24 | 4011209457287 | 1.048 | KG | 174.8 | 174.8 | CP09 | CP09 | Circuit breaker size S2 for motor protection, Class 10 A-release 14...20 A Short-circuit release 260 A Screw terminal Standard switching capacity Reusable packaging Pack = 24 units !!! Phased-out product !!! Successor is SIRIUS 3RV2 Preferred successor type is >>3RV2031-4BA10-ZX95<< | - | 0 | 0
3RV1031-4BA15 |  | 3RV1031-4BA15 | 1 | UN | 1 | 20 | D | D | N | N | 85362010 | 1 | 4011209392427 | 1.08 | KG | 196.65 | 196.65 | CP09 | CP09 | Circuit breaker size S2 for motor protection, Class 10 A-release 14...20 A Short-circuit release 260 A 1 NO + 1 NC transverse Screw terminal Standard switching capacity !!! Phased-out product !!! Successor is SIRIUS 3RV2 Preferred successor type is >>3RV2031-4BA15<< | - | 0 | 0
3RV1031-4BB10 |  | 3RV1031-4BB10 | 1 | UN | 1 | 20 | D | D | N | N | 85362010 | 1 | 4011209348363 | 1.078 | KG | 228.95 | 228.95 | CP09 | CP09 | Circuit breaker size S2 for motor protection, Class 20 A-release 14...20 A Short-circuit release 260 A Screw terminal Standard switching capacity !!! Phased-out product !!! Successor is SIRIUS 3RV2 Preferred successor type is >>3RV2031-4BB10<< |  | 0 | 0
3RV1031-4BB10-0FB0 |  | 3RV1031-4BB10-0FB0 | 1 | UN | 1 | 20 | D | D | N | N | 85362010 | 1 | 4011209446526 | 1.087 | KG | 228.95 | 228.95 | CP09 | CP09 | Circuit breaker size S2 for motor protection, Class 20 A-release 14...20 A Short-circuit release 260 A Screw terminal Standard switching capacity ABB !!! Phased-out product !!! Successor is SIRIUS 3RV2 | - | 0 | 9
3RV1031-4DA10 |  | 3RV1031-4DA10 | 1 | UN | 1 | 20 | D | D | N | N | 85362010 | 1 | 4011209287020 | 1.062 | KG | 199.5 | 199.5 | CP09 | CP09 | Circuit breaker size S2 for motor protection, Class 10 A-release 18...25 A Short-circuit release 325 A Screw terminal Standard switching capacity !!! Phased-out product !!! Successor is SIRIUS 3RV2 Preferred successor type is >>3RV2031-4DA10<< |  | 0 | 0
3RV1031-4DA10-0BA0 |  | 3RV1031-4DA10-0BA0 | 1 | UN | 1 | 30 | D | D | N | N | 85362010 | 1 | 4011209775978 | 1.049 | KG | 238.45 | 238.45 | CP09 | CP09 | Special type Circuit breaker size S2 for motor protection CLASS 10 for motor protection CLASS 10 A-release 18...25 A Short-circuit release 325 A Screw terminal Standard switching capacity Ambient temperature -50 Â°C 500 switching cycles !!! Phased-out product !!! Successor is SIRIUS 3RV2 Preferred successor type is >>3RV2031-4DA10-0BA0<< | - | 0 | 0
3RV1031-4DA10-0FB0 |  | 3RV1031-4DA10-0FB0 | 1 | UN | 1 | 20 | D | D | N | N | 85362010 | 1 | 4011209386884 | 1.086 | KG | 199.5 | 199.5 | CP09 | CP09 | Circuit breaker size S2 for motor protection, Class 10 A-release 18...25 A Short-circuit release 325 A Screw terminal Standard switching capacity ABB !!! Phased-out product !!! Successor is SIRIUS 3RV2 | - | 0 | 9
3RV1031-4DA10-Z | W97 | 3RV1031-4DA10-ZW97 | 1 | UN | 1 | 20 | D | D | N | N | 85362010 | 5 | 4011209897311 | 1.032 | KG | 199.5 | 199.5 | CP09 | CP09 | Circuit breaker size S2 for motor protection, Class 10 A-release 18...25 A Short-circuit release 325 A Screw terminal Standard switching capacity Multi-unit packaging Pack = 5 units !!! Phased-out product !!! Successor is SIRIUS 3RV2 Preferred successor type is >>3RV2031-4DA10-ZW97<< | - | 0 | 0
3RV1031-4DA10-Z | X95 | 3RV1031-4DA10-ZX95 | 1 | UN | 1 | 20 | D | D | N | N | 85362010 | 24 | 4011209405769 | 1.007 | KG | 199.5 | 199.5 | CP09 | CP09 | Circuit breaker size S2 for motor protection, Class 10 A-release 18...25 A Short-circuit release 325 A Screw terminal Standard switching capacity Reusable packaging Pack = 24 units !!! Phased-out product !!! Successor is SIRIUS 3RV2 Preferred successor type is >>3RV2031-4DA10-ZX95<< | - | 0 | 0
3RV1031-4DA15 |  | 3RV1031-4DA15 | 1 | UN | 1 | 20 | D | D | N | N | 85362010 | 1 | 4011209392434 | 1.059 | KG | 223.25 | 223.25 | CP09 | CP09 | Circuit breaker size S2 for motor protection, Class 10 A-release 18...25 A Short-circuit release 325 A 1 NO + 1 NC transverse Screw terminal Standard switching capacity !!! Phased-out product !!! Successor is SIRIUS 3RV2 Preferred successor type is >>3RV2031-4DA15<< | - | 0 | 0
3RV1031-4DB10 |  | 3RV1031-4DB10 | 1 | UN | 1 | 20 | D | D | N | N | 85362010 | 1 | 4011209348370 | 1.071 | KG | 250.8 | 250.8 | CP09 | CP09 | Circuit breaker size S2 for motor protection, Class 20 A-release 18...25 A Short-circuit release 325 A Screw terminal Standard switching capacity !!! Phased-out product !!! Successor is SIRIUS 3RV2 Preferred successor type is >>3RV2031-4DB10<< |  | 0 | 0
3RV1031-4DB10-0FB0 |  | 3RV1031-4DB10-0FB0 | 1 | UN | 1 | 20 | D | D | N | N | 85362010 | 1 | 4011209446533 | 1.079 | KG | 250.8 | 250.8 | CP09 | CP09 | Circuit breaker size S2 for motor protection, Class 20 A-release 18...25 A Short-circuit release 325 A Screw terminal Standard switching capacity ABB !!! Phased-out product !!! Successor is SIRIUS 3RV2 | - | 0 | 9
3RV1031-4DB15 |  | 3RV1031-4DB15 | 1 | UN | 1 | 20 | D | D | N | N | 85362010 | 1 | 4011209429017 | 1.083 | KG | 276.45 | 276.45 | CP09 | CP09 | Circuit breaker size S2 for motor protection, Class 20 A-release 18...25 A Short-circuit release 300 A Screw terminal 1 NO+1 NC Standard switching capacity !!! Phased-out product !!! Successor is SIRIUS 3RV2 Preferred successor type is >>3RV2031-4DB15<< | - | 0 | 9
3RV1031-4DB15-Z | W97 | 3RV1031-4DB15-ZW97 | 1 | UN | 1 | 20 | D | D | N | N | 85362010 | 5 | 4011209919563 | 1.021 | KG | 276.45 | 276.45 | CP09 | CP09 | Circuit breaker size S2 for motor protection, Class 20 A-release 18...25 A Short-circuit release 300 A Screw terminal 1 NO+1 NC Standard switching capacity Multi-unit packaging Pack = 5 units !!! Phased-out product !!! Successor is SIRIUS 3RV2 Preferred successor type is >>3RV2031-4DB15-ZW97<< | - | 0 | 9
3RV1031-4DB15-Z | X95 | 3RV1031-4DB15-ZX95 | 1 | UN | 1 | 20 | D | D | N | N | 85362010 | 24 | 4011209427167 | 1.038 | KG | 276.45 | 276.45 | CP09 | CP09 | Circuit breaker size S2 for motor protection, Class 20 A-release 18...25 A Short-circuit release 300 A Screw terminal 1 NO+1 NC Standard switching capacity Reusable packaging Pack = 24 units !!! Phased-out product !!! Successor is SIRIUS 3RV2 Preferred successor type is >>3RV2031-4DB15-ZX95<< | - | 0 | 9
3RV1031-4EA10 |  | 3RV1031-4EA10 | 1 | UN | 1 | 20 | D | D | N | N | 85362010 | 1 | 4011209287037 | 1.06 | KG | 213.75 | 213.75 | CP09 | CP09 | Circuit breaker size S2 for motor protection, Class 10 A-release 22...32 A Short-circuit release 416 A Screw terminal Standard switching capacity !!! Phased-out product !!! Successor is SIRIUS 3RV2 Preferred successor type is >>3RV2031-4EA10<< |  | 0 | 0
3RV1031-4EA10-0BA0 |  | 3RV1031-4EA10-0BA0 | 1 | UN | 1 | 30 | D | D | N | N | 85362010 | 1 | 4011209775985 | 1.048 | KG | 254.6 | 254.6 | CP09 | CP09 | Special type Circuit breaker size S2 for motor protection CLASS 10 A-release 22...32 A Short-circuit release 416 A Screw terminal Standard switching capacity Ambient temperature -50 Â°C 500 switching cycles !!! Phased-out product !!! Successor is SIRIUS 3RV2 Preferred successor type is >>3RV2031-4EA10-0BA0<< | - | 0 | 9
3RV1031-4EA10-0FB0 |  | 3RV1031-4EA10-0FB0 | 1 | UN | 1 | 20 | D | D | N | N | 85362010 | 1 | 4011209376885 | 1.088 | KG | 213.75 | 213.75 | CP09 | CP09 | Circuit breaker size S2 for motor protection, Class 10 A-release 22...32 A Short-circuit release 416 A Screw terminal Standard switching capacity ABB !!! Phased-out product !!! Successor is SIRIUS 3RV2 | - | 0 | 9
3RV1031-4EA10-0FQ0 |  | 3RV1031-4EA10-0FQ0 | 1 | UN | 1 | 10 | C | D | N | N | 85362010 | 1 | 4011209445567 | 1.034 | KG | 256.5 | 256.5 | CP09 | CP09 | Circuit breaker size S2 for motor protection, Class 10 A-release 22...32 A Short-circuit release 416 A Screw terminal Standard switching capacity LOVATO !!! Phased-out product !!! Successor is SIRIUS 3RV2 | - | 0 | 9
3RV1031-4EA10-Z | W95 | 3RV1031-4EA10-ZW95 | 1 | UN | 1 | 20 | D | D | N | N | 85362010 | 24 | 4011209419964 | 0.96 | KG | 213.75 | 213.75 | CP09 | CP09 | Circuit breaker size S2 for motor protection, Class 10 A-release 22...32 A Short-circuit release 416 A Screw terminal Standard switching capacity Multi-unit packaging Pack = 24 units !!! Phased-out product !!! Successor is SIRIUS 3RV2 | - | 0 | 0
3RV1031-4EA10-Z | W96 | 3RV1031-4EA10-ZW96 | 1 | UN | 1 | 20 | D | D | N | N | 85362010 | 12 | 4011209448728 | 0.96 | KG | 213.75 | 213.75 | CP09 | CP09 | Circuit breaker size S2 for motor protection, Class 10 A-release 22...32 A Short-circuit release 416 A Screw terminal Standard switching capacity Multi-unit packaging Pack = 12 units !!! Phased-out product !!! Successor is SIRIUS 3RV2 Preferred successor type is >>3RV2031-4EA10-ZW96<< | - | 0 | 0
3RV1031-4EA10-Z | W97 | 3RV1031-4EA10-ZW97 | 1 | UN | 1 | 20 | D | D | N | N | 85362010 | 5 | 4011209436565 | 0.96 | KG | 213.75 | 213.75 | CP09 | CP09 | Circuit breaker size S2 for motor protection, Class 10 A-release 22...32 A Short-circuit release 416 A Screw terminal Standard switching capacity Multi-unit packaging Pack = 5 units !!! Phased-out product !!! Successor is SIRIUS 3RV2 Preferred successor type is >>3RV2031-4EA10-ZW97<< | - | 0 | 0
3RV1031-4EA10-Z | W98 | 3RV1031-4EA10-ZW98 | 1 | UN | 1 | 20 | D | D | N | N | 85362010 | 2 | 4011209381575 | 0.96 | KG | 213.75 | 213.75 | CP09 | CP09 | Circuit breaker size S2 for motor protection, Class 10 A-release 22...32 A Short-circuit release 416 A Screw terminal Standard switching capacity Multi-unit packaging Pack = 2 units !!! Phased-out product !!! Successor is SIRIUS 3RV2 | - | 0 | 0
3RV1031-4EA10-Z | X95 | 3RV1031-4EA10-ZX95 | 1 | UN | 1 | 20 | D | D | N | N | 85362010 | 24 | 4011209374263 | 1.017 | KG | 213.75 | 213.75 | CP09 | CP09 | Circuit breaker size S2 for motor protection, Class 10 A-release 22...32 A Short-circuit release 416 A Screw terminal Standard switching capacity Reusable packaging Pack = 24 units !!! Phased-out product !!! Successor is SIRIUS 3RV2 Preferred successor type is >>3RV2031-4EA10-ZX95<< | - | 0 | 0
3RV1031-4EA15 |  | 3RV1031-4EA15 | 1 | UN | 1 | 20 | D | D | N | N | 85362010 | 1 | 4011209392441 | 1.057 | KG | 233.7 | 233.7 | CP09 | CP09 | Circuit breaker size S2 for motor protection, Class 10 A-release 22...32 A Short-circuit release 416 A Screw terminal with integrated auxiliary switch !!! Phased-out product !!! Successor is SIRIUS 3RV2 Preferred successor type is >>3RV2031-4EA15<< | - | 0 | 0
3RV1031-4EA15-Z | W96 | 3RV1031-4EA15-ZW96 | 1 | UN | 1 | 20 | D | D | N | N | 85362010 | 12 | 4011209768437 | 0.96 | KG | 233.7 | 233.7 | CP09 | CP09 | Circuit breaker size S2 for motor protection, Class 10 A-release 22...32 A Short-circuit release 416 A Screw terminal with integrated auxiliary switch Multi-unit packaging Pack = 12 units !!! Phased-out product !!! Successor is SIRIUS 3RV2 Preferred successor type is >>3RV2031-4EA15-ZW96<< | - | 0 | 0
3RV1031-4EA15-Z | X95 | 3RV1031-4EA15-ZX95 | 1 | UN | 1 | 20 | D | D | N | N | 85362010 | 24 | 4011209557598 | 1.023 | KG | 233.7 | 233.7 | CP09 | CP09 | Circuit breaker size S2 for motor protection, Class 10 A-release 22...32 A Short-circuit release 416 A Screw terminal with integrated auxiliary switch Reusable packaging Pack = 24 units !!! Phased-out product !!! Successor is SIRIUS 3RV2 Preferred successor type is >>3RV2031-4EA15-ZX95<< | - | 0 | 0
3RV1031-4EB10 |  | 3RV1031-4EB10 | 1 | UN | 1 | 20 | D | D | N | N | 85362010 | 1 | 4011209348387 | 1.084 | KG | 268.85 | 268.85 | CP09 | CP09 | Circuit breaker size S2 for motor protection, Class 20 A-release 22...32 A Short-circuit release 416 A Screw terminal Standard switching capacity !!! Phased-out product !!! Successor is SIRIUS 3RV2 Preferred successor type is >>3RV2031-4EB10<< |  | 0 | 0
3RV1031-4EB10-0BA0 |  | 3RV1031-4EB10-0BA0 | 1 | UN | 1 | 30 | D | D | N | N | 85362010 | 1 | 4011209782716 | 1.096 | KG | 307.8 | 307.8 | CP09 | CP09 | Special type Circuit breaker size S2 for motor protection; Class 20 A-release 22...32 A Short-circuit release 416 A Screw terminal Standard switching capacity Ambient temperature -50 Â°C 500 switching cycles !!! Phased-out product !!! Successor is SIRIUS 3RV2 Preferred successor type is >>3RV2031-4EB10-0BA0<< | - | 0 | 9
3RV1031-4EB10-0FB0 |  | 3RV1031-4EB10-0FB0 | 1 | UN | 1 | 20 | D | D | N | N | 85362010 | 1 | 4011209439917 | 1.095 | KG | 268.85 | 268.85 | CP09 | CP09 | Circuit breaker size S2 for motor protection, Class 20 A-release 22...32 A Short-circuit release 416 A Screw terminal Standard switching capacity ABB !!! Phased-out product !!! Successor is SIRIUS 3RV2 | - | 0 | 9
3RV1031-4EB15 |  | 3RV1031-4EB15 | 1 | UN | 1 | 20 | D | D | N | N | 85362010 | 1 | 4011209425378 | 1.1 | KG | 285.95 | 285.95 | CP09 | CP09 | Circuit breaker size S2 for motor protection, Class 20 A-release 22...32 A Short-circuit release 384 A Screw terminal Standard switching capacity with transverse auxiliary switch 1 NO+1 NC !!! Phased-out product !!! Successor is SIRIUS 3RV2 Preferred successor type is >>3RV2031-4EB15<< | - | 0 | 0
3RV1031-4EB15-Z | W97 | 3RV1031-4EB15-ZW97 | 1 | UN | 1 | 20 | D | D | N | N | 85362010 | 5 |  | 1.028 | KG | 285.95 | 285.95 | CP09 | CP09 | Circuit breaker size S2 for motor protection, Class 20 A-release 22...32 A Short-circuit release 384 A Screw terminal Standard switching capacity with transverse auxiliary switch 1 NO+1 NC Pack = 5 units !!! Phased-out product !!! Successor is SIRIUS 3RV2 Preferred successor type is >>3RV2031-4EB15-ZW97<< | - | 0 | 9
3RV1031-4EB15-Z | X95 | 3RV1031-4EB15-ZX95 | 1 | UN | 1 | 20 | D | D | N | N | 85362010 | 24 | 4011209427150 | 1.058 | KG | 285.95 | 285.95 | CP09 | CP09 | Circuit breaker size S2 for motor protection, Class 20 A-release 22...32 A Short-circuit release 384 A Screw terminal Standard switching capacity with transverse auxiliary switch 1 NO+1 NC Reusable packaging Pack = 24 units !!! Phased-out product !!! Successor is SIRIUS 3RV2 Preferred successor type is >>3RV2031-4EB15-ZX95<< | - | 0 | 9
3RV1031-4FA10 |  | 3RV1031-4FA10 | 1 | UN | 1 | 20 | D | D | N | N | 85362010 | 1 | 4011209287044 | 1.07 | KG | 249.85 | 249.85 | CP09 | CP09 | Circuit breaker size S2 for motor protection, Class 10 A-release 28...40 A Short-circuit release 520 A Screw terminal Standard switching capacity !!! Phased-out product !!! Successor is SIRIUS 3RV2 Preferred successor type is >>3RV2031-4UA10<< |  | 0 | 0
3RV1031-4FA10-0BA0 |  | 3RV1031-4FA10-0BA0 | 1 | UN | 1 | 30 | D | D | N | N | 85362010 | 1 | 4011209938199 | 1.071 | KG | 288.8 | 288.8 | CP09 | CP09 | Special type Circuit breaker size S2 for motor protection CLASS 10 A-release 28...40 A Short-circuit release 520 A Screw terminal Standard switching capacity Ambient temperature -50 Â°C 500 switching cycles !!! Phased-out product !!! Successor is SIRIUS 3RV2 | - | 0 | 0
3RV1031-4FA10-0FB0 |  | 3RV1031-4FA10-0FB0 | 1 | UN | 1 | 20 | D | D | N | N | 85362010 | 1 | 4011209376892 | 1.061 | KG | 249.85 | 249.85 | CP09 | CP09 | Circuit breaker size S2 for motor protection, Class 10 A-release 28...40 A Short-circuit release 520 A Screw terminal Standard switching capacity ABB !!! Phased-out product !!! Successor is SIRIUS 3RV2 | - | 0 | 9
3RV1031-4FA10-0FQ0 |  | 3RV1031-4FA10-0FQ0 | 1 | UN | 1 | 10 | C | D | N | N | 85362010 | 1 | 4011209445574 | 1.066 | KG | 299.25 | 299.25 | CP09 | CP09 | Circuit breaker size S2 for motor protection, Class 10 A-release 28...40 A Short-circuit release 520 A Screw terminal Standard switching capacity LOVATO !!! Phased-out product !!! Successor is SIRIUS 3RV2 | - | 0 | 9
3RV1031-4FA10-Z | W95 | 3RV1031-4FA10-ZW95 | 1 | UN | 1 | 20 | D | D | N | N | 85362010 | 24 | 4011209416727 | 0.96 | KG | 249.85 | 249.85 | CP09 | CP09 | Circuit breaker size S2 for motor protection, Class 10 A-release 28...40 A Short-circuit release 520 A Screw terminal Standard switching capacity Multi-unit packaging Pack = 24 units !!! Phased-out product !!! Successor is SIRIUS 3RV2 | - | 0 | 0
3RV1031-4FA10-Z | W96 | 3RV1031-4FA10-ZW96 | 1 | UN | 1 | 20 | D | D | N | N | 85362010 | 12 | 4011209448735 | 0.96 | KG | 249.85 | 249.85 | CP09 | CP09 | Circuit breaker size S2 for motor protection, Class 10 A-release 28...40 A Short-circuit release 520 A Screw terminal Standard switching capacity Multi-unit packaging Pack = 12 units !!! Phased-out product !!! Successor is SIRIUS 3RV2 | - | 0 | 0
3RV1031-4FA10-Z | W97 | 3RV1031-4FA10-ZW97 | 1 | UN | 1 | 20 | D | D | N | N | 85362010 | 5 | 4011209440395 | 0.96 | KG | 249.85 | 249.85 | CP09 | CP09 | Circuit breaker size S2 for motor protection, Class 10 A-release 28...40 A Short-circuit release 520 A Screw terminal Standard switching capacity Multi-unit packaging Pack = 5 units !!! Phased-out product !!! Successor is SIRIUS 3RV2 | - | 0 | 0
3RV1031-4FA10-Z | W98 | 3RV1031-4FA10-ZW98 | 1 | UN | 1 | 20 | D | D | N | N | 85362010 | 2 |  | 1.026 | KG | 249.85 | 249.85 | CP09 | CP09 | Circuit breaker size S2 for motor protection, Class 10 A-release 28...40 A Short-circuit release 520 A Multi-unit packaging Pack = 2 units !!! Phased-out product !!! Successor is SIRIUS 3RV2 | - | 0 | 0
3RV1031-4FA10-Z | X95 | 3RV1031-4FA10-ZX95 | 1 | UN | 1 | 20 | D | D | N | N | 85362010 | 24 | 4011209367647 | 1 | KG | 249.85 | 249.85 | CP09 | CP09 | Circuit breaker size S2 for motor protection, Class 10 A-release 28...40 A Short-circuit release 520 A Screw terminal Standard switching capacity Reusable packaging Pack = 24 units !!! Phased-out product !!! Successor is SIRIUS 3RV2 Preferred successor type is >>3RV2031-4UA10-ZX95<< | - | 0 | 0
3RV1031-4FA15 |  | 3RV1031-4FA15 | 1 | UN | 1 | 20 | D | D | N | N | 85362010 | 1 | 4011209391857 | 1.112 | KG | 269.8 | 269.8 | CP09 | CP09 | Circuit breaker size S2 for motor protection, Class 10 A-release 28...40 A Short-circuit release 520 A Screw terminal with integrated auxiliary switch !!! Phased-out product !!! Successor is SIRIUS 3RV2 Preferred successor type is >>3RV2031-4UA15<< | - | 0 | 0
3RV1031-4FA15-Z | X95 | 3RV1031-4FA15-ZX95 | 1 | UN | 1 | 20 | D | D | N | N | 85362010 | 24 | 4011209557796 | 1.03 | KG | 269.8 | 269.8 | CP09 | CP09 | Circuit breaker size S2 for motor protection, Class 10 A-release 28...40 A Short-circuit release 520 A Screw terminal with integrated auxiliary switch Reusable packaging Pack = 24 units !!! Phased-out product !!! Successor is SIRIUS 3RV2 Preferred successor type is >>3RV2031-4UA15-ZX95<< | - | 0 | 0
3RV1031-4FB10 |  | 3RV1031-4FB10 | 1 | UN | 1 | 20 | D | D | N | N | 85362010 | 1 | 4011209348394 | 1.128 | KG | 298.3 | 298.3 | CP09 | CP09 | Circuit breaker size S2 for motor protection, Class 20 A-release 28...40 A Short-circuit release 520 A Screw terminal Standard switching capacity !!! Phased-out product !!! Successor is SIRIUS 3RV2 Preferred successor type is >>3RV2031-4UB10<< |  | 0 | 0
3RV1031-4FB10-0BA0 |  | 3RV1031-4FB10-0BA0 | 1 | UN | 1 | 30 | D | D | N | N | 85362010 | 1 | 4011209782723 | 1.107 | KG | 337.25 | 337.25 | CP09 | CP09 | Special type Circuit breaker size S2 for motor protection, Class 20 A-release 28...40 A Short-circuit release 520 A Screw terminal Standard switching capacity Ambient temperature -50 Â°C 500 switching cycles !!! Phased-out product !!! Successor is SIRIUS 3RV2 Preferred successor type is >>3RV2031-4UB10-0BA0<< | - | 0 | 9
3RV1031-4FB10-0FB0 |  | 3RV1031-4FB10-0FB0 | 1 | UN | 1 | 20 | D | D | N | N | 85362010 | 1 | 4011209446854 | 1.133 | KG | 298.3 | 298.3 | CP09 | CP09 | Circuit breaker size S2 for motor protection, Class 20 A-release 28...40 A Short-circuit release 520 A Screw terminal Standard switching capacity ABB !!! Phased-out product !!! Successor is SIRIUS 3RV2 | - | 0 | 9
3RV1031-4FB15 |  | 3RV1031-4FB15 | 1 | UN | 1 | 20 | D | D | N | N | 85362010 | 1 | 4011209428768 | 1.107 | KG | 320.15 | 320.15 | CP09 | CP09 | Circuit breaker size S2 for motor protection, Class 20 A-release 28...40 A Short-circuit release 520 A Screw terminal Standard switching capacity with transverse auxiliary switch 1 NO+1 NC !!! Phased-out product !!! Successor is SIRIUS 3RV2 Preferred successor type is >>3RV2031-4UB15<< | - | 0 | 0
3RV1031-4FB15-Z | W97 | 3RV1031-4FB15-ZW97 | 1 | UN | 1 | 20 | D | D | N | N | 85362010 | 5 |  | 1.04 | KG | 320.15 | 320.15 | CP09 | CP09 | Circuit breaker size S2 for motor protection, Class 10 A-release 28...40 A Short-circuit release 480 A Screw terminal Standard switching capacity with transverse auxiliary switch 1 NO+1 NC Multi-unit packaging Pack = 5 units !!! Phased-out product !!! Successor is SIRIUS 3RV2 | - | 0 | 9
3RV1031-4FB15-Z | X95 | 3RV1031-4FB15-ZX95 | 1 | UN | 1 | 20 | D | D | N | N | 85362010 | 24 | 4011209427143 | 1.064 | KG | 320.15 | 320.15 | CP09 | CP09 | Circuit breaker size S2 for motor protection, Class 10 A-release 28...40 A Short-circuit release 480 A Screw terminal Standard switching capacity with transverse auxiliary switch 1 NO+1 NC Reusable packaging Pack = 24 units !!! Phased-out product !!! Successor is SIRIUS 3RV2 Preferred successor type is >>3RV2031-4UB15-ZX95<< | - | 0 | 9
3RV1031-4GA10 |  | 3RV1031-4GA10 | 1 | UN | 1 | 20 | D | D | N | N | 85362010 | 1 | 4011209287181 | 1.056 | KG | 277.4 | 277.4 | CP09 | CP09 | Circuit breaker size S2 for motor protection, Class 10 A-release 36...45 A Short-circuit release 585 A Screw terminal Standard switching capacity !!! Phased-out product !!! Successor is SIRIUS 3RV2 Preferred successor type is >>3RV2031-4VA10<< |  | 0 | 0
3RV1031-4GA10-0FB0 |  | 3RV1031-4GA10-0FB0 | 1 | UN | 1 | 20 | D | D | N | N | 85362010 | 1 | 4011209377141 | 1.071 | KG | 277.4 | 277.4 | CP09 | CP09 | Circuit breaker size S2 for motor protection, Class 10 A-release 36...45 A Short-circuit release 585 A Screw terminal Standard switching capacity ABB !!! Phased-out product !!! Successor is SIRIUS 3RV2 | - | 0 | 9
3RV1031-4GA10-0FQ0 |  | 3RV1031-4GA10-0FQ0 | 1 | UN | 1 | 10 | C | D | N | N | 85362010 | 1 | 4011209445581 | 1.043 | KG | 329.65 | 329.65 | CP09 | CP09 | Circuit breaker size S2 for motor protection, Class 10 A-release 36...45 A Short-circuit release 585 A Screw terminal Standard switching capacity LOVATO !!! Phased-out product !!! Successor is SIRIUS 3RV2 | - | 0 | 9
3RV1031-4GA10-Z | W96 | 3RV1031-4GA10-ZW96 | 1 | UN | 1 | 20 | D | D | N | N | 85362010 | 12 | 4011209448742 | 1.019 | KG | 277.4 | 277.4 | CP09 | CP09 | Circuit breaker size S2 for motor protection, Class 10 A-release 36...45 A Short-circuit release 585 A Screw terminal Standard switching capacity Multi-unit packaging Pack = 12 units !!! Phased-out product !!! Successor is SIRIUS 3RV2 Preferred successor type is >>3RV2031-4VA10-ZW96<< | - | 0 | 0
3RV1031-4GA10-Z | X95 | 3RV1031-4GA10-ZX95 | 1 | UN | 1 | 20 | D | D | N | N | 85362010 | 24 | 4011209406131 | 1.02 | KG | 277.4 | 277.4 | CP09 | CP09 | Circuit breaker size S2 for motor protection, Class 10 A-release 36...45 A Short-circuit release 585 A Screw terminal Standard switching capacity Reusable packaging Pack = 24 units !!! Phased-out product !!! Successor is SIRIUS 3RV2 Preferred successor type is >>3RV2031-4VA10-ZX95<< | - | 0 | 0
3RV1031-4GA15 |  | 3RV1031-4GA15 | 1 | UN | 1 | 20 | D | D | N | N | 85362010 | 1 | 4011209391840 | 1.073 | KG | 290.7 | 290.7 | CP09 | CP09 | Circuit breaker size S2 for motor protection, Class 10 A-release 36...45 A Short-circuit release 540 A 1 NO + 1 NC transverse Screw terminal Standard switching capacity !!! Phased-out product !!! Successor is SIRIUS 3RV2 Preferred successor type is >>3RV2031-4VA15<< | - | 0 | 0
3RV1031-4GB10 |  | 3RV1031-4GB10 | 1 | UN | 1 | 20 | D | D | N | N | 85362010 | 1 | 4011209348400 | 1.09 | KG | 327.75 | 327.75 | CP09 | CP09 | Circuit breaker size S2 for motor protection, Class 20 A-release 36...45 A Short-circuit release 585 A Screw terminal Standard switching capacity !!! Phased-out product !!! Successor is SIRIUS 3RV2 Preferred successor type is >>3RV2031-4VB10<< |  | 0 | 0
3RV1031-4GB10-0FB0 |  | 3RV1031-4GB10-0FB0 | 1 | UN | 1 | 20 | D | D | N | N | 85362010 | 1 | 4011209424234 | 1.101 | KG | 327.75 | 327.75 | CP09 | CP09 | Circuit breaker size S2 for motor protection, Class 20 A-release 36...45 A Short-circuit release 585 A Screw terminal Standard switching capacity ABB !!! Phased-out product !!! Successor is SIRIUS 3RV2 | - | 0 | 9
3RV1031-4HA10 |  | 3RV1031-4HA10 | 1 | UN | 1 | 20 | D | D | N | N | 85362010 | 1 | 4011209287051 | 1.046 | KG | 282.15 | 282.15 | CP09 | CP09 | Circuit breaker size S2 for motor protection, Class 10 A-release 40...50 A Short-circuit release 650 A Screw terminal Standard switching capacity !!! Phased-out product !!! Successor is SIRIUS 3RV2 Preferred successor type is >>3RV2031-4WA10<< |  | 0 | 0
3RV1031-4HA10-0BA0 |  | 3RV1031-4HA10-0BA0 | 1 | UN | 1 | 30 | D | D | N | N | 85362010 | 1 | 4011209921856 | 1.048 | KG | 320.15 | 320.15 | CP09 | CP09 | Special type Circuit breaker size S2 for motor protection CLASS 10 A-release 40...50 A Short-circuit release 650 A Screw terminal Standard switching capacity Ambient temperature -50 Â°C 500 switching cycles !!! Phased-out product !!! Successor is SIRIUS 3RV2 | - | 0 | 0
3RV1031-4HA10-0FB0 |  | 3RV1031-4HA10-0FB0 | 1 | UN | 1 | 20 | D | D | N | N | 85362010 | 1 | 4011209376908 | 1.087 | KG | 282.15 | 282.15 | CP09 | CP09 | Circuit breaker size S2 for motor protection, Class 10 A-release 40...50 A Short-circuit release 650 A Screw terminal Standard switching capacity ABB !!! Phased-out product !!! Successor is SIRIUS 3RV2 | - | 0 | 9
3RV1031-4HA10-0FQ0 |  | 3RV1031-4HA10-0FQ0 | 1 | UN | 1 | 10 | C | D | N | N | 85362010 | 1 | 4011209445598 | 1.028 | KG | 336.3 | 336.3 | CP09 | CP09 | Circuit breaker size S2 for motor protection, Class 10 A-release 40...50 A Short-circuit release 650 A Screw terminal Standard switching capacity LOVATO !!! Phased-out product !!! Successor is SIRIUS 3RV2 | - | 0 | 9
3RV1031-4HA10-Z | W95 | 3RV1031-4HA10-ZW95 | 1 | UN | 1 | 20 | D | D | N | N | 85362010 | 24 | 4011209585362 | 1.009 | KG | 282.15 | 282.15 | CP09 | CP09 | Circuit breaker size S2 for motor protection, Class 10 A-release 40...50 A Short-circuit release 650 A Screw terminal Standard switching capacity Multi-unit packaging Pack = 24 units !!! Phased-out product !!! Successor is SIRIUS 3RV2 | - | 0 | 0
3RV1031-4HA10-Z | W96 | 3RV1031-4HA10-ZW96 | 1 | UN | 1 | 20 | D | D | N | N | 85362010 | 12 | 4011209824652 | 1.009 | KG | 282.15 | 282.15 | CP09 | CP09 | Circuit breaker size S2 for motor protection, Class 10 A-release 40...50 A Short-circuit release 650 A Screw terminal Standard switching capacity Multi-unit packaging Pack = 12 units !!! Phased-out product !!! Successor is SIRIUS 3RV2 Preferred successor type is >>3RV2031-4WA10-ZW96<< | - | 0 | 0
3RV1031-4HA10-Z | W97 | 3RV1031-4HA10-ZW97 | 1 | UN | 1 | 20 | D | D | N | N | 85362010 | 5 | 4011209824669 | 1.006 | KG | 282.15 | 282.15 | CP09 | CP09 | Circuit breaker size S2 for motor protection, Class 10 A-release 40...50 A Short-circuit release 650 A Screw terminal Standard switching capacity Multi-unit packaging Pack = 5 units !!! Phased-out product !!! Successor is SIRIUS 3RV2 Preferred successor type is >>3RV2031-4WA10-ZW97<< | - | 0 | 0
3RV1031-4HA10-Z | X95 | 3RV1031-4HA10-ZX95 | 1 | UN | 1 | 20 | D | D | N | N | 85362010 | 24 | 4011209364813 | 1.013 | KG | 282.15 | 282.15 | CP09 | CP09 | Circuit breaker size S2 for motor protection, Class 10 A-release 40...50 A Short-circuit release 650 A Screw terminal Standard switching capacity Reusable packaging Pack = 24 units !!! Phased-out product !!! Successor is SIRIUS 3RV2 Preferred successor type is >>3RV2031-4WA10-ZX95<< | - | 0 | 0
3RV1031-4HA15 |  | 3RV1031-4HA15 | 1 | UN | 1 | 20 | D | D | N | N | 85362010 | 1 | 4011209392458 | 1.058 | KG | 298.3 | 298.3 | CP09 | CP09 | Circuit breaker size S2 for motor protection, Class 10 A-release 40...50 A Short-circuit release 650 A Screw terminal with integrated auxiliary switch !!! Phased-out product !!! Successor is SIRIUS 3RV2 Preferred successor type is >>3RV2031-4WA15<< | - | 0 | 0
3RV1031-4HB10 |  | 3RV1031-4HB10 | 1 | UN | 1 | 20 | D | D | N | N | 85362010 | 1 | 4011209348417 | 1.081 | KG | 333.45 | 333.45 | CP09 | CP09 | Circuit breaker size S2 for motor protection, Class 20 A-release 40...50 A Short-circuit release 650 A Screw terminal Standard switching capacity !!! Phased-out product !!! Successor is SIRIUS 3RV2 Preferred successor type is >>3RV2031-4WB10<< |  | 0 | 0
3RV1031-4HB10-0FB0 |  | 3RV1031-4HB10-0FB0 | 1 | UN | 1 | 20 | D | D | N | N | 85362010 | 1 | 4011209441880 | 1.09 | KG | 333.45 | 333.45 | CP09 | CP09 | Circuit breaker size S2 A-release 40...50 A Short-circuit release 650 A Motor protection, Class 20 Screw terminal Standard switching capacity ABB !!! Phased-out product !!! Successor is SIRIUS 3RV2 | - | 0 | 9
3RV1031-4HB15 |  | 3RV1031-4HB15 | 1 | UN | 1 | 20 | D | D | N | N | 85362010 | 1 | 4011209436817 | 1.094 | KG | 352.45 | 352.45 | CP09 | CP09 | Circuit breaker size S2 for motor protection, Class 20 A-release 40...50 A Short-circuit release 600 A Screw terminal Standard switching capacity with transverse auxiliary switch 1 NO+1 NC !!! Phased-out product !!! Successor is SIRIUS 3RV2 Preferred successor type is >>3RV2031-4WB15<< | - | 0 | 0
3RV1031-4HB15-Z | X95 | 3RV1031-4HB15-ZX95 | 1 | UN | 1 | 20 | D | D | N | N | 85362010 | 24 | 4011209427136 | 1.036 | KG | 352.45 | 352.45 | CP09 | CP09 | Circuit breaker size S2 for motor protection, Class 10 A-release 40...50 A Short-circuit release 600 A Screw terminal Standard switching capacity with transverse auxiliary switch 1 NO+1 NC Reusable packaging Pack = 24 units !!! Phased-out product !!! Successor is SIRIUS 3RV2 | - | 0 | 9
3RV1041-4DA10-0FB0 |  | 3RV1041-4DA10-0FB0 | 1 | UN | 1 | 20 | D | D | N | N | 85362010 | 1 |  | 2.1 | KG | 315.4 | 315.4 | CP09 | CP09 | Circuit breaker size S3 for motor protection, Class 10 A-release 18...25 A Short-circuit release 325 A Screw terminal Standard switching capacity ABB !!! Phased-out product !!! Successor is SIRIUS 3RV2 | - | 0 | 9
3RV1041-4EA10-0FB0 |  | 3RV1041-4EA10-0FB0 | 1 | UN | 1 | 20 | D | D | N | N | 85362010 | 1 |  | 2.1 | KG | 315.4 | 315.4 | CP09 | CP09 | Circuit breaker size S3 for motor protection, Class 10 A-release 22...32 A Short-circuit release 416 A Screw terminal Standard switching capacity ABB !!! Phased-out product !!! Successor is SIRIUS 3RV2 | - | 0 | 9
3RV1041-4FA10 |  | 3RV1041-4FA10 | 1 | UN | 1 | 20 | D | D | N | N | 85362010 | 1 | 4011209287082 | 2.219 | KG | 315.4 | 315.4 | CP09 | CP09 | Circuit breaker size S3 for motor protection, Class 10 A-release 28...40 A Short-circuit release 520 A Screw terminal Standard switching capacity !!! Phased-out product !!! Successor is SIRIUS 3RV2 Preferred successor type is >>3RV2031-4UA10<< |  | 0 | 0
3RV1041-4FA10-0FB0 |  | 3RV1041-4FA10-0FB0 | 1 | UN | 1 | 20 | D | D | N | N | 85362010 | 1 | 4011209386891 | 2.182 | KG | 315.4 | 315.4 | CP09 | CP09 | Circuit breaker size S3 for motor protection, Class 10 A-release 28...40 A Short-circuit release 520 A Screw terminal Standard switching capacity ABB !!! Phased-out product !!! Successor is SIRIUS 3RV2 | - | 0 | 9
3RV1041-4FA10-Z | X95 | 3RV1041-4FA10-ZX95 | 1 | UN | 1 | 20 | D | D | N | N | 85362010 | 15 | 4011209364820 | 2.141 | KG | 315.4 | 315.4 | CP09 | CP09 | Circuit breaker size S3 for motor protection, Class 10 A-release 28...40 A Short-circuit release 520 A Screw terminal Standard switching capacity Reusable packaging Pack = 15 units !!! Phased-out product !!! Successor is SIRIUS 3RV2 | - | 0 | 0
3RV1041-4FA15 |  | 3RV1041-4FA15 | 1 | UN | 1 | 20 | D | D | N | N | 85362010 | 1 | 4011209392465 | 2.217 | KG | 337.25 | 337.25 | CP09 | CP09 | Circuit breaker size S3 for motor protection, Class 10 A-release 28...40 A Short-circuit release 520 A 1 NO + 1 NC transverse Screw terminal Standard switching capacity !!! Phased-out product !!! Successor is SIRIUS 3RV2 Preferred successor type is >>3RV2031-4UA15<< | - | 0 | 0
3RV1041-4HA10 |  | 3RV1041-4HA10 | 1 | UN | 1 | 20 | D | D | N | N | 85362010 | 1 | 4011209287099 | 2.229 | KG | 315.4 | 315.4 | CP09 | CP09 | Circuit breaker size S3 for motor protection, Class 10 A-release 36...50 A Short-circuit release 650 A Screw terminal Standard switching capacity !!! Phased-out product !!! Successor is SIRIUS 3RV2 Preferred successor type is >>3RV2031-4WA10<< |  | 0 | 0
3RV1041-4HA10-0FB0 |  | 3RV1041-4HA10-0FB0 | 1 | UN | 1 | 20 | D | D | N | N | 85362010 | 1 | 4011209386907 | 2.217 | KG | 315.4 | 315.4 | CP09 | CP09 | Circuit breaker size S3 for motor protection, Class 10 A-release 36...50 A Short-circuit release 650 A Screw terminal Standard switching capacity ABB !!! Phased-out product !!! Successor is SIRIUS 3RV2 | - | 0 | 9
3RV1041-4HA10-Z | X95 | 3RV1041-4HA10-ZX95 | 1 | UN | 1 | 20 | D | D | N | N | 85362010 | 15 | 4011209457270 | 2.194 | KG | 315.4 | 315.4 | CP09 | CP09 | Circuit breaker size S3 for motor protection, Class 10 A-release 36...50 A Short-circuit release 650 A Screw terminal Standard switching capacity Reusable packaging Pack = 15 units !!! Phased-out product !!! Successor is SIRIUS 3RV2 Preferred successor type is >>3RV2031-4WA10-ZX95<< | - | 0 | 0
3RV1041-4HA15 |  | 3RV1041-4HA15 | 1 | UN | 1 | 20 | D | D | N | N | 85362010 | 1 | 4011209392472 | 2.244 | KG | 337.25 | 337.25 | CP09 | CP09 | Circuit breaker size S3 for motor protection, Class 10 A-release 36...50 A Short-circuit release 650 A 1 NO + 1 NC transverse Screw terminal Standard switching capacity !!! Phased-out product !!! Successor is SIRIUS 3RV2 Preferred successor type is >>3RV2031-4WA15<< | - | 0 | 0
3RV1041-4JA10 |  | 3RV1041-4JA10 | 1 | UN | 1 | 20 | D | D | N | N | 85362010 | 1 | 4011209287105 | 2.246 | KG | 315.4 | 315.4 | CP09 | CP09 | Circuit breaker size S3 for motor protection, Class 10 A-release 45...63 A Short-circuit release 819 A Screw terminal Standard switching capacity !!! Phased-out product !!! Successor is SIRIUS 3RV2 Preferred successor type is >>3RV2031-4JA10<< |  | 0 | 0
3RV1041-4JA10-0DA0 |  | 3RV1041-4JA10-0DA0 | 1 | UN | 1 | 0 | A | D | N | N | 85362010 | 1 | 4011209932456 | 2.236 | KG | 350.55 | 350.55 | CP09 | CP09 | Circuit breaker size S3 for system protection without phase failure protection A-release 45...63 A Short-circuit release 819 A Screw terminal Standard switching capacity !!! Phased-out product !!! Successor is SIRIUS 3RV2 | - | 0 | 0
3RV1041-4JA10-0FB0 |  | 3RV1041-4JA10-0FB0 | 1 | UN | 1 | 20 | D | D | N | N | 85362010 | 1 | 4011209376915 | 2.22 | KG | 315.4 | 315.4 | CP09 | CP09 | Circuit breaker size S3 for motor protection, Class 10 A-release 45...63 A Short-circuit release 819 A Screw terminal Standard switching capacity ABB !!! Phased-out product !!! Successor is SIRIUS 3RV2 | - | 0 | 9
3RV1041-4JA10-0FQ0 |  | 3RV1041-4JA10-0FQ0 | 1 | UN | 1 | 10 | C | D | N | N | 85362010 | 1 | 4011209445604 | 2.239 | KG | 354.35 | 354.35 | CP09 | CP09 | Circuit breaker size S3 for motor protection, Class 10 A-release 45...63 A Short-circuit release 819 A Screw terminal Standard switching capacity LOVATO !!! Phased-out product !!! Successor is SIRIUS 3RV2 | - | 0 | 9
3RV1041-4JA10-Z | W95 | 3RV1041-4JA10-ZW95 | 1 | UN | 1 | 20 | D | D | N | N | 85362010 | 15 | 4011209448759 | 2.1 | KG | 315.4 | 315.4 | CP09 | CP09 | Circuit breaker size S3 for motor protection, Class 10 A-release 45...63 A Short-circuit release 819 A Screw terminal Standard switching capacity Multi-unit packaging Pack = 15 units !!! Phased-out product !!! Successor is SIRIUS 3RV2 | - | 0 | 0
3RV1041-4JA10-Z | W96 | 3RV1041-4JA10-ZW96 | 1 | UN | 1 | 20 | D | D | N | N | 85362010 | 7 | 4011209944480 | 2.229 | KG | 315.4 | 315.4 | CP09 | CP09 | Circuit breaker size S3 for motor protection, Class 10 A-release 45...63 A Short-circuit release 819 A Screw terminal Standard switching capacity Multi-unit packaging Pack = 7 units !!! Phased-out product !!! Successor is SIRIUS 3RV2 Preferred successor type is >>3RV2031-4JA10-ZW96<< | - | 0 | 9
3RV1041-4JA10-Z | X95 | 3RV1041-4JA10-ZX95 | 1 | UN | 1 | 20 | D | D | N | N | 85362010 | 15 | 4011209364837 | 2.327 | KG | 315.4 | 315.4 | CP09 | CP09 | Circuit breaker size S3 for motor protection, Class 10 A-release 45...63 A Short-circuit release 819 A Screw terminal Standard switching capacity Reusable packaging Pack = 15 units !!! Phased-out product !!! Successor is SIRIUS 3RV2 Preferred successor type is >>3RV2031-4JA10-ZX95<< | - | 0 | 0
3RV1041-4JA15 |  | 3RV1041-4JA15 | 1 | UN | 1 | 20 | D | D | N | N | 85362010 | 1 | 4011209392489 | 2.258 | KG | 337.25 | 337.25 | CP09 | CP09 | Circuit breaker size S3 for motor protection, Class 10 A-release 45...63 A Short-circuit release 819 A Screw terminal with integrated auxiliary switch !!! Phased-out product !!! Successor is SIRIUS 3RV2 Preferred successor type is >>3RV2031-4JA15<< | - | 0 | 0
3RV1041-4JA15-Z | X95 | 3RV1041-4JA15-ZX95 | 1 | UN | 1 | 20 | D | D | N | N | 85362010 | 15 | 4011209425361 | 2.168 | KG | 337.25 | 337.25 | CP09 | CP09 | Circuit breaker size S3 for motor protection, Class 10 A-release 45...63 A Short-circuit release 819 A Screw terminal with integrated auxiliary switch Reusable packaging Pack = 15 units !!! Phased-out product !!! Successor is SIRIUS 3RV2 | - | 0 | 0
3RV1041-4KA10 |  | 3RV1041-4KA10 | 1 | UN | 1 | 20 | D | D | N | N | 85362090 | 1 | 4011209287112 | 2.246 | KG | 351.5 | 351.5 | CP09 | CP09 | Circuit breaker size S3 for motor protection, Class 10 A-release 57...75 A Short-circuit release 975 A Screw terminal Standard switching capacity !!! Phased-out product !!! Successor is SIRIUS 3RV2 Preferred successor type is >>3RV2031-4KA10<< |  | 0 | 0
3RV1041-4KA10-0FB0 |  | 3RV1041-4KA10-0FB0 | 1 | UN | 1 | 20 | D | D | N | N | 85362090 | 1 | 4011209376922 | 2.283 | KG | 351.5 | 351.5 | CP09 | CP09 | Circuit breaker size S3 for motor protection, Class 10 A-release 57...75 A Short-circuit release 975 A Screw terminal Standard switching capacity ABB !!! Phased-out product !!! Successor is SIRIUS 3RV2 | - | 0 | 9
3RV1041-4KA10-0FQ0 |  | 3RV1041-4KA10-0FQ0 | 1 | UN | 1 | 10 | C | D | N | N | 85362090 | 1 | 4011209445611 | 2.25 | KG | 395.2 | 395.2 | CP09 | CP09 | Circuit breaker size S3 for motor protection, Class 10 A-release 57...75 A Short-circuit release 975 A Screw terminal Standard switching capacity LOVATO !!! Phased-out product !!! Successor is SIRIUS 3RV2 | - | 0 | 9
3RV1041-4KA10-Z | W95 | 3RV1041-4KA10-ZW95 | 1 | UN | 1 | 20 | D | D | N | N | 85362090 | 15 | 4011209915305 | 2.171 | KG | 351.5 | 351.5 | CP09 | CP09 | Circuit breaker size S3 for motor protection, Class 10 A-release 57...75 A Short-circuit release 975 A Screw terminal Standard switching capacity Multi-unit packaging Pack = 15 units !!! Phased-out product !!! Successor is SIRIUS 3RV2 | - | 0 | 0
3RV1041-4KA10-Z | W97 | 3RV1041-4KA10-ZW97 | 1 | UN | 1 | 20 | D | D | N | N | 85362090 | 4 | 4011209401488 | 2.1 | KG | 351.5 | 351.5 | CP09 | CP09 | Circuit breaker size S3 for motor protection, Class 10 A-release 57...75 A Short-circuit release 975 A Screw terminal Standard switching capacity Multi-unit packaging Pack = 4 units !!! Phased-out product !!! Successor is SIRIUS 3RV2 Preferred successor type is >>3RV2031-4KA10-ZW97<< | - | 0 | 0
3RV1041-4KA10-Z | X95 | 3RV1041-4KA10-ZX95 | 1 | UN | 1 | 20 | D | D | N | N | 85362090 | 15 | 4011209364844 | 2.195 | KG | 351.5 | 351.5 | CP09 | CP09 | Circuit breaker size S3 for motor protection, Class 10 A-release 57...75 A Short-circuit release 975 A Screw terminal Standard switching capacity Reusable packaging Pack = 15 units !!! Phased-out product !!! Successor is SIRIUS 3RV2 Preferred successor type is >>3RV2031-4KA10-ZX95<< | - | 0 | 0
3RV1041-4KA15 |  | 3RV1041-4KA15 | 1 | UN | 1 | 20 | D | D | N | N | 85362090 | 1 | 4011209392496 | 2.268 | KG | 369.55 | 369.55 | CP09 | CP09 | Circuit breaker size S3 for motor protection, Class 10 A-release 57...75 A Short-circuit release 975 A Screw terminal with integrated auxiliary switch !!! Phased-out product !!! Successor is SIRIUS 3RV2 Preferred successor type is >>3RV2031-4KA15<< | - | 0 | 0
3RV1041-4KA15-Z | X95 | 3RV1041-4KA15-ZX95 | 1 | UN | 1 | 20 | D | D | N | N | 85362090 | 15 | 4011209425354 | 2.191 | KG | 369.55 | 369.55 | CP09 | CP09 | Circuit breaker size S3 for motor protection, Class 10 A-release 57...75 A Short-circuit release 975 A Screw terminal with integrated auxiliary switch Reusable packaging Pack = 15 units !!! Phased-out product !!! Successor is SIRIUS 3RV2 | - | 0 | 9
3RV1041-4LA10 |  | 3RV1041-4LA10 | 1 | UN | 1 | 20 | D | D | N | N | 85362090 | 1 | 4011209287129 | 2.265 | KG | 374.3 | 374.3 | CP09 | CP09 | Circuit breaker size S3 for motor protection, Class 10 A-release 70...90 A Short-circuit release 1170 A Screw terminal Standard switching capacity !!! Phased-out product !!! Successor is SIRIUS 3RV2 Preferred successor type is >>3RV2041-4YA10<< |  | 0 | 0
3RV1041-4LA10-0FB0 |  | 3RV1041-4LA10-0FB0 | 1 | UN | 1 | 20 | D | D | N | N | 85362090 | 1 | 4011209376939 | 2.265 | KG | 374.3 | 374.3 | CP09 | CP09 | Circuit breaker size S3 for motor protection, Class 10 a-release 70...90 A Short-circuit release 1170 A Screw terminal Standard switching capacity ABB | - | 0 | 9
3RV1041-4LA10-0FQ0 |  | 3RV1041-4LA10-0FQ0 | 1 | UN | 1 | 10 | C | D | N | N | 85362090 | 1 | 4011209445628 | 2.269 | KG | 421.8 | 421.8 | CP09 | CP09 | Circuit breaker size S3 for motor protection, Class 10 A-release 70...90 A Short-circuit release 1170 A Screw terminal Standard switching capacity LOVATO !!! Phased-out product !!! Successor is SIRIUS 3RV2 | - | 0 | 9
3RV1041-4LA10-Z | W95 | 3RV1041-4LA10-ZW95 | 1 | UN | 1 | 20 | D | D | N | N | 85362090 | 15 | 4011209445543 | 2.1 | KG | 374.3 | 374.3 | CP09 | CP09 | Circuit breaker size S3 for motor protection, Class 10 A-release 70...90 A Short-circuit release 1170 A Screw terminal Standard switching capacity Multi-unit packaging Pack = 15 units !!! Phased-out product !!! Successor is SIRIUS 3RV2 | - | 0 | 0
3RV1041-4LA10-Z | W97 | 3RV1041-4LA10-ZW97 | 1 | UN | 1 | 20 | D | D | N | N | 85362090 | 4 | 4011209575059 | 2.178 | KG | 374.3 | 374.3 | CP09 | CP09 | Circuit breaker size S3 for motor protection, Class 10 A-release 70...90 A Short-circuit release 1170 A Screw terminal Standard switching capacity Multi-unit packaging Pack = 4 units !!! Phased-out product !!! Successor is SIRIUS 3RV2 | - | 0 | 0
3RV1041-4LA10-Z | X95 | 3RV1041-4LA10-ZX95 | 1 | UN | 1 | 20 | D | D | N | N | 85362090 | 15 | 4011209364851 | 2.243 | KG | 374.3 | 374.3 | CP09 | CP09 | Circuit breaker size S3 for motor protection, Class 10 A-release 70...90 A Short-circuit release 1170 A Screw terminal Standard switching capacity Reusable packaging Pack = 15 units !!! Phased-out product !!! Successor is SIRIUS 3RV2 | - | 0 | 0
3RV1041-4LA15 |  | 3RV1041-4LA15 | 1 | UN | 1 | 20 | D | D | N | N | 85362090 | 1 | 4011209392502 | 2.284 | KG | 400.9 | 400.9 | CP09 | CP09 | Circuit breaker size S3 for motor protection, Class 10 A-release 70...90 A Short-circuit release 1170 A 1 NO + 1 NC transverse Screw terminal Standard switching capacity !!! Phased-out product !!! Successor is SIRIUS 3RV2 Preferred successor type is >>3RV2041-4YA15<< | - | 0 | 0
3RV1041-4MA10 |  | 3RV1041-4MA10 | 1 | UN | 1 | 20 | D | D | N | N | 85362090 | 1 | 4011209299764 | 2.278 | KG | 415.15 | 415.15 | CP09 | CP09 | Circuit breaker size S3 for motor protection, Class 10 A-release 80...100 A Short-circuit release 1235 A Screw terminal Standard switching capacity !!! Phased-out product !!! Successor is SIRIUS 3RV2 Preferred successor type is >>3RV2041-4MA10<< |  | 0 | 0
3RV1041-4MA10-0FB0 |  | 3RV1041-4MA10-0FB0 | 1 | UN | 1 | 20 | D | D | N | N | 85362090 | 1 | 4011209386914 | 2.276 | KG | 415.15 | 415.15 | CP09 | CP09 | Circuit breaker size S3 for motor protection, Class 10 a-release 80...100 A Short-circuit release 1235 A Screw terminal Standard switching capacity ABB | - | 0 | 9
3RV1041-4MA10-0FQ0 |  | 3RV1041-4MA10-0FQ0 | 1 | UN | 1 | 10 | C | D | N | N | 85362090 | 1 | 4011209445635 | 2.279 | KG | 466.45 | 466.45 | CP09 | CP09 | Circuit breaker size S3 for motor protection, Class 10 A-release 80...100 A Short-circuit release 1235 A Screw terminal Standard switching capacity LOVATO !!! Phased-out product !!! Successor is SIRIUS 3RV2 | - | 0 | 9
3RV1041-4MA10-Z | W95 | 3RV1041-4MA10-ZW95 | 1 | UN | 1 | 20 | D | D | N | N | 85362090 | 15 |  | 2.1 | KG | 415.15 | 415.15 | CP09 | CP09 | Circuit breaker size S3 for motor protection, Class 10 A-release 80...100 A Short-circuit release 1235 A Screw terminal Standard switching capacity Multi-unit packaging Pack quantity = 15 units !!! Phased-out product !!! Successor is SIRIUS 3RV2 | - | 0 | 0
3RV1041-4MA10-Z | X95 | 3RV1041-4MA10-ZX95 | 1 | UN | 1 | 20 | D | D | N | N | 85362090 | 15 | 4011209406124 | 2.199 | KG | 415.15 | 415.15 | CP09 | CP09 | Circuit breaker size S3 for motor protection, Class 10 A-release 80...100 A Short-circuit release 1235 A Screw terminal Standard switching capacity Reusable packaging Pack = 15 units !!! Phased-out product !!! Successor is SIRIUS 3RV2 | - | 0 | 0
3RV1041-4MA15 |  | 3RV1041-4MA15 | 1 | UN | 1 | 20 | D | D | N | N | 85362090 | 1 | 4011209392519 | 2.305 | KG | 436.05 | 436.05 | CP09 | CP09 | Circuit breaker size S3 for motor protection, Class 10 A-release 80...100 A Short-circuit release 1235 A 1 NO + 1 NC transverse Screw terminal Standard switching capacity !!! Phased-out product !!! Successor is SIRIUS 3RV2 Preferred successor type is >>3RV2041-4MA15<< | - | 0 | 0
3RV1042-4AA10 |  | 3RV1042-4AA10 | 1 | UN | 1 | 20 | D | D | N | N | 85362010 | 1 | 4011209341951 | 2.174 | KG | 351.5 | 351.5 | CP09 | CP09 | Circuit breaker size S3 for motor protection, Class 10 A-release 11...16 A Short-circuit release 208 A Screw terminal Screw terminal Increased switching capacity !!! Phased-out product !!! Successor is SIRIUS 3RV2 Preferred successor type is >>3RV2032-4TA10<< |  | 0 | 0
3RV1042-4AA10-0FB0 |  | 3RV1042-4AA10-0FB0 | 1 | UN | 1 | 20 | D | D | N | N | 85362010 | 1 | 4011209438927 | 2.159 | KG | 351.5 | 351.5 | CP09 | CP09 | Circuit breaker size S3 A-release 11...16 A Short-circuit release 208 A Motor protection class 10 Screw terminal Increased switching capacity ABB !!! Phased-out product !!! Successor is SIRIUS 3RV2 | - | 0 | 9
3RV1042-4BA10 |  | 3RV1042-4BA10 | 1 | UN | 1 | 20 | D | D | N | N | 85362010 | 1 | 4011209341968 | 2.183 | KG | 351.5 | 351.5 | CP09 | CP09 | Circuit breaker size S3 for motor protection, Class 10 A-release 14...20 A Short-circuit release 260 A Screw terminal Increased switching capacity !!! Phased-out product !!! Successor is SIRIUS 3RV2 Preferred successor type is >>3RV2032-4BA10<< |  | 0 | 0
3RV1042-4BA10-0FB0 |  | 3RV1042-4BA10-0FB0 | 1 | UN | 1 | 20 | D | D | N | N | 85362010 | 1 | 4011209438934 | 2.155 | KG | 351.5 | 351.5 | CP09 | CP09 | Circuit breaker size S3 A-release 14...20 A Short-circuit release 260 A Motor protection class 10 Screw terminal Increased switching capacity ABB !!! Phased-out product !!! Successor is SIRIUS 3RV2 | - | 0 | 9
3RV1042-4DA10 |  | 3RV1042-4DA10 | 1 | UN | 1 | 20 | D | D | N | N | 85362010 | 1 | 4011209310094 | 2.212 | KG | 377.15 | 377.15 | CP09 | CP09 | Circuit breaker size S3 for motor protection, Class 10 A-release 18...25 A Short-circuit release 325 A Screw terminal Increased switching capacity !!! Phased-out product !!! Successor is SIRIUS 3RV2 Preferred successor type is >>3RV2032-4DA10<< |  | 0 | 0
3RV1042-4DA10-0FB0 |  | 3RV1042-4DA10-0FB0 | 1 | UN | 1 | 20 | D | D | N | N | 85362010 | 1 | 4011209438941 | 2.2 | KG | 377.15 | 377.15 | CP09 | CP09 | Circuit breaker size S3 A-release 18...25 A Short-circuit release 325 A Motor protection class 10 Screw terminal Increased switching capacity ABB !!! Phased-out product !!! Successor is SIRIUS 3RV2 | - | 0 | 9
3RV1042-4EA10 |  | 3RV1042-4EA10 | 1 | UN | 1 | 20 | D | D | N | N | 85362010 | 1 | 4011209310100 | 2.221 | KG | 394.25 | 394.25 | CP09 | CP09 | Circuit breaker size S3 for motor protection, Class 10 A-release 22...32 A Short-circuit release 416 A Screw terminal Increased switching capacity !!! Phased-out product !!! Successor is SIRIUS 3RV2 Preferred successor type is >>3RV2032-4EA10<< |  | 0 | 0
3RV1042-4EA10-0FB0 |  | 3RV1042-4EA10-0FB0 | 1 | UN | 1 | 20 | D | D | N | N | 85362010 | 1 | 4011209438958 | 2.203 | KG | 394.25 | 394.25 | CP09 | CP09 | Circuit breaker size S3 for motor protection, Class 10 A-release 22...32 A Short-circuit release 416 A Screw terminal Increased switching capacity ABB !!! Phased-out product !!! Successor is SIRIUS 3RV2 | - | 0 | 9
3RV1042-4FA10 |  | 3RV1042-4FA10 | 1 | UN | 1 | 20 | D | D | N | N | 85362010 | 1 | 4011209300347 | 2.2 | KG | 482.6 | 482.6 | CP09 | CP09 | Circuit breaker size S3 for motor protection, Class 10 A-release 28...40 A Short-circuit release 520 A Screw terminal Increased switching capacity !!! Phased-out product !!! Successor is SIRIUS 3RV2 Preferred successor type is >>3RV2032-4UA10<< |  | 0 | 0
3RV1042-4FA10-0FB0 |  | 3RV1042-4FA10-0FB0 | 1 | UN | 1 | 20 | D | D | N | N | 85362010 | 1 | 4011209383265 | 2.223 | KG | 482.6 | 482.6 | CP09 | CP09 | Circuit breaker size S3 for motor protection, Class 10 A-release 28...40 A Short-circuit release 520 A Screw terminal Increased switching capacity ABB !!! Phased-out product !!! Successor is SIRIUS 3RV2 | - | 0 | 9
3RV1042-4FA10-Z | W96 | 3RV1042-4FA10-ZW96 | 1 | UN | 1 | 0 | A | D | N | N | 85362010 | 7 |  | 2.2 | KG | 482.6 | 482.6 | CP09 | CP09 | Circuit breaker size S3 for motor protection, Class 10 A-release 28...40 A Short-circuit release 520 A Screw terminal Increased switching capacity Multi-unit packaging Pack = 7 units !!! Phased-out product !!! Successor is SIRIUS 3RV2 | - | 0 | 0
3RV1042-4FA10-Z | X95 | 3RV1042-4FA10-ZX95 | 1 | UN | 1 | 0 | A | D | N | N | 85362010 | 15 |  | 2.2 | KG | 482.6 | 482.6 | CP09 | CP09 | Circuit breaker size S3 for motor protection, Class 10 A-release 28...40 A Short-circuit release 520 A Screw terminal Increased switching capacity Reusable packaging Pack = 15 units !!! Phased-out product !!! Successor is SIRIUS 3RV2 | - | 0 | 0
3RV1042-4FB10 |  | 3RV1042-4FB10 | 1 | UN | 1 | 20 | D | D | N | N | 85362010 | 1 | 4011209300354 | 2.215 | KG | 533.9 | 533.9 | CP09 | CP09 | Circuit breaker size S3 A-release 28...40 A Short-circuit release 520 A Motor protection up to 100 kA,Class 20 Screw terminal Increased switching capacity !!! Phased-out product !!! Successor is SIRIUS 3RV2 Preferred successor type is >>3RV2042-4FB10<< |  | 0 | 0
3RV1042-4FB10-0FB0 |  | 3RV1042-4FB10-0FB0 | 1 | UN | 1 | 20 | D | D | N | N | 85362010 | 1 | 4011209438613 | 2.228 | KG | 533.9 | 533.9 | CP09 | CP09 | Circuit breaker size S3 a-release 28...40 A Short-circuit release 520 A Motor protection up to 100 kA,Class 20 Screw terminal Increased switching capacity ABB | - | 0 | 9
3RV1042-4HA10 |  | 3RV1042-4HA10 | 1 | UN | 1 | 20 | D | D | N | N | 85362010 | 1 | 4011209300361 | 2.231 | KG | 482.6 | 482.6 | CP09 | CP09 | Circuit breaker size S3 A-release 36...50 A Short-circuit release 650 A with overload relay function Motor protection up to 100 kA,Class 10 Screw terminal Increased switching capacity !!! Phased-out product !!! Successor is SIRIUS 3RV2 Preferred successor type is >>3RV2032-4WA10<< |  | 0 | 0
3RV1042-4HA10-0FB0 |  | 3RV1042-4HA10-0FB0 | 1 | UN | 1 | 20 | D | D | N | N | 85362010 | 1 | 4011209438736 | 2.244 | KG | 482.6 | 482.6 | CP09 | CP09 | Circuit breaker size S3 a-release 36...50 A Short-circuit release 650 A Motor protection up to 100 kA,Class 10 Screw terminal Increased switching capacity ABB | - | 0 | 9
3RV1042-4HB10 |  | 3RV1042-4HB10 | 1 | UN | 1 | 20 | D | D | N | N | 85362010 | 1 | 4011209300378 | 2.241 | KG | 533.9 | 533.9 | CP09 | CP09 | Circuit breaker size S3 A-release 36...50 A Short-circuit release 650 A Motor protection up to 100 kA,Class 20 Screw terminal Increased switching capacity !!! Phased-out product !!! Successor is SIRIUS 3RV2 Preferred successor type is >>3RV2042-4HB10<< |  | 0 | 0
3RV1042-4HB10-0FB0 |  | 3RV1042-4HB10-0FB0 | 1 | UN | 1 | 20 | D | D | N | N | 85362010 | 1 | 4011209438620 | 2.235 | KG | 533.9 | 533.9 | CP09 | CP09 | Circuit breaker size S3 a-release 36...50 A Short-circuit release 650 A Motor protection up to 100 kA,Class 20 Screw terminal | - | 0 | 9
3RV1042-4JA10 |  | 3RV1042-4JA10 | 1 | UN | 1 | 20 | D | D | N | N | 85362010 | 1 | 4011209300385 | 2.255 | KG | 482.6 | 482.6 | CP09 | CP09 | Circuit breaker size S3 A-release 45...63 A Short-circuit release 819 A Motor protection up to 100 kA,Class 10 Screw terminal Increased switching capacity !!! Phased-out product !!! Successor is SIRIUS 3RV2 Preferred successor type is >>3RV2032-4JA10<< |  | 0 | 0
3RV1042-4JA10-0FB0 |  | 3RV1042-4JA10-0FB0 | 1 | UN | 1 | 20 | D | D | N | N | 85362010 | 1 | 4011209437746 | 2.198 | KG | 482.6 | 482.6 | CP09 | CP09 | Circuit breaker size S3 a-release 45...63 A Short-circuit release 819 A Motor protection up to 100 kA,Class 10 Screw terminal Increased switching capacity ABB | - | 0 | 9
3RV1042-4JB10 |  | 3RV1042-4JB10 | 1 | UN | 1 | 20 | D | D | N | N | 85362010 | 1 | 4011209300392 | 2.25 | KG | 533.9 | 533.9 | CP09 | CP09 | Circuit breaker size S3 A-release 45...63 A Short-circuit release 819 A Motor protection up to 100 kA,Class 20 Screw terminal Increased switching capacity !!! Phased-out product !!! Successor is SIRIUS 3RV2 Preferred successor type is >>3RV2042-4JB10<< |  | 0 | 0
3RV1042-4JB10-0FB0 |  | 3RV1042-4JB10-0FB0 | 1 | UN | 1 | 20 | D | D | N | N | 85362010 | 1 | 4011209446540 | 2.236 | KG | 533.9 | 533.9 | CP09 | CP09 | Circuit breaker size S3 a-release 45...63 A Short-circuit release 819 A Motor protection up to 100 kA,Class 20 Screw terminal Increased switching capacity ABB | - | 0 | 9
3RV1042-4KA10 |  | 3RV1042-4KA10 | 1 | UN | 1 | 20 | D | D | N | N | 85362090 | 1 | 4011209300408 | 2.244 | KG | 526.3 | 526.3 | CP09 | CP09 | Circuit breaker size S3 Motor protection up to 100 kA,Class 10 A-release 57...75 A Short-circuit release 975 A Screw terminal Increased switching capacity !!! Phased-out product !!! Successor is SIRIUS 3RV2 Preferred successor type is >>3RV2032-4KA10<< |  | 0 | 0
3RV1042-4KA10-0FB0 |  | 3RV1042-4KA10-0FB0 | 1 | UN | 1 | 20 | D | D | N | N | 85362090 | 1 | 4011209438767 | 2.214 | KG | 526.3 | 526.3 | CP09 | CP09 | Circuit breaker size S3 for motor protection, Class 10 a-release 57...75 A Short-circuit release 975 A Screw terminal Increased switching capacity ABB | - | 0 | 9
3RV1042-4KB10 |  | 3RV1042-4KB10 | 1 | UN | 1 | 20 | D | D | N | N | 85362090 | 1 | 4011209300415 | 2.258 | KG | 563.35 | 563.35 | CP09 | CP09 | Circuit breaker size S3 A-release 57...75 A Short-circuit release 975 A Motor protection up to 100 kA,Class 20 Screw terminal Increased switching capacity !!! Phased-out product !!! Successor is SIRIUS 3RV2 Preferred successor type is >>3RV2042-4KB10<< |  | 0 | 0
3RV1042-4KB10-0FB0 |  | 3RV1042-4KB10-0FB0 | 1 | UN | 1 | 20 | D | D | N | N | 85362090 | 1 | 4011209425347 | 2.235 | KG | 563.35 | 563.35 | CP09 | CP09 | Circuit breaker size S3 a-release 57...75 A Short-circuit release 975 A Motor protection up to 100 kA,Class 20 Screw terminal ABB | - | 0 | 9
3RV1042-4LA10 |  | 3RV1042-4LA10 | 1 | UN | 1 | 20 | D | D | N | N | 85362090 | 1 | 4011209300422 | 2.26 | KG | 551 | 551 | CP09 | CP09 | Circuit breaker size S3 A-release 70...90 A Short-circuit release 1170 A Motor protection up to 100 kA,Class 10 Screw terminal Increased switching capacity !!! Phased-out product !!! Successor is SIRIUS 3RV2 Preferred successor type is >>3RV2042-4YA10<< |  | 0 | 0
3RV1042-4LA10-0FB0 |  | 3RV1042-4LA10-0FB0 | 1 | UN | 1 | 20 | D | D | N | N | 85362090 | 1 | 4011209435773 | 2.254 | KG | 551 | 551 | CP09 | CP09 | Circuit breaker size S3 a-release 70...90 A Short-circuit release 1170 A Motor protection up to 100 kA,Class 10 Screw terminal Increased switching capacity ABB | - | 0 | 9
3RV1042-4LB10 |  | 3RV1042-4LB10 | 1 | UN | 1 | 20 | D | D | N | N | 85362090 | 1 | 4011209300439 | 2.31 | KG | 580.45 | 580.45 | CP09 | CP09 | Circuit breaker size S3 A-release 70...90 A Short-circuit release 1170 A Motor protection up to 100 kA,Class 20 Screw terminal Increased switching capacity !!! Phased-out product !!! Successor is SIRIUS 3RV2 Preferred successor type is >>3RV2042-4YB10<< |  | 0 | 0
3RV1042-4LB10-0FB0 |  | 3RV1042-4LB10-0FB0 | 1 | UN | 1 | 20 | D | D | N | N | 85362090 | 1 | 4011209446557 | 2.285 | KG | 580.45 | 580.45 | CP09 | CP09 | Circuit breaker size S3 a-release 70...90 A Short-circuit release 1170 A Motor protection up to 100 kA,Class 20 Screw terminal ABB | - | 0 | 9
3RV1042-4MA10 |  | 3RV1042-4MA10 | 1 | UN | 1 | 20 | D | D | N | N | 85362090 | 1 | 4011209300446 | 2.277 | KG | 574.75 | 574.75 | CP09 | CP09 | Circuit breaker size S3 A-release 80...100 A Short-circuit release 1235 A Motor protection up to 100 kA,Class 10 Screw terminal Increased switching capacity !!! Phased-out product !!! Successor is SIRIUS 3RV2 Preferred successor type is >>3RV2042-4MA10<< |  | 0 | 0
3RV1042-4MA10-0FB0 |  | 3RV1042-4MA10-0FB0 | 1 | UN | 1 | 20 | D | D | N | N | 85362090 | 1 | 4011209438774 | 2.349 | KG | 574.75 | 574.75 | CP09 | CP09 | Circuit breaker size S3 a-release 80...100 A Short-circuit release 1235 A Motor protection up to 100 kA,Class 10 Screw terminal Increased switching capacity ABB | - | 0 | 9
3RV1042-4MB10 |  | 3RV1042-4MB10 | 1 | UN | 1 | 20 | D | D | N | N | 85362090 | 1 | 4011209300453 | 2.304 | KG | 604.2 | 604.2 | CP09 | CP09 | Circuit breaker size S3 A-release 80...100 A Short-circuit release 1235 A Motor protection up to 100 kA,Class 20 Screw terminal Increased switching capacity !!! Phased-out product !!! Successor is SIRIUS 3RV2 Preferred successor type is >>3RV2042-4MB10<< |  | 0 | 0
3RV1042-4MB10-0FB0 |  | 3RV1042-4MB10-0FB0 | 1 | UN | 1 | 20 | D | D | N | N | 85362090 | 1 | 4011209440913 | 2.373 | KG | 604.2 | 604.2 | CP09 | CP09 | Circuit breaker size S3 a-release 80...100 A Short-circuit release 1235 A Motor protection up to 100 kA,Class 20 Screw terminal ABB | - | 0 | 9
3RV1063-7AL10 |  | 3RV1063-7AL10 | 1 | UN | 1 | 20 | D | D | N | N | 85362090 | 1 | 4011209768277 | 3.879 | KG | 1007 | 1007 | CP09 | CP09 | Molded case circuit breaker 3RV1 for motor protection Standard switching capacity Rated current In = 100 A electronic release Short-circuit protection adjustable 6-13 x In Overload protection adjustable 0.4-1 x In, Class 10A-30 Icu = 120 kA at 400 V 3-pole, Screw terminal including phase barriers | - | 0 | 0
3RV1063-7CL10 |  | 3RV1063-7CL10 | 1 | UN | 1 | 20 | D | D | N | N | 85362090 | 1 | 4011209768284 | 3.86 | KG | 1254 | 1254 | CP09 | CP09 | Molded case circuit breaker 3RV1 for motor protection Standard switching capacity Rated current In = 160 A electronic release Short-circuit protection adjustable 6-13 x In Overload protection adjustable 0.4-1 x In, Class 10A-31 Icu = 120 kA at 400 V 3-pole, Screw terminal including phase barriers | - | 0 | 0
3RV1063-7DL10 |  | 3RV1063-7DL10 | 1 | UN | 1 | 20 | D | D | N | N | 85362090 | 1 | 4011209768291 | 3.048 | KG | 1491.5 | 1491.5 | CP09 | CP09 | Molded case circuit breaker 3RV1 for motor protection Standard switching capacity Rated current In = 200 A electronic release Short-circuit protection adjustable 6-13 x In Overload protection adjustable 0.4-1 x In, Class 10A-32 Icu = 120 kA at 400 V 3-pole, Screw terminal including phase barriers | - | 0 | 0
3RV1073-7GL10 |  | 3RV1073-7GL10 | 1 | UN | 1 | 20 | D | D | N | N | 85362090 | 1 | 4011209768307 | 5.148 | KG | 1919 | 1919 | CP09 | CP09 | Molded case circuit breaker 3RV1 for motor protection Standard switching capacity Rated current In = 400 A electronic release Short-circuit protection adjustable 6-13 x In Overload protection adjustable 0.4-1 x In, Class 10A-33 Icu = 120 kA at 400 V 3-pole, Screw terminal including phase barriers | - | 0 | 0
3RV1083-7JL10 |  | 3RV1083-7JL10 | 1 | UN | 1 | 20 | D | D | N | N | 85362090 | 1 | 4011209768314 | 10.46 | KG | 3733.5 | 3733.5 | CP09 | CP09 | Molded case circuit breaker 3RV1 for motor protection Standard switching capacity Rated current In = 630 A electronic release Short-circuit protection adjustable 6-13 x In Overload protection adjustable 0.4-1 x In, Class 10A-34 Icu = 120 kA at 400 V 3-pole, Screw terminal including phase barriers | - | 0 | 0
3RV1121-0AA10 |  | 3RV1121-0AA10 | 1 | UN | 1 | 15 | C | D | N | N | 85362010 | 1 | 4011209416734 | 0.352 | KG | 165.3 | 165.3 | CP09 | CP09 | Circuit breaker size S0 for motor protection CLASS 10 with overload relay function A-release 0.11...0.16 A Short-circuit release 2.1 A Screw terminal Standard switching capacity !!! Phased-out product !!! Successor is SIRIUS 3RV2 Preferred successor type is >>3RV2111-0AA10<< | - | 0 | 7
3RV1121-0BA10 |  | 3RV1121-0BA10 | 1 | UN | 1 | 15 | C | D | N | N | 85362010 | 1 | 4011209416741 | 0.354 | KG | 165.3 | 165.3 | CP09 | CP09 | Circuit breaker size S0 for motor protection CLASS 10 with overload relay function A-release 0.14...0.2 A Short-circuit release 2.6 A Screw terminal Standard switching capacity !!! Phased-out product !!! Successor is SIRIUS 3RV2 Preferred successor type is >>3RV2111-0BA10<< | - | 0 | 7
3RV1121-0CA10 |  | 3RV1121-0CA10 | 1 | UN | 1 | 15 | C | D | N | N | 85362010 | 1 | 4011209416758 | 0.354 | KG | 165.3 | 165.3 | CP09 | CP09 | Circuit breaker size S0 for motor protection CLASS 10 with overload relay function A-release 0.18...2.5 A Short-circuit release 3.3 A Screw terminal Standard switching capacity !!! Phased-out product !!! Successor is SIRIUS 3RV2 Preferred successor type is >>3RV2111-0CA10<< | - | 0 | 7
3RV1121-0DA10 |  | 3RV1121-0DA10 | 1 | UN | 1 | 15 | C | D | N | N | 85362010 | 1 | 4011209416765 | 0.354 | KG | 165.3 | 165.3 | CP09 | CP09 | Circuit breaker size S0 for motor protection CLASS 10 with overload relay function A-release 0.22...0.32 A Short-circuit release 4.2 A Screw terminal Standard switching capacity !!! Phased-out product !!! Successor is SIRIUS 3RV2 Preferred successor type is >>3RV2111-0DA10<< | - | 0 | 7
3RV1121-0EA10 |  | 3RV1121-0EA10 | 1 | UN | 1 | 5 | B | D | N | N | 85362010 | 1 | 4011209416772 | 0.418 | KG | 165.3 | 165.3 | CP09 | CP09 | Circuit breaker size S0 for motor protection CLASS 10 with overload relay function A-release 0.28...0.4 A Short-circuit release 5.2 A Screw terminal Standard switching capacity !!! Phased-out product !!! Successor is SIRIUS 3RV2 Preferred successor type is >>3RV2111-0EA10<< | - | 0 | 7
3RV1121-0FA10 |  | 3RV1121-0FA10 | 1 | UN | 1 | 15 | C | D | N | N | 85362010 | 1 | 4011209416789 | 0.354 | KG | 165.3 | 165.3 | CP09 | CP09 | Circuit breaker size S0 for motor protection CLASS 10 with overload relay function A-release 0.45...0.63 A Short-circuit release 8.2 A Screw terminal Standard switching capacity !!! Phased-out product !!! Successor is SIRIUS 3RV2 Preferred successor type is >>3RV2111-0FA10<< | - | 0 | 7
3RV1121-0GA10 |  | 3RV1121-0GA10 | 1 | UN | 1 | 5 | B | D | N | N | 85362010 | 1 | 4011209416796 | 0.356 | KG | 165.3 | 165.3 | CP09 | CP09 | Circuit breaker size S0 for motor protection CLASS 10 with overload relay function A-release 0.45...0.63 A Short-circuit release 8.2 A Screw terminal Standard switching capacity !!! Phased-out product !!! Successor is SIRIUS 3RV2 Preferred successor type is >>3RV2111-0GA10<< | - | 0 | 7
3RV1121-0HA10 |  | 3RV1121-0HA10 | 1 | UN | 1 | 5 | B | D | N | N | 85362010 | 1 | 4011209416802 | 0.352 | KG | 165.3 | 165.3 | CP09 | CP09 | Circuit breaker size S0 for motor protection CLASS 10 with overload relay function A-release 0.55...0.80 A Short-circuit release 10 A Screw terminal Standard switching capacity !!! Phased-out product !!! Successor is SIRIUS 3RV2 Preferred successor type is >>3RV2111-0HA10<< | - | 0 | 7
3RV1121-0JA10 |  | 3RV1121-0JA10 | 1 | UN | 1 | 5 | B | D | N | N | 85362010 | 1 | 4011209416819 | 0.417 | KG | 173.85 | 173.85 | CP09 | CP09 | Circuit breaker size S0 for motor protection CLASS 10 with overload relay function A-release 0.7 ...1 A Short-circuit release 13 A Screw terminal Standard switching capacity !!! Phased-out product !!! Successor is SIRIUS 3RV2 Preferred successor type is >>3RV2111-0JA10<< | - | 0 | 7
3RV1121-0KA10 |  | 3RV1121-0KA10 | 1 | UN | 1 | 5 | B | D | N | N | 85362010 | 1 | 4011209416826 | 0.423 | KG | 173.85 | 173.85 | CP09 | CP09 | Circuit breaker size S0 for motor protection CLASS 10 with overload relay function A-release 0.9...1.25 A Short-circuit release 16 A Screw terminal Standard switching capacity !!! Phased-out product !!! Successor is SIRIUS 3RV2 Preferred successor type is >>3RV2111-0KA10<< | - | 0 | 7
3RV1121-1AA10 |  | 3RV1121-1AA10 | 1 | UN | 1 | 5 | B | D | N | N | 85362010 | 1 | 4011209416833 | 0.424 | KG | 173.85 | 173.85 | CP09 | CP09 | Circuit breaker size S0 for motor protection CLASS 10 with overload relay function A-release 1.1...1.6 A Short-circuit release 21 A Screw terminal Standard switching capacity !!! Phased-out product !!! Successor is SIRIUS 3RV2 Preferred successor type is >>3RV2111-1AA10<< | - | 0 | 7
3RV1121-1BA10 |  | 3RV1121-1BA10 | 1 | UN | 1 | 5 | B | D | N | N | 85362010 | 1 | 4011209416840 | 0.424 | KG | 181.45 | 181.45 | CP09 | CP09 | Circuit breaker size S0 for motor protection CLASS 10 with overload relay function A-release 1.4...2 A Short-circuit release 26 A Screw terminal Standard switching capacity !!! Phased-out product !!! Successor is SIRIUS 3RV2 Preferred successor type is >>3RV2111-1BA10<< | - | 0 | 7
3RV1121-1BA10-Z | I41 | 3RV1121-1BA10-ZI41 | 1 | UN | 1 | 5 | B | D | N | N | 85362010 | 1 | 4011209854604 | 0.425 | KG | 198.55 | 198.55 | CP09 | CP09 | Circuit breaker size S0 for motor protection CLASS 10 with overload relay function A-release 1.4...2 A Short-circuit release 26 A Screw terminal Standard switching capacity !!! Phased-out product !!! Successor is SIRIUS 3RV2 | - | 0 | 9
3RV1121-1CA10 |  | 3RV1121-1CA10 | 1 | UN | 1 | 5 | B | D | N | N | 85362010 | 1 | 4011209416857 | 0.422 | KG | 181.45 | 181.45 | CP09 | CP09 | Circuit breaker size S0 for motor protection CLASS 10 with overload relay function A-release 1.8...2.5 A Short-circuit release 33 A Screw terminal Standard switching capacity !!! Phased-out product !!! Successor is SIRIUS 3RV2 Preferred successor type is >>3RV2111-1CA10<< | - | 0 | 7
3RV1121-1DA10 |  | 3RV1121-1DA10 | 1 | UN | 1 | 5 | B | D | N | N | 85362010 | 1 | 4011209416864 | 0.43 | KG | 181.45 | 181.45 | CP09 | CP09 | Circuit breaker size S0 for motor protection CLASS 10 with overload relay function A-release 2.2...3.2 A Short-circuit release 42 A Screw terminal Standard switching capacity !!! Phased-out product !!! Successor is SIRIUS 3RV2 Preferred successor type is >>3RV2111-1DA10<< | - | 0 | 7
3RV1121-1EA10 |  | 3RV1121-1EA10 | 1 | UN | 1 | 5 | B | D | N | N | 85362010 | 1 | 4011209416871 | 0.422 | KG | 181.45 | 181.45 | CP09 | CP09 | Circuit breaker size S0 for motor protection CLASS 10 with overload relay function A-release 2.8...4 A Short-circuit release 52 A Screw terminal Standard switching capacity !!! Phased-out product !!! Successor is SIRIUS 3RV2 Preferred successor type is >>3RV2111-1EA10<< | - | 0 | 7
3RV1121-1FA10 |  | 3RV1121-1FA10 | 1 | UN | 1 | 5 | B | D | N | N | 85362010 | 1 | 4011209416888 | 0.428 | KG | 181.45 | 181.45 | CP09 | CP09 | Circuit breaker size S0 for motor protection CLASS 10 with overload relay function A-release 3.5...5 A Short-circuit release 65 A Screw terminal Standard switching capacity !!! Phased-out product !!! Successor is SIRIUS 3RV2 Preferred successor type is >>3RV2111-1FA10<< | - | 0 | 7
3RV1121-1GA10 |  | 3RV1121-1GA10 | 1 | UN | 1 | 5 | B | D | N | N | 85362010 | 1 | 4011209416895 | 0.428 | KG | 181.45 | 181.45 | CP09 | CP09 | Circuit breaker size S0 for motor protection CLASS 10 with overload relay function A-release 4.5...6.3 A Short-circuit release 82 A Screw terminal Standard switching capacity !!! Phased-out product !!! Successor is SIRIUS 3RV2 Preferred successor type is >>3RV2111-1GA10<< | - | 0 | 7
3RV1121-1HA10 |  | 3RV1121-1HA10 | 1 | UN | 1 | 5 | B | D | N | N | 85362010 | 1 | 4011209416901 | 0.428 | KG | 181.45 | 181.45 | CP09 | CP09 | Circuit breaker size S0 for motor protection CLASS 10 with overload relay function A-release 5.5...8 A Short-circuit release 104 A Screw terminal Standard switching capacity !!! Phased-out product !!! Successor is SIRIUS 3RV2 Preferred successor type is >>3RV2111-1HA10<< | - | 0 | 7
3RV1121-1JA10 |  | 3RV1121-1JA10 | 1 | UN | 1 | 5 | B | D | N | N | 85362010 | 1 | 4011209416918 | 0.432 | KG | 191.9 | 191.9 | CP09 | CP09 | Circuit breaker size S0 for motor protection CLASS 10 with overload relay function A-release 7...10 A Short-circuit release 130 A Screw terminal Standard switching capacity !!! Phased-out product !!! Successor is SIRIUS 3RV2 Preferred successor type is >>3RV2111-1JA10<< | - | 0 | 7
3RV1121-1KA10 |  | 3RV1121-1KA10 | 1 | UN | 1 | 5 | B | D | N | N | 85362010 | 1 | 4011209416925 | 0.428 | KG | 191.9 | 191.9 | CP09 | CP09 | Circuit breaker size S0 for motor protection CLASS 10 with overload relay function A-release 9...12.5 A Short-circuit release 163 A Screw terminal Standard switching capacity !!! Phased-out product !!! Successor is SIRIUS 3RV2 Preferred successor type is >>3RV2111-1KA10<< | - | 0 | 7
3RV1121-4AA10 |  | 3RV1121-4AA10 | 1 | UN | 1 | 5 | B | D | N | N | 85362010 | 1 | 4011209416932 | 0.434 | KG | 191.9 | 191.9 | CP09 | CP09 | Circuit breaker size S0 for motor protection CLASS 10 with overload relay function A-release 11...16 A Short-circuit release 208 A Screw terminal Standard switching capacity !!! Phased-out product !!! Successor is SIRIUS 3RV2 Preferred successor type is >>3RV2121-4AA10<< | - | 0 | 7
3RV1121-4BA10 |  | 3RV1121-4BA10 | 1 | UN | 1 | 5 | B | D | N | N | 85362010 | 1 | 4011209416949 | 0.43 | KG | 203.3 | 203.3 | CP09 | CP09 | Circuit breaker size S0 for motor protection CLASS 10 with overload relay function A-release 14...20 A Short-circuit release 260 A Screw terminal Standard switching capacity !!! Phased-out product !!! Successor is SIRIUS 3RV2 Preferred successor type is >>3RV2121-4BA10<< | - | 0 | 7
3RV1121-4CA10 |  | 3RV1121-4CA10 | 1 | UN | 1 | 5 | B | D | N | N | 85362010 | 1 | 4011209416956 | 0.433 | KG | 215.65 | 215.65 | CP09 | CP09 | Circuit breaker size S0 for motor protection CLASS 10 with overload relay function A-release 17...22 A Short-circuit release 286 A Screw terminal Standard switching capacity !!! Phased-out product !!! Successor is SIRIUS 3RV2 Preferred successor type is >>3RV2121-4CA10<< | - | 0 | 7
3RV1121-4DA10 |  | 3RV1121-4DA10 | 1 | UN | 1 | 5 | B | D | N | N | 85362010 | 1 | 4011209416963 | 0.44 | KG | 234.65 | 234.65 | CP09 | CP09 | Circuit breaker size S0 for motor protection CLASS 10 with overload relay function A-release 20...25 A Short-circuit release 325 A Screw terminal Standard switching capacity !!! Phased-out product !!! Successor is SIRIUS 3RV2 Preferred successor type is >>3RV2121-4DA10<< | - | 0 | 7
3RV1131-4AA10 |  | 3RV1131-4AA10 | 1 | UN | 1 | 20 | D | D | N | N | 85362010 | 1 | 4011209409729 | 1.125 | KG | 228.95 | 228.95 | CP09 | CP09 | Circuit breaker size S2 for motor protection, Class 10 with overload relay function A-release 11...16 A Short-circuit release 208 A Screw terminal Standard switching capacity !!! Phased-out product !!! Successor is SIRIUS 3RV2 Preferred successor type is >>3RV2131-4TA10<< | - | 0 | 0
3RV1131-4BA10 |  | 3RV1131-4BA10 | 1 | UN | 1 | 20 | D | D | N | N | 85362010 | 1 | 4011209409736 | 1.137 | KG | 231.8 | 231.8 | CP09 | CP09 | Circuit breaker size S2 for motor protection, Class 10 with overload relay function A-release 14...20 A Short-circuit release 260 A Screw terminal Standard switching capacity !!! Phased-out product !!! Successor is SIRIUS 3RV2 Preferred successor type is >>3RV2131-4BA10<< | - | 0 | 0
3RV1131-4DA10 |  | 3RV1131-4DA10 | 1 | UN | 1 | 20 | D | D | N | N | 85362010 | 1 | 4011209409743 | 1.112 | KG | 255.55 | 255.55 | CP09 | CP09 | Circuit breaker size S2 for motor protection, Class 10 with overload relay function A-release 18...25 A Short-circuit release 325 A Screw terminal Standard switching capacity !!! Phased-out product !!! Successor is SIRIUS 3RV2 Preferred successor type is >>3RV2131-4DA10<< | - | 0 | 0
3RV1131-4EA10 |  | 3RV1131-4EA10 | 1 | UN | 1 | 20 | D | D | N | N | 85362010 | 1 | 4011209409750 | 1.108 | KG | 277.4 | 277.4 | CP09 | CP09 | Circuit breaker size S2 for motor protection, Class 10 with overload relay function A-release 22...32 A Short-circuit release 416 A Screw terminal Standard switching capacity !!! Phased-out product !!! Successor is SIRIUS 3RV2 Preferred successor type is >>3RV2131-4EA10<< | - | 0 | 0
3RV1131-4FA10 |  | 3RV1131-4FA10 | 1 | UN | 1 | 20 | D | D | N | N | 85362010 | 1 | 4011209407473 | 1.131 | KG | 310.65 | 310.65 | CP09 | CP09 | Circuit breaker size S2 for motor protection, Class 10 with overload relay function A-release 28...40 A Short-circuit release 520 A Screw terminal Standard switching capacity !!! Phased-out product !!! Successor is SIRIUS 3RV2 Preferred successor type is >>3RV2131-4UA10<< | - | 0 | 0
3RV1131-4GA10 |  | 3RV1131-4GA10 | 1 | UN | 1 | 20 | D | D | N | N | 85362010 | 1 | 4011209407770 | 1.125 | KG | 336.3 | 336.3 | CP09 | CP09 | Circuit breaker size S2 for motor protection, Class 10 with overload relay function A-release 36...45 A Short-circuit release 585 A Screw terminal Standard switching capacity !!! Phased-out product !!! Successor is SIRIUS 3RV2 Preferred successor type is >>3RV2131-4VA10<< | - | 0 | 0
3RV1131-4HA10 |  | 3RV1131-4HA10 | 1 | UN | 1 | 20 | D | D | N | N | 85362010 | 1 | 4011209408104 | 1.112 | KG | 341.05 | 341.05 | CP09 | CP09 | Circuit breaker size S2 for motor protection, Class 10 with overload relay function A-release 40...50 A Short-circuit release 650 A Screw terminal Standard switching capacity !!! Phased-out product !!! Successor is SIRIUS 3RV2 Preferred successor type is >>3RV2131-4WA10<< | - | 0 | 0
3RV1142-4AA10 |  | 3RV1142-4AA10 | 1 | UN | 1 | 20 | D | D | N | N | 85362010 | 1 | 4011209414471 | 2.247 | KG | 413.25 | 413.25 | CP09 | CP09 | Circuit breaker size S3 for motor protection, Class 10 with overload relay function A-release 11...16 A Short-circuit release 208 A Screw terminal Increased switching capacity !!! Phased-out product !!! Successor is SIRIUS 3RV2 Preferred successor type is >>3RV2131-4TA10<< | - | 0 | 0
3RV1142-4BA10 |  | 3RV1142-4BA10 | 1 | UN | 1 | 20 | D | D | N | N | 85362010 | 1 | 4011209414525 | 2.238 | KG | 419.9 | 419.9 | CP09 | CP09 | Circuit breaker size S3 for motor protection, Class 10 with overload relay function A-release 14...20 A Short-circuit release 260 A Screw terminal Increased switching capacity !!! Phased-out product !!! Successor is SIRIUS 3RV2 Preferred successor type is >>3RV2131-4BA10<< | - | 0 | 0
3RV1142-4DA10 |  | 3RV1142-4DA10 | 1 | UN | 1 | 20 | D | D | N | N | 85362010 | 1 | 4011209414532 | 2.284 | KG | 447.45 | 447.45 | CP09 | CP09 | Circuit breaker size S3 for motor protection, Class 10 with overload relay function A-release 18...25 A Short-circuit release 325 A Screw terminal Increased switching capacity !!! Phased-out product !!! Successor is SIRIUS 3RV2 Preferred successor type is >>3RV2131-4DA10<< | - | 0 | 0
3RV1142-4EA10 |  | 3RV1142-4EA10 | 1 | UN | 1 | 20 | D | D | N | N | 85362010 | 1 | 4011209414549 | 2.288 | KG | 465.5 | 465.5 | CP09 | CP09 | Circuit breaker size S3 for motor protection, Class 10 with overload relay function A-release 22...32 A Short-circuit release 416 A Screw terminal Increased switching capacity !!! Phased-out product !!! Successor is SIRIUS 3RV2 Preferred successor type is >>3RV2131-4EA10<< | - | 0 | 0
3RV1142-4FA10 |  | 3RV1142-4FA10 | 1 | UN | 1 | 20 | D | D | N | N | 85362010 | 1 | 4011209414556 | 2.267 | KG | 536.75 | 536.75 | CP09 | CP09 | Circuit breaker size S3 A-release 28...40 A Short-circuit release 520 A with overload relay function Motor protection up to 100 kA,Class 10 Screw terminal Increased switching capacity !!! Phased-out product !!! Successor is SIRIUS 3RV2 Preferred successor type is >>3RV2142-4FA10<< | - | 0 | 0
3RV1142-4HA10 |  | 3RV1142-4HA10 | 1 | UN | 1 | 20 | D | D | N | N | 85362010 | 1 | 4011209414594 | 2.293 | KG | 536.75 | 536.75 | CP09 | CP09 | Circuit breaker size S3 A-release 36...50 A Short-circuit release 650 A with overload relay function Motor protection up to 100 kA,Class 10 Screw terminal Increased switching capacity !!! Phased-out product !!! Successor is SIRIUS 3RV2 Preferred successor type is >>3RV2142-4HA10<< | - | 0 | 0
3RV1142-4JA10 |  | 3RV1142-4JA10 | 1 | UN | 1 | 20 | D | D | N | N | 85362010 | 1 | 4011209407787 | 2.305 | KG | 563.35 | 563.35 | CP09 | CP09 | Circuit breaker size S3 A-release 45...63 A Short-circuit release 819 A with overload relay function Motor protection up to 100 kA,Class 10 Screw terminal Increased switching capacity !!! Phased-out product !!! Successor is SIRIUS 3RV2 Preferred successor type is >>3RV2142-4JA10<< | - | 0 | 0
3RV1142-4KA10 |  | 3RV1142-4KA10 | 1 | UN | 1 | 20 | D | D | N | N | 85362090 | 1 | 4011209414617 | 2.307 | KG | 589.95 | 589.95 | CP09 | CP09 | Circuit breaker size S3 for motor protection, Class 10 with overload relay function A-release 57...75 A Short-circuit release 975 A Screw terminal Increased switching capacity !!! Phased-out product !!! Successor is SIRIUS 3RV2 Preferred successor type is >>3RV2142-4KA10<< | - | 0 | 0
3RV1142-4LA10 |  | 3RV1142-4LA10 | 1 | UN | 1 | 20 | D | D | N | N | 85362090 | 1 | 4011209414624 | 2.317 | KG | 612.75 | 612.75 | CP09 | CP09 | Circuit breaker size S3 A-release 70...90 A Short-circuit release 1170 A with overload relay function Motor protection up to 100 kA,Class 10 Screw terminal Increased switching capacity !!! Phased-out product !!! Successor is SIRIUS 3RV2 Preferred successor type is >>3RV2142-4YA10<< | - | 0 | 0
3RV1142-4MA10 |  | 3RV1142-4MA10 | 1 | UN | 1 | 20 | D | D | N | N | 85362090 | 1 | 4011209414631 | 2.346 | KG | 632.7 | 632.7 | CP09 | CP09 | Circuit breaker size S3 A-release 80...100 A Short-circuit release 1235 A with overload relay function Motor protection up to 100 kA,Class 10 Screw terminal Increased switching capacity !!! Phased-out product !!! Successor is SIRIUS 3RV2 Preferred successor type is >>3RV2142-4MA10<< | - | 0 | 0
3RV1321-0AC10 |  | 3RV1321-0AC10 | 1 | UN | 1 | 15 | C | D | N | N | 85362010 | 1 | 4011209303973 | 0.3 | KG | 97.85 | 97.85 | CP09 | CP09 | Circuit breaker size S0 For starter combination Rated current 0.16 A Short-circuit release 2.1 A Screw terminal Standard switching capacity !!! Phased-out product !!! Successor is SIRIUS 3RV2 Preferred successor type is >>3RV2311-0AC10<< | - | 0 | 7
3RV1321-0BC10 |  | 3RV1321-0BC10 | 1 | UN | 1 | 15 | C | D | N | N | 85362010 | 1 | 4011209303980 | 0.282 | KG | 97.85 | 97.85 | CP09 | CP09 | Circuit breaker size S0 For starter combination Rated current 0.2 A Short-circuit release 2.6 A Screw terminal Standard switching capacity !!! Phased-out product !!! Successor is SIRIUS 3RV2 Preferred successor type is >>3RV2311-0BC10<< | - | 0 | 7
3RV1321-0CC10 |  | 3RV1321-0CC10 | 1 | UN | 1 | 15 | C | D | N | N | 85362010 | 1 | 4011209303997 | 0.283 | KG | 97.85 | 97.85 | CP09 | CP09 | Circuit breaker size S0 For starter combination Rated current 0.25 A Short-circuit release 3.3 A Screw terminal Standard switching capacity !!! Phased-out product !!! Successor is SIRIUS 3RV2 Preferred successor type is >>3RV2311-0CC10<< | - | 0 | 7
3RV1321-0DC10 |  | 3RV1321-0DC10 | 1 | UN | 1 | 5 | B | D | N | N | 85362010 | 1 | 4011209304000 | 0.282 | KG | 98.8 | 98.8 | CP09 | CP09 | Circuit breaker size S0 For starter combination Rated current 0.32 A Short-circuit release 4.2 A Screw terminal Standard switching capacity !!! Phased-out product !!! Successor is SIRIUS 3RV2 Preferred successor type is >>3RV2311-0DC10<< | - | 0 | 7
3RV1321-0EC10 |  | 3RV1321-0EC10 | 1 | UN | 1 | 5 | B | D | N | N | 85362010 | 1 | 4011209304017 | 0.283 | KG | 98.8 | 98.8 | CP09 | CP09 | Circuit breaker size S0 For starter combination Rated current 0.4 A Short-circuit release 5.2 A Screw terminal Standard switching capacity !!! Phased-out product !!! Successor is SIRIUS 3RV2 Preferred successor type is >>3RV2311-0EC10<< | - | 0 | 7
3RV1321-0FC10 |  | 3RV1321-0FC10 | 1 | UN | 1 | 5 | B | D | N | N | 85362010 | 1 | 4011209304024 | 0.287 | KG | 98.8 | 98.8 | CP09 | CP09 | Circuit breaker size S0 For starter combination Rated current 0.5 A Short-circuit release 6.5 A Screw terminal Standard switching capacity !!! Phased-out product !!! Successor is SIRIUS 3RV2 Preferred successor type is >>3RV2311-0FC10<< | - | 0 | 7
3RV1321-0GC10 |  | 3RV1321-0GC10 | 1 | UN | 1 | 5 | B | D | N | N | 85362010 | 1 | 4011209304031 | 0.284 | KG | 98.8 | 98.8 | CP09 | CP09 | Circuit breaker size S0 For starter combination Rated current 0.63 A Short-circuit release 8.2 A Screw terminal Standard switching capacity !!! Phased-out product !!! Successor is SIRIUS 3RV2 Preferred successor type is >>3RV2311-0GC10<< | - | 0 | 7
3RV1321-0HC10 |  | 3RV1321-0HC10 | 1 | UN | 1 | 5 | B | D | N | N | 85362010 | 1 | 4011209304048 | 0.281 | KG | 98.8 | 98.8 | CP09 | CP09 | Circuit breaker size S0 For starter combination Rated current 0.8 A Short-circuit release 10 A Screw terminal Standard switching capacity !!! Phased-out product !!! Successor is SIRIUS 3RV2 Preferred successor type is >>3RV2311-0HC10<< | - | 0 | 7
3RV1321-0JC10 |  | 3RV1321-0JC10 | 1 | UN | 1 | 5 | B | D | N | N | 85362010 | 1 | 4011209304055 | 0.346 | KG | 105.45 | 105.45 | CP09 | CP09 | Circuit breaker size S0 For starter combination Rated current 1 A Short-circuit release 13 A Screw terminal Standard switching capacity !!! Phased-out product !!! Successor is SIRIUS 3RV2 Preferred successor type is >>3RV2311-0JC10<< | - | 0 | 7
3RV1321-0KC10 |  | 3RV1321-0KC10 | 1 | UN | 1 | 5 | B | D | N | N | 85362010 | 1 | 4011209304062 | 0.35 | KG | 105.45 | 105.45 | CP09 | CP09 | Circuit breaker size S0 For starter combination Rated current 1.25 A Short-circuit release 16 A Screw terminal Standard switching capacity !!! Phased-out product !!! Successor is SIRIUS 3RV2 Preferred successor type is >>3RV2311-0KC10<< | - | 0 | 7
3RV1321-1AC10 |  | 3RV1321-1AC10 | 1 | UN | 1 | 5 | B | D | N | N | 85362010 | 1 | 4011209304079 | 0.353 | KG | 105.45 | 105.45 | CP09 | CP09 | Circuit breaker size S0 For starter combination Rated current 1.6 A Short-circuit release 21 A Screw terminal Standard switching capacity !!! Phased-out product !!! Successor is SIRIUS 3RV2 Preferred successor type is >>3RV2311-1AC10<< | - | 0 | 7
3RV1321-1BC10 |  | 3RV1321-1BC10 | 1 | UN | 1 | 5 | B | D | N | N | 85362010 | 1 | 4011209304086 | 0.352 | KG | 107.35 | 107.35 | CP09 | CP09 | Circuit breaker size S0 For starter combination Rated current 2 A Short-circuit release 26 A Screw terminal Standard switching capacity !!! Phased-out product !!! Successor is SIRIUS 3RV2 Preferred successor type is >>3RV2311-1BC10<< | - | 0 | 7
3RV1321-1CC10 |  | 3RV1321-1CC10 | 1 | UN | 1 | 5 | B | D | N | N | 85362010 | 1 | 4011209304093 | 0.352 | KG | 107.35 | 107.35 | CP09 | CP09 | Circuit breaker size S0 For starter combination Rated current 2.5 A Short-circuit release 33 A Screw terminal Standard switching capacity !!! Phased-out product !!! Successor is SIRIUS 3RV2 Preferred successor type is >>3RV2311-1CC10<< | - | 0 | 7
3RV1321-1DC10 |  | 3RV1321-1DC10 | 1 | UN | 1 | 5 | B | D | N | N | 85362010 | 1 | 4011209304109 | 0.355 | KG | 107.35 | 107.35 | CP09 | CP09 | Circuit breaker size S0 Rated current 3.2 A Short-circuit release 42 A Starter protection 100 kA Screw terminal Rated current 3.2 A !!! Phased-out product !!! Successor is SIRIUS 3RV2 Preferred successor type is >>3RV2311-1DC10<< | - | 0 | 7
3RV1321-1DH10 |  | 3RV1321-1DH10 | 1 | UN | 1 | 15 | C | D | N | N | 85362010 | 1 | 4011209537224 | 0.34 | KG | 122.55 | 122.55 | CP09 | CP09 | Circuit breaker size S0 Short-circuit release 42 A Starter protection 100 kA Screw terminal Rated current 3.2 A without A / N = 13 x In without bimetals Reduced heating output !!! Phased-out product !!! Successor is SIRIUS 3RV2 | - | 0 | 7
3RV1321-1DH10-Z | X95 | 3RV1321-1DH10-ZX95 | 1 | UN | 1 | 15 | C | D | N | N | 85362010 | 61 | 4011209537170 | 0.335 | KG | 107.35 | 107.35 | CP09 | CP09 | Circuit breaker size S0 Rated current 3.2 A Short-circuit release 42 A Starter protection 100 kA Screw terminal Rated current 3.2 A without A / N = 13 x In / without bimetal (red. heating output) Reusable packaging Pack = 61 units !!! Phased-out product !!! Successor is SIRIUS 3RV2 | - | 0 | 9
3RV1321-1EC10 |  | 3RV1321-1EC10 | 1 | UN | 1 | 5 | B | D | N | N | 85362010 | 1 | 4011209304116 | 0.351 | KG | 107.35 | 107.35 | CP09 | CP09 | Circuit breaker size S0 For starter combination Rated current 4 A Short-circuit release 52 A Screw terminal Standard switching capacity !!! Phased-out product !!! Successor is SIRIUS 3RV2 Preferred successor type is >>3RV2311-1EC10<< | - | 0 | 7
3RV1321-1FC10 |  | 3RV1321-1FC10 | 1 | UN | 1 | 5 | B | D | N | N | 85362010 | 1 | 4011209304123 | 0.356 | KG | 107.35 | 107.35 | CP09 | CP09 | Circuit breaker size S0 For starter combination Rated current 5 A Short-circuit release 65 A Screw terminal Standard switching capacity !!! Phased-out product !!! Successor is SIRIUS 3RV2 Preferred successor type is >>3RV2311-1FC10<< | - | 0 | 7
3RV1321-1GC10 |  | 3RV1321-1GC10 | 1 | UN | 1 | 5 | B | D | N | N | 85362010 | 1 | 4011209304130 | 0.358 | KG | 107.35 | 107.35 | CP09 | CP09 | Circuit breaker size S0 For starter combination Rated current 6.3 A Short-circuit release 82 A Screw terminal Standard switching capacity !!! Phased-out product !!! Successor is SIRIUS 3RV2 Preferred successor type is >>3RV2311-1GC10<< | - | 0 | 7
3RV1321-1HC10 |  | 3RV1321-1HC10 | 1 | UN | 1 | 5 | B | D | N | N | 85362010 | 1 | 4011209304147 | 0.354 | KG | 107.35 | 107.35 | CP09 | CP09 | Circuit breaker size S0 For starter combination Rated current 8 A Short-circuit release 104 A Screw terminal Standard switching capacity !!! Phased-out product !!! Successor is SIRIUS 3RV2 Preferred successor type is >>3RV2311-1HC10<< | - | 0 | 7
3RV1321-1HH10 |  | 3RV1321-1HH10 | 1 | UN | 1 | 15 | C | D | N | N | 85362010 | 1 | 4011209537200 | 0.319 | KG | 122.55 | 122.55 | CP09 | CP09 | Circuit breaker size S0 For starter combination Rated current 8 A Short-circuit release 104 A Screw terminal Standard switching capacity without A / N = 13 x In without bimetals Reduced heating output !!! Phased-out product !!! Successor is SIRIUS 3RV2 | - | 0 | 7
3RV1321-1HH10-Z | X95 | 3RV1321-1HH10-ZX95 | 1 | UN | 1 | 15 | C | D | N | N | 85362010 | 61 | 4011209537187 | 0.335 | KG | 107.35 | 107.35 | CP09 | CP09 | Circuit breaker size S0 For starter combination Rated current 8 A Short-circuit release 104 A Screw terminal Standard switching capacity without A / N = 13 x In / without bimetal (red. heating output) Reusable packaging Pack = 61 units !!! Phased-out product !!! Successor is SIRIUS 3RV2 | - | 0 | 9
3RV1321-1JC10 |  | 3RV1321-1JC10 | 1 | UN | 1 | 5 | B | D | N | N | 85362010 | 1 | 4011209304154 | 0.359 | KG | 118.75 | 118.75 | CP09 | CP09 | Circuit breaker size S0 For starter combination Rated current 10 A Short-circuit release 130 A Screw terminal Standard switching capacity !!! Phased-out product !!! Successor is SIRIUS 3RV2 Preferred successor type is >>3RV2311-1JC10<< | - | 0 | 7
3RV1321-1KC10 |  | 3RV1321-1KC10 | 1 | UN | 1 | 5 | B | D | N | N | 85362010 | 1 | 4011209304161 | 0.353 | KG | 118.75 | 118.75 | CP09 | CP09 | Circuit breaker size S0 For starter combination Rated current 12.5 A Short-circuit release 163 A Screw terminal Standard switching capacity !!! Phased-out product !!! Successor is SIRIUS 3RV2 Preferred successor type is >>3RV2311-1KC10<< | - | 0 | 7
3RV1321-4AC10 |  | 3RV1321-4AC10 | 1 | UN | 1 | 5 | B | D | N | N | 85362010 | 1 | 4011209304178 | 0.362 | KG | 118.75 | 118.75 | CP09 | CP09 | Circuit breaker size S0 For starter combination Rated current 16 A Short-circuit release 208 A Screw terminal Standard switching capacity !!! Phased-out product !!! Successor is SIRIUS 3RV2 Preferred successor type is >>3RV2311-4AC10<< | - | 0 | 7
3RV1321-4AC10-Z | X95 | 3RV1321-4AC10-ZX95 | 1 | UN | 1 | 15 | C | D | N | N | 85362010 | 61 | 4011209468450 | 0.361 | KG | 135.85 | 135.85 | CP09 | CP09 | Circuit breaker size S0 For starter combination Rated current 16 A Short-circuit release 208 A Screw terminal Standard switching capacity Reusable packaging Pack = 61 units !!! Phased-out product !!! Successor is SIRIUS 3RV2 | - | 0 | 9
3RV1321-4AH10 |  | 3RV1321-4AH10 | 1 | UN | 1 | 15 | C | D | N | N | 85362010 | 1 | 4011209537217 | 0.36 | KG | 118.75 | 118.75 | CP09 | CP09 | Circuit breaker size S0 For starter combination in ET200S, Rated current 16 A Short-circuit release 208 A Screw terminal Standard switching capacity !!! Phased-out product !!! Successor is SIRIUS 3RV2 | - | 0 | 9
3RV1321-4AH10-Z | X95 | 3RV1321-4AH10-ZX95 | 1 | UN | 1 | 15 | C | D | N | N | 85362010 | 61 | 4011209537194 | 0.331 | KG | 118.75 | 118.75 | CP09 | CP09 | Circuit breaker size S0 For starter combination in ET200S, Rated current 16 A Short-circuit release 208 A Screw terminal Standard switching capacity Reusable packaging Pack = 61 units !!! Phased-out product !!! Successor is SIRIUS 3RV2 | - | 0 | 9
3RV1321-4BC10 |  | 3RV1321-4BC10 | 1 | UN | 1 | 5 | B | D | N | N | 85362010 | 1 | 4011209304185 | 0.359 | KG | 124.45 | 124.45 | CP09 | CP09 | Circuit breaker size S0 For starter combination Rated current 20 A Short-circuit release 260 A Screw terminal Standard switching capacity !!! Phased-out product !!! Successor is SIRIUS 3RV2 Preferred successor type is >>3RV2321-4BC10<< | - | 0 | 7
3RV1321-4CC10 |  | 3RV1321-4CC10 | 1 | UN | 1 | 5 | B | D | N | N | 85362010 | 1 | 4011209304192 | 0.361 | KG | 132.05 | 132.05 | CP09 | CP09 | Circuit breaker size S0 For starter combination Rated current 22 A Short-circuit release 286 A Screw terminal Standard switching capacity !!! Phased-out product !!! Successor is SIRIUS 3RV2 Preferred successor type is >>3RV2321-4CC10<< | - | 0 | 7
3RV1321-4DC10 |  | 3RV1321-4DC10 | 1 | UN | 1 | 5 | B | D | N | N | 85362010 | 1 | 4011209304208 | 0.369 | KG | 151.05 | 151.05 | CP09 | CP09 | Circuit breaker size S0 For starter combination Rated current 25 A Short-circuit release 325 A Screw terminal Standard switching capacity !!! Phased-out product !!! Successor is SIRIUS 3RV2 Preferred successor type is >>3RV2321-4DC10<< | - | 0 | 7
3RV1321-4DC10-Z | X95 | 3RV1321-4DC10-ZX95 | 1 | UN | 1 | 15 | C | D | N | N | 85362010 | 61 | 4011209468443 | 0.36 | KG | 173.85 | 173.85 | CP09 | CP09 | Circuit breaker size S0 For starter combination Rated current 25 A Short-circuit release 325 A Screw terminal Standard switching capacity Reusable packaging Pack = 61 units !!! Phased-out product !!! Successor is SIRIUS 3RV2 | - | 0 | 9
3RV1331-4AC10 |  | 3RV1331-4AC10 | 1 | UN | 1 | 20 | D | D | N | N | 85362010 | 1 | 4011209300460 | 1.048 | KG | 166.25 | 166.25 | CP09 | CP09 | Circuit breaker size S2 For starter combination Rated current 16 A Short-circuit release 208 A Screw terminal Standard switching capacity !!! Phased-out product !!! Successor is SIRIUS 3RV2 Preferred successor type is >>3RV2331-4TC10<< |  | 0 | 0
3RV1331-4AC10-0FB0 |  | 3RV1331-4AC10-0FB0 | 1 | UN | 1 | 20 | D | D | N | N | 85362010 | 1 | 4011209440920 | 1.048 | KG | 166.25 | 166.25 | CP09 | CP09 | Circuit breaker size S2 For starter combination Rated current 16 A Short-circuit release 192 A Screw terminal Standard switching capacity ABB !!! Phased-out product !!! Successor is SIRIUS 3RV2 | - | 0 | 9
3RV1331-4BC10 |  | 3RV1331-4BC10 | 1 | UN | 1 | 20 | D | D | N | N | 85362010 | 1 | 4011209304215 | 1.058 | KG | 166.25 | 166.25 | CP09 | CP09 | Circuit breaker size S2 For starter combination Rated current 20 A Short-circuit release 260 A Screw terminal Standard switching capacity !!! Phased-out product !!! Successor is SIRIUS 3RV2 Preferred successor type is >>3RV2331-4BC10<< |  | 0 | 0
3RV1331-4BC10-0FB0 |  | 3RV1331-4BC10-0FB0 | 1 | UN | 1 | 20 | D | D | N | N | 85362010 | 1 | 4011209499164 | 1.052 | KG | 166.25 | 166.25 | CP09 | CP09 | Circuit breaker size S2 For starter combination Rated current 20 A Short-circuit release 240 A Screw terminal Standard switching capacity ABB !!! Phased-out product !!! Successor is SIRIUS 3RV2 | - | 0 | 9
3RV1331-4DC10 |  | 3RV1331-4DC10 | 1 | UN | 1 | 20 | D | D | N | N | 85362010 | 1 | 4011209304222 | 1.035 | KG | 196.65 | 196.65 | CP09 | CP09 | Circuit breaker size S2 For starter combination Rated current 25 A Short-circuit release 325 A Screw terminal Standard switching capacity !!! Phased-out product !!! Successor is SIRIUS 3RV2 Preferred successor type is >>3RV2331-4DC10<< |  | 0 | 0
3RV1331-4DC10-0FB0 |  | 3RV1331-4DC10-0FB0 | 1 | UN | 1 | 20 | D | D | N | N | 85362010 | 1 | 4011209520561 | 1.038 | KG | 196.65 | 196.65 | CP09 | CP09 | Circuit breaker size S2 For starter combination Rated current 25 A Short-circuit release 300 A Screw terminal Standard switching capacity ABB !!! Phased-out product !!! Successor is SIRIUS 3RV2 | - | 0 | 9
3RV1331-4EC10 |  | 3RV1331-4EC10 | 1 | UN | 1 | 20 | D | D | N | N | 85362010 | 1 | 4011209304239 | 1.037 | KG | 206.15 | 206.15 | CP09 | CP09 | Circuit breaker size S2 For starter combination Rated current 32 A Short-circuit release 416 A Screw terminal Standard switching capacity !!! Phased-out product !!! Successor is SIRIUS 3RV2 Preferred successor type is >>3RV2331-4EC10<< |  | 0 | 0
3RV1331-4EC10-0FB0 |  | 3RV1331-4EC10-0FB0 | 1 | UN | 1 | 20 | D | D | N | N | 85362010 | 1 | 4011209459410 | 1.048 | KG | 206.15 | 206.15 | CP09 | CP09 | Circuit breaker size S2 For starter combination Rated current 32 A Short-circuit release 384 A Screw terminal Standard switching capacity ABB !!! Phased-out product !!! Successor is SIRIUS 3RV2 | - | 0 | 9
3RV1331-4FC10 |  | 3RV1331-4FC10 | 1 | UN | 1 | 20 | D | D | N | N | 85362010 | 1 | 4011209304246 | 1.056 | KG | 239.4 | 239.4 | CP09 | CP09 | Circuit breaker size S2 For starter combination Rated current 40 A Short-circuit release 520 A Screw terminal Standard switching capacity !!! Phased-out product !!! Successor is SIRIUS 3RV2 Preferred successor type is >>3RV2331-4UC10<< |  | 0 | 0
3RV1331-4FC10-0FB0 |  | 3RV1331-4FC10-0FB0 | 1 | UN | 1 | 20 | D | D | N | N | 85362010 | 1 | 4011209450271 | 1.055 | KG | 239.4 | 239.4 | CP09 | CP09 | Circuit breaker size S2 For starter combination Rated current 40 A Short-circuit release 480 A Screw terminal Standard switching capacity ABB !!! Phased-out product !!! Successor is SIRIUS 3RV2 | - | 0 | 9
3RV1331-4GC10 |  | 3RV1331-4GC10 | 1 | UN | 1 | 20 | D | D | N | N | 85362010 | 1 | 4011209304253 | 1.048 | KG | 268.85 | 268.85 | CP09 | CP09 | Circuit breaker size S2 For starter combination Rated current 45 A Short-circuit release 585 A Screw terminal Standard switching capacity !!! Phased-out product !!! Successor is SIRIUS 3RV2 Preferred successor type is >>3RV2331-4VC10<< |  | 0 | 0
3RV1331-4GC10-0FB0 |  | 3RV1331-4GC10-0FB0 | 1 | UN | 1 | 20 | D | D | N | N | 85362010 | 1 | 4011209512658 | 1.038 | KG | 268.85 | 268.85 | CP09 | CP09 | Circuit breaker size S2 For starter combination Rated current 45 A Short-circuit release 540 A Screw terminal Standard switching capacity ABB !!! Phased-out product !!! Successor is SIRIUS 3RV2 | - | 0 | 9
3RV1331-4HC10 |  | 3RV1331-4HC10 | 1 | UN | 1 | 20 | D | D | N | N | 85362010 | 1 | 4011209304260 | 1.034 | KG | 277.4 | 277.4 | CP09 | CP09 | Circuit breaker size S2 For starter combination Rated current 50 A Short-circuit release 650 A Screw terminal Standard switching capacity !!! Phased-out product !!! Successor is SIRIUS 3RV2 Preferred successor type is >>3RV2331-4WC10<< |  | 0 | 0
3RV1331-4HC10-0FB0 |  | 3RV1331-4HC10-0FB0 | 1 | UN | 1 | 20 | D | D | N | N | 85362010 | 1 | 4011209497832 | 1.046 | KG | 277.4 | 277.4 | CP09 | CP09 | Circuit breaker size S2 For starter combination Rated current 50 A Short-circuit release 600 A Screw terminal Standard switching capacity ABB !!! Phased-out product !!! Successor is SIRIUS 3RV2 | - | 0 | 9
3RV1341-4FC10 |  | 3RV1341-4FC10 | 1 | UN | 1 | 20 | D | D | N | N | 85362010 | 1 | 4011209304345 | 2.206 | KG | 306.85 | 306.85 | CP09 | CP09 | Circuit breaker size S3 For starter combination Rated current 40 A Short-circuit release 520 A Screw terminal Standard switching capacity !!! Phased-out product !!! Successor is SIRIUS 3RV2 Preferred successor type is >>3RV2331-4UC10<< |  | 0 | 0
3RV1341-4FC10-0FB0 |  | 3RV1341-4FC10-0FB0 | 1 | UN | 1 | 20 | D | D | N | N | 85362010 | 1 | 4011209501331 | 2.24 | KG | 306.85 | 306.85 | CP09 | CP09 | Circuit breaker size S3 For starter combination Rated current 40 A Short-circuit release 520 A Screw terminal Standard switching capacity ABB !!! Phased-out product !!! Successor is SIRIUS 3RV2 | - | 0 | 9
3RV1341-4HC10 |  | 3RV1341-4HC10 | 1 | UN | 1 | 20 | D | D | N | N | 85362010 | 1 | 4011209304352 | 2.22 | KG | 306.85 | 306.85 | CP09 | CP09 | Circuit breaker size S3 For starter combination Rated current 50 A Short-circuit release 650 A Screw terminal Standard switching capacity !!! Phased-out product !!! Successor is SIRIUS 3RV2 Preferred successor type is >>3RV2331-4WC10<< |  | 0 | 0
3RV1341-4HC10-0FB0 |  | 3RV1341-4HC10-0FB0 | 1 | UN | 1 | 20 | D | D | N | N | 85362010 | 1 |  | 2.2 | KG | 306.85 | 306.85 | CP09 | CP09 | Circuit breaker size S3 For starter combination Rated current 50 A Short-circuit release 650 A Screw terminal Standard switching capacity ABB !!! Phased-out product !!! Successor is SIRIUS 3RV2 | - | 0 | 9
3RV1341-4JC10 |  | 3RV1341-4JC10 | 1 | UN | 1 | 20 | D | D | N | N | 85362010 | 1 | 4011209304369 | 2.234 | KG | 306.85 | 306.85 | CP09 | CP09 | Circuit breaker size S3 For starter combination Rated current 63 A Short-circuit release 819 A Screw terminal Standard switching capacity !!! Phased-out product !!! Successor is SIRIUS 3RV2 Preferred successor type is >>3RV2331-4JC10<< |  | 0 | 0
3RV1341-4JC10-0FB0 |  | 3RV1341-4JC10-0FB0 | 1 | UN | 1 | 20 | D | D | N | N | 85362010 | 1 | 4011209512641 | 2.218 | KG | 306.85 | 306.85 | CP09 | CP09 | Circuit breaker size S3 For starter combination Rated current 63 A Short-circuit release 819 A Screw terminal Standard switching capacity ABB !!! Phased-out product !!! Successor is SIRIUS 3RV2 | - | 0 | 9
3RV1341-4KC10 |  | 3RV1341-4KC10 | 1 | UN | 1 | 20 | D | D | N | N | 85362090 | 1 | 4011209304376 | 2.247 | KG | 338.2 | 338.2 | CP09 | CP09 | Circuit breaker size S3 For starter combination Rated current 75 A Short-circuit release 975 A Screw terminal Standard switching capacity !!! Phased-out product !!! Successor is SIRIUS 3RV2 Preferred successor type is >>3RV2331-4KC10<< |  | 0 | 0
3RV1341-4KC10-0FB0 |  | 3RV1341-4KC10-0FB0 | 1 | UN | 1 | 20 | D | D | N | N | 85362090 | 1 | 4011209448766 | 2.228 | KG | 338.2 | 338.2 | CP09 | CP09 | Circuit breaker size S3 For starter combination Rated current 75 A Short-circuit release 900 A Screw terminal Standard switching capacity ABB !!! Phased-out product !!! Successor is SIRIUS 3RV2 | - | 0 | 9
3RV1341-4LC10 |  | 3RV1341-4LC10 | 1 | UN | 1 | 20 | D | D | N | N | 85362090 | 1 | 4011209304383 | 2.254 | KG | 361.95 | 361.95 | CP09 | CP09 | Circuit breaker size S3 For starter combination Rated current 90 A Short-circuit release 1170 A Screw terminal Standard switching capacity !!! Phased-out product !!! Successor is SIRIUS 3RV2 Preferred successor type is >>3RV2341-4YC10<< |  | 0 | 0
3RV1341-4LC10-0FB0 |  | 3RV1341-4LC10-0FB0 | 1 | UN | 1 | 20 | D | D | N | N | 85362090 | 1 | 4011209512702 | 2.286 | KG | 361.95 | 361.95 | CP09 | CP09 | Circuit breaker size S3 For starter combination Rated current 90 A Short-circuit release 1170 A Screw terminal Standard switching capacity ABB | - | 0 | 9
3RV1341-4MC10 |  | 3RV1341-4MC10 | 1 | UN | 1 | 20 | D | D | N | N | 85362090 | 1 | 4011209304390 | 2.273 | KG | 400.9 | 400.9 | CP09 | CP09 | Circuit breaker size S3 For starter combination Rated current 100 A Short-circuit release 1235 A Screw terminal Standard switching capacity !!! Phased-out product !!! Successor is SIRIUS 3RV2 Preferred successor type is >>3RV2341-4MC10<< |  | 0 | 0
3RV1341-4MC10-0FB0 |  | 3RV1341-4MC10-0FB0 | 1 | UN | 1 | 20 | D | D | N | N | 85362090 | 1 | 4011209468986 | 2.245 | KG | 400.9 | 400.9 | CP09 | CP09 | Circuit breaker size S3 For starter combination Rated current 100 A Short-circuit release 1235 A Screw terminal Standard switching capacity ABB | - | 0 | 9
3RV1342-4AC10 |  | 3RV1342-4AC10 | 1 | UN | 1 | 20 | D | D | N | N | 85362010 | 1 | 4011209345966 | 2.161 | KG | 338.2 | 338.2 | CP09 | CP09 | Circuit breaker size S3 For starter combination Rated current 16 A Short-circuit release 208 A Screw terminal Increased switching capacity !!! Phased-out product !!! Successor is SIRIUS 3RV2 Preferred successor type is >>3RV2332-4TC10<< |  | 0 | 0
3RV1342-4AC10-0FB0 |  | 3RV1342-4AC10-0FB0 | 1 | UN | 1 | 20 | D | D | N | N | 85362010 | 1 | 4011209440937 | 2.139 | KG | 338.2 | 338.2 | CP09 | CP09 | Circuit breaker size S3 For starter combination Rated current 16 A Short-circuit release 208 A Screw terminal Increased switching capacity ABB !!! Phased-out product !!! Successor is SIRIUS 3RV2 | - | 0 | 9
3RV1342-4BC10 |  | 3RV1342-4BC10 | 1 | UN | 1 | 20 | D | D | N | N | 85362010 | 1 | 4011209345973 | 2.167 | KG | 338.2 | 338.2 | CP09 | CP09 | Circuit breaker size S3 For starter combination Rated current 20 A Short-circuit release 260 A Screw terminal Increased switching capacity !!! Phased-out product !!! Successor is SIRIUS 3RV2 Preferred successor type is >>3RV2332-4BC10<< |  | 0 | 0
3RV1342-4BC10-0FB0 |  | 3RV1342-4BC10-0FB0 | 1 | UN | 1 | 20 | D | D | N | N | 85362010 | 1 | 4011209518605 | 2.158 | KG | 338.2 | 338.2 | CP09 | CP09 | Circuit breaker size S3 For starter combination Rated current 20 A Short-circuit release 260 A Screw terminal Increased switching capacity ABB !!! Phased-out product !!! Successor is SIRIUS 3RV2 | - | 0 | 9
3RV1342-4DC10 |  | 3RV1342-4DC10 | 1 | UN | 1 | 20 | D | D | N | N | 85362010 | 1 | 4011209330979 | 2.204 | KG | 363.85 | 363.85 | CP09 | CP09 | Circuit breaker size S3 For starter combination Rated current 25 A Short-circuit release 325 A Screw terminal Increased switching capacity !!! Phased-out product !!! Successor is SIRIUS 3RV2 Preferred successor type is >>3RV2332-4DC10<< |  | 0 | 0
3RV1342-4DC10-0FB0 |  | 3RV1342-4DC10-0FB0 | 1 | UN | 1 | 20 | D | D | N | N | 85362010 | 1 |  | 2.4 | KG | 363.85 | 363.85 | CP09 | CP09 | Circuit breaker size S3 For starter combination Rated current 25 A Short-circuit release 325 A Screw terminal Increased switching capacity ABB !!! Phased-out product !!! Successor is SIRIUS 3RV2 | - | 0 | 9
3RV1342-4EC10 |  | 3RV1342-4EC10 | 1 | UN | 1 | 20 | D | D | N | N | 85362010 | 1 | 4011209330986 | 2.212 | KG | 380.95 | 380.95 | CP09 | CP09 | Circuit breaker size S3 For starter combination Rated current 32 A Short-circuit release 416 A Screw terminal Increased switching capacity !!! Phased-out product !!! Successor is SIRIUS 3RV2 Preferred successor type is >>3RV2332-4EC10<< |  | 0 | 0
3RV1342-4EC10-0FB0 |  | 3RV1342-4EC10-0FB0 | 1 | UN | 1 | 20 | D | D | N | N | 85362010 | 1 |  | 2.215 | KG | 380.95 | 380.95 | CP09 | CP09 | Circuit breaker size S3 For starter combination Rated current 32 A Short-circuit release 416 A Screw terminal Increased switching capacity ABB !!! Phased-out product !!! Successor is SIRIUS 3RV2 | - | 0 | 9
3RV1342-4FC10 |  | 3RV1342-4FC10 | 1 | UN | 1 | 20 | D | D | N | N | 85362010 | 1 | 4011209304406 | 2.193 | KG | 471.2 | 471.2 | CP09 | CP09 | Circuit breaker size S3 For starter combination Rated current 40 A Short-circuit release 520 A Screw terminal Increased switching capacity !!! Phased-out product !!! Successor is SIRIUS 3RV2 Preferred successor type is >>3RV2332-4UC10<< |  | 0 | 0
3RV1342-4FC10-0FB0 |  | 3RV1342-4FC10-0FB0 | 1 | UN | 1 | 20 | D | D | N | N | 85362010 | 1 | 4011209502932 | 2.193 | KG | 471.2 | 471.2 | CP09 | CP09 | Circuit breaker size S3 For starter combination Rated current 40 A Short-circuit release 520 A Screw terminal Increased switching capacity ABB !!! Phased-out product !!! Successor is SIRIUS 3RV2 | - | 0 | 9
3RV1342-4HC10 |  | 3RV1342-4HC10 | 1 | UN | 1 | 20 | D | D | N | N | 85362010 | 1 | 4011209304413 | 2.222 | KG | 471.2 | 471.2 | CP09 | CP09 | Circuit breaker size S3 For starter combination Rated current 50 A Short-circuit release 650 A Screw terminal Increased switching capacity !!! Phased-out product !!! Successor is SIRIUS 3RV2 Preferred successor type is >>3RV2332-4WC10<< |  | 0 | 0
3RV1342-4HC10-0FB0 |  | 3RV1342-4HC10-0FB0 | 1 | UN | 1 | 20 | D | D | N | N | 85362010 | 1 | 4011209440944 | 2.224 | KG | 471.2 | 471.2 | CP09 | CP09 | Circuit breaker size S3 For starter combination Rated current 50 A Short-circuit release 650 A Screw terminal Increased switching capacity ABB | - | 0 | 9
3RV1342-4JC10 |  | 3RV1342-4JC10 | 1 | UN | 1 | 20 | D | D | N | N | 85362010 | 1 | 4011209304420 | 2.221 | KG | 471.2 | 471.2 | CP09 | CP09 | Circuit breaker size S3 For starter combination Rated current 63 A Short-circuit release 819 A Screw terminal Increased switching capacity !!! Phased-out product !!! Successor is SIRIUS 3RV2 Preferred successor type is >>3RV2332-4JC10<< |  | 0 | 0
3RV1342-4JC10-0FB0 |  | 3RV1342-4JC10-0FB0 | 1 | UN | 1 | 20 | D | D | N | N | 85362010 | 1 | 4011209502949 | 2.233 | KG | 471.2 | 471.2 | CP09 | CP09 | Circuit breaker size S3 For starter combination Rated current 63 A Short-circuit release 819 A Screw terminal Increased switching capacity ABB | - | 0 | 9
3RV1342-4KC10 |  | 3RV1342-4KC10 | 1 | UN | 1 | 20 | D | D | N | N | 85362090 | 1 | 4011209304437 | 2.247 | KG | 514.9 | 514.9 | CP09 | CP09 | Circuit breaker size S3 For starter combination Rated current 75 A Short-circuit release 975 A Screw terminal Increased switching capacity !!! Phased-out product !!! Successor is SIRIUS 3RV2 Preferred successor type is >>3RV2332-4RC10<< |  | 0 | 0
3RV1342-4KC10-0FB0 |  | 3RV1342-4KC10-0FB0 | 1 | UN | 1 | 20 | D | D | N | N | 85362090 | 1 | 4011209502956 | 2.207 | KG | 514.9 | 514.9 | CP09 | CP09 | Circuit breaker size S3 For starter combination Rated current 75 A Short-circuit release 975 A Screw terminal Increased switching capacity ABB | - | 0 | 9
3RV1342-4LC10 |  | 3RV1342-4LC10 | 1 | UN | 1 | 20 | D | D | N | N | 85362090 | 1 | 4011209304444 | 2.24 | KG | 531.05 | 531.05 | CP09 | CP09 | Circuit breaker size S3 For starter combination Rated current 90 A Short-circuit release 1170 A Screw terminal Increased switching capacity !!! Phased-out product !!! Successor is SIRIUS 3RV2 Preferred successor type is >>3RV2332-4RC10<< |  | 0 | 0
3RV1342-4LC10-0FB0 |  | 3RV1342-4LC10-0FB0 | 1 | UN | 1 | 20 | D | D | N | N | 85362090 | 1 | 4011209502963 | 2.246 | KG | 531.05 | 531.05 | CP09 | CP09 | Circuit breaker size S3 For starter combination Rated current 90 A Short-circuit release 1080 A Screw terminal Increased switching capacity ABB | - | 0 | 9
3RV1342-4MC10 |  | 3RV1342-4MC10 | 1 | UN | 1 | 20 | D | D | N | N | 85362090 | 1 | 4011209304451 | 2.266 | KG | 560.5 | 560.5 | CP09 | CP09 | Circuit breaker size S3 For starter combination Rated current 100 A Short-circuit release 1235 A Screw terminal Increased switching capacity !!! Phased-out product !!! Successor is SIRIUS 3RV2 Preferred successor type is >>3RV2342-4MC10<< |  | 0 | 0
3RV1342-4MC10-0FB0 |  | 3RV1342-4MC10-0FB0 | 1 | UN | 1 | 20 | D | D | N | N | 85362090 | 1 | 4011209502970 | 2.277 | KG | 560.5 | 560.5 | CP09 | CP09 | Circuit breaker size S3 For starter combination Rated current 100 A Short-circuit release 1235 A Screw terminal Increased switching capacity ABB | - | 0 | 9
3RV1342-4MC10-0KF0 |  | 3RV1342-4MC10-0KF0 | 1 | UN | 1 | 20 | D | D | N | N | 85362090 | 1 | 4011209569850 | 2.262 | KG | 560.5 | 560.5 | CP09 | CP09 | Circuit breaker size S3 For starter combination Rated current 100 A Short-circuit release 1235 A Screw terminal Increased switching capacity Special-purpose device !!! Phased-out product !!! Successor is SIRIUS 3RV2 | - | 0 | 9
3RV1353-6AP10 |  | 3RV1353-6AP10 | 1 | UN | 1 | 20 | D | D | N | N | 85362010 | 1 | 4011209768031 | 1.248 | KG | 519.65 | 519.65 | CP09 | CP09 | Molded case circuit breaker 3RV1 for starter combination Standard switching capacity Rated current In = 1 A magnetic release Short-circuit protection non-adjustable 13 x In Icu = 85 kA at 400 V 3-pole, Screw terminal including phase barriers | - | 0 | 7
3RV1353-6BP10 |  | 3RV1353-6BP10 | 1 | UN | 1 | 20 | D | D | N | N | 85362010 | 1 | 4011209768048 | 1.244 | KG | 519.65 | 519.65 | CP09 | CP09 | Molded case circuit breaker 3RV1 for starter combination Standard switching capacity Rated current In = 1.6 A magnetic release Short-circuit protection non-adjustable 13 x In Icu = 85 kA at 400 V 3-pole, Screw terminal including phase barriers | - | 0 | 7
3RV1353-6CP10 |  | 3RV1353-6CP10 | 1 | UN | 1 | 20 | D | D | N | N | 85362010 | 1 | 4011209768055 | 1.229 | KG | 519.65 | 519.65 | CP09 | CP09 | Molded case circuit breaker 3RV1 for starter combination Standard switching capacity Rated current In = 2 A magnetic release Short-circuit protection non-adjustable 13 x In Icu = 85 kA at 400 V 3-pole, Screw terminal including phase barriers | - | 0 | 7
3RV1353-6DP10 |  | 3RV1353-6DP10 | 1 | UN | 1 | 20 | D | D | N | N | 85362010 | 1 | 4011209768062 | 1.222 | KG | 519.65 | 519.65 | CP09 | CP09 | Molded case circuit breaker 3RV1 for starter combination Standard switching capacity Rated current In = 3.2 A magnetic release Short-circuit protection non-adjustable 13 x In Icu = 85 kA at 400 V 3-pole, Screw terminal including phase barriers | - | 0 | 7
3RV1353-6EP10 |  | 3RV1353-6EP10 | 1 | UN | 1 | 20 | D | D | N | N | 85362010 | 1 | 4011209768079 | 1.253 | KG | 519.65 | 519.65 | CP09 | CP09 | Molded case circuit breaker 3RV1 for starter combination Standard switching capacity Rated current In = 4 A magnetic release Short-circuit protection non-adjustable 13 x In Icu = 85 kA at 400 V 3-pole, Screw terminal including phase barriers | - | 0 | 7
3RV1353-6FP10 |  | 3RV1353-6FP10 | 1 | UN | 1 | 20 | D | D | N | N | 85362010 | 1 | 4011209768086 | 1.228 | KG | 519.65 | 519.65 | CP09 | CP09 | Molded case circuit breaker 3RV1 for starter combination Standard switching capacity Rated current In = 5 A magnetic release Short-circuit protection non-adjustable 13 x In Icu = 85 kA at 400 V 3-pole, Screw terminal including phase barriers | - | 0 | 7
3RV1353-6GP10 |  | 3RV1353-6GP10 | 1 | UN | 1 | 20 | D | D | N | N | 85362010 | 1 | 4011209768093 | 1.249 | KG | 519.65 | 519.65 | CP09 | CP09 | Molded case circuit breaker 3RV1 for starter combination Standard switching capacity Rated current In = 6.5 A magnetic release Short-circuit protection non-adjustable 13 x In Icu = 85 kA at 400 V 3-pole, Screw terminal including phase barriers | - | 0 | 7
3RV1353-6HP10 |  | 3RV1353-6HP10 | 1 | UN | 1 | 20 | D | D | N | N | 85362010 | 1 | 4011209768109 | 1.22 | KG | 519.65 | 519.65 | CP09 | CP09 | Molded case circuit breaker 3RV1 for starter combination Standard switching capacity Rated current In = 8.5 A magnetic release Short-circuit protection non-adjustable 13 x In Icu = 85 kA at 400 V 3-pole, Screw terminal including phase barriers | - | 0 | 7
3RV1353-6JP10 |  | 3RV1353-6JP10 | 1 | UN | 1 | 20 | D | D | N | N | 85362010 | 1 | 4011209768116 | 1.223 | KG | 519.65 | 519.65 | CP09 | CP09 | Molded case circuit breaker 3RV1 for starter combination Standard switching capacity Rated current In = 12.5 A magnetic release Short-circuit protection non-adjustable 13 x In Icu = 85 kA at 400 V 3-pole, Screw terminal including phase barriers | - | 0 | 7
3RV1353-6LM10 |  | 3RV1353-6LM10 | 1 | UN | 1 | 20 | D | D | N | N | 85362010 | 1 | 4011209768123 | 1.274 | KG | 519.65 | 519.65 | CP09 | CP09 | Molded case circuit breaker 3RV1 for starter combination Standard switching capacity Rated current In = 20 A magnetic release Short-circuit protection adjustable 6-13 x In Icu = 85 kA at 400 V 3-pole, Screw terminal including phase barriers | - | 0 | 7
3RV1353-6MM10 |  | 3RV1353-6MM10 | 1 | UN | 1 | 20 | D | D | N | N | 85362010 | 1 | 4011209768130 | 1.28 | KG | 519.65 | 519.65 | CP09 | CP09 | Molded case circuit breaker 3RV1 for starter combination Standard switching capacity Rated current In = 32 A magnetic release Short-circuit protection adjustable 6-13 x In Icu = 85 kA at 400 V 3-pole, Screw terminal including phase barriers | - | 0 | 7
3RV1363-7AN10 |  | 3RV1363-7AN10 | 1 | UN | 1 | 20 | D | D | N | N | 85362090 | 1 | 4011209768192 | 4.04 | KG | 833.15 | 833.15 | CP09 | CP09 | Molded case circuit breaker 3RV1 for starter combination Standard switching capacity Rated current In = 100 A electronic release Short-circuit protection adjustable 1-10 x In Icu = 120 kA at 400 V 3-pole, Screw terminal including phase barriers | - | 0 | 0
3RV1363-7CN10 |  | 3RV1363-7CN10 | 1 | UN | 1 | 20 | D | D | N | N | 85362090 | 1 | 4011209768208 | 4 | KG | 1102 | 1102 | CP09 | CP09 | Molded case circuit breaker 3RV1 for starter combination Standard switching capacity Rated current In = 160 A electronic release Short-circuit protection adjustable 1-10 x In Icu = 120 kA at 400 V 3-pole, Screw terminal including phase barriers | - | 0 | 0
3RV1363-7EN10 |  | 3RV1363-7EN10 | 1 | UN | 1 | 20 | D | D | N | N | 85362090 | 1 | 4011209768215 | 3.902 | KG | 1339.5 | 1339.5 | CP09 | CP09 | Molded case circuit breaker 3RV1 for starter combination Standard switching capacity Rated current In = 250 A electronic release Short-circuit protection adjustable 1-10 x In Icu = 120 kA at 400 V 3-pole, Screw terminal including phase barriers | - | 0 | 0
3RV1364-7AN10 |  | 3RV1364-7AN10 | 1 | UN | 1 | 20 | D | D | N | N | 85362090 | 1 | 4011209768161 | 3.867 | KG | 997.5 | 997.5 | CP09 | CP09 | Molded case circuit breaker 3RV1 for starter combination increased switching capacity Rated current In = 100 A electronic release Short-circuit protection adjustable 1-10 x In Icu = 200 kA at 400 V 3-pole, Screw terminal including phase barriers | - | 0 | 0
3RV1364-7CN10 |  | 3RV1364-7CN10 | 1 | UN | 1 | 20 | D | D | N | N | 85362090 | 1 | 4011209768178 | 3.943 | KG | 1282.5 | 1282.5 | CP09 | CP09 | Molded case circuit breaker 3RV1 for starter combination increased switching capacity Rated current In = 160 A electronic release Short-circuit protection adjustable 1-10 x In Icu = 200 kA at 400 V 3-pole, Screw terminal including phase barriers | - | 0 | 0
3RV1364-7EN10 |  | 3RV1364-7EN10 | 1 | UN | 1 | 20 | D | D | N | N | 85362090 | 1 | 4011209768185 | 3.905 | KG | 1567.5 | 1567.5 | CP09 | CP09 | Molded case circuit breaker 3RV1 for starter combination increased switching capacity Rated current In = 250 A electronic release Short-circuit protection adjustable 1-10 x In Icu = 200 kA at 400 V 3-pole, Screw terminal including phase barriers | - | 0 | 0
3RV1373-7GN10 |  | 3RV1373-7GN10 | 1 | UN | 1 | 20 | D | D | N | N | 85362090 | 1 | 4011209768222 | 5.18 | KG | 1748 | 1748 | CP09 | CP09 | Molded case circuit breaker 3RV1 for starter combination Standard switching capacity Rated current In = 400 A electronic release Short-circuit protection adjustable 1-10 x In Icu = 120 kA at 400 V 3-pole, Screw terminal including phase barriers | - | 0 | 0
3RV1373-7JN10 |  | 3RV1373-7JN10 | 1 | UN | 1 | 20 | D | D | EAR99 | N | 85362090 | 1 | 4011209768246 | 5.29 | KG | 2299 | 2299 | CP09 | CP09 | Molded case circuit breaker 3RV1 for starter combination Standard switching capacity Rated current In = 630 A electronic release Short-circuit protection adjustable 1-10 x In Icu = 120 kA at 400 V 3-pole, Screw terminal including phase barriers | - | 0 | 0
3RV1374-7GN10 |  | 3RV1374-7GN10 | 1 | UN | 1 | 20 | D | D | EAR99 | N | 85362090 | 1 | 4011209768239 | 5.149 | KG | 2061.5 | 2061.5 | CP09 | CP09 | Molded case circuit breaker 3RV1 for starter combination increased switching capacity Rated current In = 400 A electronic release Short-circuit protection adjustable 1-10 x In Icu = 200 kA at 400 V 3-pole, Screw terminal including phase barriers | - | 0 | 0
3RV1383-7JN10 |  | 3RV1383-7JN10 | 1 | UN | 1 | 20 | D | D | N | N | 85362090 | 1 | 4011209768253 | 10.52 | KG | 2650.5 | 2650.5 | CP09 | CP09 | Molded case circuit breaker 3RV1 for starter combination Standard switching capacity Rated current In = 630 A electronic release Short-circuit protection adjustable 1-10 x In Icu = 100 kA at 400 V 3-pole, Screw terminal including phase barriers | - | 0 | 0
3RV1383-7KN10 |  | 3RV1383-7KN10 | 1 | UN | 1 | 20 | D | D | N | N | 85362090 | 1 | 4011209768260 | 10.526 | KG | 3391.5 | 3391.5 | CP09 | CP09 | Molded case circuit breaker 3RV1 for starter combination Standard switching capacity Rated current In = 800 A electronic release Short-circuit protection adjustable 1-10 x In Icu = 100 kA at 400 V 3-pole, Screw terminal including phase barriers | - | 0 | 0
3RV1411-1CA10 |  | 3RV1411-1CA10 | 1 | UN | 1 | 10 | C | D | N | N | 85362010 | 1 | 4011209725195 | 0.281 | KG | 74.96 | 74.96 | CP09 | CP09 | Circuit breaker size S00 for transformer protection A-release 1.8...2.5 A N release 52 A Screw terminal Standard switching capacity | - | 0 | 9
3RV1421-0AA10 |  | 3RV1421-0AA10 | 1 | UN | 1 | 2 | A | D | N | N | 85362010 | 1 | 4011209304468 | 0.32 | KG | 110.2 | 110.2 | CP09 | CP09 | Circuit breaker size S0 For transformer protection A-release 0.11...0.16 A Short-circuit release 3.3 A Screw terminal Standard switching capacity !!! Phased-out product !!! Successor is SIRIUS 3RV2 Preferred successor type is >>3RV2411-0AA10<< | - | 0 | 7
3RV1421-0AA15 |  | 3RV1421-0AA15 | 1 | UN | 1 | 15 | C | D | N | N | 85362010 | 1 | 4011209566088 | 0.303 | KG | 153.9 | 153.9 | CP09 | CP09 | Circuit breaker size S0 For transformer protection A-release 0.11...0.16 A Short-circuit release 3.3 A Screw terminal Standard switching capacity with transverse auxiliary switch 1 NO+1 NC !!! Phased-out product !!! Successor is SIRIUS 3RV2 Preferred successor type is >>3RV2411-0AA15<< | - | 0 | 7
3RV1421-0BA10 |  | 3RV1421-0BA10 | 1 | UN | 1 | 2 | A | D | N | N | 85362010 | 1 | 4011209304475 | 0.283 | KG | 110.2 | 110.2 | CP09 | CP09 | Circuit breaker size S0 For transformer protection A-release 0.14...0.2 A Short-circuit release 4.2 A Screw terminal Standard switching capacity !!! Phased-out product !!! Successor is SIRIUS 3RV2 Preferred successor type is >>3RV2411-0BA10<< | - | 0 | 7
3RV1421-0BA15 |  | 3RV1421-0BA15 | 1 | UN | 1 | 5 | B | D | N | N | 85362010 | 1 | 4011209566095 | 0.306 | KG | 153.9 | 153.9 | CP09 | CP09 | Circuit breaker size S0 For transformer protection A-release 0.14...0.2 A Short-circuit release 4.2 A Screw terminal Standard switching capacity Auxiliary switch transverse 1 NO+1 NC !!! Phased-out product !!! Successor is SIRIUS 3RV2 Preferred successor type is >>3RV2411-0BA15<< | - | 0 | 9
3RV1421-0CA10 |  | 3RV1421-0CA10 | 1 | UN | 1 | 2 | A | D | N | N | 85362010 | 1 | 4011209304482 | 0.287 | KG | 110.2 | 110.2 | CP09 | CP09 | Circuit breaker size S0 For transformer protection A-release 0.18...0.25 A Short-circuit release 5.2 A Screw terminal Standard switching capacity !!! Phased-out product !!! Successor is SIRIUS 3RV2 Preferred successor type is >>3RV2411-0CA10<< | - | 0 | 7
3RV1421-0CA10-Z | X95 | 3RV1421-0CA10-ZX95 | 1 | UN | 1 | 15 | C | D | N | N | 85362010 | 61 | 4011209393363 | 0.339 | KG | 126.35 | 126.35 | CP09 | CP09 | Circuit breaker size S0 For transformer protection A-release 0.18...0.25 A Short-circuit release 5.2 A Screw terminal Standard switching capacity Reusable packaging Pack = 61 units !!! Phased-out product !!! Successor is SIRIUS 3RV2 | - | 0 | 9
3RV1421-0CA15 |  | 3RV1421-0CA15 | 1 | UN | 1 | 15 | C | D | N | N | 85362010 | 1 | 4011209566101 | 0.305 | KG | 153.9 | 153.9 | CP09 | CP09 | Circuit breaker size S0 For transformer protection A-release 0.18...0.25 A Short-circuit release 5.2 A Screw terminal Standard switching capacity with transverse auxiliary switch 1 NO+1 NC !!! Phased-out product !!! Successor is SIRIUS 3RV2 Preferred successor type is >>3RV2411-0CA15<< | - | 0 | 7
3RV1421-0DA10 |  | 3RV1421-0DA10 | 1 | UN | 1 | 2 | A | D | N | N | 85362010 | 1 | 4011209304499 | 0.287 | KG | 110.2 | 110.2 | CP09 | CP09 | Circuit breaker size S0 For transformer protection A-release 0.22...0.32 A Short-circuit release 6.5 A Screw terminal Standard switching capacity !!! Phased-out product !!! Successor is SIRIUS 3RV2 Preferred successor type is >>3RV2411-0DA10<< | - | 0 | 7
3RV1421-0DA10-Z | X95 | 3RV1421-0DA10-ZX95 | 1 | UN | 1 | 15 | C | D | N | N | 85362010 | 61 | 4011209394612 | 0.324 | KG | 126.35 | 126.35 | CP09 | CP09 | Circuit breaker size S0 For transformer protection A-release 0.22...0.32 A Short-circuit release 6.5 A Screw terminal Standard switching capacity Reusable packaging Pack = 61 units !!! Phased-out product !!! Successor is SIRIUS 3RV2 | - | 0 | 9
3RV1421-0DA15 |  | 3RV1421-0DA15 | 1 | UN | 1 | 15 | C | D | N | N | 85362010 | 1 | 4011209566118 | 0.297 | KG | 153.9 | 153.9 | CP09 | CP09 | Circuit breaker size S0 For transformer protection A-release 0.22...0.32 A Short-circuit release 6.5 A Screw terminal Standard switching capacity Auxiliary switch transverse 1 NO+1 NC !!! Phased-out product !!! Successor is SIRIUS 3RV2 Preferred successor type is >>3RV2411-0DA15<< | - | 0 | 7
3RV1421-0EA10 |  | 3RV1421-0EA10 | 1 | UN | 1 | 2 | A | D | N | N | 85362010 | 1 | 4011209304505 | 0.293 | KG | 110.2 | 110.2 | CP09 | CP09 | Circuit breaker size S0 For transformer protection A-release 0.28...0.4 A Short-circuit release 8.2 A Screw terminal Standard switching capacity !!! Phased-out product !!! Successor is SIRIUS 3RV2 Preferred successor type is >>3RV2411-0EA10<< | - | 0 | 7
3RV1421-0EA10-Z | X95 | 3RV1421-0EA10-ZX95 | 1 | UN | 1 | 15 | C | D | N | N | 85362010 | 61 | 4011209394629 | 0.268 | KG | 126.35 | 126.35 | CP09 | CP09 | Circuit breaker size S0 For transformer protection A-release 0.28...0.4 A Short-circuit release 8.2 A Screw terminal Standard switching capacity Reusable packaging Pack = 61 units !!! Phased-out product !!! Successor is SIRIUS 3RV2 | - | 0 | 9
3RV1421-0EA15 |  | 3RV1421-0EA15 | 1 | UN | 1 | 15 | C | D | N | N | 85362010 | 1 | 4011209566132 | 0.3 | KG | 153.9 | 153.9 | CP09 | CP09 | Circuit breaker size S0 For transformer protection A-release 0.28...0.4 A Short-circuit release 8.2 A Screw terminal Standard switching capacity Auxiliary switch transverse 1 NO+1 NC !!! Phased-out product !!! Successor is SIRIUS 3RV2 Preferred successor type is >>3RV2411-0EA15<< | - | 0 | 7
3RV1421-0FA10 |  | 3RV1421-0FA10 | 1 | UN | 1 | 2 | A | D | N | N | 85362010 | 1 | 4011209304512 | 0.285 | KG | 110.2 | 110.2 | CP09 | CP09 | Circuit breaker 0.35...0.5 A For transformer protection A-release 0.35...0.5 A Short-circuit release 10 A Screw terminal Standard switching capacity !!! Phased-out product !!! Successor is SIRIUS 3RV2 Preferred successor type is >>3RV2411-0FA10<< | - | 0 | 7
3RV1421-0FA10-Z | W97 | 3RV1421-0FA10-ZW97 | 1 | UN | 1 | 5 | B | D | N | N | 85362010 | 14 |  | 0.285 | KG | 91.3 | 91.3 | CP09 | CP09 | Circuit breaker 0.35...0.5 A for transformer protection A-release 0.35...0.5 A N-release 10 A screw terminal Standard switching capacity Multi-unit packaging Pack = 14 units | - | 0 | 0
3RV1421-0FA15 |  | 3RV1421-0FA15 | 1 | UN | 1 | 15 | C | D | N | N | 85362010 | 1 | 4011209566149 | 0.293 | KG | 153.9 | 153.9 | CP09 | CP09 | Circuit breaker size S0 For transformer protection A-release 0.35...0.5 A Short-circuit release 10 A Screw terminal Standard switching capacity with transverse auxiliary switch 1 NO+1 NC !!! Phased-out product !!! Successor is SIRIUS 3RV2 Preferred successor type is >>3RV2411-0FA15<< | - | 0 | 7
3RV1421-0GA10 |  | 3RV1421-0GA10 | 1 | UN | 1 | 2 | A | D | N | N | 85362010 | 1 | 4011209304529 | 0.351 | KG | 110.2 | 110.2 | CP09 | CP09 | Circuit breaker size S0 For transformer protection A-release 0.45...0.63 A Short-circuit release 13 A Screw terminal Standard switching capacity !!! Phased-out product !!! Successor is SIRIUS 3RV2 Preferred successor type is >>3RV2411-0GA10<< | - | 0 | 7
3RV1421-0GA10-Z | W97 | 3RV1421-0GA10-ZW97 | 1 | UN | 1 | 5 | B | D | N | N | 85362010 | 14 |  | 0.351 | KG | 91.3 | 91.3 | CP09 | CP09 | Circuit breaker size S0 for transformer protection A-release 0.45...0.63 A N-release 13 A screw terminal Standard switching capacity Multi-unit packaging Pack = 14 units | - | 0 | 0
3RV1421-0GA10-Z | X95 | 3RV1421-0GA10-ZX95 | 1 | UN | 1 | 15 | C | D | N | N | 85362010 | 61 | 4011209394643 | 0.344 | KG | 126.35 | 126.35 | CP09 | CP09 | Circuit breaker size S0 For transformer protection A-release 0.45...0.63 A Short-circuit release 13 A Screw terminal Standard switching capacity Reusable packaging Pack = 61 units !!! Phased-out product !!! Successor is SIRIUS 3RV2 | - | 0 | 9
3RV1421-0GA15 |  | 3RV1421-0GA15 | 1 | UN | 1 | 15 | C | D | N | N | 85362010 | 1 | 4011209566163 | 0.365 | KG | 153.9 | 153.9 | CP09 | CP09 | Circuit breaker size S0 For transformer protection A-release 0.45...0.63 A Short-circuit release 13 A Screw terminal Standard switching capacity with transverse auxiliary switch 1 NO+1 NC !!! Phased-out product !!! Successor is SIRIUS 3RV2 Preferred successor type is >>3RV2411-0GA15<< | - | 0 | 7
3RV1421-0HA10 |  | 3RV1421-0HA10 | 1 | UN | 1 | 2 | A | D | N | N | 85362010 | 1 | 4011209304536 | 0.355 | KG | 110.2 | 110.2 | CP09 | CP09 | Circuit breaker size S0 For transformer protection A-release 0.55...0.8 A Short-circuit release 16 A Screw terminal Standard switching capacity !!! Phased-out product !!! Successor is SIRIUS 3RV2 Preferred successor type is >>3RV2411-0HA10<< | - | 0 | 7
3RV1421-0HA10-Z | W96 | 3RV1421-0HA10-ZW96 | 1 | UN | 1 | 15 | C | D | N | N | 85362010 | 29 | 4011209792944 | 0.35 | KG | 126.35 | 126.35 | CP09 | CP09 | Circuit breaker size S0 For transformer protection A-release 0.55...0.8 A Short-circuit release 16 A Screw terminal Standard switching capacity Multi-unit packaging Pack = 29 units !!! Phased-out product !!! Successor is SIRIUS 3RV2 | - | 0 | 9
3RV1421-0HA10-Z | X95 | 3RV1421-0HA10-ZX95 | 1 | UN | 1 | 15 | C | D | N | N | 85362010 | 61 | 4011209394650 | 0.346 | KG | 126.35 | 126.35 | CP09 | CP09 | Circuit breaker size S0 For transformer protection A-release 0.55...0.8 A Short-circuit release 16 A Screw terminal Standard switching capacity Reusable packaging Pack = 61 units !!! Phased-out product !!! Successor is SIRIUS 3RV2 | - | 0 | 9
3RV1421-0HA15 |  | 3RV1421-0HA15 | 1 | UN | 1 | 15 | C | D | N | N | 85362010 | 1 | 4011209566170 | 0.36 | KG | 153.9 | 153.9 | CP09 | CP09 | Circuit breaker size S0 For transformer protection A-release 0.55...0.8 A Short-circuit release 16 A Screw terminal Standard switching capacity with transverse auxiliary switch 1 NO+1 NC !!! Phased-out product !!! Successor is SIRIUS 3RV2 Preferred successor type is >>3RV2411-0HA15<< | - | 0 | 7
3RV1421-0JA10 |  | 3RV1421-0JA10 | 1 | UN | 1 | 2 | A | D | N | N | 85362010 | 1 | 4011209304543 | 0.353 | KG | 116.85 | 116.85 | CP09 | CP09 | Circuit breaker size S0 For transformer protection A-release 0.7...1 A Short-circuit release 21 A Screw terminal Standard switching capacity !!! Phased-out product !!! Successor is SIRIUS 3RV2 Preferred successor type is >>3RV2411-0JA10<< | - | 0 | 7
3RV1421-0JA10-Z | W97 | 3RV1421-0JA10-ZW97 | 1 | UN | 1 | 5 | B | D | N | N | 85362010 | 14 |  | 0.353 | KG | 96.9 | 96.9 | CP09 | CP09 | Circuit breaker size S0 for transformer protection A-release 0.7...1 A N-release 21 A screw terminal Standard switching capacity Multi-unit packaging Pack = 14 units | - | 0 | 0
3RV1421-0JA15 |  | 3RV1421-0JA15 | 1 | UN | 1 | 15 | C | D | N | N | 85362010 | 1 | 4011209566194 | 0.369 | KG | 164.35 | 164.35 | CP09 | CP09 | Circuit breaker size S0 For transformer protection A-release 0.7...1 A Short-circuit release 21 A Screw terminal Standard switching capacity with transverse auxiliary switch 1 NO+1 NC !!! Phased-out product !!! Successor is SIRIUS 3RV2 Preferred successor type is >>3RV2411-0JA15<< | - | 0 | 7
3RV1421-0KA10 |  | 3RV1421-0KA10 | 1 | UN | 1 | 2 | A | D | N | N | 85362010 | 1 | 4011209304550 | 0.354 | KG | 116.85 | 116.85 | CP09 | CP09 | Circuit breaker size S0 For transformer protection A-release 0.9...1.25 A Short-circuit release 26 A Screw terminal Standard switching capacity !!! Phased-out product !!! Successor is SIRIUS 3RV2 Preferred successor type is >>3RV2411-0KA10<< | - | 0 | 7
3RV1421-0KA10-Z | X95 | 3RV1421-0KA10-ZX95 | 1 | UN | 1 | 15 | C | D | N | N | 85362010 | 61 | 4011209394674 | 0.339 | KG | 133.95 | 133.95 | CP09 | CP09 | Circuit breaker size S0 For transformer protection A-release 0.9...1.25 A Short-circuit release 26 A Screw terminal Standard switching capacity Reusable packaging Pack = 61 units !!! Phased-out product !!! Successor is SIRIUS 3RV2 | - | 0 | 9
3RV1421-0KA15 |  | 3RV1421-0KA15 | 1 | UN | 1 | 15 | C | D | N | N | 85362010 | 1 | 4011209551695 | 0.37 | KG | 195.7 | 195.7 | CP09 | CP09 | Circuit breaker S0...S3 for transformer protection 1 NO+1 NC A-release 0.9...1.25 A Short-circuit release 26 A Screw terminal Standard switching capacity !!! Phased-out product !!! Successor is SIRIUS 3RV2 Preferred successor type is >>3RV2411-0KA15<< | - | 0 | 7
3RV1421-1AA10 |  | 3RV1421-1AA10 | 1 | UN | 1 | 2 | A | D | N | N | 85362010 | 1 | 4011209304567 | 0.334 | KG | 116.85 | 116.85 | CP09 | CP09 | Circuit breaker size S0 For transformer protection A-release 1.1...1.6 A Short-circuit release 33 A Screw terminal Standard switching capacity !!! Phased-out product !!! Successor is SIRIUS 3RV2 Preferred successor type is >>3RV2411-1AA10<< | - | 0 | 7
3RV1421-1AA10-Z | X95 | 3RV1421-1AA10-ZX95 | 1 | UN | 1 | 15 | C | D | N | N | 85362010 | 61 | 4011209394681 | 0.349 | KG | 133.95 | 133.95 | CP09 | CP09 | Circuit breaker size S0 For transformer protection A-release 1.1...1.6 A Short-circuit release 33 A Screw terminal Standard switching capacity Reusable packaging Pack = 61 units !!! Phased-out product !!! Successor is SIRIUS 3RV2 | - | 0 | 9
3RV1421-1AA15 |  | 3RV1421-1AA15 | 1 | UN | 1 | 15 | C | D | N | N | 85362010 | 1 | 4011209566200 | 0.367 | KG | 170.05 | 170.05 | CP09 | CP09 | Circuit breaker size S0 For transformer protection A-release 1.1...1.6 A Short-circuit release 33 A Screw terminal Standard switching capacity with transverse auxiliary switch 1 NO+1 NC !!! Phased-out product !!! Successor is SIRIUS 3RV2 Preferred successor type is >>3RV2411-1AA15<< | - | 0 | 7
3RV1421-1AA38-1KT0 |  | 3RV1421-1AA38-1KT0 | 1 | UN | 1 | 15 | C | D | EAR99 | N | 85362010 | 1 | 4011209551572 | 0.387 | KG | 142.5 | 142.5 | CP09 | CP09 | Circuit breaker size S0 For transformer protection A-release 1.1...1.6 A Short-circuit release 82 A Screw terminal Standard switching capacity with lateral auxiliary switches in spring-type !!! Phased-out product !!! Successor is SIRIUS 3RV2 | - | 0 | 9
3RV1421-1BA10 |  | 3RV1421-1BA10 | 1 | UN | 1 | 2 | A | D | N | N | 85362010 | 1 | 4011209304574 | 0.357 | KG | 116.85 | 116.85 | CP09 | CP09 | Circuit breaker size S0 For transformer protection A-release 1.4...2 A Short-circuit release 42 A Screw terminal Standard switching capacity !!! Phased-out product !!! Successor is SIRIUS 3RV2 Preferred successor type is >>3RV2411-1BA10<< | - | 0 | 7
3RV1421-1BA15 |  | 3RV1421-1BA15 | 1 | UN | 1 | 15 | C | D | N | N | 85362010 | 1 | 4011209566217 | 0.372 | KG | 142.5 | 142.5 | CP09 | CP09 | Circuit breaker size S0 For transformer protection A-release 1.4...2 A Short-circuit release 42 A Screw terminal Standard switching capacity with transverse auxiliary switch 1 NO+1 NC !!! Phased-out product !!! Successor is SIRIUS 3RV2 Preferred successor type is >>3RV2411-1BA15<< | - | 0 | 7
3RV1421-1CA10 |  | 3RV1421-1CA10 | 1 | UN | 1 | 2 | A | D | N | N | 85362010 | 1 | 4011209304581 | 0.355 | KG | 116.85 | 116.85 | CP09 | CP09 | Circuit breaker size S0 For transformer protection A-release 1.8...2.5 A Short-circuit release 52 A Screw terminal Standard switching capacity !!! Phased-out product !!! Successor is SIRIUS 3RV2 Preferred successor type is >>3RV2411-1CA10<< | - | 0 | 7
3RV1421-1CA10-0BA0 |  | 3RV1421-1CA10-0BA0 | 1 | UN | 1 | 0 | A | D | N | N | 85362010 | 1 | 4011209775749 | 0.352 | KG | 184.3 | 184.3 | CP09 | CP09 | Special type Circuit breaker size S0 For transformer protection A-release 1.8...2.5 A Short-circuit release 52 A Screw terminal Standard switching capacity Ambient temperature -50 Â°C 500 switching cycles !!! Phased-out product !!! Successor is SIRIUS 3RV2 | - | 0 | 7
3RV1421-1CA10-Z | W97 | 3RV1421-1CA10-ZW97 | 1 | UN | 1 | 15 | C | D | N | N | 85362010 | 14 |  | 0.347 | KG | 133.95 | 133.95 | CP09 | CP09 | Circuit breaker size S0 For transformer protection A-release 1.8...2.5 A Short-circuit release 52 A Screw terminal Standard switching capacity Multi-unit packaging Pack = 14 units !!! Phased-out product !!! Successor is SIRIUS 3RV2 | - | 0 | 9
3RV1421-1CA10-Z | X95 | 3RV1421-1CA10-ZX95 | 1 | UN | 1 | 15 | C | D | N | N | 85362010 | 61 | 4011209394704 | 0.334 | KG | 133.95 | 133.95 | CP09 | CP09 | Circuit breaker size S0 For transformer protection A-release 1.8...2.5 A Short-circuit release 52 A Screw terminal Standard switching capacity Reusable packaging Pack = 61 units !!! Phased-out product !!! Successor is SIRIUS 3RV2 | - | 0 | 9
3RV1421-1CA15 |  | 3RV1421-1CA15 | 1 | UN | 1 | 15 | C | D | N | N | 85362010 | 1 | 4011209566231 | 0.371 | KG | 142.5 | 142.5 | CP09 | CP09 | Circuit breaker size S0 For transformer protection A-release 1.8...2.5 A Short-circuit release 52 A Screw terminal Standard switching capacity with transverse auxiliary switch 1 NO+1 NC !!! Phased-out product !!! Successor is SIRIUS 3RV2 Preferred successor type is >>3RV2411-1CA15<< | - | 0 | 7
3RV1421-1CA38-1KT0 |  | 3RV1421-1CA38-1KT0 | 1 | UN | 1 | 15 | C | D | EAR99 | N | 85362010 | 1 | 4011209551589 | 0.396 | KG | 147.25 | 147.25 | CP09 | CP09 | Circuit breaker size S0 For transformer protection A-release 1.8...2.5 A Short-circuit release 52 A Screw terminal Standard switching capacity with lateral auxiliary switches in spring-type !!! Phased-out product !!! Successor is SIRIUS 3RV2 | - | 0 | 9
3RV1421-1DA10 |  | 3RV1421-1DA10 | 1 | UN | 1 | 2 | A | D | N | N | 85362010 | 1 | 4011209304598 | 0.358 | KG | 116.85 | 116.85 | CP09 | CP09 | Circuit breaker size S0 For transformer protection A-release 2.2...3.2 A Short-circuit release 65 A Screw terminal Standard switching capacity !!! Phased-out product !!! Successor is SIRIUS 3RV2 Preferred successor type is >>3RV2411-1DA10<< | - | 0 | 7
3RV1421-1DA10-Z | W96 | 3RV1421-1DA10-ZW96 | 1 | UN | 1 | 15 | C | D | N | N | 85362010 | 29 | 4011209792876 | 0.35 | KG | 133.95 | 133.95 | CP09 | CP09 | Circuit breaker size S0 For transformer protection A-release 2.2...3.2 A Short-circuit release 65 A Screw terminal Standard switching capacity Multi-unit packaging Pack = 29 units !!! Phased-out product !!! Successor is SIRIUS 3RV2 | - | 0 | 9
3RV1421-1DA10-Z | W97 | 3RV1421-1DA10-ZW97 | 1 | UN | 1 | 15 | C | D | N | N | 85362010 | 14 | 4011209577220 | 0.35 | KG | 133.95 | 133.95 | CP09 | CP09 | Circuit breaker size S0 For transformer protection A-release 2.2...3.2 A Short-circuit release 65 A Screw terminal Standard switching capacity Multi-unit packaging Pack = 61 units !!! Phased-out product !!! Successor is SIRIUS 3RV2 | - | 0 | 9
3RV1421-1DA10-Z | X95 | 3RV1421-1DA10-ZX95 | 1 | UN | 1 | 15 | C | D | N | N | 85362010 | 61 | 4011209393370 | 0.376 | KG | 133.95 | 133.95 | CP09 | CP09 | Circuit breaker size S0 For transformer protection A-release 2.2...3.2 A Short-circuit release 65 A Screw terminal Standard switching capacity Reusable packaging Pack = 61 units !!! Phased-out product !!! Successor is SIRIUS 3RV2 | - | 0 | 9
3RV1421-1DA15 |  | 3RV1421-1DA15 | 1 | UN | 1 | 15 | C | D | N | N | 85362010 | 1 | 4011209566255 | 0.376 | KG | 142.5 | 142.5 | CP09 | CP09 | Circuit breaker size S0 For transformer protection A-release 2.2...3.2 A Short-circuit release 65 A Screw terminal Standard switching capacity with transverse auxiliary switch 1 NO+1 NC !!! Phased-out product !!! Successor is SIRIUS 3RV2 Preferred successor type is >>3RV2411-1DA15<< | - | 0 | 7
3RV1421-1EA10 |  | 3RV1421-1EA10 | 1 | UN | 1 | 2 | A | D | N | N | 85362010 | 1 | 4011209304604 | 0.356 | KG | 116.85 | 116.85 | CP09 | CP09 | Circuit breaker size S0 For transformer protection A-release 2.8...4 A Short-circuit release 82 A Screw terminal Standard switching capacity !!! Phased-out product !!! Successor is SIRIUS 3RV2 Preferred successor type is >>3RV2411-1EA10<< | - | 0 | 7
3RV1421-1EA10-Z | W96 | 3RV1421-1EA10-ZW96 | 1 | UN | 1 | 15 | C | D | N | N | 85362010 | 29 | 4011209792906 | 0.35 | KG | 133.95 | 133.95 | CP09 | CP09 | Circuit breaker size S0 For transformer protection A-release 2.8...4 A Short-circuit release 82 A Screw terminal Standard switching capacity Reusable packaging Pack = 29 units !!! Phased-out product !!! Successor is SIRIUS 3RV2 | - | 0 | 9
3RV1421-1EA10-Z | X95 | 3RV1421-1EA10-ZX95 | 1 | UN | 1 | 15 | C | D | N | N | 85362010 | 61 | 4011209393387 | 0.355 | KG | 133.95 | 133.95 | CP09 | CP09 | Circuit breaker size S0 For transformer protection A-release 2.8...4 A Short-circuit release 82 A Screw terminal Standard switching capacity Reusable packaging Pack = 61 units !!! Phased-out product !!! Successor is SIRIUS 3RV2 | - | 0 | 9
3RV1421-1EA15 |  | 3RV1421-1EA15 | 1 | UN | 1 | 15 | C | D | N | N | 85362010 | 1 | 4011209566262 | 0.373 | KG | 142.5 | 142.5 | CP09 | CP09 | Circuit breaker size S0 For transformer protection A-release 2.8...4 A Short-circuit release 82 A Screw terminal Standard switching capacity with transverse auxiliary switch 1 NO+1 NC !!! Phased-out product !!! Successor is SIRIUS 3RV2 Preferred successor type is >>3RV2411-1EA15<< | - | 0 | 9
3RV1421-1EA38-1KT0 |  | 3RV1421-1EA38-1KT0 | 1 | UN | 1 | 15 | C | D | EAR99 | N | 85362010 | 1 | 4011209551602 | 0.401 | KG | 147.25 | 147.25 | CP09 | CP09 | Circuit breaker size S0 For transformer protection A-release 2.8...4 A Short-circuit release 82 A Screw terminal Standard switching capacity with lateral auxiliary switches in spring-type !!! Phased-out product !!! Successor is SIRIUS 3RV2 | - | 0 | 9
3RV1421-1FA10 |  | 3RV1421-1FA10 | 1 | UN | 1 | 2 | A | D | N | N | 85362010 | 1 | 4011209304611 | 0.353 | KG | 116.85 | 116.85 | CP09 | CP09 | Circuit breaker size S0 For transformer protection A-release 3.5...5 A Short-circuit release 104 A Screw terminal Standard switching capacity !!! Phased-out product !!! Successor is SIRIUS 3RV2 Preferred successor type is >>3RV2411-1FA10<< | - | 0 | 7
3RV1421-1FA10-Z | X95 | 3RV1421-1FA10-ZX95 | 1 | UN | 1 | 15 | C | D | N | N | 85362010 | 61 | 4011209394711 | 0.396 | KG | 133.95 | 133.95 | CP09 | CP09 | Circuit breaker size S0 For transformer protection A-release 3.5...5 A Short-circuit release 104 A Screw terminal Standard switching capacity Reusable packaging Pack = 61 units !!! Phased-out product !!! Successor is SIRIUS 3RV2 | - | 0 | 9
3RV1421-1FA15 |  | 3RV1421-1FA15 | 1 | UN | 1 | 15 | C | D | N | N | 85362010 | 1 | 4011209551169 | 0.367 | KG | 142.5 | 142.5 | CP09 | CP09 | Circuit breaker S0...S00 for transformer protection 1 NO+1 NC A-release 3.5...5 A Short-circuit release 260 A Screw terminal Standard switching capacity !!! Phased-out product !!! Successor is SIRIUS 3RV2 Preferred successor type is >>3RV2411-1FA15<< | - | 0 | 9
3RV1421-1GA10 |  | 3RV1421-1GA10 | 1 | UN | 1 | 2 | A | D | N | N | 85362010 | 1 | 4011209304628 | 0.361 | KG | 116.85 | 116.85 | CP09 | CP09 | Circuit breaker size S0 For transformer protection A-release 4.5...6.3 A Short-circuit release 130 A Screw terminal Standard switching capacity !!! Phased-out product !!! Successor is SIRIUS 3RV2 Preferred successor type is >>3RV2411-1GA10<< | - | 0 | 7
3RV1421-1GA10-0BA0 |  | 3RV1421-1GA10-0BA0 | 1 | UN | 1 | 0 | A | D | N | N | 85362010 | 1 | 4011209782747 | 0.355 | KG | 184.3 | 184.3 | CP09 | CP09 | Special type Circuit breaker size S0 For transformer protection A-release 4.5...6.3 A Short-circuit release 130 A Screw terminal Standard switching capacity Ambient temperature -50 Â°C 500 switching cycles !!! Phased-out product !!! Successor is SIRIUS 3RV2 | - | 0 | 7
3RV1421-1GA10-Z | W96 | 3RV1421-1GA10-ZW96 | 1 | UN | 1 | 15 | C | D | N | N | 85362010 | 29 | 4011209830868 | 0.347 | KG | 133.95 | 133.95 | CP09 | CP09 | Circuit breaker size S0 For transformer protection A-release 4.5...6.3 A Short-circuit release 130 A Screw terminal Standard switching capacity Multi-unit packaging Pack = 29 units !!! Phased-out product !!! Successor is SIRIUS 3RV2 | - | 0 | 9
3RV1421-1GA10-Z | X95 | 3RV1421-1GA10-ZX95 | 1 | UN | 1 | 15 | C | D | N | N | 85362010 | 61 | 4011209394728 | 0.35 | KG | 133.95 | 133.95 | CP09 | CP09 | Circuit breaker size S0 For transformer protection A-release 4.5...6.3 A Short-circuit release 130 A Screw terminal Standard switching capacity Reusable packaging Pack = 61 units !!! Phased-out product !!! Successor is SIRIUS 3RV2 | - | 0 | 9
3RV1421-1GA15 |  | 3RV1421-1GA15 | 1 | UN | 1 | 15 | C | D | N | N | 85362010 | 1 | 4011209566286 | 0.395 | KG | 142.5 | 142.5 | CP09 | CP09 | Circuit breaker size S0 For transformer protection A-release 4.5...6.3 A Short-circuit release 130 A Screw terminal Standard switching capacity with transverse auxiliary switch 1 NO+1 NC !!! Phased-out product !!! Successor is SIRIUS 3RV2 Preferred successor type is >>3RV2411-1GA15<< | - | 0 | 9
3RV1421-1GA15-0BA0 |  | 3RV1421-1GA15-0BA0 | 1 | UN | 1 | 20 | D | D | N | N | 85362010 | 50 | 4011209775756 | 0.373 | KG | 210.9 | 210.9 | CP09 | CP09 | Special type Circuit breaker size S0 For transformer protection A-release 4.5...6.3 A Short-circuit release 130 A Screw terminal Standard switching capacity Auxiliary switch transverse 1 NO+1 NC Ambient temperature -50 Â°C 500 switching cycles !!! Phased-out product !!! Successor is SIRIUS 3RV2 | - | 0 | 9
3RV1421-1GA38-1KT0 |  | 3RV1421-1GA38-1KT0 | 1 | UN | 1 | 15 | C | D | EAR99 | N | 85362010 | 1 | 4011209551619 | 0.401 | KG | 167.2 | 167.2 | CP09 | CP09 | Circuit breaker size S0 For transformer protection A-release 4.5...6.3 A Short-circuit release 130 A Spring-type terminal Standard switching capacity with lateral auxiliary switches !!! Phased-out product !!! Successor is SIRIUS 3RV2 | - | 0 | 7
3RV1421-1HA10 |  | 3RV1421-1HA10 | 1 | UN | 1 | 2 | A | D | N | N | 85362010 | 1 | 4011209304635 | 0.36 | KG | 116.85 | 116.85 | CP09 | CP09 | Circuit breaker size S0 For transformer protection A-release 5.5...8 A Short-circuit release 163 A Screw terminal Standard switching capacity !!! Phased-out product !!! Successor is SIRIUS 3RV2 Preferred successor type is >>3RV2411-1HA10<< | - | 0 | 7
3RV1421-1HA10-Z | X95 | 3RV1421-1HA10-ZX95 | 1 | UN | 1 | 15 | C | D | N | N | 85362010 | 61 | 4011209394735 | 0.352 | KG | 133.95 | 133.95 | CP09 | CP09 | Circuit breaker size S0 For transformer protection A-release 5.5...8 A Short-circuit release 163 A Screw terminal Standard switching capacity Reusable packaging Pack = 61 units !!! Phased-out product !!! Successor is SIRIUS 3RV2 | - | 0 | 9
3RV1421-1HA15 |  | 3RV1421-1HA15 | 1 | UN | 1 | 15 | C | D | N | N | 85362010 | 1 | 4011209566309 | 0.364 | KG | 142.5 | 142.5 | CP09 | CP09 | Circuit breaker size S0 For transformer protection A-release 5.5...8 A Short-circuit release 163 A Screw terminal Standard switching capacity with transverse auxiliary switch 1 NO+1 NC !!! Phased-out product !!! Successor is SIRIUS 3RV2 Preferred successor type is >>3RV2411-1HA15<< | - | 0 | 7
3RV1421-1JA10 |  | 3RV1421-1JA10 | 1 | UN | 1 | 2 | A | D | N | N | 85362010 | 1 | 4011209304642 | 0.373 | KG | 129.2 | 129.2 | CP09 | CP09 | Circuit breaker size S0 For transformer protection A-release 7...10 A Short-circuit release 208 A Screw terminal Standard switching capacity !!! Phased-out product !!! Successor is SIRIUS 3RV2 Preferred successor type is >>3RV2411-1JA10<< | - | 0 | 7
3RV1421-1JA10-Z | W97 | 3RV1421-1JA10-ZW97 | 1 | UN | 1 | 5 | B | D | N | N | 85362010 | 14 |  | 0.347 | KG | 118.75 | 118.75 | CP09 | CP09 | Circuit breaker size S0 for transformer protection A-release 7...10 A N-release 208 A screw terminal Standard switching capacity Multi-unit packaging Pack = 14 units | - | 0 | 7
3RV1421-1JA10-Z | X95 | 3RV1421-1JA10-ZX95 | 1 | UN | 1 | 15 | C | D | N | N | 85362010 | 61 | 4011209393394 | 0.356 | KG | 148.2 | 148.2 | CP09 | CP09 | Circuit breaker size S0 For transformer protection A-release 7...10 A Short-circuit release 208 A Screw terminal Standard switching capacity Reusable packaging Pack = 61 units !!! Phased-out product !!! Successor is SIRIUS 3RV2 | - | 0 | 9
3RV1421-1JA15 |  | 3RV1421-1JA15 | 1 | UN | 1 | 15 | C | D | N | N | 85362010 | 1 | 4011209566323 | 0.38 | KG | 152.95 | 152.95 | CP09 | CP09 | Circuit breaker size S0 For transformer protection A-release 7...10 A Short-circuit release 208 A Screw terminal Standard switching capacity with transverse auxiliary switch 1 NO+1 NC !!! Phased-out product !!! Successor is SIRIUS 3RV2 Preferred successor type is >>3RV2411-1JA15<< | - | 0 | 7
3RV1421-1JA38-1KT0 |  | 3RV1421-1JA38-1KT0 | 1 | UN | 1 | 15 | C | D | EAR99 | N | 85362010 | 1 | 4011209551626 | 0.415 | KG | 175.75 | 175.75 | CP09 | CP09 | Circuit breaker size S0 For transformer protection A-release 7...10 A Short-circuit release 82 A Spring-type terminal Standard switching capacity with lateral auxiliary switches !!! Phased-out product !!! Successor is SIRIUS 3RV2 | - | 0 | 7
3RV1421-1KA10 |  | 3RV1421-1KA10 | 1 | UN | 1 | 2 | A | D | N | N | 85362010 | 1 | 4011209304659 | 0.361 | KG | 129.2 | 129.2 | CP09 | CP09 | Circuit breaker size S0 For transformer protection A-release 9...12.5 A Short-circuit release 260 A Screw terminal Standard switching capacity !!! Phased-out product !!! Successor is SIRIUS 3RV2 Preferred successor type is >>3RV2411-1KA10<< | - | 0 | 7
3RV1421-1KA15 |  | 3RV1421-1KA15 | 1 | UN | 1 | 15 | C | D | N | N | 85362010 | 1 | 4011209566347 | 0.38 | KG | 152.95 | 152.95 | CP09 | CP09 | Circuit breaker S0...S3 for transformer protection 1 NO+1 NC A-release 9...12.5 A Short-circuit release 260 A Screw terminal Standard switching capacity !!! Phased-out product !!! Successor is SIRIUS 3RV2 Preferred successor type is >>3RV2411-1KA15<< | - | 0 | 9
3RV1421-4AA10 |  | 3RV1421-4AA10 | 1 | UN | 1 | 2 | A | D | N | N | 85362010 | 1 | 4011209304666 | 0.365 | KG | 129.2 | 129.2 | CP09 | CP09 | Circuit breaker size S0 For transformer protection A-release 11...16 A Short-circuit release 286 A Screw terminal Standard switching capacity !!! Phased-out product !!! Successor is SIRIUS 3RV2 Preferred successor type is >>3RV2411-4AA10<< | - | 0 | 7
3RV1421-4AA10-0BA0 |  | 3RV1421-4AA10-0BA0 | 1 | UN | 1 | 0 | A | D | N | N | 85362010 | 1 | 4011209775824 | 0.368 | KG | 199.5 | 199.5 | CP09 | CP09 | Special type Circuit breaker size S0 For transformer protection A-release 11...16 A Short-circuit release 208 A Screw terminal Standard switching capacity Ambient temperature -50 Â°C 500 switching cycles !!! Phased-out product !!! Successor is SIRIUS 3RV2 | - | 0 | 9
3RV1421-4AA10-Z | W96 | 3RV1421-4AA10-ZW96 | 1 | UN | 1 | 15 | C | D | N | N | 85362010 | 29 | 4011209792920 | 0.35 | KG | 148.2 | 148.2 | CP09 | CP09 | Circuit breaker size S0 For transformer protection A-release 11...16 A Short-circuit release 286 A Screw terminal Standard switching capacity Multi-unit packaging Pack = 29 units !!! Phased-out product !!! Successor is SIRIUS 3RV2 | - | 0 | 9
3RV1421-4AA10-Z | X95 | 3RV1421-4AA10-ZX95 | 1 | UN | 1 | 15 | C | D | N | N | 85362010 | 61 | 4011209394759 | 0.356 | KG | 148.2 | 148.2 | CP09 | CP09 | Circuit breaker size S0 For transformer protection A-release 11...16 A Short-circuit release 286 A Screw terminal Standard switching capacity Reusable packaging Pack = 61 units !!! Phased-out product !!! Successor is SIRIUS 3RV2 | - | 0 | 9
3RV1421-4AA15 |  | 3RV1421-4AA15 | 1 | UN | 1 | 15 | C | D | N | N | 85362010 | 1 | 4011209566361 | 0.379 | KG | 175.75 | 175.75 | CP09 | CP09 | Circuit breaker size S0 For transformer protection A-release 11...16 A Short-circuit release 286 A Screw terminal Standard switching capacity with transverse auxiliary switch 1 NO+1 NC !!! Phased-out product !!! Successor is SIRIUS 3RV2 Preferred successor type is >>3RV2411-4AA15<< | - | 0 | 7
3RV1421-4AA38-1KT0 |  | 3RV1421-4AA38-1KT0 | 1 | UN | 1 | 15 | C | D | EAR99 | N | 85362010 | 1 | 4011209551558 | 0.41 | KG | 175.75 | 175.75 | CP09 | CP09 | Circuit breaker Size S0, S2, S3 For transformer protection A-release 14...20 A Short-circuit release 82 A Spring-type terminal Standard switching capacity with lateral auxiliary switches !!! Phased-out product !!! Successor is SIRIUS 3RV2 | - | 0 | 7
3RV1421-4BA10 |  | 3RV1421-4BA10 | 1 | UN | 1 | 2 | A | D | N | N | 85362010 | 1 | 4011209304673 | 0.365 | KG | 135.85 | 135.85 | CP09 | CP09 | Circuit breaker size S0 For transformer protection A-release 14...20 A Short-circuit release 325 A Screw terminal Standard switching capacity !!! Phased-out product !!! Successor is SIRIUS 3RV2 Preferred successor type is >>3RV2421-4BA10<< | - | 0 | 7
3RV1421-4BA10-Z | X95 | 3RV1421-4BA10-ZX95 | 1 | UN | 1 | 15 | C | D | N | N | 85362010 | 61 | 4011209394766 | 0.34 | KG | 155.8 | 155.8 | CP09 | CP09 | Circuit breaker size S0 For transformer protection A-release 14...20 A Short-circuit release 325 A Screw terminal Standard switching capacity Reusable packaging Pack = 61 units !!! Phased-out product !!! Successor is SIRIUS 3RV2 | - | 0 | 9
3RV1421-4BA15 |  | 3RV1421-4BA15 | 1 | UN | 1 | 15 | C | D | N | N | 85362010 | 1 | 4011209566385 | 0.38 | KG | 160.55 | 160.55 | CP09 | CP09 | Circuit breaker size S0 For transformer protection A-release 14...20 A Short-circuit release 325 A Screw terminal Standard switching capacity with transverse auxiliary switch 1 NO+1 NC !!! Phased-out product !!! Successor is SIRIUS 3RV2 Preferred successor type is >>3RV2421-4BA15<< | - | 0 | 7
3RV1421-4BA38-1KT0 |  | 3RV1421-4BA38-1KT0 | 1 | UN | 1 | 15 | C | D | EAR99 | N | 85362010 | 1 | 4011209551565 | 0.403 | KG | 182.4 | 182.4 | CP09 | CP09 | Circuit breaker Size S0, S2, S3 For transformer protection A-release 14...20 A Short-circuit release 82 A Spring-type terminal Standard switching capacity with lateral auxiliary switches !!! Phased-out product !!! Successor is SIRIUS 3RV2 | - | 0 | 7
3RV1431-4AA10 |  | 3RV1431-4AA10 | 1 | UN | 1 | 20 | D | D | N | N | 85362010 | 1 | 4011209311497 | 1.048 | KG | 197.6 | 197.6 | CP09 | CP09 | Circuit breaker size S2 For transformer protection A-release 11...16 A Short-circuit release 325 A Screw terminal Standard switching capacity !!! Phased-out product !!! Successor is SIRIUS 3RV2 Preferred successor type is >>3RV2431-4TA10<< |  | 0 | 0
3RV1431-4AA10-0FB0 |  | 3RV1431-4AA10-0FB0 | 1 | UN | 1 | 20 | D | D | N | N | 85362010 | 1 |  | 0.96 | KG | 197.6 | 197.6 | CP09 | CP09 | Circuit breaker size S0 For transformer protection A-release 11...16 A Short-circuit release 300 A Screw terminal Standard switching capacity ABB !!! Phased-out product !!! Successor is SIRIUS 3RV2 | - | 0 | 9
3RV1431-4BA10 |  | 3RV1431-4BA10 | 1 | UN | 1 | 20 | D | D | N | N | 85362010 | 1 | 4011209311503 | 1.048 | KG | 212.8 | 212.8 | CP09 | CP09 | Circuit breaker size S2 For transformer protection A-release 14...20 A Short-circuit release 416 A Screw terminal Standard switching capacity !!! Phased-out product !!! Successor is SIRIUS 3RV2 Preferred successor type is >>3RV2431-4BA10<< |  | 0 | 0
3RV1431-4BA10-0FB0 |  | 3RV1431-4BA10-0FB0 | 1 | UN | 1 | 20 | D | D | N | N | 85362010 | 1 |  | 0.96 | KG | 212.8 | 212.8 | CP09 | CP09 | Circuit breaker size S0 For transformer protection A-release 14...20 A Short-circuit release 380 A Screw terminal Standard switching capacity ABB !!! Phased-out product !!! Successor is SIRIUS 3RV2 | - | 0 | 9
3RV1431-4DA10 |  | 3RV1431-4DA10 | 1 | UN | 1 | 20 | D | D | N | N | 85362010 | 1 | 4011209311510 | 1.092 | KG | 226.1 | 226.1 | CP09 | CP09 | Circuit breaker size S2 For transformer protection A-release 18...25 A Short-circuit release 520 A Screw terminal Standard switching capacity !!! Phased-out product !!! Successor is SIRIUS 3RV2 Preferred successor type is >>3RV2431-4DA10<< |  | 0 | 0
3RV1431-4DA10-0FB0 |  | 3RV1431-4DA10-0FB0 | 1 | UN | 1 | 20 | D | D | N | N | 85362010 | 1 |  | 0.96 | KG | 226.1 | 226.1 | CP09 | CP09 | Circuit breaker size S0 For transformer protection A-release 18...25 A Short-circuit release 475 A Screw terminal Standard switching capacity ABB !!! Phased-out product !!! Successor is SIRIUS 3RV2 | - | 0 | 9
3RV1431-4DA10-Z | X95 | 3RV1431-4DA10-ZX95 | 1 | UN | 1 | 20 | D | D | N | N | 85362010 | 24 | 4011209545649 | 1.011 | KG | 226.1 | 226.1 | CP09 | CP09 | Circuit breaker size S2 For transformer protection A-release 18...25 A Short-circuit release 520 A Screw terminal Standard switching capacity Reusable packaging Pack = 24 units !!! Phased-out product !!! Successor is SIRIUS 3RV2 | - | 0 | 0
3RV1431-4EA10 |  | 3RV1431-4EA10 | 1 | UN | 1 | 20 | D | D | N | N | 85362010 | 1 | 4011209311527 | 1.048 | KG | 271.7 | 271.7 | CP09 | CP09 | Circuit breaker size S2 For transformer protection A-release 22...32 A Short-circuit release 660 A Screw terminal Standard switching capacity !!! Phased-out product !!! Successor is SIRIUS 3RV2 Preferred successor type is >>3RV2431-4EA10<< |  | 0 | 0
3RV1431-4EA10-0BA0 |  | 3RV1431-4EA10-0BA0 | 1 | UN | 1 | 30 | D | D | N | N | 85362010 | 1 | 4011209776081 | 1.052 | KG | 313.5 | 313.5 | CP09 | CP09 | Special type Circuit breaker size S2 For transformer protection A-release 22...32 A Short-circuit release 660 A Screw terminal Standard switching capacity Ambient temperature -50 Â°C 500 switching cycles !!! Phased-out product !!! Successor is SIRIUS 3RV2 | - | 0 | 9
3RV1431-4EA10-0FB0 |  | 3RV1431-4EA10-0FB0 | 1 | UN | 1 | 20 | D | D | N | N | 85362010 | 1 |  | 0.96 | KG | 271.7 | 271.7 | CP09 | CP09 | Circuit breaker size S2 For transformer protection A-release 22...32 A Short-circuit release 660 A Screw terminal Standard switching capacity ABB !!! Phased-out product !!! Successor is SIRIUS 3RV2 | - | 0 | 9
3RV1431-4EA10-Z | I41 | 3RV1431-4EA10-ZI41 | 1 | UN | 1 | 20 | D | D | N | N | 85362010 | 1 | 4011209855540 | 1.042 | KG | 271.7 | 271.7 | CP09 | CP09 | Circuit breaker size S2 For transformer protection A-release 22...32 A Short-circuit release 660 A Screw terminal Standard switching capacity !!! Phased-out product !!! Successor is SIRIUS 3RV2 | - | 0 | 9
3RV1431-4FA10 |  | 3RV1431-4FA10 | 1 | UN | 1 | 20 | D | D | N | N | 85362010 | 1 | 4011209311534 | 1.052 | KG | 310.65 | 310.65 | CP09 | CP09 | Circuit breaker size S2 For transformer protection A-release 28...40 A Short-circuit release 836 A Screw terminal Standard switching capacity !!! Phased-out product !!! Successor is SIRIUS 3RV2 Preferred successor type is >>3RV2431-4UA10<< |  | 0 | 0
3RV1431-4FA10-0BA0 |  | 3RV1431-4FA10-0BA0 | 1 | UN | 1 | 30 | D | D | N | N | 85362010 | 50 | 4011209776012 | 1.056 | KG | 352.45 | 352.45 | CP09 | CP09 | Special type Circuit breaker size S2 For transformer protection A-release 28...40 A Short-circuit release 836 A Screw terminal Standard switching capacity Ambient temperature -50 Â°C 500 switching cycles !!! Phased-out product !!! Successor is SIRIUS 3RV2 | - | 0 | 9
3RV1431-4FA10-Z | X95 | 3RV1431-4FA10-ZX95 | 1 | UN | 1 | 20 | D | D | N | N | 85362010 | 24 | 4011209545632 | 0.999 | KG | 310.65 | 310.65 | CP09 | CP09 | Circuit breaker size S2 For transformer protection A-release 28...40 A Short-circuit release 836 A Screw terminal Standard switching capacity Reusable packaging Pack = 24 units !!! Phased-out product !!! Successor is SIRIUS 3RV2 | - | 0 | 0
3RV1611-0BD10 |  | 3RV1611-0BD10 | 1 | UN | 1 | 1 | A | D | N | N | 85362010 | 1 | 4011209288553 | 0.244 | KG | 60.23 | 58.52 | CP09 | CP09 | Circuit breaker size S00 for fuse monitoring Screw terminal A-release 0.2 A N-release 1.2 A | Lista Papel 2020 SI | 0 | 0
3RV1611-0BD10-Z | I45 | 3RV1611-0BD10-ZI45 | 1 | UN | 1 | 5 | B | D | N | N | 85362010 | 1 | 4047621018720 | 0.245 | KG | 74.77 | 74.77 | CP09 | CP09 | Circuit breaker size S00 for fuse monitoring screw terminal A-release 0.2 A N-release 1.2 A | - | 0 | 0
3RV1611-0BD10-Z | W95 | 3RV1611-0BD10-ZW95 | 1 | UN | 1 | 5 | B | D | N | N | 85362010 | 96 | 4011209323643 | 0.21 | KG | 60.23 | 60.23 | CP09 | CP09 | Circuit breaker size S00 for fuse monitoring screw terminal A-release 0.2 A N-release 1.2 A Multi-unit packaging Pack = 96 units | - | 0 | 0
3RV1611-0BD10-Z | W96 | 3RV1611-0BD10-ZW96 | 1 | UN | 1 | 5 | B | D | N | N | 85362010 | 48 | 4011209324343 | 0.21 | KG | 60.23 | 60.23 | CP09 | CP09 | Circuit breaker size S00 for fuse monitoring screw terminal A-release 0.2 A N-release 1.2 A Multi-unit packaging Pack = 48 units | - | 0 | 0
3RV1611-0BD10-Z | W97 | 3RV1611-0BD10-ZW97 | 1 | UN | 1 | 5 | B | D | N | N | 85362010 | 24 | 4011209325043 | 0.21 | KG | 60.23 | 60.23 | CP09 | CP09 | Circuit breaker size S00 for fuse monitoring screw terminal A-release 0.2 A N-release 1.2 A Multi-unit packaging Pack = 24 units | - | 0 | 0
3RV1611-0BD10-Z | W98 | 3RV1611-0BD10-ZW98 | 1 | UN | 1 | 5 | B | D | N | N | 85362010 | 12 | 4011209325746 | 0.21 | KG | 60.23 | 60.23 | CP09 | CP09 | Circuit breaker size S00 for fuse monitoring screw terminal A-release 0.2 A N-release 1.2 A Multi-unit packaging Pack = 12 units | - | 0 | 0
3RV1611-0BD10-Z | X95 | 3RV1611-0BD10-ZX95 | 1 | UN | 1 | 5 | B | D | N | N | 85362010 | 96 | 4011209322943 | 0.226 | KG | 60.23 | 60.23 | CP09 | CP09 | Circuit breaker size S00 for fuse monitoring screw terminal A-release 0.2 A N-release 1.2 A Reusable packaging Pack = 96 units | - | 0 | 0
3RV1611-0BD15-Z | X95 | 3RV1611-0BD15-ZX95 | 1 | UN | 1 | 0 | A | D | EAR99 | N | 85362010 | 96 |  | 0.225 | KG | 78 | 78 | CP09 | CP09 | Circuit breaker size S00 for fuse monitoring screw terminal A-release 0.2 A N-release 1.2 A with transverse auxiliary switch 1 NO+1 NC Reusable packaging Pack = 96 units | - | 0 | 0
3RV1611-1AG14 |  | 3RV1611-1AG14 | 1 | UN | 1 | 5 | B | D | N | N | 85362010 | 1 | 4011209535213 | 0.312 | KG | 317.3 | 308.75 | CP09 | CP09 | Voltage transformer Circuit breaker, Size S00 1.4 A, N-release 6 A, 1 CO with transverse auxiliary switch | Lista Papel 2020 SI | 0 | 0
3RV1611-1AG14-Z | I45 | 3RV1611-1AG14-ZI45 | 1 | UN | 1 | 5 | B | D | N | N | 85362010 | 1 | 4047621018737 | 0.313 | KG | 394.25 | 394.25 | CP09 | CP09 | Voltage transformer Circuit breaker, Size S00 1.4 A, N-release 6 A, 1 CO with transverse auxiliary switch | - | 0 | 0
3RV1611-1CG14 |  | 3RV1611-1CG14 | 1 | UN | 1 | 1 | A | D | N | N | 85362010 | 1 | 4011209535220 | 0.304 | KG | 317.3 | 308.75 | CP09 | CP09 | Voltage transformer Circuit breaker, Size S00 2.5 A, N-release 10.5 A 1 CO with transverse auxiliary switch | Lista Papel 2020 SI | 0 | 0
3RV1611-1CG14-Z | I45 | 3RV1611-1CG14-ZI45 | 1 | UN | 1 | 5 | B | D | N | N | 85362010 | 1 | 4047621018744 | 0.31 | KG | 394.25 | 394.25 | CP09 | CP09 | Voltage transformer Circuit breaker, Size S00 2.5 A, N-release 10.5 A 1 CO with transverse auxiliary switch | - | 0 | 0
3RV1611-1DG14 |  | 3RV1611-1DG14 | 1 | UN | 1 | 1 | A | D | N | N | 85362010 | 1 | 4011209535237 | 0.31 | KG | 317.3 | 308.75 | CP09 | CP09 | Voltage transformer Circuit breaker, Size S00 3 A, N-release 20 A 1 CO with transverse auxiliary switch | Lista Papel 2020 SI | 0 | 0
3RV1611-1DG14-Z | I45 | 3RV1611-1DG14-ZI45 | 1 | UN | 1 | 5 | B | D | N | N | 85362010 | 1 | 4047621018751 | 0.31 | KG | 394.25 | 394.25 | CP09 | CP09 | Voltage transformer Circuit breaker, Size S00 3 A, N-release 20 A 1 CO with transverse auxiliary switch | - | 0 | 0
3RV1641-4MK10-0AA4 |  | 3RV1641-4MK10-0AA4 | 1 | UN | 1 | 10 | C | D | N | N | 85362090 | 1 | 4011209688322 | 2.277 | KG | 585.2 | 585.2 | CP09 | CP09 | Circuit breaker size S3 for motor protection, Class 10 A-release 80...100 A Short-circuit release 1450 A Screw terminal Standard switching capacity !!! Phased-out product !!! Successor is SIRIUS 3RV2 | - | 0 | 9
3RV1721-0AD10 |  | 3RV1721-0AD10 | 1 | UN | 1 | 5 | B | D | EAR99 | N | 85362010 | 1 | 4011209652767 | 0.432 | KG | 206.15 | 206.15 | CP09 | CP09 | Circuit breaker size S0 for system protection with approval circuit breaker UL 489, CSA C22.2 No.5-02 A-release 0.16 A N-release 2.1 A Screw terminal Standard switching capacity | - | 0 | 9
3RV1721-0BD10 |  | 3RV1721-0BD10 | 1 | UN | 1 | 5 | B | D | EAR99 | N | 85362010 | 1 | 4011209652774 | 0.489 | KG | 234.65 | 234.65 | CP09 | CP09 | CIRCUIT-BREAKER SIZE S0, FOR PLANT PROTECTION, WITH APPROVAL CIRCUIT-BREAKER UL 489, CSA C22.2 NO.5-02, A-RELEASE 0.2 A, N-RELEASE 2.6 A, SCREW TERMINAL, STANDARD SWITCHING CAPACITY | - | 0 | 9
3RV1721-0CD10 |  | 3RV1721-0CD10 | 1 | UN | 1 | 7 | C | D | N | N | 85362010 | 1 | 4011209652781 | 0.432 | KG | 234.65 | 234.65 | CP09 | CP09 | CIRCUIT-BREAKER SIZE S0, FOR PLANT PROTECTION, WITH APPROVAL CIRCUIT-BREAKER UL 489, CSA C22.2 NO.5-02, A-RELEASE 0.25 A, N-RELEASE 3.3 A, SCREW TERMINAL, STANDARD SWITCHING CAPACITY | - | 0 | 7
3RV1721-0DD10 |  | 3RV1721-0DD10 | 1 | UN | 1 | 7 | C | D | EAR99 | N | 85362010 | 1 | 4011209652798 | 0.435 | KG | 237.5 | 237.5 | CP09 | CP09 | CIRCUIT-BREAKER SIZE S0, FOR PLANT PROTECTION, WITH APPROVAL CIRCUIT-BREAKER UL 489, CSA C22.2 NO.5-02, A-RELEASE 0.32 A, N-RELEASE 4.2 A, SCREW TERMINAL, STANDARD SWITCHING CAPACITY | - | 0 | 7
3RV1721-0ED10 |  | 3RV1721-0ED10 | 1 | UN | 1 | 5 | B | D | EAR99 | N | 85362010 | 1 | 4011209652804 | 0.435 | KG | 237.5 | 237.5 | CP09 | CP09 | CIRCUIT-BREAKER SIZE S0, FOR PLANT PROTECTION, WITH APPROVAL CIRCUIT-BREAKER UL 489, CSA C22.2 NO.5-02, A-RELEASE 0.4 A, N-RELEASE 5.2 A, SCREW TERMINAL, STANDARD SWITCHING CAPACITY | - | 0 | 9
3RV1721-0FD10 |  | 3RV1721-0FD10 | 1 | UN | 1 | 7 | C | D | EAR99 | N | 85362010 | 1 | 4011209652811 | 0.434 | KG | 237.5 | 237.5 | CP09 | CP09 | CIRCUIT-BREAKER SIZE S0, FOR PLANT PROTECTION, WITH APPROVAL CIRCUIT-BREAKER UL 489, CSA C22.2 NO.5-02, A-RELEASE 0.5 A, N-RELEASE 6.5 A, SCREW TERMINAL, STANDARD SWITCHING CAPACITY | - | 0 | 7
3RV1721-0GD10 |  | 3RV1721-0GD10 | 1 | UN | 1 | 7 | C | D | EAR99 | N | 85362010 | 1 | 4011209652828 | 0.491 | KG | 237.5 | 237.5 | CP09 | CP09 | CIRCUIT-BREAKER SIZE S0, FOR PLANT PROTECTION, WITH APPROVAL CIRCUIT-BREAKER UL 489, CSA C22.2 NO.5-02, A-RELEASE 0.63 A, N-RELEASE 8.2 A, SCREW TERMINAL, STANDARD SWITCHING CAPACITY | - | 0 | 7
3RV1721-0HD10 |  | 3RV1721-0HD10 | 1 | UN | 1 | 7 | C | D | N | N | 85362010 | 1 | 4011209652835 | 0.496 | KG | 237.5 | 237.5 | CP09 | CP09 | CIRCUIT-BREAKER SIZE S0, FOR PLANT PROTECTION, WITH APPROVAL CIRCUIT-BREAKER UL 489, CSA C22.2 NO.5-02, A-RELEASE 0.8 A, N-RELEASE 10 A, SCREW TERMINAL, STANDARD SWITCHING CAPACITY | - | 0 | 7
3RV1721-0JD10 |  | 3RV1721-0JD10 | 1 | UN | 1 | 7 | C | D | N | N | 85362010 | 1 | 4011209652842 | 0.498 | KG | 256.5 | 256.5 | CP09 | CP09 | CIRCUIT-BREAKER SIZE S0, FOR PLANT PROTECTION, WITH APPROVAL CIRCUIT-BREAKER UL 489, CSA C22.2 NO.5-02, A-RELEASE 1 A, N-RELEASE 13 A, SCREW TERMINAL, STANDARD SWITCHING CAPACITY | - | 0 | 7
3RV1721-0KD10 |  | 3RV1721-0KD10 | 1 | UN | 1 | 7 | C | D | N | N | 85362010 | 1 | 4011209652859 | 0.499 | KG | 256.5 | 256.5 | CP09 | CP09 | CIRCUIT-BREAKER SIZE S0, FOR PLANT PROTECTION, WITH APPROVAL CIRCUIT-BREAKER UL 489, CSA C22.2 NO.5-02, A-RELEASE 1.25 A, N-RELEASE 16 A, SCREW TERMINAL, STANDARD SWITCHING CAPACITY | - | 0 | 7
3RV1721-1AD10 |  | 3RV1721-1AD10 | 1 | UN | 1 | 7 | C | D | N | N | 85362010 | 1 | 4011209652866 | 0.504 | KG | 256.5 | 256.5 | CP09 | CP09 | CIRCUIT-BREAKER SIZE S0, FOR PLANT PROTECTION, WITH APPROVAL CIRCUIT-BREAKER UL 489, CSA C22.2 NO.5-02, A-RELEASE 1.6 A, N-RELEASE 21 A, SCREW TERMINAL, STANDARD SWITCHING CAPACITY | - | 0 | 7
3RV1721-1BD10 |  | 3RV1721-1BD10 | 1 | UN | 1 | 7 | C | D | N | N | 85362010 | 1 | 4011209652873 | 0.504 | KG | 257.45 | 257.45 | CP09 | CP09 | CIRCUIT-BREAKER SIZE S0, FOR PLANT PROTECTION, WITH APPROVAL CIRCUIT-BREAKER UL 489, CSA C22.2 NO.5-02, A-RELEASE 2 A, N-RELEASE 26 A, SCREW TERMINAL, STANDARD SWITCHING CAPACITY | - | 0 | 7
3RV1721-1CD10 |  | 3RV1721-1CD10 | 1 | UN | 1 | 7 | C | D | N | N | 85362010 | 1 | 4011209652880 | 0.503 | KG | 257.45 | 257.45 | CP09 | CP09 | CIRCUIT-BREAKER SIZE S0, FOR PLANT PROTECTION, WITH APPROVAL CIRCUIT-BREAKER UL 489, CSA C22.2 NO.5-02, A-RELEASE 2.5 A, N-RELEASE 33 A, SCREW TERMINAL, STANDARD SWITCHING CAPACITY | - | 0 | 7
3RV1721-1DD10 |  | 3RV1721-1DD10 | 1 | UN | 1 | 7 | C | D | N | N | 85362010 | 1 | 4011209652897 | 0.505 | KG | 257.45 | 257.45 | CP09 | CP09 | CIRCUIT-BREAKER SIZE S0, FOR PLANT PROTECTION, WITH APPROVAL CIRCUIT-BREAKER UL 489, CSA C22.2 NO.5-02, A-RELEASE 3.2 A, N-RELEASE 42 A, SCREW TERMINAL, STANDARD SWITCHING CAPACITY | - | 0 | 7
3RV1721-1ED10 |  | 3RV1721-1ED10 | 1 | UN | 1 | 7 | C | D | EAR99 | N | 85362010 | 1 | 4011209652903 | 0.494 | KG | 257.45 | 257.45 | CP09 | CP09 | Circuit breaker size S0 for system protection with approval circuit breaker UL 489, CSA C22.2 No.5-02 A-release 4 A N release 52 A Screw terminal Standard switching capacity | - | 0 | 9
3RV1721-1FD10 |  | 3RV1721-1FD10 | 1 | UN | 1 | 5 | B | D | EAR99 | N | 85362090 | 1 | 4011209652910 | 0.506 | KG | 225.15 | 225.15 | CP09 | CP09 | Circuit breaker size S0 for system protection with approval circuit breaker UL 489, CSA C22.2 No.5-02 A-release 5 A N release 65 A Screw terminal Standard switching capacity | - | 0 | 9
3RV1721-1GD10 |  | 3RV1721-1GD10 | 1 | UN | 1 | 7 | C | D | EAR99 | N | 85362010 | 1 | 4011209652927 | 0.507 | KG | 257.45 | 257.45 | CP09 | CP09 | CIRCUIT-BREAKER SIZE S0, FOR PLANT PROTECTION, WITH APPROVAL CIRCUIT-BREAKER UL 489, CSA C22.2 NO.5-02, A-RELEASE 6.3 A, N-RELEASE 82 A, SCREW TERMINAL, STANDARD SWITCHING CAPACITY | - | 0 | 7
3RV1721-1HD10 |  | 3RV1721-1HD10 | 1 | UN | 1 | 7 | C | D | EAR99 | N | 85362010 | 1 | 4011209652934 | 0.499 | KG | 257.45 | 257.45 | CP09 | CP09 | CIRCUIT-BREAKER SIZE S0, FOR PLANT PROTECTION, WITH APPROVAL CIRCUIT-BREAKER UL 489, CSA C22.2 NO.5-02, A-RELEASE 8 A, N-RELEASE 104 A, SCREW TERMINAL, STANDARD SWITCHING CAPACITY | - | 0 | 7
3RV1721-1JD10 |  | 3RV1721-1JD10 | 1 | UN | 1 | 7 | C | D | EAR99 | N | 85362010 | 1 | 4011209652941 | 0.505 | KG | 286.9 | 286.9 | CP09 | CP09 | CIRCUIT-BREAKER SIZE S0, FOR PLANT PROTECTION, WITH APPROVAL CIRCUIT-BREAKER UL 489, CSA C22.2 NO.5-02, A-RELEASE 10 A, N-RELEASE 130 A, SCREW TERMINAL, STANDARD SWITCHING CAPACITY | - | 0 | 7
3RV1721-1KD10 |  | 3RV1721-1KD10 | 1 | UN | 1 | 5 | B | D | EAR99 | N | 85362090 | 1 | 4011209652958 | 0.509 | KG | 251.75 | 251.75 | CP09 | CP09 | Circuit breaker size S0 for system protection with approval circuit breaker UL 489, CSA C22.2 No.5-02 A-release 12.5 A N-release 163 A Screw terminal Standard switching capacity | - | 0 | 9
3RV1721-4AD10 |  | 3RV1721-4AD10 | 1 | UN | 1 | 5 | B | D | EAR99 | N | 85362090 | 1 | 4011209652965 | 0.509 | KG | 266.95 | 266.95 | CP09 | CP09 | Circuit breaker size S0 for system protection with approval circuit breaker UL 489, CSA C22.2 No.5-02 A-release 15 A N-release 208 A Screw terminal Standard switching capacity | - | 0 | 9
3RV1721-4BD10 |  | 3RV1721-4BD10 | 1 | UN | 1 | 5 | B | D | EAR99 | N | 85362010 | 1 | 4011209652972 | 0.51 | KG | 290.7 | 290.7 | CP09 | CP09 | CIRCUIT-BREAKER SIZE S0, FOR PLANT PROTECTION, WITH APPROVAL CIRCUIT-BREAKER UL 489, CSA C22.2 NO.5-02, A-RELEASE 20 A, N-RELEASE 260 A, SCREW TERMINAL, STANDARD SWITCHING CAPACITY | - | 0 | 9
3RV1721-4CD10 |  | 3RV1721-4CD10 | 1 | UN | 1 | 7 | C | D | EAR99 | N | 85362010 | 1 | 4011209652989 | 0.512 | KG | 386.65 | 386.65 | CP09 | CP09 | Circuit breaker size S0 for system protection with approval circuit breaker UL 489, CSA C22.2 No.5-02 A-release 22 A N-release 286 A Screw terminal Standard switching capacity | - | 0 | 9
3RV1742-5AD10 |  | 3RV1742-5AD10 | 1 | UN | 1 | 20 | D | D | N | N | 85362010 | 1 | 4011209611320 | 2.23 | KG | 356.25 | 356.25 | CP09 | CP09 | Circuit breaker size S3 for system protection with approval circuit breaker UL 489, CSA C22.2 No.5-02 A-release 10 A Short-circuit release 150 A Screw terminal Standard switching capacity !!! Phased-out product !!! Successor is SIRIUS 3RV2 Preferred successor type is >>3RV2742-5AD10<< | - | 0 | 0
3RV1742-5BD10 |  | 3RV1742-5BD10 | 1 | UN | 1 | 20 | D | D | N | N | 85362010 | 1 | 4011209626386 | 2.235 | KG | 399 | 399 | CP09 | CP09 | Circuit breaker size S3 for system protection with approval circuit breaker UL 489, CSA C22.2 No.5-02 A-release 15 A Short-circuit release 225 A Screw terminal Standard switching capacity !!! Phased-out product !!! Successor is SIRIUS 3RV2 Preferred successor type is >>3RV2742-5BD10<< | - | 0 | 0
3RV1742-5CD10 |  | 3RV1742-5CD10 | 1 | UN | 1 | 20 | D | D | N | N | 85362010 | 1 | 4011209611672 | 2.265 | KG | 399 | 399 | CP09 | CP09 | Circuit breaker size S3 for system protection with approval circuit breaker UL 489, CSA C22.2 No.5-02 A-release 20 A Short-circuit release 260 A Screw terminal Standard switching capacity !!! Phased-out product !!! Successor is SIRIUS 3RV2 Preferred successor type is >>3RV2742-5CD10<< | - | 0 | 0
3RV1742-5DD10 |  | 3RV1742-5DD10 | 1 | UN | 1 | 20 | D | D | N | N | 85362010 | 1 | 4011209626393 | 2.275 | KG | 431.3 | 431.3 | CP09 | CP09 | Circuit breaker size S3 for system protection with approval circuit breaker UL 489, CSA C22.2 No.5-02 A-release 25 A Short-circuit release 325 A Screw terminal Standard switching capacity !!! Phased-out product !!! Successor is SIRIUS 3RV2 Preferred successor type is >>3RV2742-5DD10<< | - | 0 | 0
3RV1742-5ED10 |  | 3RV1742-5ED10 | 1 | UN | 1 | 20 | D | D | N | N | 85362010 | 1 | 4011209626409 | 2.252 | KG | 450.3 | 450.3 | CP09 | CP09 | Circuit breaker size S3 for system protection with approval circuit breaker UL 489, CSA C22.2 No.5-02 A-release 30 A Short-circuit release 390 A Screw terminal Standard switching capacity !!! Phased-out product !!! Successor is SIRIUS 3RV2 Preferred successor type is >>3RV2742-5ED10<< | - | 0 | 0
3RV1742-5FD10 |  | 3RV1742-5FD10 | 1 | UN | 1 | 20 | D | D | N | N | 85362010 | 1 | 4011209611351 | 2.27 | KG | 450.3 | 450.3 | CP09 | CP09 | Circuit breaker size S3 for system protection with approval circuit breaker UL 489, CSA C22.2 No.5-02 A-release 35 A Short-circuit release 455 A Screw terminal Standard switching capacity !!! Phased-out product !!! Successor is SIRIUS 3RV2 Preferred successor type is >>3RV2742-5FD10<< | - | 0 | 0
3RV1742-5GD10 |  | 3RV1742-5GD10 | 1 | UN | 1 | 20 | D | D | N | N | 85362010 | 1 | 4011209626416 | 2.28 | KG | 551 | 551 | CP09 | CP09 | Circuit breaker size S3 for system protection with approval circuit breaker UL 489, CSA C22.2 No.5-02 A-release 40 A Short-circuit release 520 A Screw terminal Standard switching capacity !!! Phased-out product !!! Successor is SIRIUS 3RV2 Preferred successor type is >>3RV2742-5GD10<< | - | 0 | 0
3RV1742-5HD10 |  | 3RV1742-5HD10 | 1 | UN | 1 | 20 | D | D | N | N | 85362010 | 1 | 4011209626430 | 2.291 | KG | 551 | 551 | CP09 | CP09 | Circuit breaker size S3 for system protection with approval circuit breaker UL 489, CSA C22.2 No.5-02 A-release 45 A Short-circuit release 585 A Screw terminal Standard switching capacity !!! Phased-out product !!! Successor is SIRIUS 3RV2 Preferred successor type is >>3RV2742-5HD10<< | - | 0 | 0
3RV1742-5JD10 |  | 3RV1742-5JD10 | 1 | UN | 1 | 20 | D | D | N | N | 85362010 | 1 | 4011209626423 | 2.278 | KG | 551 | 551 | CP09 | CP09 | Circuit breaker size S3 for system protection with approval circuit breaker UL 489, CSA C22.2 No.5-02 A-release 50 A Short-circuit release 650 A Screw terminal Standard switching capacity !!! Phased-out product !!! Successor is SIRIUS 3RV2 Preferred successor type is >>3RV2742-5JD10<< | - | 0 | 0
3RV1742-5LD10 |  | 3RV1742-5LD10 | 1 | UN | 1 | 20 | D | D | N | N | 85362010 | 1 | 4011209626447 | 2.278 | KG | 551 | 551 | CP09 | CP09 | Circuit breaker size S3 for system protection with approval circuit breaker UL 489, CSA C22.2 No.5-02 A-release 60 A Short-circuit release 780 A Screw terminal Standard switching capacity !!! Phased-out product !!! Successor is SIRIUS 3RV2 Preferred successor type is >>3RV2742-5LD10<< | - | 0 | 0
3RV1742-5QD10 |  | 3RV1742-5QD10 | 1 | UN | 1 | 20 | D | D | N | N | 85362090 | 1 | 4011209790742 | 2.308 | KG | 603.25 | 603.25 | CP09 | CP09 | Circuit breaker size S3 for system protection with approval circuit breaker UL 489, CSA C22.2 No.5-02 A-release 70 A Short-circuit release 910 A Screw terminal Switching capacity 10 kA 600 Y/347 V !!! Phased-out product !!! Successor is SIRIUS 3RV2 Preferred successor type is >>3RV2742-5QD10<< | - | 0 | 0
3RV1821-0AD10 |  | 3RV1821-0AD10 | 1 | UN | 1 | 5 | B | D | EAR99 | N | 85362010 | 1 | 4011209653122 | 0.433 | KG | 225.15 | 225.15 | CP09 | CP09 | Circuit breaker size S0 for transformer protection with approval circuit breaker UL 489, CSA C22.2 No.5-02 A-release 0.16 A N-release 3.3 A Screw terminal Standard switching capacity | - | 0 | 9
3RV1821-0BD10 |  | 3RV1821-0BD10 | 1 | UN | 1 | 5 | B | D | EAR99 | N | 85362010 | 1 | 4011209653139 | 0.432 | KG | 225.15 | 225.15 | CP09 | CP09 | Circuit breaker size S0 for transformer protection with approval circuit breaker UL 489, CSA C22.2 No.5-02 A-release 0.2 A N-release 4.2 A Screw terminal Standard switching capacity | - | 0 | 9
3RV1821-0CD10 |  | 3RV1821-0CD10 | 1 | UN | 1 | 7 | C | D | N | N | 85362010 | 1 | 4011209653146 | 0.434 | KG | 257.45 | 257.45 | CP09 | CP09 | CIRCUIT-BREAKER, SIZE S0, FOR THE TRANSFORMER PROTECTION, WITH APPROBATION CIRC.-BREAKER UL 489, CSA C22.2 NO.5-02, A-TRIGGER 0.25 A, N-TRIGGER 5.2 A, SCREW CONNECTION, STANDARD BREAKING CAPACITY | - | 0 | 7
3RV1821-0DD10 |  | 3RV1821-0DD10 | 1 | UN | 1 | 7 | C | D | EAR99 | N | 85362010 | 1 | 4011209653153 | 0.434 | KG | 257.45 | 257.45 | CP09 | CP09 | CIRCUIT-BREAKER, SIZE S0, FOR THE TRANSFORMER PROTECTION, WITH APPROBATION CIRC.-BREAKER UL 489, CSA C22.2 NO.5-02, A-TRIGGER 0.32 A, N-TRIGGER 6.5 A, SCREW CONNECTION, STANDARD BREAKING CAPACITY | - | 0 | 9
3RV1821-0ED10 |  | 3RV1821-0ED10 | 1 | UN | 1 | 7 | C | D | EAR99 | N | 85362010 | 1 | 4011209653320 | 0.432 | KG | 257.45 | 257.45 | CP09 | CP09 | CIRCUIT-BREAKER, SIZE S0, FOR THE TRANSFORMER PROTECTION, WITH APPROBATION CIRC.-BREAKER UL 489, CSA C22.2 NO.5-02, A-TRIGGER 0.4 A, N-TRIGGER 8.2 A, SCREW CONNECTION, STANDARD BREAKING CAPACITY | - | 0 | 7
3RV1821-0FD10 |  | 3RV1821-0FD10 | 1 | UN | 1 | 7 | C | D | N | N | 85362010 | 1 | 4011209653160 | 0.43 | KG | 257.45 | 257.45 | CP09 | CP09 | CIRCUIT-BREAKER, SIZE S0, FOR THE TRANSFORMER PROTECTION, WITH APPROBATION CIRC.-BREAKER UL 489, CSA C22.2 NO.5-02, A-TRIGGER 0.5 A, N-TRIGGER 10 A, SCREW CONNECTION, STANDARD BREAKING CAPACITY | - | 0 | 7
3RV1821-0GD10 |  | 3RV1821-0GD10 | 1 | UN | 1 | 7 | C | D | N | N | 85362010 | 1 | 4011209653177 | 0.487 | KG | 257.45 | 257.45 | CP09 | CP09 | CIRCUIT-BREAKER, SIZE S0, FOR THE TRANSFORMER PROTECTION, WITH APPROBATION CIRC.-BREAKER UL 489, CSA C22.2 NO.5-02, A-TRIGGER 0.63 A, N-TRIGGER 13 A, SCREW CONNECTION, STANDARD BREAKING CAPACITY | - | 0 | 7
3RV1821-0HD10 |  | 3RV1821-0HD10 | 1 | UN | 1 | 7 | C | D | EAR99 | N | 85362010 | 1 | 4011209653184 | 0.497 | KG | 257.45 | 257.45 | CP09 | CP09 | CIRCUIT-BREAKER, SIZE S0, FOR THE TRANSFORMER PROTECTION, WITH APPROBATION CIRC.-BREAKER UL 489, CSA C22.2 NO.5-02, A-TRIGGER 0.8 A, N-TRIGGER 16 A, SCREW CONNECTION, STANDARD BREAKING CAPACITY | - | 0 | 7
3RV1821-0JD10 |  | 3RV1821-0JD10 | 1 | UN | 1 | 7 | C | D | N | N | 85362010 | 1 | 4011209653191 | 0.501 | KG | 276.45 | 276.45 | CP09 | CP09 | CIRCUIT-BREAKER, SIZE S0, FOR THE TRANSFORMER PROTECTION, WITH APPROBATION CIRC.-BREAKER UL 489, CSA C22.2 NO.5-02, A-TRIGGER 1 A, N-TRIGGER 21 A, SCREW CONNECTION, STANDARD BREAKING CAPACITY | - | 0 | 7
3RV1821-0KD10 |  | 3RV1821-0KD10 | 1 | UN | 1 | 7 | C | D | EAR99 | N | 85362010 | 1 | 4011209653207 | 0.5 | KG | 276.45 | 276.45 | CP09 | CP09 | CIRCUIT-BREAKER, SIZE S0, FOR THE TRANSFORMER PROTECTION, WITH APPROBATION CIRC.-BREAKER UL 489, CSA C22.2 NO.5-02, A-TRIGGER 1.25 A, N-TRIGGER 26 A, SCREW CONNECTION, STANDARD BREAKING CAPACITY | - | 0 | 7
3RV1821-1AD10 |  | 3RV1821-1AD10 | 1 | UN | 1 | 7 | C | D | N | N | 85362010 | 1 | 4011209653214 | 0.504 | KG | 276.45 | 276.45 | CP09 | CP09 | CIRCUIT-BREAKER, SIZE S0, FOR THE TRANSFORMER PROTECTION, WITH APPROBATION CIRC.-BREAKER UL 489, CSA C22.2 NO.5-02, A-TRIGGER 1.6 A, N-TRIGGER 33 A, SCREW CONNECTION, STANDARD BREAKING CAPACITY | - | 0 | 7
3RV1821-1BD10 |  | 3RV1821-1BD10 | 1 | UN | 1 | 7 | C | D | N | N | 85362010 | 1 | 4011209653221 | 0.502 | KG | 276.45 | 276.45 | CP09 | CP09 | CIRCUIT-BREAKER, SIZE S0, FOR TRANSFORMER PROTECTION, WITH APPROBATION CIRC.-BREAKER UL 489, CSA C22.2 NO.5-02, A-TRIGGER 2 A, N-TRIGGER 42 A, SCREW CONNECTION, STANDARD BREAKING CAPACITY | - | 0 | 7
3RV1821-1CD10 |  | 3RV1821-1CD10 | 1 | UN | 1 | 7 | C | D | N | N | 85362010 | 1 | 4011209653238 | 0.496 | KG | 276.45 | 276.45 | CP09 | CP09 | CIRCUIT-BREAKER, SIZE S0, FOR THE TRANSFORMER PROTECTION, WITH APPROBATION CIRC.-BREAKER UL 489, CSA C22.2 NO.5-02, A-TRIGGER 2.5 A, N-TRIGGER 52 A, SCREW CONNECTION, STANDARD BREAKING CAPACITY | - | 0 | 7
3RV1821-1DD10 |  | 3RV1821-1DD10 | 1 | UN | 1 | 7 | C | D | EAR99 | N | 85362010 | 1 | 4011209653245 | 0.503 | KG | 276.45 | 276.45 | CP09 | CP09 | CIRCUIT-BREAKER, SIZE S0, FOR THE TRANSFORMER PROTECTION, WITH APPROBATION CIRC.-BREAKER UL 489, CSA C22.2 NO.5-02, A-TRIGGER 3.2 A, N-TRIGGER 65 A, SCREW CONNECTION, STANDARD BREAKING CAPACITY | - | 0 | 7
3RV1821-1ED10 |  | 3RV1821-1ED10 | 1 | UN | 1 | 7 | C | D | EAR99 | N | 85362010 | 1 | 4011209653252 | 0.5 | KG | 276.45 | 276.45 | CP09 | CP09 | CIRCUIT-BREAKER, SIZE S0, FOR THE TRANSFORMER PROTECTION, WITH APPROBATION CIRC.-BREAKER UL 489, CSA C22.2 NO.5-02, A-TRIGGER 4 A, N-TRIGGER 82 A, SCREW CONNECTION, STANDARD BREAKING CAPACITY | - | 0 | 7
3RV1821-1FD10 |  | 3RV1821-1FD10 | 1 | UN | 1 | 7 | C | D | N | N | 85362010 | 1 | 4011209653269 | 0.499 | KG | 276.45 | 276.45 | CP09 | CP09 | CIRCUIT-BREAKER, SIZE S0, FOR THE TRANSFORMER PROTECTION, WITH APPROBATION CIRC.-BREAKER UL 489, CSA C22.2 NO.5-02, A-TRIGGER 5 A, N-TRIGGER 104 A, SCREW CONNECTION, STANDARD BREAKING CAPACITY | - | 0 | 7
3RV1821-1GD10 |  | 3RV1821-1GD10 | 1 | UN | 1 | 7 | C | D | N | N | 85362010 | 1 | 4011209653276 | 0.501 | KG | 276.45 | 276.45 | CP09 | CP09 | CIRCUIT-BREAKER, SIZE S0, FOR THE TRANSFORMER PROTECTION, WITH APPROBATION CIRC.-BREAKER UL 489, CSA C22.2 NO.5-02, A-TRIGGER 6.3 A, N-TRIGGER 130 A, SCREW CONNECTION, STANDARD BREAKING CAPACITY | - | 0 | 7
3RV1821-1HD10 |  | 3RV1821-1HD10 | 1 | UN | 1 | 5 | B | D | EAR99 | N | 85362090 | 1 | 4011209653283 | 0.501 | KG | 240.35 | 240.35 | CP09 | CP09 | Circuit breaker size S0 for transformer protection with approval circuit breaker UL 489, CSA C22.2 No.5-02 A-release 8 A N-release 163 A Screw terminal Standard switching capacity | - | 0 | 9
3RV1821-1JD10 |  | 3RV1821-1JD10 | 1 | UN | 1 | 7 | C | D | EAR99 | N | 85362010 | 1 | 4011209653290 | 0.514 | KG | 306.85 | 306.85 | CP09 | CP09 | CIRCUIT-BREAKER, SIZE S0, FOR THE TRANSFORMER PROTECTION, WITH APPROBATION CIRC.-BREAKER UL 489, CSA C22.2 NO.5-02, A-TRIGGER 10 A, N-TRIGGER 208 A, SCREW CONNECTION, STANDARD BREAKING CAPACITY | - | 0 | 7
3RV1821-1KD10 |  | 3RV1821-1KD10 | 1 | UN | 1 | 7 | C | D | EAR99 | N | 85362010 | 1 | 4011209653306 | 0.506 | KG | 306.85 | 306.85 | CP09 | CP09 | CIRCUIT-BREAKER, SIZE S0, FOR THE TRANSFORMER PROTECTION, WITH APPROBATION CIRC.-BREAKER UL 489, CSA C22.2 NO.5-02, A-TRIGGER 12.5 A, N-TRIGGER 260 A, SCREW CONNECTION, STANDARD BREAKING CAPACITY | - | 0 | 7
3RV1821-4AD10 |  | 3RV1821-4AD10 | 1 | UN | 1 | 5 | B | D | EAR99 | N | 85362090 | 1 | 4011209653313 | 0.507 | KG | 278.35 | 278.35 | CP09 | CP09 | Circuit breaker size S0 for transformer protection with approval circuit breaker UL 489, CSA C22.2 No.5-02 A-release 15 A N-release 286 A Screw terminal Standard switching capacity | - | 0 | 9
3RV1821-4BD10 |  | 3RV1821-4BD10 | 1 | UN | 1 | 7 | C | D | N | N | 85362010 | 1 | 4011209584846 | 0.52 | KG | 332.5 | 332.5 | CP09 | CP09 | CIRCUIT-BREAKER, SIZE S0, FOR THE TRANSFORMER PROTECTION, WITH APPROBATION CIRC.-BREAKER UL 489, CSA C22.2 NO.5-02, A-TRIGGER 20 A, N-TRIGGER 325 A, SCREW CONNECTION, STANDARD BREAKING CAPACITY | - | 0 | 7
3RV1901-0H |  | 3RV1901-0H | 1 | UN | 1 | 20 | D | D | EAR99 | N | 85389099 | 10 | 4011209422575 | 0.006 | KG | 5.73 | 5.73 | CP09 | CP09 | Cover cap for transverse auxiliary switch for SIRIUS circuit breaker 3RV1 !!! Phased-out product !!! Successor is SIRIUS 3RV2 Preferred successor type is >>3RV2901-0H<< |  | 0 | 0
3RV1901-1A |  | 3RV1901-1A | 1 | UN | 1 | 1 | A | D | N | N | 85365080 | 1 | 4011209280205 | 45 | G | 12.35 | 12.35 | CP09 | CP09 | Auxiliary switch can be mounted on the side 1 NO+1 NC for circuit breaker Size S00...S3 !!! Phased-out product !!! Successor is SIRIUS 3RV2 Preferred successor type is >>3RV2901-1A<< |  | 0 | 0
3RV1901-1AA00-0FB0 |  | 3RV1901-1AA00-0FB0 | 1 | UN | 1 | 20 | D | D | N | N | 85365080 | 2 | 4011209388857 | 45 | G | 11.02 | 11.02 | CP09 | CP09 | Auxiliary switch can be mounted on the side 1 NO+1 NC for circuit breaker Size S00...S3 ABB | - | 0 | 9
3RV1901-1AA00-0FQ0 |  | 3RV1901-1AA00-0FQ0 | 1 | UN | 1 | 20 | D | D | N | N | 85365080 | 2 | 4011209442863 | 45 | G | 15.2 | 15.2 | CP09 | CP09 | Auxiliary switch can be mounted on the side 1 NO+1 NC for circuit breaker Size S00...S3 LOVATO | - | 0 | 9
3RV1901-1AA00-Z | W97 | 3RV1901-1AA00-ZW97 | 1 | UN | 1 | 20 | D | D | N | N | 85365080 | 96 | 4011209862005 | 48 | G | 12.35 | 12.35 | CP09 | CP09 | Auxiliary switch can be mounted on the side 1 NO+1 NC for circuit breaker Size S00...S3 Multi-unit packaging !!! Phased-out product !!! Successor is SIRIUS 3RV2 Preferred successor type is >>3RV2901-1AA00-ZW97<< | - | 0 | 9
3RV1901-1AB1 |  | 3RV1901-1AB1 | 1 | UN | 1 | 20 | D | D | N | N | 85365080 | 1 | 4011209496132 | 45 | G | 12.35 | 12.35 | CP09 | CP09 | Lateral auxiliary switch with screw terminal 1 NO + 1 NC for circuit breaker Size S00...S3 Inscription as for 3VU13 !!! Phased-out product !!! Successor is SIRIUS 3RV2 | - | 0 | 9
3RV1901-1B |  | 3RV1901-1B | 1 | UN | 1 | 20 | D | D | N | N | 85365080 | 1 | 4011209305953 | 45 | G | 12.35 | 12.35 | CP09 | CP09 | Auxiliary switch can be mounted on the side 2 NO, for circuit breaker Size S00...S3 !!! Phased-out product !!! Successor is SIRIUS 3RV2 Preferred successor type is >>3RV2901-1B<< |  | 0 | 0
3RV1901-1BA00-0FB0 |  | 3RV1901-1BA00-0FB0 | 1 | UN | 1 | 20 | D | D | N | N | 85365080 | 2 | 4011209388840 | 46 | G | 11.02 | 11.02 | CP09 | CP09 | Auxiliary switch can be mounted on the side 2 NO, for circuit breaker Size S00...S3 ABB | - | 0 | 9
3RV1901-1BA00-0FQ0 |  | 3RV1901-1BA00-0FQ0 | 1 | UN | 1 | 20 | D | D | N | N | 85365080 | 2 | 4011209442856 | 45 | G | 15.2 | 15.2 | CP09 | CP09 | Auxiliary switch can be mounted on the side 2 NO, for circuit breaker Size S00...S3 LOVATO | - | 0 | 9
3RV1901-1C |  | 3RV1901-1C | 1 | UN | 1 | 20 | D | D | N | N | 85365080 | 1 | 4011209305960 | 45 | G | 12.35 | 12.35 | CP09 | CP09 | Auxiliary switch can be mounted on the side 2 NC, for circuit breaker Size S00...S3 !!! Phased-out product !!! Successor is SIRIUS 3RV2 Preferred successor type is >>3RV2901-1C<< |  | 0 | 0
3RV1901-1CA00-0FB0 |  | 3RV1901-1CA00-0FB0 | 1 | UN | 1 | 20 | D | D | N | N | 85365080 | 2 | 4011209388833 | 45 | G | 11.02 | 11.02 | CP09 | CP09 | Auxiliary switch can be mounted on the side 2 NC, for circuit breaker Size S00...S3 ABB | - | 0 | 9
3RV1901-1CA00-0FQ0 |  | 3RV1901-1CA00-0FQ0 | 1 | UN | 1 | 20 | D | D | N | N | 85365080 | 50 | 4011209442849 | 50 | G | 15.2 | 15.2 | CP09 | CP09 | Auxiliary switch can be mounted on the side 2 NC, for circuit breaker Size S00...S3 LOVATO | - | 0 | 9
3RV1901-1D |  | 3RV1901-1D | 1 | UN | 1 | 20 | D | D | N | N | 85365080 | 1 | 4011209275737 | 16 | G | 10.17 | 10.17 | CP09 | CP09 | Auxiliary switch transverse 1 CO for circuit breaker Size S00...S3 !!! Phased-out product !!! Successor is SIRIUS 3RV2 Preferred successor type is >>3RV2901-1D<< |  | 0 | 0
3RV1901-1DA00-0FB0 |  | 3RV1901-1DA00-0FB0 | 1 | UN | 1 | 20 | D | D | N | N | 85365080 | 1 | 4011209383258 | 15 | G | 9.08 | 9.08 | CP09 | CP09 | Auxiliary switch transverse 1 CO for circuit breaker Size S00...S3 ABB | - | 0 | 9
3RV1901-1DA00-0FQ0 |  | 3RV1901-1DA00-0FQ0 | 1 | UN | 1 | 20 | D | D | N | N | 85365080 | 1 | 4011209442832 | 16 | G | 12.54 | 12.54 | CP09 | CP09 | Auxiliary switch transverse 1 CO for circuit breaker Size S00...S3 LOVATO | - | 0 | 9
3RV1901-1E |  | 3RV1901-1E | 1 | UN | 1 | 20 | D | D | N | N | 85365080 | 1 | 4011209305977 | 17 | G | 12.35 | 12.35 | CP09 | CP09 | Auxiliary switch transverse 1 NO+1 NC for circuit breaker Size S00...S3 !!! Phased-out product !!! Successor is SIRIUS 3RV2 Preferred successor type is >>3RV2901-1E<< |  | 0 | 0
3RV1901-1EA00-0FB0 |  | 3RV1901-1EA00-0FB0 | 1 | UN | 1 | 10 | C | D | N | N | 85365080 | 1 | 4011209377424 | 18 | G | 11.02 | 11.02 | CP09 | CP09 | Auxiliary switch transverse 1 NO+1 NC for circuit breaker Size S00...S3 ABB | - | 0 | 9
3RV1901-1EA00-0FQ0 |  | 3RV1901-1EA00-0FQ0 | 1 | UN | 1 | 15 | C | D | N | N | 85365080 | 1 | 4011209442825 | 17 | G | 15.2 | 15.2 | CP09 | CP09 | Auxiliary switch transverse 1 NO+1 NC for circuit breaker Size S00...S3 LOVATO | - | 0 | 9
3RV1901-1E-Z | X90 | 3RV1901-1E-ZX90 | 1 | UN | 1 | 1 | A | D | N | N | 85365080 | 500 |  | 0.018 | KG | 15.2 | 15.2 | CP09 | CP09 | AUX. SWITCH, TRANSVERSE, 1NO+1NC, FOR MOTOR STARTER PROTECTOR, SIZE S00...S3 MULTI-UNIT PACKAGING, | - | 0 | 7
3RV1901-1E-Z | X95 | 3RV1901-1E-ZX95 | 1 | UN | 1 | 20 | D | D | N | N | 85365080 | 500 | 4011209849211 | 18 | G | 12.35 | 12.35 | CP09 | CP09 | Auxiliary switch transverse 1 NO+1 NC for circuit breaker Size S00...S3 Multi-unit packaging 500 units | - | 0 | 9
3RV1901-1F |  | 3RV1901-1F | 1 | UN | 1 | 20 | D | D | N | N | 85365080 | 1 | 4011209538665 | 18 | G | 12.35 | 12.35 | CP09 | CP09 | Transverse auxiliary switch with screw terminal 2 NO for circuit breaker Size S00...S3 !!! Phased-out product !!! Preferred successor type is >>3RV2901-1F<< |  | 0 | 0
3RV1901-1G |  | 3RV1901-1G | 1 | UN | 1 | 20 | D | D | N | N | 85365080 | 1 | 4011209390140 | 16 | G | 38.29 | 38.29 | CP09 | CP09 | Auxiliary switch transverse Solid-state-compatible 1 CO for circuit breaker Size S00...S3 !!! Phased-out product !!! Successor is SIRIUS 3RV2 Preferred successor type is >>3RV2901-1G<< | - | 0 | 0
3RV1901-1J |  | 3RV1901-1J | 1 | UN | 1 | 20 | D | D | N | N | 85365080 | 1 | 4011209498105 | 83 | G | 27.84 | 27.84 | CP09 | CP09 | Lateral auxiliary switch with screw terminal 2 NO+2 NC for circuit breaker Size S00...S3 !!! Phased-out product !!! Successor is SIRIUS 3RV2 Preferred successor type is >>3RV2901-1J<< |  | 0 | 0
3RV1901-1JA00-Z | X90 | 3RV1901-1JA00-ZX90 | 1 | UN | 1 | 20 | D | D | N | N | 85365080 | 20 | 4011209680616 | 73 | G | 27.84 | 27.84 | CP09 | CP09 | Lateral auxiliary switch with screw terminal 2 NO+2 NC for circuit breaker Size S00...S3 Multi-unit packaging Pack = 20 units | - | 0 | 9
3RV1901-2A |  | 3RV1901-2A | 1 | UN | 1 | 20 | D | D | N | N | 85365080 | 1 | 4011209305984 | 40 | G | 12.45 | 12.45 | CP09 | CP09 | Auxiliary switch can be mounted on the side 1 NO+1 NC spring-type terminal for circuit breaker Size S00...S3 !!! Phased-out product !!! Successor is SIRIUS 3RV2 Preferred successor type is >>3RV2901-2A<< | - | 0 | 0
3RV1901-2B |  | 3RV1901-2B | 1 | UN | 1 | 20 | D | D | N | N | 85365080 | 1 | 4011209305991 | 40 | G | 12.45 | 12.45 | CP09 | CP09 | Auxiliary switch can be mounted on the side 2 NO spring-type terminal for circuit breaker Size S00...S3 !!! Phased-out product !!! Successor is SIRIUS 3RV2 Preferred successor type is >>3RV2901-2B<< | - | 0 | 0
3RV1901-2BA00-0FB0 |  | 3RV1901-2BA00-0FB0 | 1 | UN | 1 | 20 | D | D | N | N | 85365080 | 1 | 4011209391826 | 0.21 | KG | 12.45 | 12.45 | CP09 | CP09 | Auxiliary switch can be mounted on the side 2 NO spring-type terminal for circuit breaker Size S00...S3 ABB | - | 0 | 9
3RV1901-2C |  | 3RV1901-2C | 1 | UN | 1 | 20 | D | D | N | N | 85365080 | 1 | 4011209306004 | 39 | G | 12.45 | 12.45 | CP09 | CP09 | Auxiliary switch can be mounted on the side 2 NC spring-type terminal for circuit breaker Size S00...S3 !!! Phased-out product !!! Successor is SIRIUS 3RV2 Preferred successor type is >>3RV2901-2C<< | - | 0 | 0
3RV1901-2E |  | 3RV1901-2E | 1 | UN | 1 | 20 | D | D | N | N | 85365080 | 1 | 4011209538672 | 17 | G | 12.45 | 12.45 | CP09 | CP09 | Transverse auxiliary switch with spring-type terminal 1 NO+1 NC !!! Phased-out product !!! Successor is SIRIUS 3RV2 Preferred successor type is >>3RV2901-2E<< | - | 0 | 0
3RV1901-2F |  | 3RV1901-2F | 1 | UN | 1 | 20 | D | D | N | N | 85365080 | 1 | 4011209612334 | 18 | G | 12.45 | 12.45 | CP09 | CP09 | Transverse auxiliary switch with spring-type terminal 2 NO !!! Phased-out product !!! Successor is SIRIUS 3RV2 Preferred successor type is >>3RV2901-2F<< | - | 0 | 0
3RV1902-1AB0 |  | 3RV1902-1AB0 | 1 | UN | 1 | 20 | D | D | N | N | 85364900 | 1 | 4011209282117 | 136 | G | 37.05 | 37.05 | CP09 | CP09 | Undervoltage release 24 V AC, 50 Hz for circuit breaker Size S00...S3 !!! Phased-out product !!! Successor is SIRIUS 3RV2 Preferred successor type is >>3RV2902-1AB0<< |  | 0 | 0
3RV1902-1AB00-0FB0 |  | 3RV1902-1AB00-0FB0 | 1 | UN | 1 | 20 | D | D | N | N | 85364900 | 1 | 4011209407978 | 134 | G | 33.16 | 33.16 | CP09 | CP09 | Undervoltage release 24 V AC, 50 Hz for circuit breaker Size S00...S3 ABB | - | 0 | 9
3RV1902-1AB4 |  | 3RV1902-1AB4 | 1 | UN | 1 | 20 | D | D | N | N | 85364190 | 1 | 4011209500556 | 141 | G | 106.4 | 106.4 | CP09 | CP09 | Undervoltage release 24 V DC, for circuit breaker Size S00...S3 !!! Phased-out product !!! Successor is SIRIUS 3RV2 Preferred successor type is >>3RV2902-1AB4<< |  | 0 | 0
3RV1902-1AF0 |  | 3RV1902-1AF0 | 1 | UN | 1 | 20 | D | D | N | N | 85364900 | 1 | 4011209282124 | 134 | G | 37.05 | 37.05 | CP09 | CP09 | Undervoltage release 110 V AC/50 Hz, 120 V AC/60 Hz for circuit breaker Size S00...S3 !!! Phased-out product !!! Successor is SIRIUS 3RV2 Preferred successor type is >>3RV2902-1AF0<< |  | 0 | 0
3RV1902-1AF00-0FB0 |  | 3RV1902-1AF00-0FB0 | 1 | UN | 1 | 20 | D | D | N | N | 85364900 | 1 | 4011209388826 | 134 | G | 33.16 | 33.16 | CP09 | CP09 | Undervoltage release 110 V AC, 50 Hz for circuit breaker Size S00...S3 ABB | - | 0 | 9
3RV1902-1AF00-0FQ0 |  | 3RV1902-1AF00-0FQ0 | 1 | UN | 1 | 20 | D | D | N | N | 85364900 | 1 | 4011209442818 | 135 | G | 45.89 | 45.89 | CP09 | CP09 | Undervoltage release 110 V AC, 50 Hz for circuit breaker Size S00...S3 ABB LOVATO | - | 0 | 9
3RV1902-1AM1 |  | 3RV1902-1AM1 | 1 | UN | 1 | 20 | D | D | N | N | 85364900 | 1 | 4011209282179 | 133 | G | 37.05 | 37.05 | CP09 | CP09 | Undervoltage release 208 V AC, 60 Hz for circuit breaker Size S00...S3 !!! Phased-out product !!! Successor is SIRIUS 3RV2 Preferred successor type is >>3RV2902-1AM1<< |  | 0 | 0
3RV1902-1AN0 |  | 3RV1902-1AN0 | 1 | UN | 1 | 30 | D | D | N | N | 85364900 | 1 | 4011209589445 | 131 | G | 37.05 | 37.05 | CP09 | CP09 | Undervoltage release Auxiliary release 220 V AC 50 Hz, for circuit breaker Size S0...S3 !!! Phased-out product !!! Successor is SIRIUS 3RV2 | - | 0 | 0
3RV1902-1AN6 |  | 3RV1902-1AN6 | 1 | UN | 1 | 30 | D | D | N | N | 85364900 | 1 | 4011209563407 | 10 | G | 37.05 | 37.05 | CP09 | CP09 | Undervoltage release 200 V !!! Phased-out product !!! Successor is SIRIUS 3RV2 | - | 0 | 0
3RV1902-1AP0 |  | 3RV1902-1AP0 | 1 | UN | 1 | 20 | D | D | N | N | 85364900 | 1 | 4011209275744 | 132 | G | 37.05 | 37.05 | CP09 | CP09 | Undervoltage release 230 V AC/50 Hz, 240 V AC/60 Hz for circuit breaker Size S00...S3 !!! Phased-out product !!! Successor is SIRIUS 3RV2 Preferred successor type is >>3RV2902-1AP0<< |  | 0 | 0
3RV1902-1AP00-0FB0 |  | 3RV1902-1AP00-0FB0 | 1 | UN | 1 | 20 | D | D | N | N | 85364900 | 1 | 4011209388819 | 131 | G | 33.16 | 33.16 | CP09 | CP09 | Undervoltage release 230 V AC/50 Hz, 240 V AC/60 Hz for circuit breaker Size S00...S3 ABB CUTLER HAMMER, C320UR240 | - | 0 | 9
3RV1902-1AP00-0FQ0 |  | 3RV1902-1AP00-0FQ0 | 1 | UN | 1 | 20 | D | D | N | N | 85364900 | 1 | 4011209442801 | 131 | G | 45.89 | 45.89 | CP09 | CP09 | Undervoltage release 230 V AC/50 Hz, 240 V AC/60 Hz for circuit breaker Size S00...S3 ABB LOVATO | - | 0 | 9
3RV1902-1AQ0 |  | 3RV1902-1AQ0 | 1 | UN | 1 | 30 | D | D | N | N | 85364900 | 1 | 4011209589452 | 130 | G | 37.05 | 37.05 | CP09 | CP09 | Undervoltage release Auxiliary release 380 V AC 50 Hz for circuit breaker Size S00...S3 !!! Phased-out product !!! Successor is SIRIUS 3RV2 | - | 0 | 0
3RV1902-1AS0 |  | 3RV1902-1AS0 | 1 | UN | 1 | 20 | D | D | N | N | 85364900 | 1 | 4011209282155 | 130 | G | 37.05 | 37.05 | CP09 | CP09 | Undervoltage release 500 V AC/50 Hz, 575 V AC/60 Hz for circuit breaker Size S00...S3 !!! Phased-out product !!! Successor is SIRIUS 3RV2 Preferred successor type is >>3RV2902-1AS0<< |  | 0 | 0
3RV1902-1AU0 |  | 3RV1902-1AU0 | 1 | UN | 1 | 20 | D | D | N | N | 85364900 | 1 | 4011209282131 | 120 | G | 43.8 | 43.8 | CP09 | CP09 | Undervoltage release 240 V AC, 50 Hz for circuit breaker Size S00...S3 | - | 0 | 9
3RV1902-1AV0 |  | 3RV1902-1AV0 | 1 | UN | 1 | 20 | D | D | N | N | 85364900 | 1 | 4011209275751 | 130 | G | 37.05 | 37.05 | CP09 | CP09 | Undervoltage release 400 V AC/50 Hz, 440 V AC/60 Hz for circuit breaker Size S00...S3 !!! Phased-out product !!! Successor is SIRIUS 3RV2 Preferred successor type is >>3RV2902-1AV0<< |  | 0 | 0
3RV1902-1AV00-0FB0 |  | 3RV1902-1AV00-0FB0 | 1 | UN | 1 | 20 | D | D | N | N | 85364900 | 1 | 4011209388802 | 133 | G | 33.16 | 33.16 | CP09 | CP09 | Undervoltage release 400 V AC/50 Hz, 440 V AC/60 Hz for circuit breaker Size S00...S3 ABB | - | 0 | 9
3RV1902-1AV00-0FQ0 |  | 3RV1902-1AV00-0FQ0 | 1 | UN | 1 | 20 | D | D | N | N | 85364900 | 1 | 4011209442795 | 126 | G | 45.89 | 45.89 | CP09 | CP09 | Undervoltage release 400 V AC/50 Hz, 440 V AC/60 Hz for circuit breaker Size S00...S3 ABB LOVATO | - | 0 | 9
3RV1902-1AV1 |  | 3RV1902-1AV1 | 1 | UN | 1 | 20 | D | D | N | N | 85364900 | 1 | 4011209400191 | 131 | G | 37.05 | 37.05 | CP09 | CP09 | Undervoltage release 415 V AC/50 Hz, 480 V AC/60 Hz for circuit breaker Size S00...S3 !!! Phased-out product !!! Successor is SIRIUS 3RV2 Preferred successor type is >>3RV2902-1AV1<< |  | 0 | 0
3RV1902-1DB0 |  | 3RV1902-1DB0 | 1 | UN | 1 | 20 | D | D | N | N | 85364900 | 1 | 4011209275768 | 137 | G | 37.05 | 37.05 | CP09 | CP09 | Shunt release 20...24 V AC, 50/60 Hz, 100% ON period 20-70 V AC, 50/60 Hz, 5 s ON period 20-70 V DC, 5 s ON period for circuit breaker Size S00...S3 !!! Phased-out product !!! Successor is SIRIUS 3RV2 Preferred successor type is >>3RV2902-1DB0<< |  | 0 | 0
3RV1902-1DB00-0FB0 |  | 3RV1902-1DB00-0FB0 | 1 | UN | 1 | 20 | D | D | N | N | 85364900 | 1 | 4011209390737 | 137 | G | 33.16 | 33.16 | CP09 | CP09 | Shunt release 20...24 V AC, 50/60 Hz, 100% ON period 20...70 V AC, 50/60 Hz, 5 s ON period 20...70 V DC, 5 s ON period for circuit breaker Size S00...S3 ABB | - | 0 | 9
3RV1902-1DB00-0FQ0 |  | 3RV1902-1DB00-0FQ0 | 1 | UN | 1 | 20 | D | D | N | N | 85364190 | 1 | 4011209442788 | 0.134 | KG | 45.89 | 45.89 | CP09 | CP09 | Shunt release 20...24 V AC, 50/60 Hz, 100% ON period 20...70 V AC, 50/60 Hz, 5 s ON period 20...70 V DC, 5 s ON period for circuit breaker Size S00...S3 LOVATO | - | 0 | 9
3RV1902-1DF0 |  | 3RV1902-1DF0 | 1 | UN | 1 | 20 | D | D | N | N | 85364900 | 1 | 4011209282049 | 136 | G | 37.05 | 37.05 | CP09 | CP09 | Shunt release 90-110 V AC, 50/60 Hz, 100% ON period 70-190 V AC, 50/60 Hz, 5 s ON period 70-190 V AC, 5 s ON period for circuit breaker Size S00...S3 !!! Phased-out product !!! Successor is SIRIUS 3RV2 Preferred successor type is >>3RV2902-1DF0<< |  | 0 | 0
3RV1902-1DF00-0FB0 |  | 3RV1902-1DF00-0FB0 | 1 | UN | 1 | 20 | D | D | N | N | 85364900 | 1 | 4011209390720 | 135 | G | 33.16 | 33.16 | CP09 | CP09 | Shunt release 90-110 V AC, 50/60 Hz, 100% ON period 70...190 V AC, 50/60 Hz, 5 s ON period 70...190 V DC, 5 s ON period for circuit breaker Size S00...S3 ABB | - | 0 | 9
3RV1902-1DF00-0FQ0 |  | 3RV1902-1DF00-0FQ0 | 1 | UN | 1 | 20 | D | D | N | N | 85364900 | 1 | 4011209442771 | 135 | G | 45.89 | 45.89 | CP09 | CP09 | Shunt release 90-110 V AC, 50/60 Hz, 100% ON period 70-190 V AC, 50/60 Hz, 5 s ON period 70-190 V AC, 5 s ON period for circuit breaker Size S00...S3 LOVATO | - | 0 | 9
3RV1902-1DP0 |  | 3RV1902-1DP0 | 1 | UN | 1 | 20 | D | D | N | N | 85364900 | 1 | 4011209275799 | 136 | G | 37.05 | 37.05 | CP09 | CP09 | Shunt release 210-240 V AC, 50/60 Hz, 100% ON period 190...330 V DC, 5 s ON period 190...330 V AC, 50/60 Hz, 5 s ON period for circuit breaker Size S00...S3 !!! Phased-out product !!! Successor is SIRIUS 3RV2 Preferred successor type is >>3RV2902-1DP0<< |  | 0 | 0
3RV1902-1DP00-0FB0 |  | 3RV1902-1DP00-0FB0 | 1 | UN | 1 | 20 | D | D | N | N | 85364900 | 1 | 4011209390713 | 134 | G | 33.16 | 33.16 | CP09 | CP09 | Shunt release 210-240 V AC, 50/60 Hz, 100% ON period 190...330 V DC, 5 s ON period 190...330 V AC, 50/60 Hz, 5 s ON period for circuit breaker Size S00...S3 ABB | - | 0 | 9
3RV1902-1DP00-0FQ0 |  | 3RV1902-1DP00-0FQ0 | 1 | UN | 1 | 20 | D | D | N | N | 85364900 | 1 | 4011209442764 | 131 | G | 45.89 | 45.89 | CP09 | CP09 | Shunt release 210-240 V AC, 50/60 Hz, 100% ON period 190...330 V DC, 5 s ON period 190...330 V AC, 50/60 Hz, 5 s ON period for circuit breaker Size S00...S3 LOVATO | - | 0 | 9
3RV1902-1DS0 |  | 3RV1902-1DS0 | 1 | UN | 1 | 20 | D | D | N | N | 85364900 | 1 | 4011209282070 | 130 | G | 37.05 | 37.05 | CP09 | CP09 | Shunt release 500 V AC, 50 Hz, 100% switch-on duration for circuit breakers Size S00...S3 !!! Phased-out product !!! Successor is SIRIUS 3RV2 Preferred successor type is >>3RV2902-1DS0<< |  | 0 | 0
3RV1902-1DV0 |  | 3RV1902-1DV0 | 1 | UN | 1 | 20 | D | D | N | N | 85364900 | 1 | 4011209275805 | 132 | G | 37.05 | 37.05 | CP09 | CP09 | Shunt release 350-415 V AC, 50/60 Hz, 100% ON period for circuit breaker Size S00...S3 !!! Phased-out product !!! Successor is SIRIUS 3RV2 Preferred successor type is >>3RV2902-1DV0<< |  | 0 | 0
3RV1902-1DV00-0FB0 |  | 3RV1902-1DV00-0FB0 | 1 | UN | 1 | 20 | D | D | N | N | 85364900 | 1 | 4011209390706 | 130 | G | 33.16 | 33.16 | CP09 | CP09 | Shunt release 350-415 V AC, 50/60 Hz, 100% ON period 330...500 V DC, 5 s ON period 330...500 V AC, 50/60 Hz, 5 s ON period for circuit breaker Size S00...S3 ABB | - | 0 | 9
3RV1902-1DV00-0FQ0 |  | 3RV1902-1DV00-0FQ0 | 1 | UN | 1 | 20 | D | D | N | N | 85364900 | 1 | 4011209442757 | 128 | G | 45.89 | 45.89 | CP09 | CP09 | Shunt release 350-415 V AC, 50/60 Hz, 100% ON period for circuit breaker Size S00...S3 LOVATO | - | 0 | 9
3RV1903-5B |  | 3RV1903-5B | 1 | UN | 1 | 5 | B | D | N | N | 85366190 | 1 | 4011209274938 | 0.034 | KG | 12.26 | 11.88 | CP09 | CP09 | Indicator light with glow lamp 110...120 V AC/DC with colored lenses: red,green,clear for enclosure 3RV19 Size S00...S2 | Lista Papel 2020 SI | 0 | 0
3RV1903-5C |  | 3RV1903-5C | 1 | UN | 1 | 2 | A | D | N | N | 85366190 | 1 | 4011209274945 | 0.03 | KG | 12.26 | 11.88 | CP09 | CP09 | Indicator light with glow lamp 220...240 V AC/DC with colored lenses: red,green,clear for enclosure 3RV19 Size S00...S2 | Lista Papel 2020 SI | 0 | 0
3RV1903-5E |  | 3RV1903-5E | 1 | UN | 1 | 2 | A | D | N | N | 85366190 | 1 | 4011209274952 | 0.026 | KG | 12.26 | 11.88 | CP09 | CP09 | Indicator light with glow lamp 380...415 V AC/DC with colored lenses: red,green,clear for enclosure 3RV19 Size S00...S2 | Lista Papel 2020 SI | 0 | 0
3RV1903-5G |  | 3RV1903-5G | 1 | UN | 1 | 5 | B | D | N | N | 85366190 | 1 | 4011209274969 | 0.027 | KG | 12.26 | 11.88 | CP09 | CP09 | Indicator light with glow lamp 480...500 V AC/DC with colored lenses: red,green,clear for enclosure 3RV19 Size S00...S2 | Lista Papel 2020 SI | 0 | 0
3RV1908-0P |  | 3RV1908-0P | 100 | UN | 1 | 2 | A | D | N | N | 85389099 | 10 | 4011209286191 | 0.66 | G | 104.5 | 104.5 | CP09 | CP09 | Scale cover, sealable for circuit breaker Size S00...S3 |  | 0 | 0
3RV1908-0PA00-0FB0 |  | 3RV1908-0PA00-0FB0 | 100 | UN | 1 | 20 | D | D | N | N | 85389099 | 10 | 4011209390690 | 0.007 | KG | 104.5 | 104.5 | CP09 | CP09 | Scale cover, sealable for circuit breaker Size S0...S3 ABB | - | 0 | 9
3RV1912-1CP0 |  | 3RV1912-1CP0 | 1 | UN | 1 | 2 | A | D | N | N | 85364900 | 1 | 4011209275812 | 141 | G | 47.31 | 47.31 | CP09 | CP09 | Undervoltage release 230 V AC, 50 Hz / 240 V, 60 Hz with leading auxiliary switch 2NO, for circuit breaker 3RV1011 |  | 0 | 0
3RV1912-1CV0 |  | 3RV1912-1CV0 | 1 | UN | 1 | 2 | A | D | N | N | 85364900 | 1 | 4011209275829 | 137 | G | 47.31 | 47.31 | CP09 | CP09 | Undervoltage release 400 V AC, 50 Hz with leading auxiliary switch 2NO, for circuit breaker 3RV1011 |  | 0 | 0
3RV1912-1CV1 |  | 3RV1912-1CV1 | 1 | UN | 1 | 2 | A | D | N | N | 85364900 | 1 | 4011209400221 | 0.139 | KG | 47.31 | 47.31 | CP09 | CP09 | Undervoltage release 415 V AC/50 Hz, 480 V AC/60 Hz with leading auxiliary switch 2NO, for circuit breaker 3RV1011 |  | 0 | 0
3RV1913-1CA00 |  | 3RV1913-1CA00 | 1 | UN | 1 | 1 | A | D | N | N | 85389099 | 1 | 4011209517899 | 0.316 | KG | 18.24 | 18.24 | CP09 | CP09 | Molded-plastic enclosure for surface mounting Degree of protection IP55 with N and PE terminal 54 mm with metric cable gland. No UL/CSA approval | - | 0 | 0
3RV1913-1DA00 |  | 3RV1913-1DA00 | 1 | UN | 1 | 1 | A | D | N | N | 85389099 | 1 | 4011209517882 | 0.33 | KG | 21.57 | 21.57 | CP09 | CP09 | Molded-plastic enclosure for surface mounting Degree of protection IP55 with N and PE terminal 72 mm with metric cable gland No UL/CSA approval | - | 0 | 0
3RV1913-2DA00 |  | 3RV1913-2DA00 | 1 | UN | 1 | 2 | A | D | N | N | 85389099 | 1 | 4011209518148 | 0.397 | KG | 20.33 | 20.33 | CP09 | CP09 | Molded-plastic installation enclosure with actuator diaphragm Metric cable gland No UL/CSA approval | - | 0 | 0
3RV1913-4C |  | 3RV1913-4C | 1 | UN | 1 | 2 | A | D | N | N | 85389099 | 1 | 4011209346802 | 0.204 | KG | 28.31 | 28.31 | CP09 | CP09 | Molded plastic front plate Degree of protection IP55 with actuator diaphragm and holder for circuit breaker Size S00 | - | 0 | 0
3RV1913-6B |  | 3RV1913-6B | 1 | UN | 1 | 2 | A | D | N | N | 85389099 | 1 | 4011209288065 | 0.034 | KG | 9.5 | 9.5 | CP09 | CP09 | Locking device for 3 padlocks for enclosure 3RV1913 | - | 0 | 0
3RV1913-6BB00 |  | 3RV1913-6BB00 | 1 | UN | 1 | 5 | B | D | N | N | 85389099 | 1 | 4011209570948 | 0.065 | KG | 16.91 | 16.91 | CP09 | CP09 | LOCKING DEVICE, FOR HOUSING WITH DOUBLE ROCKER 3RV1913-1CA00-0AA1, CAN BE LOCKED BY MEANS OF 3 PADLOCKS | - | 0 | 7
3RV1913-7D |  | 3RV1913-7D | 1 | UN | 1 | 1 | A | D | N | N | 85389099 | 1 | 4011209288041 | 0.1 | KG | 24.04 | 24.04 | CP09 | CP09 | Emergency switching-off handle latching, unlatch by rotating, for enclosure 3RV1913 | - | 0 | 0
3RV1913-7DB00 |  | 3RV1913-7DB00 | 1 | UN | 1 | 1 | A | D | N | N | 85389099 | 1 | 4011209570924 | 0.11 | KG | 38.67 | 38.67 | CP09 | CP09 | EMERGENCY STOP HANDLE, FOR HOUSING WITH DOUBLE ROCKER 3RV1913-1CA00-0AA1, LATCHING, RELEASING BY TURNING | - | 0 | 7
3RV1913-7E |  | 3RV1913-7E | 1 | UN | 1 | 2 | A | D | N | N | 83014090 | 1 | 4011209288058 | 0.131 | KG | 71.16 | 71.16 | CP09 | CP09 | Emergency switching-off handle with lock latching unlatch using key for enclosure 3RV1913 | - | 0 | 0
3RV1913-7EB00 |  | 3RV1913-7EB00 | 1 | UN | 1 | 5 | B | D | N | N | 83014090 | 1 | 4011209570931 | 0.148 | KG | 112.1 | 112.1 | CP09 | CP09 | EMERG-STOP HANDLE, WITH LOCK, FOR HOUSING WITH DOUBLE ROCKER 3RV1913-1CA00-0AA1, LATCHES / UNLATCHES USING KEY | - | 0 | 7
3RV1913-7F |  | 3RV1913-7F | 1 | UN | 1 | 2 | A | D | N | N | 85389099 | 1 | 4011209335264 | 0.031 | KG | 5.22 | 5.22 | CP09 | CP09 | Actuator diaphragm with frame and screws for circuit breaker Size S00 | - | 0 | 0
3RV1915-1AA00-0KH0 |  | 3RV1915-1AA00-0KH0 | 1 | UN | 1 | 25 | D | D | N | N | 85366990 | 10 | 4011209426504 | 0.494 | KG | 38.57 | 38.57 | CP09 | CP09 | 3-PHASE BUSBAR, FOR 2 CIRCUIT-BREAKERS, SIZE S00, WITHOUT INTERVAL, | - | 0 | 7
3RV1915-1AB |  | 3RV1915-1AB | 1 | UN | 1 | 1 | A | D | N | N | 85366990 | 1 | 4011209504615 | 0.044 | KG | 10.74 | 10.45 | CP09 | CP09 | 3-phase busbars Modular spacing 45 mm for 2 switches Fork shape connections | Lista Papel 2020 SI | 0 | 0
3RV1915-1BA |  | 3RV1915-1BA | 1 | UN | 1 | 1 | A | D | N | N | 85366990 | 1 | 4011209426528 | 0.119 | KG | 24.99 | 24.99 | CP09 | CP09 | 3-phase busbar for 3 circuit breakers Size S00, without spacing for spring-type terminal !!! Phased-out product !!! Successor is SIRIUS 3RV2 | - | 0 | 7
3RV1915-1BA00-0KH0 |  | 3RV1915-1BA00-0KH0 | 1 | UN | 1 | 10 | C | D | N | N | 85366990 | 1 | 4011209426511 | 0.525 | KG | 42.37 | 42.37 | CP09 | CP09 | 3-PHASE BUSBAR, FOR 3 CIRCUIT-BREAKERS, SIZE S00, WITHOUT INTERVAL | - | 0 | 7
3RV1915-1BB |  | 3RV1915-1BB | 1 | UN | 1 | 1 | A | D | N | N | 85366990 | 1 | 4011209504622 | 0.069 | KG | 13.21 | 12.83 | CP09 | CP09 | 3-phase busbars Modular spacing 45 mm for 3 switches Fork shape connections | Lista Papel 2020 SI | 0 | 0
3RV1915-1CA |  | 3RV1915-1CA | 1 | UN | 1 | 1 | A | D | N | N | 85366990 | 1 | 4011209426542 | 0.155 | KG | 29.93 | 29.93 | CP09 | CP09 | 3-phase busbar for 4 circuit breakers Size S00, without spacing for spring-type terminal !!! Phased-out product !!! Successor is SIRIUS 3RV2 | - | 0 | 7
3RV1915-1CB |  | 3RV1915-1CB | 1 | UN | 1 | 1 | A | D | N | N | 85366990 | 1 | 4011209504639 | 0.097 | KG | 14.44 | 14.06 | CP09 | CP09 | 3-phase busbars Modular spacing 45 mm for 4 switches Fork shape connections | Lista Papel 2020 SI | 0 | 0
3RV1915-1DB |  | 3RV1915-1DB | 1 | UN | 1 | 1 | A | D | N | N | 85366990 | 1 | 4011209504646 | 0.114 | KG | 16.34 | 15.87 | CP09 | CP09 | 3-phase busbars Modular spacing 45 mm for 5 switches Fork shape connections | Lista Papel 2020 SI | 0 | 0
3RV1915-2AB |  | 3RV1915-2AB | 1 | UN | 1 | 1 | A | D | N | N | 85366990 | 1 | 4011209504653 | 0.051 | KG | 10.55 | 10.26 | CP09 | CP09 | 3-phase busbars Modular spacing 55 mm for 2 switches and accessories Fork shape connections | Lista Papel 2020 SI | 0 | 0
3RV1915-2BB |  | 3RV1915-2BB | 1 | UN | 1 | 1 | A | D | N | N | 85366990 | 1 | 4011209504660 | 0.079 | KG | 12.64 | 12.26 | CP09 | CP09 | 3-phase busbars Modular spacing 55 mm for 3 switches and accessories Fork shape connections | Lista Papel 2020 SI | 0 | 0
3RV1915-2CB |  | 3RV1915-2CB | 1 | UN | 1 | 1 | A | D | N | N | 85366990 | 1 | 4011209504691 | 0.111 | KG | 14.35 | 13.97 | CP09 | CP09 | 3-phase busbars Modular spacing 55 mm for 4 switches and accessories Fork shape connections | Lista Papel 2020 SI | 0 | 0
3RV1915-2DB |  | 3RV1915-2DB | 1 | UN | 1 | 1 | A | D | N | N | 85366990 | 1 | 4011209504707 | 0.14 | KG | 15.77 | 15.3 | CP09 | CP09 | 3-phase busbars Modular spacing 55 mm for 5 switches and accessories Fork shape connections | Lista Papel 2020 SI | 0 | 0
3RV1915-3AB |  | 3RV1915-3AB | 1 | UN | 1 | 1 | A | D | N | N | 85366990 | 1 | 4011209504714 | 0.052 | KG | 11.12 | 10.83 | CP09 | CP09 | 3-phase busbars Modular spacing 63 mm for 2 switches and accessories Fork shape connections | Lista Papel 2020 SI | 0 | 0
3RV1915-3CB |  | 3RV1915-3CB | 1 | UN | 1 | 1 | A | D | N | N | 85366990 | 1 | 4011209504721 | 0.121 | KG | 14.73 | 14.35 | CP09 | CP09 | 3-phase busbars Modular spacing 63 mm for 4 switches and accessories Fork shape connections | Lista Papel 2020 SI | 0 | 0
3RV1915-5A |  | 3RV1915-5A | 1 | UN | 1 | 1 | A | D | N | N | 85369010 | 1 | 4011209276468 | 0.042 | KG | 10.74 | 10.74 | CP09 | CP09 | 3-phase supply terminal for 3-phase busbar for size S0 and S00 connection from top Pin shape connections |  | 0 | 0
3RV1915-5A-Z | I45 | 3RV1915-5A-ZI45 | 1 | UN | 1 | 1 | A | D | N | N | 85369010 | 1 | 4047621020273 | 0.042 | KG | 13.3 | 13.3 | CP09 | CP09 | 3-phase supply terminal for 3-phase busbar for size S0 and S00 connection from top Pin shape connections | - | 0 | 0
3RV1915-5A-Z | X92 | 3RV1915-5A-ZX92 | 1 | UN | 1 | 0 | A | D | N | N | 85369010 | 70 |  | 0.042 | KG | 10.93 | 10.93 | CP09 | CP09 | 3-phase supply terminal for 3-phase busbar for size S0 and S00 connection from top Pin shape connections Multi-unit packaging Pack = 70 units | - | 0 | 0
3RV1915-5B |  | 3RV1915-5B | 1 | UN | 1 | 20 | D | D | N | N | 85369010 | 1 | 4011209276475 | 0.112 | KG | 17.58 | 17.58 | CP09 | CP09 | 3-phase supply terminal for 3-phase busbar Size S0 and S00 connection from below !!! Phased-out product !!! Successor is SIRIUS 3RV2 Preferred successor type is >>3RV2915-5B<< |  | 0 | 0
3RV1915-5DB |  | 3RV1915-5DB | 1 | UN | 1 | 1 | A | D | N | N | 85366990 | 1 | 4011209504677 | 0.045 | KG | 11.21 | 11.21 | CP09 | CP09 | Connecting piece for 3-phase busbar Modular spacing 45 mm |  | 0 | 0
3RV1915-6AB |  | 3RV1915-6AB | 1 | UN | 1 | 1 | A | D | N | N | 85389099 | 10 | 4011209504684 | 0.003 | KG | 1.99 | 1.93 | CP09 | CP09 | Cover cap for connection tags for fork shape connections | Lista Papel 2020 SI | 0 | 0
3RV1917-1A |  | 3RV1917-1A | 1 | UN | 1 | 5 | B | D | N | N | 85369095 | 1 | 4011209579101 | 440 | G | 31.83 | 31.83 | CP09 | CP09 | 3-phase busbar with infeed left for 2 circuit breakers Size S00 and S0 !!! Phased-out product !!! Successor is SIRIUS 3RV2 Preferred successor type is >>3RV2917-1A<< | - | 0 | 7
3RV1917-1E |  | 3RV1917-1E | 1 | UN | 1 | 5 | B | D | N | N | 85369095 | 1 | 4011209579118 | 440 | G | 31.83 | 31.83 | CP09 | CP09 | 3-phase busbar with infeed right for 2 circuit breakers Size S00 and S0 !!! Phased-out product !!! Successor is SIRIUS 3RV2 Preferred successor type is >>3RV2917-1E<< | - | 0 | 7
3RV1917-4A |  | 3RV1917-4A | 1 | UN | 1 | 5 | B | D | N | N | 85369095 | 1 | 4011209579125 | 440 | G | 19.19 | 19.19 | CP09 | CP09 | 3-phase busbar including extension connector for 2 circuit breakers Size S00 and S0 !!! Phased-out product !!! Successor is SIRIUS 3RV2 Preferred successor type is >>3RV2917-4A<< | - | 0 | 7
3RV1917-4B |  | 3RV1917-4B | 1 | UN | 1 | 5 | B | D | N | N | 85369095 | 1 | 4011209579132 | 440 | G | 25.37 | 25.37 | CP09 | CP09 | 3-phase busbar including extension connector for 3 circuit breakers Size S00 and S0 !!! Phased-out product !!! Successor is SIRIUS 3RV2 Preferred successor type is >>3RV2917-4B<< | - | 0 | 7
3RV1917-5A |  | 3RV1917-5A | 1 | UN | 1 | 2 | A | D | N | N | 85366990 | 10 | 4011209579347 | 0.048 | KG | 6.06 | 6.06 | CP09 | CP09 | Cable connector for circuit breaker Size S00 with spring-type terminal (multi-unit packaging) !!! Phased-out product !!! Successor is SIRIUS 3RV2 Preferred successor type is >>3RV2917-5A<< | - | 0 | 7
3RV1917-5AA00 |  | 3RV1917-5AA00 | 1 | UN | 1 | 2 | A | D | N | N | 85366990 | 1 | 4011209579071 | 0.053 | KG | 6.06 | 6.06 | CP09 | CP09 | Cable connector for circuit breaker Size S00 with spring-type terminal (single-unit packaging) !!! Phased-out product !!! Successor is SIRIUS 3RV2 Preferred successor type is >>3RV2917-5AA00<< | - | 0 | 7
3RV1917-5BA00 |  | 3RV1917-5BA00 | 1 | UN | 1 | 5 | B | D | N | N | 85366990 | 1 | 4011209579064 | 35 | G | 8.26 | 8.26 | CP09 | CP09 | Extension connector for connection of 3-phase busbars 3RV1917-1/4 !!! Phased-out product !!! Successor is SIRIUS 3RV2 Preferred successor type is >>3RV2917-5BA00<< | - | 0 | 7
3RV1917-5C |  | 3RV1917-5C | 1 | UN | 1 | 5 | B | D | N | N | 85366990 | 10 | 4011209894327 | 31 | G | 4.21 | 4.21 | CP09 | CP09 | cable connector for circuit breaker 3RV1011 with screw terminal (multi-unit packaging) | - | 0 | 0
3RV1917-5CA00 |  | 3RV1917-5CA00 | 1 | UN | 1 | 5 | B | D | N | N | 85366990 | 1 | 4011209742741 | 35 | G | 4.21 | 4.21 | CP09 | CP09 | cable connector for circuit breaker 3RV1011 with screw terminal (individual unit packaging) | - | 0 | 0
3RV1917-5D |  | 3RV1917-5D | 1 | UN | 1 | 5 | B | D | N | N | 85366990 | 1 | 4011209628731 | 59 | G | 22.61 | 19.67 | CP09 | CP09 | Terminal block 6 mm2 for current outfeed and also for connection of 3-phase busbars 3RV1917-1/4 !!! Phased-out product !!! Successor is SIRIUS 3RV2 Preferred successor type is >>3RV2917-5D<< | Lista Papel 2020 SI | 0 | 7
3RV1917-5E |  | 3RV1917-5E | 1 | UN | 1 | 5 | B | D | N | N | 85366990 | 1 | 4011209742734 | 46 | G | 14.35 | 14.35 | CP09 | CP09 | Broad extension connector for connection of 3-phase busbars 3RV1917-1/4 Wiring duct from 10 mm !!! Phased-out product !!! Successor is SIRIUS 3RV2 Preferred successor type is >>3RV2917-5E<< | - | 0 | 7
3RV1917-6A |  | 3RV1917-6A | 100 | UN | 1 | 5 | B | D | N | N | 85389099 | 10 | 4011209579149 | 6 | G | 106.4 | 106.4 | CP09 | CP09 | Cover for 3-phase busbar 3RV1917 Multi-unit packaging (10 units) !!! Phased-out product !!! Successor is SIRIUS 3RV2 Preferred successor type is >>3RV2917-6A<< | - | 0 | 7
3RV1917-7A |  | 3RV1917-7A | 1 | UN | 1 | 5 | B | D | N | N | 85389099 | 10 | 4011209579354 | 0.044 | KG | 3.62 | 3.62 | CP09 | CP09 | Contactor base for contactor size S00 with spring-type terminal (multi-unit packaging) !!! Phased-out product !!! Successor is SIRIUS 3RV2 Preferred successor type is >>3RV2927-7AA00<< | - | 0 | 7
3RV1917-7AA00 |  | 3RV1917-7AA00 | 1 | UN | 1 | 2 | A | D | N | N | 85389099 | 1 | 4011209579095 | 0.043 | KG | 3.62 | 3.62 | CP09 | CP09 | Contactor base for contactor size S00 with spring-type terminal (single-unit packaging) !!! Phased-out product !!! Successor is SIRIUS 3RV2 Preferred successor type is >>3RV2927-7AA00<< | - | 0 | 7
3RV1917-7B |  | 3RV1917-7B | 1 | UN | 1 | 2 | A | D | N | N | 85366990 | 1 | 4011209637481 | 14 | G | 1.92 | 1.92 | CP09 | CP09 | Mounting rail 45 mm for mounting on 3-phase busbars 3RV2917-1/4 | - | 0 | 0
3RV1918-5A |  | 3RV1918-5A | 1 | UN | 1 | 10 | C | D | N | N | 85366990 | 4 | 4011209367517 | 0.12 | KG | 2.75 | 2.75 | CP09 | CP09 | Soldering pin connection main contacts Size S00 ! Phased-out product! | - | 0 | 7
3RV1918-5B |  | 3RV1918-5B | 1 | UN | 1 | 10 | C | D | N | N | 85366990 | 4 | 4011209367524 | 0.044 | KG | 5.01 | 5.01 | CP09 | CP09 | Soldering pin connection transverse Auxiliary switch 1 NO+1 NC Size S00 !!! Phased-out product !!! Successor is SIRIUS 3RV2 | - | 0 | 7
3RV1921-1M |  | 3RV1921-1M | 1 | UN | 1 | 20 | D | D | N | N | 85365080 | 1 | 4011209306011 | 94 | G | 25.46 | 25.46 | CP09 | CP09 | signaling switch for circuit breaker Size S0...S3 !!! Phased-out product !!! Successor is SIRIUS 3RV2 Preferred successor type is >>3RV2921-1M<< |  | 0 | 0
3RV1921-1MA00-0FB0 |  | 3RV1921-1MA00-0FB0 | 1 | UN | 1 | 20 | D | D | N | N | 85365080 | 1 | 4011209388796 | 93 | G | 22.8 | 22.8 | CP09 | CP09 | signaling switch for circuit breaker Size S0...S3 ABB | - | 0 | 9
3RV1921-1MA00-0FQ0 |  | 3RV1921-1MA00-0FQ0 | 1 | UN | 1 | 20 | D | D | N | N | 85365080 | 1 | 4011209441316 | 0.089 | KG | 31.35 | 31.35 | CP09 | CP09 | signaling switch for circuit breaker Size S0...S3 LOVATO | - | 0 | 9
3RV1922-1CB0 |  | 3RV1922-1CB0 | 1 | UN | 1 | 30 | D | D | N | N | 85364900 | 1 | 4011209282278 | 145 | G | 52.92 | 52.92 | CP09 | CP09 | Undervoltage release 24 V AC, 50 Hz with leading auxiliary switch 2 NO, for circuit breaker Size S0...S3 !!! Phased-out product !!! Successor is SIRIUS 3RV2 Preferred successor type is >>3RV2922-1CB0<< | - | 0 | 9
3RV1922-1CB00-0FB0 |  | 3RV1922-1CB00-0FB0 | 1 | UN | 1 | 20 | D | D | N | N | 85364190 | 1 | 4011209414754 | 7 | G | 52.92 | 52.92 | CP09 | CP09 | Undervoltage release 24 V AC, 50 Hz with leading auxiliary switch 2NO, for circuit breaker Size S0...S3 ABB | - | 0 | 9
3RV1922-1CF0 |  | 3RV1922-1CF0 | 1 | UN | 1 | 30 | D | D | N | N | 85364900 | 1 | 4011209282285 | 200 | G | 52.92 | 52.92 | CP09 | CP09 | Undervoltage release 110 V AC, 50 Hz with leading auxiliary switch 2 NO, for circuit breaker Size S0...S3 !!! Phased-out product !!! Successor is SIRIUS 3RV2 | - | 0 | 9
3RV1922-1CF00-0FB0 |  | 3RV1922-1CF00-0FB0 | 1 | UN | 1 | 20 | D | D | N | N | 85364900 | 1 | 4011209414747 | 7 | G | 52.92 | 52.92 | CP09 | CP09 | Undervoltage release 110 V AC, 50 Hz with leading auxiliary switch 2NO, for circuit breaker Size S0...S3 ABB | - | 0 | 9
3RV1922-1CP0 |  | 3RV1922-1CP0 | 1 | UN | 1 | 20 | D | D | N | N | 85364900 | 1 | 4011209282292 | 141 | G | 52.92 | 52.92 | CP09 | CP09 | Undervoltage release 230 V AC, 50 Hz / 240 V, 60 Hz with leading auxiliary switch 2 NO, for circuit breaker Size S0...S3 !!! Phased-out product !!! Successor is SIRIUS 3RV2 Preferred successor type is >>3RV2922-1CP0<< |  | 0 | 0
3RV1922-1CP00-0FB0 |  | 3RV1922-1CP00-0FB0 | 1 | UN | 1 | 20 | D | D | N | N | 85364900 | 1 | 4011209388789 | 140 | G | 47.31 | 47.31 | CP09 | CP09 | Undervoltage release 230/220 V AC, 50 Hz with leading auxiliary switch 2NO, for circuit breaker Size S0...S3 ABB | - | 0 | 9
3RV1922-1CP00-0FQ0 |  | 3RV1922-1CP00-0FQ0 | 1 | UN | 1 | 20 | D | D | N | N | 85364900 | 1 | 4011209442740 | 139 | G | 65.36 | 65.36 | CP09 | CP09 | Undervoltage release 230/220 V AC, 50 Hz with leading auxiliary switch 2NO, for circuit breaker Size S0...S3 LOVATO | - | 0 | 9
3RV1922-1CR6 |  | 3RV1922-1CR6 | 1 | UN | 1 | 21 | D | D | N | N | 85364900 | 1 | 4011209563476 | 0.139 | KG | 73.25 | 73.25 | CP09 | CP09 | Undervoltage release 415 V AC/50 Hz, 480 V AC/60 Hz with leading auxiliary switch | - | 0 | 7
3RV1922-1CS0 |  | 3RV1922-1CS0 | 1 | UN | 1 | 30 | D | D | N | N | 85364900 | 1 | 4011209282339 | 7 | G | 52.92 | 52.92 | CP09 | CP09 | Undervoltage release 500 V AC, 50 Hz with leading auxiliary switch 2 NO, for circuit breaker Size S0...S3 !!! Phased-out product !!! Successor is SIRIUS 3RV2 | - | 0 | 9
3RV1922-1CS00-0FB0 |  | 3RV1922-1CS00-0FB0 | 1 | UN | 1 | 20 | D | D | N | N | 85364900 | 1 | 4011209414730 | 7 | G | 52.92 | 52.92 | CP09 | CP09 | Undervoltage release 500 V AC, 50 Hz with leading auxiliary switch 2NO, for circuit breaker Size S0...S3 ABB | - | 0 | 9
3RV1922-1CV0 |  | 3RV1922-1CV0 | 1 | UN | 1 | 20 | D | D | N | N | 85364900 | 1 | 4011209282315 | 140 | G | 52.92 | 52.92 | CP09 | CP09 | Undervoltage release 400 V AC, 50 Hz with leading auxiliary switch 2 NO, for circuit breaker Size S0...S3 !!! Phased-out product !!! Successor is SIRIUS 3RV2 Preferred successor type is >>3RV2922-1CV0<< |  | 0 | 0
3RV1922-1CV00-0FB0 |  | 3RV1922-1CV00-0FB0 | 1 | UN | 1 | 20 | D | D | N | N | 85364900 | 1 | 4011209388772 | 140 | G | 47.31 | 47.31 | CP09 | CP09 | Undervoltage release 400 V AC, 50 Hz with leading auxiliary switch 2NO, for circuit breaker Size S0...S3 ABB | - | 0 | 9
3RV1922-1CV00-0FQ0 |  | 3RV1922-1CV00-0FQ0 | 1 | UN | 1 | 20 | D | D | N | N | 85364900 | 1 | 4011209442733 | 136 | G | 65.36 | 65.36 | CP09 | CP09 | Undervoltage release 400 V AC, 50 Hz with leading auxiliary switch 2NO, for circuit breaker Size S0...S3 LOVATO | - | 0 | 9
3RV1922-1CV1 |  | 3RV1922-1CV1 | 1 | UN | 1 | 20 | D | D | N | N | 85364900 | 1 | 4011209400214 | 138 | G | 52.92 | 52.92 | CP09 | CP09 | Undervoltage release 415 V AC/50 Hz, 480 V AC/60 Hz with leading auxiliary switch 2 NO, for circuit breaker Size S0...S3 !!! Phased-out product !!! Successor is SIRIUS 3RV2 Preferred successor type is >>3RV2922-1CV1<< |  | 0 | 0
3RV1923-1CA00 |  | 3RV1923-1CA00 | 1 | UN | 1 | 1 | A | D | N | N | 85389099 | 1 | 4011209517875 | 0.334 | KG | 18.72 | 18.15 | CP09 | CP09 | Molded-plastic enclosure for surface mounting Degree of protection IP55 with N and PE terminal Can be locked in O position 54 mm with metric cable gland No UL/CSA approval | Lista Papel 2020 SI | 0 | 0
3RV1923-1DA00 |  | 3RV1923-1DA00 | 1 | UN | 1 | 1 | A | D | N | N | 85389099 | 1 | 4011209517868 | 0.36 | KG | 21.28 | 20.71 | CP09 | CP09 | Molded-plastic enclosure for surface mounting Degree of protection IP55 with N and PE terminal Can be locked in O position 72 mm with metric cable gland No UL/CSA approval | Lista Papel 2020 SI | 0 | 0
3RV1923-1DA01 |  | 3RV1923-1DA01 | 1 | UN | 1 | 1 | A | D | N | N | 85389099 | 1 | 4011209499737 | 1.011 | KG | 66.31 | 64.41 | CP09 | CP09 | Cast aluminum surface mounting enclosure Degree of protection IP65 72 mm installation width with PE terminal for circuit breaker Size S0 | Lista Papel 2020 SI | 0 | 0
3RV1923-1FA00 |  | 3RV1923-1FA00 | 1 | UN | 1 | 1 | A | D | N | N | 85389099 | 1 | 4011209517981 | 0.323 | KG | 21 | 20.43 | CP09 | CP09 | Molded-plastic enclosure for surface mounting with EMERGENCY-STOP rotary operating mechanism 54 mm, with metric cable gland No UL/CSA approval | Lista Papel 2020 SI | 0 | 0
3RV1923-1FA00-0FJ0 |  | 3RV1923-1FA00-0FJ0 | 1 | UN | 1 | 20 | D | D | N | N | 85389099 | 1 |  | 0.372 | KG | 26.51 | 26.51 | CP09 | CP09 | Molded-plastic enclosure for surface mounting IP55 with emergency stop rotary operating mechanism Installation width 54 mm with N and PE terminal for circuit breaker Size S0 BENEDICT & JAEGER | - | 0 | 9
3RV1923-1GA00 |  | 3RV1923-1GA00 | 1 | UN | 1 | 1 | A | D | N | N | 85389099 | 1 | 4011209517851 | 0.358 | KG | 23.75 | 23.09 | CP09 | CP09 | Molded-plastic enclosure for surface mounting with EMERGENCY-STOP rotary operating mechanism 72 mm, with metric cable gland No UL/CSA approval | Lista Papel 2020 SI | 0 | 0
3RV1923-1GA00-0FJ0 |  | 3RV1923-1GA00-0FJ0 | 1 | UN | 1 | 15 | C | D | N | N | 85389099 | 1 |  | 0.373 | KG | 30.02 | 30.02 | CP09 | CP09 | Molded-plastic enclosure for surface mounting IP55 with emergency stop rotary operating mechanism Installation width 72 mm with N and PE terminal for circuit breaker Size S0, broad lower part BENEDICT & JAEGER | - | 0 | 9
3RV1923-1GA01 |  | 3RV1923-1GA01 | 1 | UN | 1 | 1 | A | D | N | N | 85389099 | 1 | 4011209503373 | 1.019 | KG | 68.4 | 66.5 | CP09 | CP09 | Cast aluminum surface mounting enclosure Degree of protection IP65 72 mm installation width, PE terminal with rotary operating mechanism yellow/red for circuit breaker Size S0 | Lista Papel 2020 SI | 0 | 0
3RV1923-2DA00 |  | 3RV1923-2DA00 | 1 | UN | 1 | 2 | A | D | N | N | 85389099 | 1 | 4011209518131 | 0.433 | KG | 25.08 | 24.42 | CP09 | CP09 | Molded-plastic installation enclosure with rotary operating mechanism, can be locked Metric cable gland No UL/CSA approval | Lista Papel 2020 SI | 0 | 0
3RV1923-2GA00 |  | 3RV1923-2GA00 | 1 | UN | 1 | 2 | A | D | N | N | 85389099 | 1 | 4011209518124 | 0.408 | KG | 25.08 | 24.42 | CP09 | CP09 | Molded-plastic installation enclosure with emergency stop rotary operating mechanism with metric cable gland No UL/CSA approval | Lista Papel 2020 SI | 0 | 0
3RV1923-2GA10 |  | 3RV1923-2GA10 | 1 | UN | 1 | 5 | B | D | N | N | 85389099 | 1 | 4011209683952 | 0.41 | KG | 26.79 | 26.79 | CP09 | CP09 | Molded-plastic installation enclosure with EMERGENCY-STOP rotary operating mechanism rotated by 90Â° with metric cable gland No UL/CSA approval | - | 0 | 9
3RV1923-4B |  | 3RV1923-4B | 1 | UN | 1 | 1 | A | D | N | N | 85389099 | 1 | 4011209346499 | 0.102 | KG | 15.68 | 15.2 | CP09 | CP09 | Molded plastic front plate Degree of protection IP55 with rotary operating mechanism, can be locked for circuit breaker Size S00, S0, S2, S3 | Lista Papel 2020 SI | 0 | 0
3RV1923-4E |  | 3RV1923-4E | 1 | UN | 1 | 1 | A | D | N | N | 85389099 | 1 | 4011209346505 | 0.121 | KG | 15.68 | 15.2 | CP09 | CP09 | Molded plastic front plate Degree of protection IP55 with emergency stop rotary operating mechanism can be locked for circuit breaker Size S00, S0, S2, S3 | Lista Papel 2020 SI | 0 | 0
3RV1923-4G |  | 3RV1923-4G | 1 | UN | 1 | 1 | A | D | N | N | 85389099 | 1 | 4011209346512 | 0.172 | KG | 15.68 | 15.2 | CP09 | CP09 | Holder for front plate Size S0 | Lista Papel 2020 SI | 0 | 0
3RV1923-7B |  | 3RV1923-7B | 1 | UN | 1 | 2 | A | D | N | N | 85389099 | 100 | 4011209441033 | 0.038 | KG | 8.33 | 8.33 | CP09 | CP09 | Rotary operating mechanism gray/black | - | 0 | 9
3RV1923-7BA00 |  | 3RV1923-7BA00 | 1 | UN | 1 | 2 | A | D | N | N | 85389099 | 1 | 4047621046945 | 0.054 | KG | 10.83 | 10.83 | CP09 | CP09 | Rotary operating mechanism gray/black | - | 0 | 0
3RV1923-7C |  | 3RV1923-7C | 1 | UN | 1 | 2 | A | D | N | N | 85389099 | 100 | 4011209438491 | 0.025 | KG | 8.33 | 8.33 | CP09 | CP09 | Rotary operating mechanism yellow/red | - | 0 | 9
3RV1925-5AB |  | 3RV1925-5AB | 1 | UN | 1 | 1 | A | D | N | N | 85369010 | 1 | 4011209521032 | 0.039 | KG | 15.58 | 15.58 | CP09 | CP09 | 3-phase supply terminal for 3-phase busbars for size S0 Connection from above Fork shape connections !!! Phased-out product !!! Successor is SIRIUS 3RV2 Preferred successor type is >>3RV2925-5AB<< for use at 3RA6 >>3RV2925-5EB<< | - | 0 | 7
3RV1925-5EB |  | 3RV1925-5EB | 1 | UN | 1 | 1 | A | D | N | N | 85369010 | 1 | 4011209589865 | 0.053 | KG | 24.13 | 24.13 | CP09 | CP09 | 3-phase supply terminal for 3-phase busbars for self-protection combination Motor controller (type E) for circuit breaker 3RV Size S0 Connection from above Fork shape connections !!! Phased-out product !!! Successor is SIRIUS 3RV2 Preferred successor type is >>3RV2925-5EB<< | - | 0 | 7
3RV1925-5EB-Z | X90 | 3RV1925-5EB-ZX90 | 1 | UN | 1 | 5 | B | D | N | N | 85369010 | 52 |  | 0.055 | KG | 19.95 | 19.95 | CP09 | CP09 | 3-phase supply terminal for 3-phase busbar for self-protection combination motor controller (type E) for circuit breaker 3RV Size S0 connection from top Fork shape connections Multi-unit packaging Pack = 52 units !!! Phased-out product !!! Successor is SIRIUS 3RV2 Preferred successor type is >>3RV2925-5EB-ZX90<< | - | 0 | 9
3RV1926-0B |  | 3RV1926-0B | 1 | UN | 1 | 1 | A | D | N | N | 85389099 | 1 | 4011209306080 | 0.111 | KG | 76.29 | 76.29 | CP09 | CP09 | Door-coupling rotary operating mechanism Degree of protection IP65 for circuit breaker Size S0...S3, 130 mm shaft black | - | 0 | 7
3RV1926-0BA00 |  | 3RV1926-0BA00 | 1 | UN | 1 | 1 | A | D | N | N | 85389099 | 1 | 4011209524194 | 0.111 | KG | 79.8 | 79.8 | CP09 | CP09 | Door-coupling rotary operating mechanism Degree of protection IP65 for circuit breaker Size S0...S3, 130 mm shaft as 3RV19260B, but for switch installation rotated by 90Â° , same position of the cover inscription OFF = left, ON = top | - | 0 | 7
3RV1926-0C |  | 3RV1926-0C | 1 | UN | 1 | 1 | A | D | N | N | 85389099 | 1 | 4011209306097 | 0.11 | KG | 88.07 | 88.07 | CP09 | CP09 | Door-coupling rotary operating mechanism Degree of protection IP55 Emergency switching-off, Size S0...S3 130 mm shaft | - | 0 | 7
3RV1926-0D |  | 3RV1926-0D | 1 | UN | 1 | 2 | A | D | N | N | 85389099 | 1 | 4011209382442 | 0.095 | KG | 42.94 | 42.94 | CP09 | CP09 | DOOR-COUPLING ROT. MECHANISM IP55 FOR CIRCUIT-BREAKER SIZE S0...S3, WITHOUT HANDLE, 330 MM SHAFT, INCL. U-SHEET | - | 0 | 7
3RV1926-0J |  | 3RV1926-0J | 1 | UN | 1 | 20 | D | D | N | N | 85389099 | 5 | 4011209400801 | 0.003 | KG | 1.92 | 1.92 | CP09 | CP09 | Toggle extension for circuit breaker Size S0...S3 !!! Phased-out product !!! Successor is SIRIUS 3RV2 | - | 0 | 9
3RV1926-0K |  | 3RV1926-0K | 1 | UN | 1 | 1 | A | D | N | N | 85389099 | 1 | 4011209368705 | 0.324 | KG | 89.68 | 89.68 | CP09 | CP09 | Door-coupling rotary operating mechanism Degree of protection IP55 Size S0...S3, black Size S0...S3, black 330 mm shaft with support | - | 0 | 7
3RV1926-0KA00 |  | 3RV1926-0KA00 | 1 | UN | 1 | 1 | A | D | N | N | 85389099 | 1 | 4011209524170 | 0.324 | KG | 108.3 | 108.3 | CP09 | CP09 | Door-coupling rotary operating mechanism Degree of protection IP55 Size S0...S3, black Size S0...S3, black 330 mm shaft with support as 3RV19260K but for switch installation rotated by 90Â° same position of the cover inscription OFF = left, ON = top | - | 0 | 7
3RV1926-0M |  | 3RV1926-0M | 1 | UN | 1 | 2 | A | D | N | N | 85389099 | 1 | 4011209370357 | 0.108 | KG | 87.59 | 87.59 | CP09 | CP09 | DOOR-COUPLING ROT. MECHANISM IP55 FOR CIRCUIT-BREAKER SIZE S0...S3, HANDLE BLACK, 130 MM SHAFT, HANDLE WITH TRIP-POSITION | - | 0 | 7
3RV1926-0N |  | 3RV1926-0N | 1 | UN | 1 | 5 | B | D | N | N | 85389099 | 1 | 4011209521056 | 0.055 | KG | 194.75 | 194.75 | CP09 | CP09 | LOCKING DEVICE F. CIRCUIT-BREAKER SIZE S3, FIT FOR 8UC6.. ROTARY ACTUATOR | - | 0 | 7
3RV1926-2B |  | 3RV1926-2B | 1 | UN | 1 | 5 | B | D | N | N | 85389099 | 1 | 4011209474703 | 1.054 | KG | 115.9 | 115.9 | CP09 | CP09 | door-coupling rotary operating mechanism for circuit breaker Size S0 Handle gray | - | 0 | 0
3RV1926-2BB00-0AA4 |  | 3RV1926-2BB00-0AA4 | 1 | UN | 1 | 15 | C | D | N | N | 85389099 | 1 | 4011209510579 | 1.039 | KG | 131.1 | 131.1 | CP09 | CP09 | Door-coupling rotary operating mechanism for circuit breaker Size S0 Handle gray Display plate black HAUNI !!! Phased-out product !!! Successor is SIRIUS 3RV2 Preferred successor type is >>3RV2926-2BB00-0AA4<< | - | 0 | 9
3RV1926-2C |  | 3RV1926-2C | 1 | UN | 1 | 5 | B | D | N | N | 85389099 | 1 | 4011209474710 | 1.046 | KG | 125.4 | 125.4 | CP09 | CP09 | door-coupling rotary operating mechanism for circuit breaker Size S0 Handle emergency switching-off | - | 0 | 0
3RV1927-5A |  | 3RV1927-5A | 1 | UN | 1 | 1 | A | D | N | N | 85366990 | 10 | 4011209579361 | 0.037 | KG | 3.99 | 3.99 | CP09 | CP09 | cable connector for circuit breaker Size S0 with screw terminal (multi-unit packaging) | - | 0 | 0
3RV1927-5AA00 |  | 3RV1927-5AA00 | 1 | UN | 1 | 1 | A | D | N | N | 85366990 | 1 | 4011209579088 | 0.041 | KG | 3.99 | 3.99 | CP09 | CP09 | cable connector for circuit breaker Size S0 with screw terminal (individual unit packaging) | - | 0 | 0
3RV1928-1A |  | 3RV1928-1A | 1 | UN | 1 | 2 | A | D | N | N | 85365080 | 1 | 4011209306103 | 158 | G | 62.7 | 62.7 | CP09 | CP09 | Disconnector module for circuit breaker Size S0 !!! Phased-out product !!! Successor is SIRIUS 3RV2 Preferred successor type is >>3RV2928-1A<< | - | 0 | 7
3RV1928-1H |  | 3RV1928-1H | 1 | UN | 1 | 2 | A | D | N | N | 85369010 | 1 | 4011209545496 | 0.083 | KG | 21 | 21 | CP09 | CP09 | Terminal block type E, increased air clearances and creepage distances for combination motor controller Type E according to UL508 for circuit breaker Size S0 !!! Phased-out product !!! Successor is SIRIUS 3RV2 Preferred successor type is >>3RV2928-1H<< | - | 0 | 7
3RV1933-1DA00 |  | 3RV1933-1DA00 | 1 | UN | 1 | 1 | A | D | N | N | 85389099 | 1 | 4011209517844 | 1.134 | KG | 67.83 | 65.93 | CP09 | CP09 | Molded-plastic enclosure for surface mounting Degree of protection IP55 with N and PE terminal Can be locked in O position 82 mm with metric cable gland No UL/CSA approval | Lista Papel 2020 SI | 0 | 0
3RV1933-1G |  | 3RV1933-1G | 1 | UN | 1 | 10 | C | D | N | N | 85389099 | 1 | 4011209306127 | 0.998 | KG | 86.55 | 86.55 | CP09 | CP09 | Molded-plastic enclosure for surface mounting Degree of protection IP55 with emergency stop rotary operating mechanism 82 mm installation width with N and PE terminal for circuit breaker Size S2 !!! Phased-out product !!! Successor is SIRIUS 3RV2 Preferred successor type is >>3RV1933-1GA00<< | - | 0 | 9
3RV1933-1GA00 |  | 3RV1933-1GA00 | 1 | UN | 1 | 2 | A | D | N | N | 85389099 | 1 | 4011209517837 | 1.136 | KG | 70.4 | 68.4 | CP09 | CP09 | Molded-plastic enclosure for surface mounting with EMERGENCY-STOP rotary operating mechanism 82 mm with metric cable gland No UL/CSA approval | Lista Papel 2020 SI | 0 | 0
3RV1935-1A |  | 3RV1935-1A | 1 | UN | 1 | 1 | A | D | N | N | 85366990 | 1 | 4011209306134 | 0.134 | KG | 20.33 | 19.76 | CP09 | CP09 | 3-phase busbar for 2 circuit breakers Size S2 Modular spacing: 55 mm | Lista Papel 2020 SI | 0 | 0
3RV1935-1A-Z | X92 | 3RV1935-1A-ZX92 | 1 | UN | 1 | 0 | A | D | N | N | 85366990 | 20 |  | 0.134 | KG | 20.71 | 20.71 | CP09 | CP09 | 3-phase busbar for 2 circuit breakers Size S2 Modular spacing: 55 mm Multi-unit packaging Pack = 20 units | - | 0 | 0
3RV1935-1B |  | 3RV1935-1B | 1 | UN | 1 | 1 | A | D | N | N | 85366990 | 1 | 4011209363854 | 0.212 | KG | 25.08 | 24.42 | CP09 | CP09 | 3-phase busbar for 3 circuit breakers Size S2 Modular spacing: 55 mm | Lista Papel 2020 SI | 0 | 0
3RV1935-1C |  | 3RV1935-1C | 1 | UN | 1 | 1 | A | D | N | N | 85366990 | 1 | 4011209306141 | 0.291 | KG | 29.55 | 28.69 | CP09 | CP09 | 3-phase busbar for 4 circuit breakers Size S2 Modular spacing: 55 mm | Lista Papel 2020 SI | 0 | 0
3RV1935-3A |  | 3RV1935-3A | 1 | UN | 1 | 1 | A | D | N | N | 85366990 | 1 | 4011209306158 | 0.155 | KG | 24.32 | 23.66 | CP09 | CP09 | 3-phase busbar for 2 circuit breakers Size S2 Modular spacing: 75 mm | Lista Papel 2020 SI | 0 | 0
3RV1935-3B |  | 3RV1935-3B | 1 | UN | 1 | 1 | A | D | N | N | 85366990 | 1 | 4011209363861 | 0.263 | KG | 28.88 | 28.03 | CP09 | CP09 | 3-phase busbar for 3 circuit breakers Size S2 Modular spacing: 75 mm | Lista Papel 2020 SI | 0 | 0
3RV1935-3C |  | 3RV1935-3C | 1 | UN | 1 | 1 | A | D | N | N | 85366990 | 1 | 4011209306165 | 0.369 | KG | 33.54 | 32.59 | CP09 | CP09 | 3-phase busbar for 4 circuit breakers Size S2 Modular spacing: 75 mm | Lista Papel 2020 SI | 0 | 0
3RV1935-5A |  | 3RV1935-5A | 1 | UN | 1 | 1 | A | D | N | N | 85369010 | 1 | 4011209306325 | 0.113 | KG | 18.24 | 18.24 | CP09 | CP09 | 3-phase supply terminal Size S2 for 3-phase busbar connection from top |  | 0 | 0
3RV1935-5A-Z | X92 | 3RV1935-5A-ZX92 | 1 | UN | 1 | 0 | A | D | N | N | 85369010 | 16 |  | 0.113 | KG | 20.71 | 20.71 | CP09 | CP09 | 3-phase supply terminal Size S2 for 3-phase busbar Connection from above Multi-unit packaging Pack = 16 units !!! Phased-out product !!! Successor is SIRIUS 3RV2 | - | 0 | 0
3RV1935-5E |  | 3RV1935-5E | 1 | UN | 1 | 20 | D | D | N | N | 85369010 | 1 | 4011209591851 | 0.204 | KG | 35.72 | 35.72 | CP09 | CP09 | 3-phase supply terminal for 3-phase busbars for self-protection combination motor controller (type E) for circuit breaker 3RV Size S2 Connection from above Fork shape connections !!! Phased-out product !!! Successor is SIRIUS 3RV2 Preferred successor type is >>3RV2935-5E<< | - | 0 | 0
3RV1935-5E-Z | X90 | 3RV1935-5E-ZX90 | 1 | UN | 1 | 20 | D | D | N | N | 85369010 | 20 | 4011209974401 | 0.187 | KG | 35.72 | 35.72 | CP09 | CP09 | 3-phase supply terminal for 3-phase busbars for self-protection combination motor controller (type E) for circuit breaker 3RV Size S2 Connection from above Fork shape connections Multi-unit packaging Pack = 20 units !!! Phased-out product !!! Successor is SIRIUS 3RV2 | - | 0 | 0
3RV1935-6A |  | 3RV1935-6A | 1 | UN | 1 | 1 | A | D | N | N | 85389099 | 5 | 4011209306172 | 0.006 | KG | 3.69 | 3.58 | CP09 | CP09 | Cover cap for connection tags for 3-phase busbar Size S2 | Lista Papel 2020 SI | 0 | 0
3RV1936-2B |  | 3RV1936-2B | 1 | UN | 1 | 10 | C | D | N | N | 85389099 | 1 | 4011209474727 | 1.372 | KG | 121.6 | 121.6 | CP09 | CP09 | Door-coupling rotary operating mechanism for circuit breaker Size S2 Handle gray !!! Phased-out product !!! Successor is SIRIUS 3RV2 Preferred successor type is >>3RV2936-2B<< | - | 0 | 0
3RV1936-2BB00-0AA4 |  | 3RV1936-2BB00-0AA4 | 1 | UN | 1 | 20 | D | D | N | N | 85389099 | 1 | 4011209510562 | 1.55 | KG | 126.35 | 126.35 | CP09 | CP09 | Door-coupling rotary operating mechanism Special inscription HAUNI !!! Phased-out product !!! Successor is SIRIUS 3RV2 Preferred successor type is >>3RV2936-2BB00-0AA4<< | - | 0 | 9
3RV1936-2C |  | 3RV1936-2C | 1 | UN | 1 | 10 | C | D | N | N | 85389099 | 1 | 4011209474734 | 1.486 | KG | 132.05 | 132.05 | CP09 | CP09 | Door-coupling rotary operating mechanism for circuit breaker Size S2 Handle emergency switching-off !!! Phased-out product !!! Successor is SIRIUS 3RV2 Preferred successor type is >>3RV2936-2C<< | - | 0 | 0
3RV1936-3AB4 |  | 3RV1936-3AB4 | 1 | UN | 1 | 0 | A | D | N | N | 85364190 | 1 | 4011209356559 | 3.39 | KG | 1187.5 | 1187.5 | CP09 | CP09 | Remote motorized op. mech., size S2 24 V DC !!! Phased-out product !!! |  | 0 | 7
3RV1936-3AP0 |  | 3RV1936-3AP0 | 1 | UN | 1 | 0 | A | D | N | N | 85364900 | 1 | 4011209356566 | 3.529 | KG | 1187.5 | 1187.5 | CP09 | CP09 | Remote motorized op. mech., size S2 230 V AC, 50 Hz / 240 V, 60 Hz !!! Phased-out product !!! |  | 0 | 7
3RV1938-1A |  | 3RV1938-1A | 1 | UN | 1 | 20 | D | D | N | N | 85365080 | 1 | 4011209321441 | 325 | G | 91.49 | 91.49 | CP09 | CP09 | Disconnector module for circuit breaker Size S2 !!! Phased-out product !!! Successor is SIRIUS 3RV2 Preferred successor type is >>3RV2938-1A<< |  | 0 | 0
3RV1938-1AA00-0FB0 |  | 3RV1938-1AA00-0FB0 | 1 | UN | 1 | 20 | D | D | N | N | 85365080 | 1 | 4011209388765 | 315 | G | 91.49 | 91.49 | CP09 | CP09 | Disconnector module ABB | - | 0 | 9
3RV1946-2B |  | 3RV1946-2B | 1 | UN | 1 | 10 | C | D | EAR99 | N | 85389099 | 1 | 4011209474741 | 1.722 | KG | 133.95 | 133.95 | CP09 | CP09 | Door-coupling rotary operating mechanism for circuit breaker Size S3 Handle gray !!! Phased-out product !!! Successor is SIRIUS 3RV2 Preferred successor type is >>3RV2946-2B<< | - | 0 | 0
3RV1946-2BB00-0AA4 |  | 3RV1946-2BB00-0AA4 | 1 | UN | 1 | 20 | D | D | N | N | 85389099 | 1 | 4011209510555 | 1.608 | KG | 139.65 | 139.65 | CP09 | CP09 | Door-coupling rotary operating mechanism Special inscription HAUNI !!! Phased-out product !!! Successor is SIRIUS 3RV2 Preferred successor type is >>3RV2946-2BB00-0AA4<< | - | 0 | 9
3RV1946-2C |  | 3RV1946-2C | 1 | UN | 1 | 20 | D | D | EAR99 | N | 85389099 | 1 | 4011209474758 | 1.64 | KG | 151.05 | 151.05 | CP09 | CP09 | Door-coupling rotary operating mechanism for circuit breaker Size S3 Handle emergency switching-off !!! Phased-out product !!! Successor is SIRIUS 3RV2 Preferred successor type is >>3RV2946-2C<< | - | 0 | 0
3RV1946-3AB4 |  | 3RV1946-3AB4 | 1 | UN | 1 | 0 | A | D | N | N | 85389099 | 1 | 4011209356573 | 3.357 | KG | 1662.5 | 1662.5 | CP09 | CP09 | Remote motorized op. mech. Size S3 24 V DC !!! Phased-out product !!! |  | 0 | 7
3RV1946-3AP0 |  | 3RV1946-3AP0 | 1 | UN | 1 | 0 | A | D | N | N | 85365080 | 1 | 4011209356580 | 3.441 | KG | 1539 | 1539 | CP09 | CP09 | Remote motorized op. mech. Size S3 230 V AC, 50 Hz !!! Phased-out product !!! |  | 0 | 0
3RV1948-1K |  | 3RV1948-1K | 1 | UN | 1 | 20 | D | D | N | N | 85369010 | 1 | 4011209773592 | 0.24 | KG | 37.15 | 37.15 | CP09 | CP09 | Terminal block for increased air clearances and creepage distances with phase barriers for circuit breaker Size S3 !!! Phased-out product !!! Successor is SIRIUS 3RV2 Preferred successor type is >>3RV2948-1K<< | - | 0 | 0
3RV1952-1AA0 |  | 3RV1952-1AA0 | 1 | UN | 1 | 20 | D | D | N | N | 85364190 | 1 | 4011209768987 | 0.109 | KG | 152.95 | 152.95 | CP09 | CP09 | Undervoltage release 24...30 V AC/DC for size 3RV13 5 | - | 0 | 7
3RV1952-1AD0 |  | 3RV1952-1AD0 | 1 | UN | 1 | 20 | D | D | N | N | 85364900 | 1 | 4011209769069 | 0.107 | KG | 152.95 | 152.95 | CP09 | CP09 | Undervoltage release 110...127 V AC, 110...125 V DC for size 3RV13 5 | - | 0 | 7
3RV1952-1AE0 |  | 3RV1952-1AE0 | 1 | UN | 1 | 20 | D | D | N | N | 85364900 | 1 | 4011209769076 | 0.107 | KG | 152.95 | 152.95 | CP09 | CP09 | Undervoltage release 220...240 V AC, 220...250 V DC for size 3RV13 5 | - | 0 | 7
3RV1952-1EA0 |  | 3RV1952-1EA0 | 1 | UN | 1 | 20 | D | D | N | N | 85364190 | 1 | 4011209769090 | 0.107 | KG | 114 | 114 | CP09 | CP09 | Shunt release 24...30 V AC/DC for size 3RV13 5 | - | 0 | 7
3RV1952-1ED0 |  | 3RV1952-1ED0 | 1 | UN | 1 | 20 | D | D | N | N | 85364900 | 1 | 4011209769106 | 0.106 | KG | 114 | 114 | CP09 | CP09 | Shunt release 110...127 V AC, 110...125 V DC for size 3RV13 5 | - | 0 | 7
3RV1952-1EF0 |  | 3RV1952-1EF0 | 1 | UN | 1 | 20 | D | D | N | N | 85364900 | 1 | 4011209769113 | 0.104 | KG | 114 | 114 | CP09 | CP09 | Shunt release 220...240 V AC, 220...250 V DC for size 3RV13 5 | - | 0 | 7
3RV1955-1AA0 |  | 3RV1955-1AA0 | 1 | UN | 1 | 20 | D | D | N | N | 85369095 | 1 | 4011209769120 | 0.278 | KG | 72.2 | 72.2 | CP09 | CP09 | Extended terminal on the front, 6 units for size 3RV13 5 | - | 0 | 7
3RV1955-2AA0 |  | 3RV1955-2AA0 | 1 | UN | 1 | 20 | D | D | N | N | 85369095 | 1 | 4011209769137 | 0.165 | KG | 30.12 | 30.12 | CP09 | CP09 | Extended cable connection on the front, 6 units for size 3RV13 5 | - | 0 | 7
3RV1955-3AA0 |  | 3RV1955-3AA0 | 1 | UN | 1 | 20 | D | D | N | N | 85369010 | 1 | 4011209769380 | 0.2 | KG | 54.53 | 54.53 | CP09 | CP09 | Rear-side connections for size 3RV13 5 3 units | - | 0 | 7
3RV1955-5GA0 |  | 3RV1955-5GA0 | 1 | UN | 1 | 20 | D | D | N | N | 85472000 | 1 | 4011209769144 | 0.079 | KG | 30.12 | 30.12 | CP09 | CP09 | Phase barriers 100 mm for size 3RV13 5 6 units | - | 0 | 7
3RV1956-0BA0 |  | 3RV1956-0BA0 | 1 | UN | 1 | 20 | D | D | N | N | 85389099 | 1 | 4011209769151 | 0.571 | KG | 121.6 | 121.6 | CP09 | CP09 | Lever-type rotary operating mechanism with lock/door interlock for size 3RV13 5 | - | 0 | 7
3RV1965-1BA0 |  | 3RV1965-1BA0 | 1 | UN | 1 | 20 | D | D | N | N | 85369095 | 1 | 4011209769168 | 0.62 | KG | 72.01 | 72.01 | CP09 | CP09 | Extended terminal on the front, 6 units for size 3RV1. 6 | - | 0 | 0
3RV1965-2BA0 |  | 3RV1965-2BA0 | 1 | UN | 1 | 20 | D | D | N | N | 85369095 | 1 | 4011209769175 | 0.348 | KG | 122.55 | 122.55 | CP09 | CP09 | Extended cable connection on the front, 6 units for size 3RV1. 6 | - | 0 | 0
3RV1965-3AA0 |  | 3RV1965-3AA0 | 1 | UN | 1 | 20 | D | D | N | N | 85369010 | 1 | 4011209769403 | 0.337 | KG | 56.53 | 56.53 | CP09 | CP09 | Rear-side connections for size 3RV1.6 3 units | - | 0 | 0
3RV1975-1CA0 |  | 3RV1975-1CA0 | 1 | UN | 1 | 20 | D | D | N | N | 85369095 | 1 | 4011209769182 | 0.87 | KG | 156.75 | 156.75 | CP09 | CP09 | Extended terminal on the front, 6 units for size 3RV1. 7 | - | 0 | 0
3RV1975-2CA0 |  | 3RV1975-2CA0 | 1 | UN | 1 | 20 | D | D | N | N | 85369095 | 1 | 4011209769199 | 0.753 | KG | 253.65 | 253.65 | CP09 | CP09 | Extended cable connection on the front, 6 units for size 3RV1. 7.-7G | - | 0 | 0
3RV1975-2DA0 |  | 3RV1975-2DA0 | 1 | UN | 1 | 20 | D | D | N | N | 85369095 | 1 | 4011209769205 | 3.354 | KG | 355.3 | 355.3 | CP09 | CP09 | Extended cable connection on the front, 6 units for size 3RV1. 73-7J | - | 0 | 0
3RV1975-3AA0 |  | 3RV1975-3AA0 | 1 | UN | 1 | 20 | D | D | N | N | 85369010 | 1 | 4011209769427 | 0.996 | KG | 79.8 | 79.8 | CP09 | CP09 | Rear-side connections for size 3RV1.7 3 units | - | 0 | 0
3RV1975-5GA0 |  | 3RV1975-5GA0 | 1 | UN | 1 | 20 | D | D | N | N | 85472000 | 1 | 4011209769212 | 0.124 | KG | 28.03 | 28.03 | CP09 | CP09 | Phase barriers 100 mm for size 3RV1. 6, 7 6 units | - | 0 | 0
3RV1976-0BA0 |  | 3RV1976-0BA0 | 1 | UN | 1 | 20 | D | D | N | N | 85389099 | 1 | 4011209769229 | 0.82 | KG | 92.15 | 92.15 | CP09 | CP09 | Lever-type rotary operating mechanism with lock/door interlock for size 3RV1. 6, 7 | - | 0 | 0
3RV1976-3AP3 |  | 3RV1976-3AP3 | 1 | UN | 1 | 20 | D | D | EAR99 | N | 85389099 | 1 | 4011209845152 | 2.373 | KG | 887.3 | 887.3 | CP09 | CP09 | Motorized operating mechanism with spring energy store 220...250 V AC/DC for size 3RV1. 6, 7 | - | 0 | 0
3RV1982-1AA0 |  | 3RV1982-1AA0 | 1 | UN | 1 | 20 | D | D | N | N | 85364900 | 1 | 4011209769236 | 0.144 | KG | 121.6 | 121.6 | CP09 | CP09 | Undervoltage release 24...30 V AC/DC for size 3RV1. 6, 7, 8 | - | 0 | 0
3RV1982-1AD0 |  | 3RV1982-1AD0 | 1 | UN | 1 | 20 | D | D | N | N | 85364900 | 1 | 4011209769243 | 0.147 | KG | 121.6 | 121.6 | CP09 | CP09 | Undervoltage release 110...127 V AC, 110...125 V DC for size 3RV1. 6, 7, 8 | - | 0 | 0
3RV1982-1AF0 |  | 3RV1982-1AF0 | 1 | UN | 1 | 20 | D | D | N | N | 85364900 | 1 | 4011209769250 | 0.138 | KG | 121.6 | 121.6 | CP09 | CP09 | Undervoltage release 220...240 V AC, 220...250 V DC for size 3RV1. 6, 7, 8 | - | 0 | 0
3RV1982-1EA0 |  | 3RV1982-1EA0 | 1 | UN | 1 | 20 | D | D | N | N | 85364190 | 1 | 4011209769267 | 0.142 | KG | 103.55 | 103.55 | CP09 | CP09 | Shunt release 24...30 V AC/DC for size 3RV1. 6, 7, 8 | - | 0 | 0
3RV1982-1ED0 |  | 3RV1982-1ED0 | 1 | UN | 1 | 20 | D | D | N | N | 85364900 | 1 | 4011209769274 | 0.137 | KG | 103.55 | 103.55 | CP09 | CP09 | Shunt release 110...127 V AC, 110...125 V DC for size 3RV1. 6, 7, 8 | - | 0 | 0
3RV1982-1EF0 |  | 3RV1982-1EF0 | 1 | UN | 1 | 20 | D | D | N | N | 85364900 | 1 | 4011209769281 | 0.135 | KG | 103.55 | 103.55 | CP09 | CP09 | Shunt release 220...240 V AC, 220...250 V DC for size 3RV1. 6, 7, 8 | - | 0 | 0
3RV1985-1DA0 |  | 3RV1985-1DA0 | 1 | UN | 1 | 20 | D | D | N | N | 85369095 | 1 | 4011209769298 | 0.76 | KG | 161.5 | 161.5 | CP09 | CP09 | Extended terminal on the front, 6 units for size 3RV1. 83-7J | - | 0 | 0
3RV1985-1EA0 |  | 3RV1985-1EA0 | 1 | UN | 1 | 20 | D | D | N | N | 85369095 | 1 | 4011209769304 | 1.394 | KG | 211.85 | 211.85 | CP09 | CP09 | Extended terminal on the front, 6 units for size 3RV1. 83-7K | - | 0 | 0
3RV1985-3AA0 |  | 3RV1985-3AA0 | 1 | UN | 1 | 20 | D | D | N | N | 85369095 | 1 | 4011209769441 | 1.013 | KG | 128.25 | 128.25 | CP09 | CP09 | Rear-side connections for size 3RV1.8 3 units | - | 0 | 0
3RV1985-5GA0 |  | 3RV1985-5GA0 | 1 | UN | 1 | 20 | D | D | N | N | 85472000 | 1 | 4011209769311 | 0.16 | KG | 105.45 | 105.45 | CP09 | CP09 | Phase barriers 100 mm for size 3RV1. 8 6 units | - | 0 | 0
3RV1986-0BA0 |  | 3RV1986-0BA0 | 1 | UN | 1 | 20 | D | D | N | N | 85389099 | 1 | 4011209769328 | 1.033 | KG | 143.45 | 143.45 | CP09 | CP09 | Lever-type rotary operating mechanism with lock/door interlock for size 3RV1. 8 | - | 0 | 0
3RV1986-3AP3 |  | 3RV1986-3AP3 | 1 | UN | 1 | 20 | D | D | EAR99 | N | 85389099 | 1 | 4011209845169 | 3.509 | KG | 1130.5 | 1130.5 | CP09 | CP09 | Motorized operating mechanism with spring energy store 220...250 V AC/DC for size 3RV1. 8 | - | 0 | 0
3RV1991-1AA0 |  | 3RV1991-1AA0 | 1 | UN | 1 | 20 | D | D | N | N | 85365080 | 1 | 4011209769335 | 0.07 | KG | 54.15 | 54.15 | CP09 | CP09 | Auxiliary switch 250 V AC/DC 1 signaling changeover switch 1 tripped signal for size 3RV1. 5, 6, 7, 8 | - | 0 | 0
3RV1991-1BA0 |  | 3RV1991-1BA0 | 1 | UN | 1 | 20 | D | D | N | N | 85365080 | 1 | 4011209769342 | 0.083 | KG | 124.45 | 124.45 | CP09 | CP09 | Auxiliary switch 250 V AC/DC 3 signaling changeover switches 1 tripped signal for size 3RV1. 5, 6, 7, 8 | - | 0 | 0
3RV1991-1CA0 |  | 3RV1991-1CA0 | 1 | UN | 1 | 20 | D | D | N | N | 85365019 | 1 | 4011209769359 | 0.077 | KG | 124.45 | 124.45 | CP09 | CP09 | Auxiliary switch 24 V DC 3 signaling changeover switches 1 tripped signal for size 3RV1. 5, 6, 7, 8 | - | 0 | 0
3RV1991-1FA0 |  | 3RV1991-1FA0 | 1 | UN | 1 | 20 | D | D | N | N | 85444290 | 1 | 4011209769366 | 0.121 | KG | 18.91 | 18.91 | CP09 | CP09 | Connecting cable for auxiliary switches 2 m, 6-pole for 3RV1. 5-8 | - | 0 | 0
3RV1991-1FA1 |  | 3RV1991-1FA1 | 1 | UN | 1 | 20 | D | D | EAR99 | N | 85444290 | 1 | 4011209777255 | 0.216 | KG | 28.22 | 28.22 | CP09 | CP09 | Connecting cable for auxiliary switches 2 m, 12-pole for 3RV1. 5-8 | - | 0 | 0
3RV1992-1FA0 |  | 3RV1992-1FA0 | 1 | UN | 1 | 20 | D | D | N | N | 85444290 | 1 | 4011209769373 | 0.061 | KG | 14.06 | 14.06 | CP09 | CP09 | Connecting cable for shunt release 2 m, 2-pole for 3RV1.5-8 | - | 0 | 0
3RV2011-0AA10 |  | 3RV2011-0AA10 | 1 | UN | 1 | 1 | A | D | N | N | 85362010 | 1 | 4011209712317 | 0.276 | KG | 58.52 | 56.91 | CP28 | CP28 | Circuit breaker size S00 for motor protection, CLASS 10 A-release 0.11...0.16 A N-release 2.1 A screw terminal Standard switching capacity | Lista Papel 2020 SI | 0 | 0
3RV2011-0AA10-Z | W97 | 3RV2011-0AA10-ZW97 | 1 | UN | 1 | 5 | B | D | N | N | 85362010 | 12 | 4047621017617 | 0.254 | KG | 58.52 | 58.52 | CP28 | CP28 | Circuit breaker size S00 for motor protection CLASS 10 A-release 0.11...0.16 A N-release 2.1 A screw terminal Standard switching capacity Multi-unit packaging Pack = 12 units | - | 0 | 0
3RV2011-0AA10-Z | X95 | 3RV2011-0AA10-ZX95 | 1 | UN | 1 | 5 | B | D | N | N | 85362010 | 43 | 4011209718197 | 0.254 | KG | 58.52 | 58.52 | CP28 | CP28 | Circuit breaker size S00 for motor protection, CLASS 10 A-release 0.11...0.16 A N-release 2.1 A screw terminal Standard switching capacity Reusable packaging Pack = 43 units | - | 0 | 0
3RV2011-0AA15 |  | 3RV2011-0AA15 | 1 | UN | 1 | 1 | A | D | N | N | 85362010 | 1 | 4011209840744 | 0.313 | KG | 74.58 | 72.49 | CP28 | CP28 | Circuit breaker size S00 for motor protection, CLASS 10 A-release 0.11...0.16 A N-release 2.1 A screw terminal Standard switching capacity with transverse auxiliary switches 1 NO+1 NC | Lista Papel 2020 SI | 0 | 0
3RV2011-0AA15-Z | W97 | 3RV2011-0AA15-ZW97 | 1 | UN | 1 | 5 | B | D | N | N | 85362010 | 12 | 4011209917644 | 0.193 | KG | 74.58 | 74.58 | CP28 | CP28 | Circuit breaker size S00 for motor protection, CLASS 10 A-release 0.11...0.16 A N-release 2.1 A screw terminal Standard switching capacity with transverse auxiliary switches 1 NO+1 NC Multi-unit packaging Pack = 12 units | - | 0 | 0
3RV2011-0AA15-Z | X95 | 3RV2011-0AA15-ZX95 | 1 | UN | 1 | 0 | A | D | N | N | 85362010 | 43 | 4011209917453 | 0.286 | KG | 74.58 | 74.58 | CP28 | CP28 | Circuit breaker size S00 for motor protection, CLASS 10 A-release 0.11...0.16 A N-release 2.1 A screw terminal Standard switching capacity with transverse auxiliary switches 1 NO+1 NC Reusable packaging Pack = 43 units | - | 0 | 0
3RV2011-0AA20 |  | 3RV2011-0AA20 | 1 | UN | 1 | 1 | A | D | N | N | 85362010 | 1 | 4011209724020 | 0.294 | KG | 58.52 | 56.91 | CP28 | CP28 | Circuit breaker size S00 for motor protection, CLASS 10 A-release 0.11...0.16 A N-release 2.1 A Spring-type terminal Standard switching capacity | Lista Papel 2020 SI | 0 | 0
3RV2011-0AA25 |  | 3RV2011-0AA25 | 1 | UN | 1 | 1 | A | D | N | N | 85362010 | 1 | 4011209840843 | 0.31 | KG | 74.58 | 72.49 | CP28 | CP28 | Circuit breaker size S00 for motor protection, CLASS 10 A-release 0.11...0.16 A N-release 2.1 A Spring-type terminal Standard switching capacity with transverse auxiliary switches 1 NO+1 NC | Lista Papel 2020 SI | 0 | 0
3RV2011-0AA40 |  | 3RV2011-0AA40 | 1 | UN | 1 | 5 | B | D | N | N | 85362010 | 1 | 4011209766549 | 0.32 | KG | 58.52 | 58.52 | CP28 | CP28 | Circuit breaker size S00 for motor protection, CLASS 10 A-release 0.11...0.16 A N-release 2.1 A ring cable lug connection Standard switching capacity | - | 0 | 0
3RV2011-0BA10 |  | 3RV2011-0BA10 | 1 | UN | 1 | 1 | A | D | N | N | 85362010 | 1 | 4011209712324 | 0.293 | KG | 58.52 | 56.91 | CP28 | CP28 | Circuit breaker size S00 for motor protection, CLASS 10 A-release 0.14...0.2 A N-release 2.6 A screw terminal Standard switching capacity | Lista Papel 2020 SI | 0 | 0
3RV2011-0BA10-Z | W96 | 3RV2011-0BA10-ZW96 | 1 | UN | 1 | 5 | B | D | N | N | 85362010 | 24 | 4011209890800 | 0.193 | KG | 58.52 | 58.52 | CP28 | CP28 | Circuit breaker size S00 for motor protection, CLASS 10 A-release 0.14...0.2 A N-release 2.6 A screw terminal Standard switching capacity Multi-unit packaging Pack = 24 units | - | 0 | 0
3RV2011-0BA10-Z | W97 | 3RV2011-0BA10-ZW97 | 1 | UN | 1 | 5 | B | D | N | N | 85362010 | 12 | 4011209890817 | 0.266 | KG | 58.52 | 58.52 | CP28 | CP28 | Circuit breaker size S00 for motor protection CLASS 10 A-release 0.14...0.2 A N-release 2.6 A screw terminal Standard switching capacity Multi-unit packaging Pack = 12 units | - | 0 | 0
3RV2011-0BA10-Z | X95 | 3RV2011-0BA10-ZX95 | 1 | UN | 1 | 5 | B | D | N | N | 85362010 | 43 | 4011209718203 | 0.282 | KG | 58.52 | 58.52 | CP28 | CP28 | Circuit breaker size S00 for motor protection, CLASS 10 A-release 0.14...0.2 A N-release 2.6 A screw terminal Standard switching capacity Reusable packaging Pack = 43 units | - | 0 | 0
3RV2011-0BA15 |  | 3RV2011-0BA15 | 1 | UN | 1 | 1 | A | D | N | N | 85362010 | 1 | 4011209840850 | 0.291 | KG | 74.58 | 72.49 | CP28 | CP28 | Circuit breaker size S00 for motor protection, CLASS 10 A-release 0.14...0.2 A N-release 2.6 A screw terminal Standard switching capacity with transverse auxiliary switches 1 NO+1 NC | Lista Papel 2020 SI | 0 | 0
3RV2011-0BA15-Z | W97 | 3RV2011-0BA15-ZW97 | 1 | UN | 1 | 5 | B | D | N | N | 85362010 | 12 |  | 0.193 | KG | 74.58 | 74.58 | CP28 | CP28 | Circuit breaker size S00 for motor protection, CLASS 10 A-release 0.14...0.2 A N-release 2.6 A screw terminal Standard switching capacity with transverse auxiliary switches 1 NO+1 NC Multi-unit packaging Pack = 12 units | - | 0 | 0
3RV2011-0BA15-Z | X95 | 3RV2011-0BA15-ZX95 | 1 | UN | 1 | 0 | A | D | N | N | 85362010 | 43 | 4011209917460 | 0.338 | KG | 74.58 | 74.58 | CP28 | CP28 | Circuit breaker size S00 for motor protection, CLASS 10 A-release 0.14...0.2 A N-release 2.6 A screw terminal Standard switching capacity with transverse auxiliary switches 1 NO+1 NC Reusable packaging Pack = 43 units | - | 0 | 0
3RV2011-0BA20 |  | 3RV2011-0BA20 | 1 | UN | 1 | 1 | A | D | N | N | 85362010 | 1 | 4011209724044 | 0.296 | KG | 58.52 | 56.91 | CP28 | CP28 | Circuit breaker size S00 for motor protection, CLASS 10 A-release 0.14...0.2 A N-release 2.6 A Spring-type terminal Standard switching capacity | Lista Papel 2020 SI | 0 | 0
3RV2011-0BA25 |  | 3RV2011-0BA25 | 1 | UN | 1 | 1 | A | D | N | N | 85362010 | 1 | 4011209840867 | 0.311 | KG | 74.58 | 72.49 | CP28 | CP28 | Circuit breaker size S00 for motor protection, CLASS 10 A-release 0.14...0.2 A N-release 2.6 A Spring-type terminal Standard switching capacity with transverse auxiliary switches 1 NO+1 NC | Lista Papel 2020 SI | 0 | 0
3RV2011-0BA40 |  | 3RV2011-0BA40 | 1 | UN | 1 | 5 | B | D | N | N | 85362010 | 1 | 4011209766938 | 0.277 | KG | 58.52 | 58.52 | CP28 | CP28 | Circuit breaker size S00 for motor protection, CLASS 10 A-release 0.14...0.2 A N-release 2.6 A ring cable lug connection Standard switching capacity | - | 0 | 0
3RV2011-0CA10 |  | 3RV2011-0CA10 | 1 | UN | 1 | 1 | A | D | N | N | 85362010 | 1 | 4011209712331 | 0.275 | KG | 58.52 | 56.91 | CP28 | CP28 | Circuit breaker size S00 for motor protection, CLASS 10 A-release 0.18...0.25 A N-release 3.3 A screw terminal Standard switching capacity | Lista Papel 2020 SI | 0 | 0
3RV2011-0CA10-Z | W96 | 3RV2011-0CA10-ZW96 | 1 | UN | 1 | 5 | B | D | N | N | 85362010 | 24 | 4011209935631 | 0.193 | KG | 58.52 | 58.52 | CP28 | CP28 | Circuit breaker size S00 for motor protection, Class 10 A-release 0.18...0.25 A N-release 3.3 A Screw terminal Standard switching capacity Multi-unit packaging Pack = 24 units | - | 0 | 0
3RV2011-0CA10-Z | X95 | 3RV2011-0CA10-ZX95 | 1 | UN | 1 | 5 | B | D | N | N | 85362010 | 43 | 4011209718210 | 0.27 | KG | 58.52 | 58.52 | CP28 | CP28 | Circuit breaker size S00 for motor protection, CLASS 10 A-release 0.18...0.25 A N-release 3.3 A screw terminal Standard switching capacity Reusable packaging Pack = 43 units | - | 0 | 0
3RV2011-0CA15 |  | 3RV2011-0CA15 | 1 | UN | 1 | 1 | A | D | N | N | 85362010 | 1 | 4011209840874 | 0.29 | KG | 74.58 | 72.49 | CP28 | CP28 | Circuit breaker size S00 for motor protection, CLASS 10 A-release 0.18...0.25 A N-release 3.3 A screw terminal Standard switching capacity with transverse auxiliary switches 1 NO+1 NC | Lista Papel 2020 SI | 0 | 0
3RV2011-0CA20 |  | 3RV2011-0CA20 | 1 | UN | 1 | 1 | A | D | N | N | 85362010 | 1 | 4011209724068 | 0.296 | KG | 58.52 | 56.91 | CP28 | CP28 | Circuit breaker size S00 for motor protection, CLASS 10 A-release 0.18...0.25 A N-release 3.3 A Spring-type terminal Standard switching capacity | Lista Papel 2020 SI | 0 | 0
3RV2011-0CA20-Z | X95 | 3RV2011-0CA20-ZX95 | 1 | UN | 1 | 5 | B | D | N | N | 85362010 | 40 | 4011209724075 | 0.304 | KG | 58.52 | 58.52 | CP28 | CP28 | Circuit breaker size S00 for motor protection, CLASS 10 A-release 0.18...0.25 A N-release 3.3 A Spring-type terminal Standard switching capacity Reusable packaging Pack = 40 units | - | 0 | 0
3RV2011-0CA25 |  | 3RV2011-0CA25 | 1 | UN | 1 | 1 | A | D | N | N | 85362010 | 1 | 4011209840881 | 0.307 | KG | 74.58 | 72.49 | CP28 | CP28 | Circuit breaker size S00 for motor protection, CLASS 10 A-release 0.18...0.25 A N-release 3.3 A Spring-type terminal Standard switching capacity with transverse auxiliary switches 1 NO+1 NC | Lista Papel 2020 SI | 0 | 0
3RV2011-0CA25-Z | W96 | 3RV2011-0CA25-ZW96 | 1 | UN | 1 | 1 | A | D | N | N | 85362010 | 16 | 4047621068169 | 0.333 | KG | 74.58 | 74.58 | CP28 | CP28 | Circuit breaker size S00 for motor protection, Class 10 A-release 0.18...0.25 A Short-circuit release 3.3 A spring-type terminal Standard switching capacity with transverse auxiliary switches 1 NO+1 NC |  | 0 | 0
3RV2011-0CA25-Z | X95 | 3RV2011-0CA25-ZX95 | 1 | UN | 1 | 1 | A | D | N | N | 85362010 | 40 | 4047621068053 | 0.312 | KG | 74.58 | 74.58 | CP28 | CP28 | Circuit breaker size S00 for motor protection, Class 10 A-release 0.18...0.25 A Short-circuit release 3.3 A spring-type terminal Standard switching capacity with transverse auxiliary switches 1 NO+1 NC |  | 0 | 0
3RV2011-0CA40 |  | 3RV2011-0CA40 | 1 | UN | 1 | 5 | B | D | N | N | 85362010 | 1 | 4011209766945 | 0.259 | KG | 58.52 | 58.52 | CP28 | CP28 | Circuit breaker size S00 for motor protection, CLASS 10 A-release 0.18...0.25 A N-release 3.3 A ring cable lug connection Standard switching capacity | - | 0 | 0
3RV2011-0DA10 |  | 3RV2011-0DA10 | 1 | UN | 1 | 1 | A | D | N | N | 85362010 | 1 | 4011209712348 | 0.276 | KG | 58.9 | 57.29 | CP28 | CP28 | Circuit breaker size S00 for motor protection, CLASS 10 A-release 0.22...0.32 A N-release 4.2 A screw terminal Standard switching capacity | Lista Papel 2020 SI | 0 | 0
3RV2011-0DA10-Z | W97 | 3RV2011-0DA10-ZW97 | 1 | UN | 1 | 5 | B | D | N | N | 85362010 | 12 | 4047621009797 | 3.276 | KG | 58.9 | 58.9 | CP28 | CP28 | Circuit breaker size S00 for motor protection, CLASS 10 A-release 0.22...0.32 A N-release 4.2 A screw terminal Standard switching capacity Multi-unit packaging Pack = 12 units | - | 0 | 0
3RV2011-0DA10-Z | X95 | 3RV2011-0DA10-ZX95 | 1 | UN | 1 | 5 | B | D | N | N | 85362010 | 43 | 4011209718227 | 0.283 | KG | 58.9 | 58.9 | CP28 | CP28 | Circuit breaker size S00 for motor protection, CLASS 10 A-release 0.22...0.32 A N-release 4.2 A screw terminal Standard switching capacity Reusable packaging Pack = 43 units | - | 0 | 0
3RV2011-0DA15 |  | 3RV2011-0DA15 | 1 | UN | 1 | 1 | A | D | N | N | 85362010 | 1 | 4011209840898 | 0.295 | KG | 74.96 | 72.87 | CP28 | CP28 | Circuit breaker size S00 for motor protection, CLASS 10 A-release 0.22...0.32 A N-release 4.2 A screw terminal Standard switching capacity with transverse auxiliary switches 1 NO+1 NC | Lista Papel 2020 SI | 0 | 0
3RV2011-0DA15-Z | W97 | 3RV2011-0DA15-ZW97 | 1 | UN | 1 | 5 | B | D | N | N | 85362010 | 12 |  | 0.193 | KG | 74.96 | 74.96 | CP28 | CP28 | Circuit breaker size S00 for motor protection, CLASS 10 A-release 0.22...0.32 A N-release 4.2 A screw terminal Standard switching capacity with transverse auxiliary switches 1 NO+1 NC Multi-unit packaging Pack = 12 units | - | 0 | 0
3RV2011-0DA15-Z | X95 | 3RV2011-0DA15-ZX95 | 1 | UN | 1 | 0 | A | D | N | N | 85362010 | 43 | 4011209917477 | 0.289 | KG | 74.96 | 74.96 | CP28 | CP28 | Circuit breaker size S00 for motor protection, CLASS 10 A-release 0.22...0.32 A N-release 4.2 A screw terminal Standard switching capacity with transverse auxiliary switches 1 NO+1 NC Reusable packaging Pack = 43 units | - | 0 | 0
3RV2011-0DA20 |  | 3RV2011-0DA20 | 1 | UN | 1 | 1 | A | D | N | N | 85362010 | 1 | 4011209724082 | 0.295 | KG | 58.9 | 57.29 | CP28 | CP28 | Circuit breaker size S00 for motor protection, CLASS 10 A-release 0.22...0.32 A N-release 4.2 A Spring-type terminal Standard switching capacity | Lista Papel 2020 SI | 0 | 0
3RV2011-0DA20-Z | W96 | 3RV2011-0DA20-ZW96 | 1 | UN | 1 | 5 | B | D | N | N | 85362010 | 16 | 4047621010656 | 0.298 | KG | 58.9 | 58.9 | CP28 | CP28 | Circuit breaker size S00 for motor protection, CLASS 10 A-release 0.22...0.32 A N-release 4.2 A Spring-type terminal Standard switching capacity Multi-unit packaging Pack = 16 units | - | 0 | 0
3RV2011-0DA20-Z | W97 | 3RV2011-0DA20-ZW97 | 1 | UN | 1 | 5 | B | D | N | N | 85362010 | 8 | 4047621010663 | 0.298 | KG | 58.9 | 58.9 | CP28 | CP28 | Circuit breaker size S00 for motor protection, CLASS 10 A-release 0.22...0.32 A N-release 4.2 A Spring-type terminal Standard switching capacity Multi-unit packaging Pack = 8 units | - | 0 | 0
3RV2011-0DA20-Z | X95 | 3RV2011-0DA20-ZX95 | 1 | UN | 1 | 5 | B | D | N | N | 85362010 | 40 | 4011209724099 | 0.297 | KG | 58.9 | 58.9 | CP28 | CP28 | Circuit breaker size S00 for motor protection, CLASS 10 A-release 0.22...0.32 A N-release 4.2 A Spring-type terminal Standard switching capacity Reusable packaging Pack = 40 units | - | 0 | 0
3RV2011-0DA25 |  | 3RV2011-0DA25 | 1 | UN | 1 | 1 | A | D | N | N | 85362010 | 1 | 4011209840904 | 0.314 | KG | 74.96 | 72.87 | CP28 | CP28 | Circuit breaker size S00 for motor protection, CLASS 10 A-release 0.22...0.32 A N-release 4.2 A Spring-type terminal Standard switching capacity with transverse auxiliary switches 1 NO+1 NC | Lista Papel 2020 SI | 0 | 0
3RV2011-0DA25-Z | W96 | 3RV2011-0DA25-ZW96 | 1 | UN | 1 | 1 | A | D | N | N | 85362010 | 16 | 4047621068176 | 0.335 | KG | 74.96 | 74.96 | CP28 | CP28 | Circuit breaker size S00 for motor protection, Class 10 A-release 0.22...0.32 A Short-circuit release 4.2 A spring-type terminal Standard switching capacity with transverse auxiliary switches 1 NO+1 NC |  | 0 | 0
3RV2011-0DA25-Z | X95 | 3RV2011-0DA25-ZX95 | 1 | UN | 1 | 1 | A | D | N | N | 85362010 | 40 | 4047621068060 | 0.314 | KG | 74.96 | 74.96 | CP28 | CP28 | Circuit breaker size S00 for motor protection, Class 10 A-release 0.22...0.32 A Short-circuit release 4.2 A spring-type terminal Standard switching capacity with transverse auxiliary switches 1 NO+1 NC |  | 0 | 0
3RV2011-0DA40 |  | 3RV2011-0DA40 | 1 | UN | 1 | 5 | B | D | N | N | 85362010 | 1 | 4011209766952 | 0.29 | KG | 58.9 | 58.9 | CP28 | CP28 | Circuit breaker size S00 for motor protection, CLASS 10 A-release 0.22...0.32 A N-release 4.2 A ring cable lug connection Standard switching capacity | - | 0 | 0
3RV2011-0EA10 |  | 3RV2011-0EA10 | 1 | UN | 1 | 1 | A | D | N | N | 85362010 | 1 | 4011209712355 | 0.28 | KG | 58.9 | 57.29 | CP28 | CP28 | Circuit breaker size S00 for motor protection, CLASS 10 A-release 0.28...0.4 A N-release 5.2 A screw terminal Standard switching capacity | Lista Papel 2020 SI | 0 | 0
3RV2011-0EA10-Z | W96 | 3RV2011-0EA10-ZW96 | 1 | UN | 1 | 5 | B | D | N | N | 85362010 | 24 | 4011209935648 | 0.193 | KG | 58.9 | 58.9 | CP28 | CP28 | Circuit breaker size S00 for motor protection, Class 10 A-release 0.28...0.4 A N-release 5.2 A Screw terminal Standard switching capacity Multi-unit packaging Pack = 24 units | - | 0 | 0
3RV2011-0EA10-Z | W97 | 3RV2011-0EA10-ZW97 | 1 | UN | 1 | 5 | B | D | N | N | 85362010 | 12 | 4047621017624 | 3.273 | KG | 58.9 | 58.9 | CP28 | CP28 | Circuit breaker size S00 for motor protection CLASS 10 A-release 0.28...0.4 A N-release 5.2 A screw terminal Standard switching capacity Multi-unit packaging Pack = 12 units | - | 0 | 0
3RV2011-0EA10-Z | X95 | 3RV2011-0EA10-ZX95 | 1 | UN | 1 | 5 | B | D | N | N | 85362010 | 43 | 4011209718234 | 0.273 | KG | 58.9 | 58.9 | CP28 | CP28 | Circuit breaker size S00 for motor protection, CLASS 10 A-release 0.28...0.4 A N-release 5.2 A screw terminal Standard switching capacity Reusable packaging Pack = 43 units | - | 0 | 0
3RV2011-0EA15 |  | 3RV2011-0EA15 | 1 | UN | 1 | 1 | A | D | N | N | 85362010 | 1 | 4011209840911 | 0.292 | KG | 74.96 | 72.87 | CP28 | CP28 | Circuit breaker size S00 for motor protection, CLASS 10 A-release 0.28...0.4 A N-release 5.2 A screw terminal Standard switching capacity with transverse auxiliary switches 1 NO+1 NC | Lista Papel 2020 SI | 0 | 0
3RV2011-0EA15-Z | W97 | 3RV2011-0EA15-ZW97 | 1 | UN | 1 | 5 | B | D | N | N | 85362010 | 12 |  | 0.193 | KG | 74.96 | 74.96 | CP28 | CP28 | Circuit breaker size S00 for motor protection, CLASS 10 A-release 0.28...0.4 A N-release 5.2 A screw terminal Standard switching capacity with transverse auxiliary switches 1 NO+1 NC Multi-unit packaging Pack = 12 units | - | 0 | 0
3RV2011-0EA15-Z | X95 | 3RV2011-0EA15-ZX95 | 1 | UN | 1 | 0 | A | D | N | N | 85362010 | 43 | 4011209917484 | 0.289 | KG | 74.96 | 74.96 | CP28 | CP28 | Circuit breaker size S00 for motor protection, CLASS 10 A-release 0.28...0.4 A N-release 5.2 A screw terminal Standard switching capacity with transverse auxiliary switches 1 NO+1 NC Reusable packaging Pack = 43 units | - | 0 | 0
3RV2011-0EA20 |  | 3RV2011-0EA20 | 1 | UN | 1 | 1 | A | D | N | N | 85362010 | 1 | 4011209724105 | 0.3 | KG | 58.9 | 57.29 | CP28 | CP28 | Circuit breaker size S00 for motor protection, CLASS 10 A-release 0.28...0.4 A N-release 5.2 A Spring-type terminal Standard switching capacity | Lista Papel 2020 SI | 0 | 0
3RV2011-0EA20-Z | W97 | 3RV2011-0EA20-ZW97 | 1 | UN | 1 | 5 | B | D | N | N | 85362010 | 8 | 4011209929654 | 0.193 | KG | 58.9 | 58.9 | CP28 | CP28 | Circuit breaker size S00 for motor protection, Class 10 A-release 0.28...0.4 A N-release 5.2 A Spring-type terminal Standard switching capacity Multi-unit packaging Pack = 8 units | - | 0 | 0
3RV2011-0EA20-Z | X95 | 3RV2011-0EA20-ZX95 | 1 | UN | 1 | 5 | B | D | N | N | 85362010 | 40 | 4011209724112 | 0.301 | KG | 58.9 | 58.9 | CP28 | CP28 | Circuit breaker size S00 for motor protection, CLASS 10 A-release 0.28...0.4 A N-release 5.2 A Spring-type terminal Standard switching capacity Reusable packaging Pack = 40 units | - | 0 | 0
3RV2011-0EA25 |  | 3RV2011-0EA25 | 1 | UN | 1 | 1 | A | D | N | N | 85362010 | 1 | 4011209840928 | 0.33 | KG | 74.96 | 72.87 | CP28 | CP28 | Circuit breaker size S00 for motor protection, CLASS 10 A-release 0.28...0.4 A N-release 5.2 A Spring-type terminal Standard switching capacity with transverse auxiliary switches 1 NO+1 NC | Lista Papel 2020 SI | 0 | 0
3RV2011-0EA40 |  | 3RV2011-0EA40 | 1 | UN | 1 | 5 | B | D | N | N | 85362010 | 1 | 4011209766969 | 0.267 | KG | 58.9 | 58.9 | CP28 | CP28 | Circuit breaker size S00 for motor protection, CLASS 10 A-release 0.28...0.4 A N-release 5.2 A ring cable lug connection Standard switching capacity | - | 0 | 0
3RV2011-0FA10 |  | 3RV2011-0FA10 | 1 | UN | 1 | 1 | A | D | N | N | 85362010 | 1 | 4011209712362 | 0.277 | KG | 58.9 | 57.29 | CP28 | CP28 | Circuit breaker size S00 for motor protection, CLASS 10 A-release 0.35...0.5 A N-release 6.5 A screw terminal Standard switching capacity | Lista Papel 2020 SI | 0 | 0
3RV2011-0FA10-Z | W97 | 3RV2011-0FA10-ZW97 | 1 | UN | 1 | 5 | B | D | N | N | 85362010 | 12 | 4047621009810 | 3.456 | KG | 58.9 | 58.9 | CP28 | CP28 | Circuit breaker size S00 for motor protection, CLASS 10 A-release 0.35...0.5 A N-release 6.5 A screw terminal Standard switching capacity Multi-unit packaging Pack = 12 units | - | 0 | 0
3RV2011-0FA10-Z | X95 | 3RV2011-0FA10-ZX95 | 1 | UN | 1 | 5 | B | D | N | N | 85362010 | 43 | 4011209718241 | 0.267 | KG | 58.9 | 58.9 | CP28 | CP28 | Circuit breaker size S00 for motor protection, CLASS 10 A-release 0.35...0.5 A N-release 6.5 A screw terminal Standard switching capacity Reusable packaging Pack = 43 units | - | 0 | 0
3RV2011-0FA15 |  | 3RV2011-0FA15 | 1 | UN | 1 | 1 | A | D | N | N | 85362010 | 1 | 4011209840935 | 0.29 | KG | 74.96 | 72.87 | CP28 | CP28 | Circuit breaker size S00 for motor protection, CLASS 10 A-release 0.35...0.5 A N-release 6.5 A screw terminal Standard switching capacity with transverse auxiliary switches 1 NO+1 NC | Lista Papel 2020 SI | 0 | 0
3RV2011-0FA15-Z | W97 | 3RV2011-0FA15-ZW97 | 1 | UN | 1 | 5 | B | D | N | N | 85362010 | 12 |  | 0.193 | KG | 74.96 | 74.96 | CP28 | CP28 | Circuit breaker size S00 for motor protection, CLASS 10 A-release 0.35...0.5 A N-release 6.5 A screw terminal Standard switching capacity with transverse auxiliary switches 1 NO+1 NC Multi-unit packaging Pack = 12 units | - | 0 | 0
3RV2011-0FA15-Z | X95 | 3RV2011-0FA15-ZX95 | 1 | UN | 1 | 0 | A | D | N | N | 85362010 | 43 | 4011209917491 | 0.288 | KG | 74.96 | 74.96 | CP28 | CP28 | Circuit breaker size S00 for motor protection, CLASS 10 A-release 0.35...0.5 A N-release 6.5 A screw terminal Standard switching capacity with transverse auxiliary switches 1 NO+1 NC Reusable packaging Pack = 43 units | - | 0 | 0
3RV2011-0FA20 |  | 3RV2011-0FA20 | 1 | UN | 1 | 1 | A | D | N | N | 85362010 | 1 | 4011209724129 | 0.294 | KG | 58.9 | 57.29 | CP28 | CP28 | Circuit breaker size S00 for motor protection, CLASS 10 A-release 0.35...0.5 A N-release 6.5 A Spring-type terminal Standard switching capacity | Lista Papel 2020 SI | 0 | 0
3RV2011-0FA20-Z | W96 | 3RV2011-0FA20-ZW96 | 1 | UN | 1 | 5 | B | D | N | N | 85362010 | 16 | 4047621049250 | 0.293 | KG | 58.9 | 58.9 | CP28 | CP28 | Circuit breaker size S00 for motor protection, CLASS 10 A-release 0.35...0.5 A N-release 6.5 A Spring-type terminal Standard switching capacity Multi-unit packaging Pack = 16 units | - | 0 | 0
3RV2011-0FA20-Z | W97 | 3RV2011-0FA20-ZW97 | 1 | UN | 1 | 5 | B | D | N | N | 85362010 | 8 |  | 0.193 | KG | 58.9 | 58.9 | CP28 | CP28 | Circuit breaker size S00 for motor protection, Class 10 A-release 0.35...0.5 A N-release 6.5 A Spring-type terminal Standard switching capacity Multi-unit packaging Pack = 8 units | - | 0 | 0
3RV2011-0FA20-Z | X95 | 3RV2011-0FA20-ZX95 | 1 | UN | 1 | 5 | B | D | N | N | 85362010 | 40 | 4011209724136 | 0.297 | KG | 58.9 | 58.9 | CP28 | CP28 | Circuit breaker size S00 for motor protection, CLASS 10 A-release 0.35...0.5 A N-release 6.5 A Spring-type terminal Standard switching capacity Reusable packaging Pack = 40 units | - | 0 | 0
3RV2011-0FA25 |  | 3RV2011-0FA25 | 1 | UN | 1 | 1 | A | D | N | N | 85362010 | 1 | 4011209840942 | 0.31 | KG | 74.96 | 72.87 | CP28 | CP28 | Circuit breaker size S00 for motor protection, CLASS 10 A-release 0.35...0.5 A N-release 6.5 A Spring-type terminal Standard switching capacity with transverse auxiliary switches 1 NO+1 NC | Lista Papel 2020 SI | 0 | 0
3RV2011-0FA25-Z | W96 | 3RV2011-0FA25-ZW96 | 1 | UN | 1 | 1 | A | D | N | N | 85362010 | 16 | 4047621068183 | 0.338 | KG | 74.96 | 74.96 | CP28 | CP28 | Circuit breaker size S00 for motor protection, Class 10 A-release 0.35...0.5 A Short-circuit release 6.5 A spring-type terminal Standard switching capacity with transverse auxiliary switches 1 NO+1 NC |  | 0 | 0
3RV2011-0FA25-Z | X95 | 3RV2011-0FA25-ZX95 | 1 | UN | 1 | 1 | A | D | N | N | 85362010 | 40 | 4047621068077 | 0.322 | KG | 74.96 | 74.96 | CP28 | CP28 | Circuit breaker size S00 for motor protection, Class 10 A-release 0.35...0.5 A Short-circuit release 6.5 A spring-type terminal Standard switching capacity with transverse auxiliary switches 1 NO+1 NC |  | 0 | 0
3RV2011-0FA40 |  | 3RV2011-0FA40 | 1 | UN | 1 | 5 | B | D | N | N | 85362010 | 1 | 4011209766976 | 0.3 | KG | 58.9 | 58.9 | CP28 | CP28 | Circuit breaker size S00 for motor protection, CLASS 10 A-release 0.35...0.5 A N-release 6.5 A ring cable lug connection Standard switching capacity | - | 0 | 0
3RV2011-0GA10 |  | 3RV2011-0GA10 | 1 | UN | 1 | 1 | A | D | N | N | 85362010 | 1 | 4011209712379 | 0.274 | KG | 59.57 | 57.86 | CP28 | CP28 | Circuit breaker size S00 for motor protection, CLASS 10 A-release 0.45...0.63 A N-release 8.2 A screw terminal Standard switching capacity | Lista Papel 2020 SI | 0 | 0
3RV2011-0GA10-Z | W96 | 3RV2011-0GA10-ZW96 | 1 | UN | 1 | 5 | B | D | N | N | 85362010 | 24 | 4011209890824 | 0.193 | KG | 59.57 | 59.57 | CP28 | CP28 | Circuit breaker size S00 for motor protection, CLASS 10 A-release 0.45...0.63 A N-release 8.2 A screw terminal Standard switching capacity Multi-unit packaging Pack = 24 units | - | 0 | 0
3RV2011-0GA10-Z | W97 | 3RV2011-0GA10-ZW97 | 1 | UN | 1 | 5 | B | D | N | N | 85362010 | 12 | 4011209890831 | 0.193 | KG | 59.57 | 59.57 | CP28 | CP28 | Circuit breaker size S00 for motor protection, CLASS 10 A-release 0.45...0.63 A N-release 8.2 A screw terminal Standard switching capacity Multi-unit packaging Pack = 12 units | - | 0 | 0
3RV2011-0GA10-Z | X95 | 3RV2011-0GA10-ZX95 | 1 | UN | 1 | 2 | A | D | N | N | 85362010 | 43 | 4011209718258 | 0.272 | KG | 59.57 | 59.57 | CP28 | CP28 | Circuit breaker size S00 for motor protection, CLASS 10 A-release 0.45...0.63 A N-release 8.2 A screw terminal Standard switching capacity Reusable packaging Pack = 43 units | - | 0 | 0
3RV2011-0GA15 |  | 3RV2011-0GA15 | 1 | UN | 1 | 1 | A | D | N | N | 85362010 | 1 | 4011209858527 | 0.293 | KG | 75.43 | 73.34 | CP28 | CP28 | Circuit breaker size S00 for motor protection, CLASS 10 A-release 0.45...0.63 A N-release 8.2 A screw terminal Standard switching capacity with transverse auxiliary switches 1 NO+1 NC | Lista Papel 2020 SI | 0 | 0
3RV2011-0GA15-Z | W97 | 3RV2011-0GA15-ZW97 | 1 | UN | 1 | 5 | B | D | N | N | 85362010 | 12 |  | 0.193 | KG | 75.43 | 75.43 | CP28 | CP28 | Circuit breaker size S00 for motor protection, CLASS 10 A-release 0.45...0.63 A N-release 8.2 A screw terminal Standard switching capacity with transverse auxiliary switches 1 NO+1 NC Multi-unit packaging Pack = 12 units | - | 0 | 0
3RV2011-0GA15-Z | X95 | 3RV2011-0GA15-ZX95 | 1 | UN | 1 | 5 | B | D | N | N | 85362010 | 43 | 4011209917507 | 0.288 | KG | 75.43 | 75.43 | CP28 | CP28 | Circuit breaker size S00 for motor protection, CLASS 10 A-release 0.45...0.63 A N-release 8.2 A screw terminal Standard switching capacity with transverse auxiliary switches 1 NO+1 NC Reusable packaging Pack = 43 units | - | 0 | 0
3RV2011-0GA20 |  | 3RV2011-0GA20 | 1 | UN | 1 | 1 | A | D | N | N | 85362010 | 1 | 4011209724143 | 0.302 | KG | 59.57 | 57.86 | CP28 | CP28 | Circuit breaker size S00 for motor protection, CLASS 10 A-release 0.45...0.63 A N-release 8.2 A Spring-type terminal Standard switching capacity | Lista Papel 2020 SI | 0 | 0
3RV2011-0GA20-Z | W97 | 3RV2011-0GA20-ZW97 | 1 | UN | 1 | 5 | B | D | N | N | 85362010 | 8 |  | 0.193 | KG | 59.57 | 59.57 | CP28 | CP28 | Circuit breaker size S00 for motor protection, Class 10 A-release 0.45...0.63 A N-release 8.2 A Spring-type terminal Standard switching capacity Multi-unit packaging Pack = 8 units | - | 0 | 0
3RV2011-0GA20-Z | X95 | 3RV2011-0GA20-ZX95 | 1 | UN | 1 | 5 | B | D | N | N | 85362010 | 40 | 4011209724150 | 0.31 | KG | 59.57 | 59.57 | CP28 | CP28 | Circuit breaker size S00 for motor protection, CLASS 10 A-release 0.45...0.63 A N-release 8.2 A Spring-type terminal Standard switching capacity Reusable packaging Pack = 40 units | - | 0 | 0
3RV2011-0GA25 |  | 3RV2011-0GA25 | 1 | UN | 1 | 1 | A | D | N | N | 85362010 | 1 | 4011209840966 | 0.316 | KG | 75.43 | 73.34 | CP28 | CP28 | Circuit breaker size S00 for motor protection, CLASS 10 A-release 0.45...0.63 A N-release 8.2 A Spring-type terminal Standard switching capacity with transverse auxiliary switches 1 NO+1 NC | Lista Papel 2020 SI | 0 | 0
3RV2011-0GA25-Z | W96 | 3RV2011-0GA25-ZW96 | 1 | UN | 1 | 5 | B | D | N | N | 85362010 | 16 | 4047621012384 | 0.311 | KG | 75.43 | 75.43 | CP28 | CP28 | Circuit breaker size S00 for motor protection, CLASS 10 A-release 0.45...0.63 A N-release 8.2 A Spring-type terminal Standard switching capacity with transverse auxiliary switches 1 NO+1 NC Multi-unit packaging Pack = 16 units | - | 0 | 0
3RV2011-0GA25-Z | W97 | 3RV2011-0GA25-ZW97 | 1 | UN | 1 | 5 | B | D | N | N | 85362010 | 8 | 4047621012490 | 0.311 | KG | 75.43 | 75.43 | CP28 | CP28 | Circuit breaker size S00 for motor protection, CLASS 10 A-release 0.45...0.63 A N-release 8.2 A Spring-type terminal Standard switching capacity with transverse auxiliary switches 1 NO+1 NC Multi-unit packaging Pack = 8 units | - | 0 | 0
3RV2011-0GA25-Z | X95 | 3RV2011-0GA25-ZX95 | 1 | UN | 1 | 5 | B | D | N | N | 85362010 | 40 | 4047621011752 | 0.315 | KG | 75.43 | 75.43 | CP28 | CP28 | Circuit breaker size S00 for motor protection, CLASS 10 A-release 0.45...0.63 A N-release 8.2 A Spring-type terminal Standard switching capacity with transverse auxiliary switches 1 NO+1 NC Reusable packaging Pack = 40 units | - | 0 | 0
3RV2011-0GA40 |  | 3RV2011-0GA40 | 1 | UN | 1 | 5 | B | D | N | N | 85362010 | 1 | 4011209766983 | 0.268 | KG | 59.57 | 59.57 | CP28 | CP28 | Circuit breaker size S00 for motor protection, CLASS 10 A-release 0.45...0.63 A N-release 8.2 A ring cable lug connection Standard switching capacity | - | 0 | 0
3RV2011-0HA10 |  | 3RV2011-0HA10 | 1 | UN | 1 | 1 | A | D | N | N | 85362010 | 1 | 4011209712386 | 0.29 | KG | 63.37 | 61.56 | CP28 | CP28 | Circuit breaker size S00 for motor protection, CLASS 10 A-release 0.55...0.8 A N-release 10 A screw terminal Standard switching capacity | Lista Papel 2020 SI | 0 | 0
3RV2011-0HA10-Z | W96 | 3RV2011-0HA10-ZW96 | 1 | UN | 1 | 5 | B | D | N | N | 85362010 | 24 | 4047621057477 | 0.274 | KG | 63.37 | 63.37 | CP28 | CP28 | CIRCUIT-BREAKER SZ S00, FOR MOTOR PROTECTION, CLASS 10, A-REL.0.55...0.8A, N-REL.10 A SCREW CONNECTION, STANDARD SWITCHING CAPACITY MULTI - UNIT PACKAGE PACKAGE = 24 UNITS | - | 0 | 0
3RV2011-0HA10-Z | W97 | 3RV2011-0HA10-ZW97 | 1 | UN | 1 | 5 | B | D | N | N | 85362010 | 12 | 4047621007991 | 0.193 | KG | 63.37 | 63.37 | CP28 | CP28 | Circuit breaker size S00 for motor protection, CLASS 10 A-release 0.55...0.8 A N-release 10 A screw terminal Standard switching capacity Multi-unit packaging Pack = 12 units | - | 0 | 0
3RV2011-0HA10-Z | X95 | 3RV2011-0HA10-ZX95 | 1 | UN | 1 | 5 | B | D | N | N | 85362010 | 43 | 4011209718265 | 0.282 | KG | 63.37 | 63.37 | CP28 | CP28 | Circuit breaker size S00 for motor protection, CLASS 10 A-release 0.55...0.8 A N-release 10 A screw terminal Standard switching capacity Reusable packaging Pack = 43 units | - | 0 | 0
3RV2011-0HA15 |  | 3RV2011-0HA15 | 1 | UN | 1 | 1 | A | D | N | N | 85362010 | 1 | 4011209841048 | 0.292 | KG | 79.14 | 76.95 | CP28 | CP28 | Circuit breaker size S00 for motor protection, CLASS 10 A-release 0.55...0.8 A N-release 10 A screw terminal Standard switching capacity with transverse auxiliary switches 1 NO+1 NC | Lista Papel 2020 SI | 0 | 0
3RV2011-0HA15-Z | W97 | 3RV2011-0HA15-ZW97 | 1 | UN | 1 | 5 | B | D | N | N | 85362010 | 12 |  | 0.193 | KG | 79.14 | 79.14 | CP28 | CP28 | Circuit breaker size S00 for motor protection, CLASS 10 A-release 0.55...0.8 A N-release 10 A screw terminal Standard switching capacity with transverse auxiliary switches 1 NO+1 NC Multi-unit packaging Pack = 12 units | - | 0 | 0
3RV2011-0HA15-Z | X95 | 3RV2011-0HA15-ZX95 | 1 | UN | 1 | 5 | B | D | N | N | 85362010 | 43 | 4011209917514 | 0.287 | KG | 79.14 | 79.14 | CP28 | CP28 | Circuit breaker size S00 for motor protection, CLASS 10 A-release 0.55...0.8 A N-release 10 A screw terminal Standard switching capacity with transverse auxiliary switches 1 NO+1 NC Reusable packaging Pack = 43 units | - | 0 | 0
3RV2011-0HA20 |  | 3RV2011-0HA20 | 1 | UN | 1 | 1 | A | D | N | N | 85362010 | 1 | 4011209724167 | 0.296 | KG | 63.37 | 61.56 | CP28 | CP28 | Circuit breaker size S00 for motor protection, CLASS 10 A-release 0.55...0.8 A N-release 10 A Spring-type terminal Standard switching capacity | Lista Papel 2020 SI | 0 | 0
3RV2011-0HA20-Z | W97 | 3RV2011-0HA20-ZW97 | 1 | UN | 1 | 5 | B | D | N | N | 85362010 | 8 |  | 0.193 | KG | 63.37 | 63.37 | CP28 | CP28 | Circuit breaker size S00 for motor protection, Class 10 A-release 0.55...0.8 A N-release 10 A Spring-type terminal Standard switching capacity Multi-unit packaging Pack = 8 units | - | 0 | 0
3RV2011-0HA20-Z | X95 | 3RV2011-0HA20-ZX95 | 1 | UN | 1 | 5 | B | D | N | N | 85362010 | 40 | 4011209724174 | 0.283 | KG | 63.37 | 63.37 | CP28 | CP28 | Circuit breaker size S00 for motor protection, CLASS 10 A-release 0.55...0.8 A N-release 10 A Spring-type terminal Standard switching capacity Reusable packaging Pack = 40 units | - | 0 | 0
3RV2011-0HA25 |  | 3RV2011-0HA25 | 1 | UN | 1 | 1 | A | D | N | N | 85362010 | 1 | 4011209841055 | 0.308 | KG | 79.14 | 76.95 | CP28 | CP28 | Circuit breaker size S00 for motor protection, CLASS 10 A-release 0.55...0.8 A N-release 10 A Spring-type terminal Standard switching capacity with transverse auxiliary switches 1 NO+1 NC | Lista Papel 2020 SI | 0 | 0
3RV2011-0HA25-Z | W96 | 3RV2011-0HA25-ZW96 | 1 | UN | 1 | 1 | A | D | N | N | 85362010 | 16 | 4047621068190 | 0.336 | KG | 79.14 | 79.14 | CP28 | CP28 | Circuit breaker size S00 for motor protection, Class 10 A-release 0.55...0.8 A Short-circuit release 10 A spring-type terminal Standard switching capacity with transverse auxiliary switches 1 NO+1 NC |  | 0 | 0
3RV2011-0HA25-Z | X95 | 3RV2011-0HA25-ZX95 | 1 | UN | 1 | 1 | A | D | N | N | 85362010 | 40 | 4047621068084 | 0.318 | KG | 79.14 | 79.14 | CP28 | CP28 | Circuit breaker size S00 for motor protection, Class 10 A-release 0.55...0.8 A Short-circuit release 10 A spring-type terminal Standard switching capacity with transverse auxiliary switches 1 NO+1 NC |  | 0 | 0
3RV2011-0HA40 |  | 3RV2011-0HA40 | 1 | UN | 1 | 5 | B | D | N | N | 85362010 | 1 | 4011209766990 | 0.277 | KG | 63.37 | 63.37 | CP28 | CP28 | Circuit breaker size S00 for motor protection, CLASS 10 A-release 0.55...0.8 A N-release 10 A ring cable lug connection Standard switching capacity | - | 0 | 0
3RV2011-0JA10 |  | 3RV2011-0JA10 | 1 | UN | 1 | 1 | A | D | N | N | 85362010 | 1 | 4011209712393 | 0.34 | KG | 63.37 | 61.56 | CP28 | CP28 | Circuit breaker size S00 for motor protection, CLASS 10 A-release 0.7...1 A N-release 13 A screw terminal Standard switching capacity | Lista Papel 2020 SI | 0 | 0
3RV2011-0JA10-Z | W96 | 3RV2011-0JA10-ZW96 | 1 | UN | 1 | 5 | B | D | N | N | 85362010 | 24 | 4011209890848 | 0.193 | KG | 63.37 | 63.37 | CP28 | CP28 | Circuit breaker size S00 for motor protection, CLASS 10 A-release 0.7...1 A N-release 13 A screw terminal Standard switching capacity Multi-unit packaging Pack = 24 units | - | 0 | 0
3RV2011-0JA10-Z | X95 | 3RV2011-0JA10-ZX95 | 1 | UN | 1 | 5 | B | D | N | N | 85362010 | 43 | 4011209718272 | 0.336 | KG | 63.37 | 63.37 | CP28 | CP28 | Circuit breaker size S00 for motor protection, CLASS 10 A-release 0.7...1 A N-release 13 A screw terminal Standard switching capacity Reusable packaging Pack = 43 units | - | 0 | 0
3RV2011-0JA15 |  | 3RV2011-0JA15 | 1 | UN | 1 | 1 | A | D | N | N | 85362010 | 1 | 4011209841062 | 0.356 | KG | 79.14 | 76.95 | CP28 | CP28 | Circuit breaker size S00 for motor protection, CLASS 10 A-release 0.7...1 A N-release 13 A screw terminal Standard switching capacity with transverse auxiliary switches 1 NO+1 NC | Lista Papel 2020 SI | 0 | 0
3RV2011-0JA15-Z | W97 | 3RV2011-0JA15-ZW97 | 1 | UN | 1 | 5 | B | D | N | N | 85362010 | 12 |  | 0.193 | KG | 79.14 | 79.14 | CP28 | CP28 | Circuit breaker size S00 for motor protection, CLASS 10 A-release 0.7...1 A N-release 13 A screw terminal Standard switching capacity with transverse auxiliary switches 1 NO+1 NC Multi-unit packaging Pack = 12 units | - | 0 | 0
3RV2011-0JA15-Z | X95 | 3RV2011-0JA15-ZX95 | 1 | UN | 1 | 5 | B | D | N | N | 85362010 | 43 | 4011209904378 | 0.362 | KG | 79.14 | 79.14 | CP28 | CP28 | Circuit breaker size S00 for motor protection, CLASS 10 A-release 0.7...1 A N-release 13 A screw terminal Standard switching capacity with transverse auxiliary switches 1 NO+1 NC Reusable packaging Pack = 43 units | - | 0 | 0
3RV2011-0JA20 |  | 3RV2011-0JA20 | 1 | UN | 1 | 1 | A | D | N | N | 85362010 | 1 | 4011209724181 | 0.363 | KG | 63.37 | 61.56 | CP28 | CP28 | Circuit breaker size S00 for motor protection, CLASS 10 A-release 0.7...1 A N-release 13 A Spring-type terminal Standard switching capacity | Lista Papel 2020 SI | 0 | 0
3RV2011-0JA20-Z | W97 | 3RV2011-0JA20-ZW97 | 1 | UN | 1 | 5 | B | D | N | N | 85362010 | 8 |  | 0.193 | KG | 63.37 | 63.37 | CP28 | CP28 | Circuit breaker size S00 for motor protection, Class 10 A-release 0.7...1 A N-release 13 A Spring-type terminal Standard switching capacity Multi-unit packaging Pack = 8 units | - | 0 | 0
3RV2011-0JA20-Z | X95 | 3RV2011-0JA20-ZX95 | 1 | UN | 1 | 5 | B | D | N | N | 85362010 | 40 | 4011209724198 | 0.358 | KG | 63.37 | 63.37 | CP28 | CP28 | Circuit breaker size S00 for motor protection, CLASS 10 A-release 0.7...1 A N-release 13 A Spring-type terminal Standard switching capacity Reusable packaging Pack = 40 units | - | 0 | 0
3RV2011-0JA25 |  | 3RV2011-0JA25 | 1 | UN | 1 | 1 | A | D | N | N | 85362010 | 1 | 4011209841079 | 0.375 | KG | 79.14 | 76.95 | CP28 | CP28 | Circuit breaker size S00 for motor protection, CLASS 10 A-release 0.7...1 A N-release 13 A Spring-type terminal Standard switching capacity with transverse auxiliary switches 1 NO+1 NC | Lista Papel 2020 SI | 0 | 0
3RV2011-0JA25-Z | W96 | 3RV2011-0JA25-ZW96 | 1 | UN | 1 | 5 | B | D | N | N | 85362010 | 16 | 4047621012391 | 0.387 | KG | 79.14 | 79.14 | CP28 | CP28 | Circuit breaker size S00 for motor protection, CLASS 10 A-release 0.7...1 A N-release 13 A Spring-type terminal Standard switching capacity with transverse auxiliary switches 1 NO+1 NC Multi-unit packaging Pack = 16 units | - | 0 | 0
3RV2011-0JA25-Z | W97 | 3RV2011-0JA25-ZW97 | 1 | UN | 1 | 5 | B | D | N | N | 85362010 | 8 | 4047621012452 | 0.387 | KG | 79.14 | 79.14 | CP28 | CP28 | Circuit breaker size S00 for motor protection, CLASS 10 A-release 0.7...1 A N-release 13 A Spring-type terminal Standard switching capacity with transverse auxiliary switches 1 NO+1 NC Multi-unit packaging Pack = 8 units | - | 0 | 0
3RV2011-0JA25-Z | X95 | 3RV2011-0JA25-ZX95 | 1 | UN | 1 | 5 | B | D | N | N | 85362010 | 40 | 4047621011769 | 0.375 | KG | 79.14 | 79.14 | CP28 | CP28 | Circuit breaker size S00 for motor protection, CLASS 10 A-release 0.7...1 A N-release 13 A Spring-type terminal Standard switching capacity with transverse auxiliary switches 1 NO+1 NC Reusable packaging Pack = 40 units | - | 0 | 0
3RV2011-0JA40 |  | 3RV2011-0JA40 | 1 | UN | 1 | 5 | B | D | N | N | 85362010 | 1 | 4011209767003 | 0.332 | KG | 63.37 | 63.37 | CP28 | CP28 | Circuit breaker size S00 for motor protection, CLASS 10 A-release 0.7...1 A N-release 13 A ring cable lug connection Standard switching capacity | - | 0 | 0
3RV2011-0KA10 |  | 3RV2011-0KA10 | 1 | UN | 1 | 1 | A | D | N | N | 85362010 | 1 | 4011209712409 | 0.345 | KG | 67.07 | 65.17 | CP28 | CP28 | Circuit breaker size S00 for motor protection, CLASS 10 A-release 0.9...1.25 A N-release 16 A screw terminal Standard switching capacity | Lista Papel 2020 SI | 0 | 0
3RV2011-0KA10-0BA0 |  | 3RV2011-0KA10-0BA0 | 1 | UN | 1 | 10 | C | D | N | N | 85362010 | 1 | 4047621004297 | 0.338 | KG | 96.9 | 96.9 | CP28 | CP28 | Special type Circuit breaker size S00 for motor protection, Class 10 A-release 0.9-1.25 A N-release 16 A screw terminal Standard switching capacity Ambient temperature -50 Â°C 500 switching cycles | - | 0 | 0
3RV2011-0KA10-Z | W96 | 3RV2011-0KA10-ZW96 | 1 | UN | 1 | 5 | B | D | N | N | 85362010 | 24 | 4011209890862 | 0.326 | KG | 67.07 | 67.07 | CP28 | CP28 | Circuit breaker size S00 for motor protection, CLASS 10 A-release 0.9...1.25 A N-release 16 A screw terminal Standard switching capacity Multi-unit packaging Pack = 24 units | - | 0 | 0
3RV2011-0KA10-Z | W97 | 3RV2011-0KA10-ZW97 | 1 | UN | 1 | 5 | B | D | N | N | 85362010 | 12 | 4011209890879 | 4.26 | KG | 67.07 | 67.07 | CP28 | CP28 | Circuit breaker size S00 for motor protection, CLASS 10 A-release 0.9...1.25 A N-release 16 A screw terminal Standard switching capacity Multi-unit packaging Pack = 12 units | - | 0 | 0
3RV2011-0KA10-Z | X95 | 3RV2011-0KA10-ZX95 | 1 | UN | 1 | 5 | B | D | N | N | 85362010 | 43 | 4011209718289 | 0.337 | KG | 67.07 | 67.07 | CP28 | CP28 | Circuit breaker size S00 for motor protection, CLASS 10 A-release 0.9...1.25 A N-release 16 A screw terminal Standard switching capacity Reusable packaging Pack = 43 units | - | 0 | 0
3RV2011-0KA15 |  | 3RV2011-0KA15 | 1 | UN | 1 | 1 | A | D | N | N | 85362010 | 1 | 4011209841086 | 0.358 | KG | 83.22 | 80.85 | CP28 | CP28 | Circuit breaker size S00 for motor protection, CLASS 10 A-release 0.9...1.25 A N-release 16 A screw terminal Standard switching capacity with transverse auxiliary switches 1 NO+1 NC | Lista Papel 2020 SI | 0 | 0
3RV2011-0KA15-Z | W97 | 3RV2011-0KA15-ZW97 | 1 | UN | 1 | 5 | B | D | N | N | 85362010 | 12 |  | 0.326 | KG | 83.22 | 83.22 | CP28 | CP28 | Circuit breaker size S00 for motor protection, CLASS 10 A-release 0.9...1.25 A N-release 16 A screw terminal Standard switching capacity with transverse auxiliary switches 1 NO+1 NC Multi-unit packaging Pack = 12 units | - | 0 | 0
3RV2011-0KA15-Z | X95 | 3RV2011-0KA15-ZX95 | 1 | UN | 1 | 5 | B | D | N | N | 85362010 | 43 | 4011209917521 | 0.35 | KG | 83.22 | 83.22 | CP28 | CP28 | Circuit breaker size S00 for motor protection, CLASS 10 A-release 0.9...1.25 A N-release 16 A screw terminal Standard switching capacity with transverse auxiliary switches 1 NO+1 NC Reusable packaging Pack = 43 units | - | 0 | 0
3RV2011-0KA20 |  | 3RV2011-0KA20 | 1 | UN | 1 | 1 | A | D | N | N | 85362010 | 1 | 4011209724204 | 0.366 | KG | 67.07 | 65.17 | CP28 | CP28 | Circuit breaker size S00 for motor protection, CLASS 10 A-release 0.9...1.25 A N-release 16 A Spring-type terminal Standard switching capacity | Lista Papel 2020 SI | 0 | 0
3RV2011-0KA20-Z | W96 | 3RV2011-0KA20-ZW96 | 1 | UN | 1 | 5 | B | D | N | N | 85362010 | 16 | 4047621010670 | 0.345 | KG | 67.07 | 67.07 | CP28 | CP28 | Circuit breaker size S00 for motor protection, CLASS 10 A-release 0.9...1.25 A N-release 16 A Spring-type terminal Standard switching capacity Multi-unit packaging Pack = 8 units | - | 0 | 0
3RV2011-0KA20-Z | W97 | 3RV2011-0KA20-ZW97 | 1 | UN | 1 | 5 | B | D | N | N | 85362010 | 8 | 4047621004303 | 0.345 | KG | 67.07 | 67.07 | CP28 | CP28 | Circuit breaker size S00 for motor protection, CLASS 10 A-release 0.9...1.25 A N-release 16 A Spring-type terminal Standard switching capacity Multi-unit packaging Pack = 8 units | - | 0 | 0
3RV2011-0KA20-Z | X95 | 3RV2011-0KA20-ZX95 | 1 | UN | 1 | 5 | B | D | N | N | 85362010 | 40 | 4011209724211 | 0.364 | KG | 67.07 | 67.07 | CP28 | CP28 | Circuit breaker size S00 for motor protection, CLASS 10 A-release 0.9...1.25 A N-release 16 A Spring-type terminal Standard switching capacity Reusable packaging Pack = 40 units | - | 0 | 0
3RV2011-0KA25 |  | 3RV2011-0KA25 | 1 | UN | 1 | 1 | A | D | N | N | 85362010 | 1 | 4011209841093 | 0.382 | KG | 83.22 | 80.85 | CP28 | CP28 | Circuit breaker size S00 for motor protection, CLASS 10 A-release 0.9...1.25 A N-release 16 A Spring-type terminal Standard switching capacity with transverse auxiliary switches 1 NO+1 NC | Lista Papel 2020 SI | 0 | 0
3RV2011-0KA25-Z | W96 | 3RV2011-0KA25-ZW96 | 1 | UN | 1 | 1 | A | D | N | N | 85362010 | 16 | 4047621068206 | 0.402 | KG | 83.22 | 83.22 | CP28 | CP28 | Circuit breaker size S00 for motor protection, Class 10 A-release 0.9...1.25 A Short-circuit release 16 A spring-type terminal Standard switching capacity with transverse auxiliary switches 1 NO+1 NC |  | 0 | 0
3RV2011-0KA25-Z | X95 | 3RV2011-0KA25-ZX95 | 1 | UN | 1 | 1 | A | D | N | N | 85362010 | 40 | 4047621068091 | 0.414 | KG | 83.22 | 83.22 | CP28 | CP28 | Circuit breaker size S00 for motor protection, Class 10 A-release 0.9...1.25 A Short-circuit release 16 A spring-type terminal Standard switching capacity with transverse auxiliary switches 1 NO+1 NC |  | 0 | 0
3RV2011-0KA40 |  | 3RV2011-0KA40 | 1 | UN | 1 | 5 | B | D | N | N | 85362010 | 1 | 4011209767010 | 0.334 | KG | 67.07 | 67.07 | CP28 | CP28 | Circuit breaker size S00 for motor protection, CLASS 10 A-release 0.9...1.25 A N-release 16 A ring cable lug connection Standard switching capacity | - | 0 | 0
3RV2011-1AA10 |  | 3RV2011-1AA10 | 1 | UN | 1 | 1 | A | D | N | N | 85362010 | 1 | 4011209712416 | 0.346 | KG | 67.07 | 65.17 | CP28 | CP28 | Circuit breaker size S00 for motor protection, CLASS 10 A-release 1.1...1.6 A N-release 21 A screw terminal Standard switching capacity | Lista Papel 2020 SI | 0 | 0
3RV2011-1AA10-0BA0 |  | 3RV2011-1AA10-0BA0 | 1 | UN | 1 | 5 | B | D | N | N | 85362010 | 1 | 4047621002996 | 0.345 | KG | 96.9 | 96.9 | CP28 | CP28 | Special type Circuit breaker size S00 for motor protection, CLASS 10 A-release 1.1...1.6 A N-release 21 A screw terminal Standard switching capacity Ambient temperature -50 Â°C 500 switching cycles | - | 0 | 0
3RV2011-1AA10-Z | W96 | 3RV2011-1AA10-ZW96 | 1 | UN | 1 | 5 | B | D | N | N | 85362010 | 24 | 4011209890886 | 0.193 | KG | 67.07 | 67.07 | CP28 | CP28 | Circuit breaker size S00 for motor protection, CLASS 10 A-release 1.1...1.6 A N-release 21 A screw terminal Standard switching capacity Multi-unit packaging Pack = 24 units | - | 0 | 0
3RV2011-1AA10-Z | W97 | 3RV2011-1AA10-ZW97 | 1 | UN | 1 | 5 | B | D | EAR99 | N | 85362010 | 12 | 4011209890893 | 0.193 | KG | 67.07 | 67.07 | CP28 | CP28 | Circuit breaker size S00 for motor protection, CLASS 10 A-release 1.1...1.6 A N-release 21 A screw terminal Standard switching capacity Multi-unit packaging Pack = 12 units | - | 0 | 0
3RV2011-1AA10-Z | X95 | 3RV2011-1AA10-ZX95 | 1 | UN | 1 | 5 | B | D | N | N | 85362010 | 43 | 4011209718296 | 0.343 | KG | 67.07 | 67.07 | CP28 | CP28 | Circuit breaker size S00 for motor protection, CLASS 10 A-release 1.1...1.6 A N-release 21 A screw terminal Standard switching capacity Reusable packaging Pack = 43 units | - | 0 | 0
3RV2011-1AA15 |  | 3RV2011-1AA15 | 1 | UN | 1 | 1 | A | D | N | N | 85362010 | 1 | 4011209841109 | 0.363 | KG | 83.22 | 80.85 | CP28 | CP28 | Circuit breaker size S00 for motor protection, CLASS 10 A-release 1.1...1.6 A N-release 21 A screw terminal Standard switching capacity with transverse auxiliary switches 1 NO+1 NC | Lista Papel 2020 SI | 0 | 0
3RV2011-1AA15-Z | W97 | 3RV2011-1AA15-ZW97 | 1 | UN | 1 | 5 | B | D | N | N | 85362010 | 12 |  | 0.193 | KG | 83.22 | 83.22 | CP28 | CP28 | Circuit breaker size S00 for motor protection, CLASS 10 A-release 1.1...1.6 A N-release 21 A screw terminal Standard switching capacity with transverse auxiliary switches 1 NO+1 NC Multi-unit packaging Pack = 12 units | - | 0 | 0
3RV2011-1AA15-Z | X95 | 3RV2011-1AA15-ZX95 | 1 | UN | 1 | 0 | A | D | N | N | 85362010 | 43 | 4011209917538 | 0.352 | KG | 83.22 | 83.22 | CP28 | CP28 | Circuit breaker size S00 for motor protection, CLASS 10 A-release 1.1...1.6 A N-release 21 A screw terminal Standard switching capacity with transverse auxiliary switches 1 NO+1 NC Reusable packaging Pack = 43 units | - | 0 | 0
3RV2011-1AA20 |  | 3RV2011-1AA20 | 1 | UN | 1 | 1 | A | D | N | N | 85362010 | 1 | 4011209724228 | 0.365 | KG | 67.07 | 65.17 | CP28 | CP28 | Circuit breaker size S00 for motor protection, CLASS 10 A-release 1.1...1.6 A N-release 21 A Spring-type terminal Standard switching capacity | Lista Papel 2020 SI | 0 | 0
3RV2011-1AA20-0BA0 |  | 3RV2011-1AA20-0BA0 | 1 | UN | 1 | 0 | A | D | N | N | 85362010 | 1 | 4047621012599 | 0.37 | KG | 96.9 | 96.9 | CP28 | CP28 | Special type Circuit breaker size S00 for motor protection, CLASS 10 A-release 1.1...1.6 A N-release 21 A Spring-type terminal Standard switching capacity Ambient temperature -50 Â°C 500 switching cycles | - | 0 | 0
3RV2011-1AA20-Z | W96 | 3RV2011-1AA20-ZW96 | 1 | UN | 1 | 5 | B | D | N | N | 85362010 | 16 | 4047621072715 | 0.193 | KG | 67.07 | 67.07 | CP28 | CP28 | Circuit breaker size S00 for motor protection, CLASS 10 A-release 1.1...1.6 A N-release 21 A Spring-type terminal Standard switching capacity Multi-unit packaging Pack = 16 units | - | 0 | 0
3RV2011-1AA20-Z | W97 | 3RV2011-1AA20-ZW97 | 1 | UN | 1 | 5 | B | D | N | N | 85362010 | 8 |  | 0.193 | KG | 67.07 | 67.07 | CP28 | CP28 | Circuit breaker size S00 for motor protection, Class 10 A-release 1.1...1.6 A N-release 21 A Spring-type terminal Standard switching capacity Multi-unit packaging Pack = 8 units | - | 0 | 0
3RV2011-1AA20-Z | X95 | 3RV2011-1AA20-ZX95 | 1 | UN | 1 | 5 | B | D | N | N | 85362010 | 40 | 4011209724235 | 0.362 | KG | 67.07 | 67.07 | CP28 | CP28 | Circuit breaker size S00 for motor protection, CLASS 10 A-release 1.1...1.6 A N-release 21 A Spring-type terminal Standard switching capacity Reusable packaging Pack = 40 units | - | 0 | 0
3RV2011-1AA25 |  | 3RV2011-1AA25 | 1 | UN | 1 | 1 | A | D | N | N | 85362010 | 1 | 4011209841116 | 0.382 | KG | 83.22 | 80.85 | CP28 | CP28 | Circuit breaker size S00 for motor protection, CLASS 10 A-release 1.1...1.6 A N-release 21 A Spring-type terminal Standard switching capacity with transverse auxiliary switches 1 NO+1 NC | Lista Papel 2020 SI | 0 | 0
3RV2011-1AA25-Z | W96 | 3RV2011-1AA25-ZW96 | 1 | UN | 1 | 5 | B | D | N | N | 85362010 | 16 | 4047621012407 | 0.382 | KG | 83.22 | 83.22 | CP28 | CP28 | Circuit breaker size S00 for motor protection, CLASS 10 A-release 1.1...1.6 A N-release 21 A Spring-type terminal Standard switching capacity with transverse auxiliary switches 1 NO+1 NC Multi-unit packaging Pack = 16 units | - | 0 | 0
3RV2011-1AA25-Z | W97 | 3RV2011-1AA25-ZW97 | 1 | UN | 1 | 5 | B | D | N | N | 85362010 | 8 | 4047621012469 | 0.382 | KG | 83.22 | 83.22 | CP28 | CP28 | Circuit breaker size S00 for motor protection, CLASS 10 A-release 1.1...1.6 A N-release 21 A Spring-type terminal Standard switching capacity with transverse auxiliary switches 1 NO+1 NC Multi-unit packaging Pack = 8 units | - | 0 | 0
3RV2011-1AA25-Z | X95 | 3RV2011-1AA25-ZX95 | 1 | UN | 1 | 5 | B | D | N | N | 85362010 | 40 | 4047621011776 | 0.382 | KG | 83.22 | 83.22 | CP28 | CP28 | Circuit breaker size S00 for motor protection, CLASS 10 A-release 1.1...1.6 A N-release 21 A Spring-type terminal Standard switching capacity with transverse auxiliary switches 1 NO+1 NC Reusable packaging Pack = 40 units | - | 0 | 0
3RV2011-1AA40 |  | 3RV2011-1AA40 | 1 | UN | 1 | 5 | B | D | N | N | 85362010 | 1 | 4011209767027 | 0.335 | KG | 67.07 | 67.07 | CP28 | CP28 | Circuit breaker size S00 for motor protection, CLASS 10 A-release 1.1...1.6 A N-release 21 A ring cable lug connection Standard switching capacity | - | 0 | 0
3RV2011-1BA10 |  | 3RV2011-1BA10 | 1 | UN | 1 | 1 | A | D | N | N | 85362010 | 1 | 4011209712423 | 0.345 | KG | 70.02 | 68.02 | CP28 | CP28 | Circuit breaker size S00 for motor protection, CLASS 10 A-release 1.4...2 A N-release 26 A screw terminal Standard switching capacity | Lista Papel 2020 SI | 0 | 0
3RV2011-1BA10-Z | W96 | 3RV2011-1BA10-ZW96 | 1 | UN | 1 | 5 | B | D | N | N | 85362010 | 24 | 4011209890909 | 0.193 | KG | 70.02 | 70.02 | CP28 | CP28 | Circuit breaker size S00 for motor protection, CLASS 10 A-release 1.4...2 A N-release 26 A screw terminal Standard switching capacity Multi-unit packaging Pack = 24 units | - | 0 | 0
3RV2011-1BA10-Z | W97 | 3RV2011-1BA10-ZW97 | 1 | UN | 1 | 5 | B | D | N | N | 85362010 | 12 | 4011209890916 | 0.193 | KG | 70.02 | 70.02 | CP28 | CP28 | Circuit breaker size S00 for motor protection, CLASS 10 A-release 1.4...2 A N-release 26 A screw terminal Standard switching capacity Multi-unit packaging Pack = 12 units | - | 0 | 0
3RV2011-1BA10-Z | X95 | 3RV2011-1BA10-ZX95 | 1 | UN | 1 | 5 | B | D | N | N | 85362010 | 43 | 4011209718302 | 0.34 | KG | 70.02 | 70.02 | CP28 | CP28 | Circuit breaker size S00 for motor protection, CLASS 10 A-release 1.4...2 A N-release 26 A screw terminal Standard switching capacity Reusable packaging Pack = 43 units | - | 0 | 0
3RV2011-1BA15 |  | 3RV2011-1BA15 | 1 | UN | 1 | 1 | A | D | N | N | 85362010 | 1 | 4011209841123 | 0.358 | KG | 86.26 | 83.79 | CP28 | CP28 | Circuit breaker size S00 for motor protection, CLASS 10 A-release 1.4...2 A N-release 26 A screw terminal Standard switching capacity with transverse auxiliary switches 1 NO+1 NC | Lista Papel 2020 SI | 0 | 0
3RV2011-1BA15-0BA0 |  | 3RV2011-1BA15-0BA0 | 1 | UN | 1 | 0 | A | D | N | N | 85362010 | 1 | 4047621003016 | 0.359 | KG | 116.85 | 116.85 | CP28 | CP28 | Special type Circuit breaker size S00 for motor protection, CLASS 10 A-release 1.4...2 A N-release 26 A screw terminal Standard switching capacity with transverse auxiliary switches 1 NO+1 NC Ambient temperature -50 Â°C 500 switching cycles | - | 0 | 0
3RV2011-1BA15-Z | W96 | 3RV2011-1BA15-ZW96 | 1 | UN | 1 | 5 | B | D | N | N | 85362010 | 24 | 4011209903326 | 0.193 | KG | 86.26 | 86.26 | CP28 | CP28 | Circuit breaker size S00 for motor protection, CLASS 10 A-release 1.4...2 A N-release 26 A screw terminal Standard switching capacity with transverse auxiliary switches 1 NO+1 NC Multi-unit packaging Pack = 24 units | - | 0 | 0
3RV2011-1BA15-Z | W97 | 3RV2011-1BA15-ZW97 | 1 | UN | 1 | 5 | B | D | N | N | 85362010 | 12 | 4011209974845 | 0.193 | KG | 86.26 | 86.26 | CP28 | CP28 | Circuit breaker size S00 for motor protection, Class 10 A-release 1.4...2 A N-release 26 A Screw terminal Standard switching capacity with transverse auxiliary switches 1 NO+1 NC Multi-unit packaging Pack = 12 units | - | 0 | 0
3RV2011-1BA15-Z | X95 | 3RV2011-1BA15-ZX95 | 1 | UN | 1 | 5 | B | D | N | N | 85362010 | 43 | 4011209903333 | 0.355 | KG | 86.26 | 86.26 | CP28 | CP28 | Circuit breaker size S00 for motor protection, CLASS 10 A-release 1.4...2 A N-release 26 A screw terminal Standard switching capacity with transverse auxiliary switches 1 NO+1 NC Reusable packaging Pack = 43 units | - | 0 | 0
3RV2011-1BA20 |  | 3RV2011-1BA20 | 1 | UN | 1 | 1 | A | D | N | N | 85362010 | 1 | 4011209724549 | 0.366 | KG | 70.02 | 68.02 | CP28 | CP28 | Circuit breaker size S00 for motor protection, CLASS 10 A-release 1.4...2 A N-release 26 A Spring-type terminal Standard switching capacity | Lista Papel 2020 SI | 0 | 0
3RV2011-1BA20-Z | W96 | 3RV2011-1BA20-ZW96 | 1 | UN | 1 | 5 | B | D | N | N | 85362010 | 16 | 4047621057200 | 0.193 | KG | 70.02 | 70.02 | CP28 | CP28 | Circuit breaker size S00 for motor protection, CLASS 10 A-release 1.4...2 A N-release 26 A Spring-type terminal Standard switching capacity Multi-unit packaging Pack = 16 units | - | 0 | 0
3RV2011-1BA20-Z | W97 | 3RV2011-1BA20-ZW97 | 1 | UN | 1 | 5 | B | D | N | N | 85362010 | 8 | 4047621057194 | 0.349 | KG | 70.02 | 70.02 | CP28 | CP28 | Circuit breaker size S00 for motor protection, CLASS 10 A-release 1.4...2 A N-release 26 A Spring-type terminal Standard switching capacity Multi-unit packaging Pack = 8 units | - | 0 | 0
3RV2011-1BA20-Z | X95 | 3RV2011-1BA20-ZX95 | 1 | UN | 1 | 5 | B | D | N | N | 85362010 | 40 | 4011209724556 | 0.366 | KG | 70.02 | 70.02 | CP28 | CP28 | Circuit breaker size S00 for motor protection, CLASS 10 A-release 1.4...2 A N-release 26 A Spring-type terminal Standard switching capacity Reusable packaging Pack = 40 units | - | 0 | 0
3RV2011-1BA25 |  | 3RV2011-1BA25 | 1 | UN | 1 | 1 | A | D | N | N | 85362010 | 1 | 4011209841130 | 0.4 | KG | 86.26 | 83.79 | CP28 | CP28 | Circuit breaker size S00 for motor protection, CLASS 10 A-release 1.4...2 A N-release 26 A Spring-type terminal Standard switching capacity with transverse auxiliary switches 1 NO+1 NC | Lista Papel 2020 SI | 0 | 0
3RV2011-1BA25-Z | W96 | 3RV2011-1BA25-ZW96 | 1 | UN | 1 | 1 | A | D | N | N | 85362010 | 16 | 4047621068213 | 0.403 | KG | 86.26 | 86.26 | CP28 | CP28 | Circuit breaker size S00 for motor protection, Class 10 A-release 1.4...2 A Short-circuit release 26 A spring-type terminal Standard switching capacity with transverse auxiliary switches 1 NO+1 NC |  | 0 | 0
3RV2011-1BA25-Z | X95 | 3RV2011-1BA25-ZX95 | 1 | UN | 1 | 1 | A | D | N | N | 85362090 | 40 | 4047621068107 | 0.371 | KG | 86.26 | 86.26 | CP28 | CP28 | Circuit breaker size S00 for motor protection, Class 10 A-release 1.4...2 A Short-circuit release 26 A spring-type terminal Standard switching capacity with transverse auxiliary switches 1 NO+1 NC |  | 0 | 0
3RV2011-1BA40 |  | 3RV2011-1BA40 | 1 | UN | 1 | 5 | B | D | N | N | 85362010 | 1 | 4011209767034 | 0.335 | KG | 70.02 | 70.02 | CP28 | CP28 | Circuit breaker size S00 for motor protection, CLASS 10 A-release 1.4...2 A N-release 26 A ring cable lug connection Standard switching capacity | - | 0 | 0
3RV2011-1CA10 |  | 3RV2011-1CA10 | 1 | UN | 1 | 1 | A | D | N | N | 85362010 | 1 | 4011209712430 | 0.346 | KG | 70.02 | 68.02 | CP28 | CP28 | Circuit breaker size S00 for motor protection, CLASS 10 A-release 1.8...2.5 A N-release 33 A screw terminal Standard switching capacity | Lista Papel 2020 SI | 0 | 0
3RV2011-1CA10-0BA0 |  | 3RV2011-1CA10-0BA0 | 1 | UN | 1 | 5 | B | D | N | N | 85362010 | 1 | 4011209901605 | 0.347 | KG | 99.75 | 99.75 | CP28 | CP28 | Special type Circuit breaker size S00 for motor protection, CLASS 10 A-release 1.8...2.5 A N-release 33 A screw terminal Standard switching capacity Ambient temperature -50 Â°C 500 switching cycles | - | 0 | 0
3RV2011-1CA10-Z | W96 | 3RV2011-1CA10-ZW96 | 1 | UN | 1 | 5 | B | D | N | N | 85362010 | 24 | 4011209904262 | 0.193 | KG | 70.02 | 70.02 | CP28 | CP28 | Circuit breaker size S00 for motor protection, CLASS 10 A-release 1.8...2.5 A N-release 33 A screw terminal Standard switching capacity Multi-unit packaging Pack = 24 units | - | 0 | 0
3RV2011-1CA10-Z | W97 | 3RV2011-1CA10-ZW97 | 1 | UN | 1 | 5 | B | D | N | N | 85362010 | 12 | 4011209914223 | 0.193 | KG | 70.02 | 70.02 | CP28 | CP28 | Circuit breaker size S00 for motor protection, CLASS 10 A-release 1.8...2.5 A N-release 33 A screw terminal Standard switching capacity Multi-unit packaging Pack = 12 units | - | 0 | 0
3RV2011-1CA10-Z | X95 | 3RV2011-1CA10-ZX95 | 1 | UN | 1 | 5 | B | D | N | N | 85362010 | 43 | 4011209762459 | 0.338 | KG | 70.02 | 70.02 | CP28 | CP28 | Circuit breaker size S00 for motor protection, CLASS 10 A-release 1.8...2.5 A N-release 33 A screw terminal Standard switching capacity Reusable packaging Pack = 43 units | - | 0 | 0
3RV2011-1CA15 |  | 3RV2011-1CA15 | 1 | UN | 1 | 1 | A | D | N | N | 85362010 | 1 | 4011209841147 | 0.363 | KG | 86.26 | 83.79 | CP28 | CP28 | Circuit breaker size S00 for motor protection, CLASS 10 A-release 1.8...2.5 A N-release 33 A screw terminal Standard switching capacity with transverse auxiliary switches 1 NO+1 NC | Lista Papel 2020 SI | 0 | 0
3RV2011-1CA15-0BA0 |  | 3RV2011-1CA15-0BA0 | 1 | UN | 1 | 10 | C | D | N | N | 85362010 | 1 | 4047621013404 | 0.36 | KG | 116.85 | 116.85 | CP28 | CP28 | Special type Circuit breaker size S00 for motor protection, CLASS 10 A-release 1.8...2.5 A N-release 33 A screw terminal Standard switching capacity with transverse auxiliary switches 1 NO+1 NC Ambient temperature -50 Â°C 500 switching cycles | - | 0 | 0
3RV2011-1CA15-Z | W97 | 3RV2011-1CA15-ZW97 | 1 | UN | 1 | 5 | B | D | N | N | 85362010 | 12 |  | 0.193 | KG | 86.26 | 86.26 | CP28 | CP28 | Circuit breaker size S00 for motor protection, CLASS 10 A-release 1.8...2.5 A N-release 33 A screw terminal Standard switching capacity with transverse auxiliary switches 1 NO+1 NC Multi-unit packaging Pack = 12 units | - | 0 | 0
3RV2011-1CA15-Z | X95 | 3RV2011-1CA15-ZX95 | 1 | UN | 1 | 0 | A | D | N | N | 85362010 | 43 | 4011209917545 | 0.373 | KG | 86.26 | 86.26 | CP28 | CP28 | Circuit breaker size S00 for motor protection, CLASS 10 A-release 1.8...2.5 A N-release 33 A screw terminal Standard switching capacity with transverse auxiliary switches 1 NO+1 NC Reusable packaging Pack = 43 units | - | 0 | 0
3RV2011-1CA20 |  | 3RV2011-1CA20 | 1 | UN | 1 | 1 | A | D | N | N | 85362010 | 1 | 4011209724242 | 0.36 | KG | 70.02 | 68.02 | CP28 | CP28 | Circuit breaker size S00 for motor protection, CLASS 10 A-release 1.8...2.5 A N-release 33 A Spring-type terminal Standard switching capacity | Lista Papel 2020 SI | 0 | 0
3RV2011-1CA20-Z | W96 | 3RV2011-1CA20-ZW96 | 1 | UN | 1 | 5 | B | D | EAR99 | N | 85362010 | 16 | 4011209900349 | 0.366 | KG | 70.02 | 70.02 | CP28 | CP28 | Circuit breaker size S00 for motor protection, CLASS 10 A-release 1.8...2.5 A N-release 33 A Spring-type terminal Standard switching capacity Multi-unit packaging Pack = 16 units | - | 0 | 0
3RV2011-1CA20-Z | W97 | 3RV2011-1CA20-ZW97 | 1 | UN | 1 | 5 | B | D | N | N | 85362010 | 8 |  | 0.193 | KG | 70.02 | 70.02 | CP28 | CP28 | Circuit breaker size S00 for motor protection, Class 10 A-release 1.8...2.5 A N-release 33 A Spring-type terminal Standard switching capacity Multi-unit packaging Pack = 8 units | - | 0 | 0
3RV2011-1CA20-Z | X95 | 3RV2011-1CA20-ZX95 | 1 | UN | 1 | 5 | B | D | N | N | 85362010 | 40 | 4011209724259 | 0.364 | KG | 70.02 | 70.02 | CP28 | CP28 | Circuit breaker size S00 for motor protection, CLASS 10 A-release 1.8...2.5 A N-release 33 A Spring-type terminal Standard switching capacity Reusable packaging Pack = 40 units | - | 0 | 0
3RV2011-1CA25 |  | 3RV2011-1CA25 | 1 | UN | 1 | 1 | A | D | N | N | 85362010 | 1 | 4011209841154 | 0.383 | KG | 86.26 | 83.79 | CP28 | CP28 | Circuit breaker size S00 for motor protection, CLASS 10 A-release 1.8...2.5 A N-release 33 A Spring-type terminal Standard switching capacity with transverse auxiliary switches 1 NO+1 NC | Lista Papel 2020 SI | 0 | 0
3RV2011-1CA25-Z | W96 | 3RV2011-1CA25-ZW96 | 1 | UN | 1 | 5 | B | D | N | N | 85362010 | 16 | 4047621012414 | 0.403 | KG | 86.26 | 86.26 | CP28 | CP28 | Circuit breaker size S00 for motor protection, CLASS 10 A-release 1.8...2.5 A N-release 33 A Spring-type terminal Standard switching capacity with transverse auxiliary switches 1 NO+1 NC Multi-unit packaging Pack = 16 units | - | 0 | 0
3RV2011-1CA25-Z | W97 | 3RV2011-1CA25-ZW97 | 1 | UN | 1 | 5 | B | D | N | N | 85362010 | 8 | 4047621012476 | 0.403 | KG | 86.26 | 86.26 | CP28 | CP28 | Circuit breaker size S00 for motor protection, CLASS 10 A-release 1.8...2.5 A N-release 33 A Spring-type terminal Standard switching capacity with transverse auxiliary switches 1 NO+1 NC Multi-unit packaging Pack = 8 units | - | 0 | 0
3RV2011-1CA25-Z | X95 | 3RV2011-1CA25-ZX95 | 1 | UN | 1 | 5 | B | D | N | N | 85362010 | 40 | 4047621011783 | 0.448 | KG | 86.26 | 86.26 | CP28 | CP28 | Circuit breaker size S00 for motor protection, CLASS 10 A-release 1.8...2.5 A N-release 33 A Spring-type terminal Standard switching capacity with transverse auxiliary switches 1 NO+1 NC Reusable packaging Pack = 40 units | - | 0 | 0
3RV2011-1CA40 |  | 3RV2011-1CA40 | 1 | UN | 1 | 5 | B | D | N | N | 85362010 | 1 | 4011209767041 | 0.337 | KG | 70.02 | 70.02 | CP28 | CP28 | Circuit breaker size S00 for motor protection, CLASS 10 A-release 1.8...2.5 A N-release 33 A ring cable lug connection Standard switching capacity | - | 0 | 0
3RV2011-1DA10 |  | 3RV2011-1DA10 | 1 | UN | 1 | 1 | A | D | N | N | 85362010 | 1 | 4011209712447 | 0.365 | KG | 70.02 | 68.02 | CP28 | CP28 | Circuit breaker size S00 for motor protection, CLASS 10 A-release 2.2...3.2 A N release 42 A screw terminal Standard switching capacity | Lista Papel 2020 SI | 0 | 0
3RV2011-1DA10-0BA0 |  | 3RV2011-1DA10-0BA0 | 1 | UN | 1 | 5 | B | D | N | N | 85362010 | 1 | 4011209900004 | 0.345 | KG | 99.75 | 99.75 | CP28 | CP28 | Special type Circuit breaker size S00 for motor protection, CLASS 10 A-release 2.2...3.2 A N release 42 A screw terminal Standard switching capacity Ambient temperature -50 Â°C 500 switching cycles | - | 0 | 0
3RV2011-1DA10-Z | W96 | 3RV2011-1DA10-ZW96 | 1 | UN | 1 | 5 | B | D | N | N | 85362010 | 24 | 4011209890923 | 0.193 | KG | 70.02 | 70.02 | CP28 | CP28 | Circuit breaker size S00 for motor protection, CLASS 10 A-release 2.2...3.2 A N release 42 A screw terminal Standard switching capacity Multi-unit packaging Pack = 24 units | - | 0 | 0
3RV2011-1DA10-Z | W97 | 3RV2011-1DA10-ZW97 | 1 | UN | 1 | 5 | B | D | N | N | 85362010 | 12 | 4011209890930 | 0.193 | KG | 70.02 | 70.02 | CP28 | CP28 | Circuit breaker size S00 for motor protection, CLASS 10 A-release 2.2...3.2 A N release 42 A screw terminal Standard switching capacity Multi-unit packaging Pack = 12 units | - | 0 | 0
3RV2011-1DA10-Z | X95 | 3RV2011-1DA10-ZX95 | 1 | UN | 1 | 2 | A | D | N | N | 85362010 | 43 | 4011209718319 | 0.341 | KG | 70.02 | 70.02 | CP28 | CP28 | Circuit breaker size S00 for motor protection, CLASS 10 A-release 2.2...3.2 A N release 42 A screw terminal Standard switching capacity Reusable packaging Pack = 43 units | - | 0 | 0
3RV2011-1DA15 |  | 3RV2011-1DA15 | 1 | UN | 1 | 1 | A | D | N | N | 85362010 | 1 | 4011209841161 | 0.362 | KG | 86.26 | 83.79 | CP28 | CP28 | Circuit breaker size S00 for motor protection, CLASS 10 A-release 2.2...3.2 A N release 42 A screw terminal Standard switching capacity with transverse auxiliary switches 1 NO+1 NC | Lista Papel 2020 SI | 0 | 0
3RV2011-1DA15-Z | W96 | 3RV2011-1DA15-ZW96 | 1 | UN | 1 | 5 | B | D | N | N | 85362010 | 24 | 4011209904408 | 0.193 | KG | 86.26 | 86.26 | CP28 | CP28 | Circuit breaker size S00 for motor protection, CLASS 10 A-release 2.2...3.2 A N release 42 A screw terminal Standard switching capacity with transverse auxiliary switches 1 NO+1 NC Multi-unit packaging Pack = 24 units | - | 0 | 0
3RV2011-1DA15-Z | W97 | 3RV2011-1DA15-ZW97 | 1 | UN | 1 | 5 | B | D | N | N | 85362010 | 12 |  | 0.193 | KG | 86.26 | 86.26 | CP28 | CP28 | Circuit breaker size S00 for motor protection, CLASS 10 A-release 2.2...3.2 A N release 42 A screw terminal Standard switching capacity with transverse auxiliary switches 1 NO+1 NC Multi-unit packaging Pack = 12 units | - | 0 | 0
3RV2011-1DA15-Z | X95 | 3RV2011-1DA15-ZX95 | 1 | UN | 1 | 5 | B | D | N | N | 85362010 | 43 | 4011209904392 | 0.355 | KG | 86.26 | 86.26 | CP28 | CP28 | Circuit breaker size S00 for motor protection, CLASS 10 A-release 2.2...3.2 A N release 42 A screw terminal Standard switching capacity with transverse auxiliary switches 1 NO+1 NC Reusable packaging Pack = 43 units | - | 0 | 0
3RV2011-1DA20 |  | 3RV2011-1DA20 | 1 | UN | 1 | 1 | A | D | N | N | 85362010 | 1 | 4011209724266 | 0.367 | KG | 70.02 | 68.02 | CP28 | CP28 | Circuit breaker size S00 for motor protection, CLASS 10 A-release 2.2...3.2 A N release 42 A Spring-type terminal Standard switching capacity | Lista Papel 2020 SI | 0 | 0
3RV2011-1DA20-Z | W96 | 3RV2011-1DA20-ZW96 | 1 | UN | 1 | 5 | B | D | N | N | 85362010 | 16 | 4011209911499 | 0.193 | KG | 70.02 | 70.02 | CP28 | CP28 | Circuit breaker size S00 for motor protection, CLASS 10 A-release 2.2...3.2 A N release 42 A Spring-type terminal Standard switching capacity Multi-unit packaging Pack = 16 units | - | 0 | 0
3RV2011-1DA20-Z | W97 | 3RV2011-1DA20-ZW97 | 1 | UN | 1 | 5 | B | D | N | N | 85362010 | 8 |  | 0.193 | KG | 70.02 | 70.02 | CP28 | CP28 | Circuit breaker size S00 for motor protection, Class 10 A-release 2.2...3.2 A N release 42 A Spring-type terminal Standard switching capacity Multi-unit packaging Pack = 8 units | - | 0 | 0
3RV2011-1DA20-Z | X95 | 3RV2011-1DA20-ZX95 | 1 | UN | 1 | 5 | B | D | N | N | 85362010 | 40 | 4011209724273 | 0.366 | KG | 70.02 | 70.02 | CP28 | CP28 | Circuit breaker size S00 for motor protection, CLASS 10 A-release 2.2...3.2 A N release 42 A Spring-type terminal Standard switching capacity Reusable packaging Pack = 40 units | - | 0 | 0
3RV2011-1DA25 |  | 3RV2011-1DA25 | 1 | UN | 1 | 1 | A | D | N | N | 85362010 | 1 | 4011209841178 | 0.38 | KG | 86.26 | 83.79 | CP28 | CP28 | Circuit breaker size S00 for motor protection, CLASS 10 A-release 2.2...3.2 A N release 42 A Spring-type terminal Standard switching capacity with transverse auxiliary switches 1 NO+1 NC | Lista Papel 2020 SI | 0 | 0
3RV2011-1DA25-Z | W96 | 3RV2011-1DA25-ZW96 | 1 | UN | 1 | 5 | B | D | N | N | 85362010 | 16 | 4047621030555 | 0.384 | KG | 86.26 | 86.26 | CP28 | CP28 | Circuit breaker size S00 for motor protection, CLASS 10 A-release 2.2...3.2 A N release 42 A Spring-type terminal Standard switching capacity with transverse auxiliary switches 1 NO+1 NC Multi-unit packaging Pack = 16 units | - | 0 | 0
3RV2011-1DA25-Z | W97 | 3RV2011-1DA25-ZW97 | 1 | UN | 1 | 5 | B | D | N | N | 85362010 | 8 | 4047621030562 | 0.384 | KG | 84.08 | 84.08 | CP28 | CP28 | Circuit breaker size S00 for motor protection, CLASS 10 A-release 2.2...3.2 A N release 42 A Spring-type terminal Standard switching capacity with transverse auxiliary switches 1 NO+1 NC Multi-unit packaging Pack = 8 units | - | 0 | 0
3RV2011-1DA25-Z | X95 | 3RV2011-1DA25-ZX95 | 1 | UN | 1 | 5 | B | D | N | N | 85362010 | 40 | 4047621030548 | 0.385 | KG | 86.26 | 86.26 | CP28 | CP28 | Circuit breaker size S00 for motor protection, CLASS 10 A-release 2.2...3.2 A N release 42 A Spring-type terminal Standard switching capacity with transverse auxiliary switches 1 NO+1 NC Reusable packaging Pack = 40 units | - | 0 | 0
3RV2011-1DA40 |  | 3RV2011-1DA40 | 1 | UN | 1 | 5 | B | D | N | N | 85362010 | 1 | 4011209767058 | 0.342 | KG | 70.02 | 70.02 | CP28 | CP28 | Circuit breaker size S00 for motor protection, CLASS 10 A-release 2.2...3.2 A N release 42 A ring cable lug connection Standard switching capacity | - | 0 | 0
3RV2011-1EA10 |  | 3RV2011-1EA10 | 1 | UN | 1 | 1 | A | D | N | N | 85362010 | 1 | 4011209712454 | 0.347 | KG | 70.02 | 68.02 | CP28 | CP28 | Circuit breaker size S00 for motor protection, CLASS 10 A-release 2.8...4 A N release 52 A screw terminal Standard switching capacity | Lista Papel 2020 SI | 0 | 0
3RV2011-1EA10-0BA0 |  | 3RV2011-1EA10-0BA0 | 1 | UN | 1 | 5 | B | D | N | N | 85362010 | 1 | 4011209900011 | 0.342 | KG | 99.75 | 99.75 | CP28 | CP28 | Special type Circuit breaker size S00 for motor protection, CLASS 10 A-release 2.8...4 A N release 52 A screw terminal Standard switching capacity Ambient temperature -50 Â°C 500 switching cycles | - | 0 | 0
3RV2011-1EA10-Z | W96 | 3RV2011-1EA10-ZW96 | 1 | UN | 1 | 5 | B | D | N | N | 85362010 | 24 | 4011209863828 | 0.193 | KG | 70.02 | 70.02 | CP28 | CP28 | Circuit breaker size S00 for motor protection, CLASS 10 A-release 2.8...4 A N release 52 A screw terminal Standard switching capacity Multi-unit packaging Pack = 24 units | - | 0 | 0
3RV2011-1EA10-Z | W97 | 3RV2011-1EA10-ZW97 | 1 | UN | 1 | 5 | B | D | N | N | 85362010 | 12 | 4011209863835 | 0.193 | KG | 70.02 | 70.02 | CP28 | CP28 | Circuit breaker size S00 for motor protection, CLASS 10 A-release 2.8...4 A N release 52 A screw terminal Standard switching capacity Multi-unit packaging Pack = 12 units | - | 0 | 0
3RV2011-1EA10-Z | X95 | 3RV2011-1EA10-ZX95 | 1 | UN | 1 | 2 | A | D | N | N | 85362010 | 43 | 4011209718326 | 0.343 | KG | 70.02 | 70.02 | CP28 | CP28 | Circuit breaker size S00 for motor protection, CLASS 10 A-release 2.8...4 A N release 52 A screw terminal Standard switching capacity Reusable packaging Pack = 43 units | - | 0 | 0
3RV2011-1EA15 |  | 3RV2011-1EA15 | 1 | UN | 1 | 1 | A | D | N | N | 85362010 | 1 | 4011209840973 | 0.355 | KG | 86.26 | 83.79 | CP28 | CP28 | Circuit breaker size S00 for motor protection, CLASS 10 A-release 2.8...4 A N release 52 A screw terminal Standard switching capacity with transverse auxiliary switches 1 NO+1 NC | Lista Papel 2020 SI | 0 | 0
3RV2011-1EA15-0BA0 |  | 3RV2011-1EA15-0BA0 | 1 | UN | 1 | 0 | A | D | N | N | 85362010 | 1 | 4047621003009 | 0.36 | KG | 116.85 | 116.85 | CP28 | CP28 | Special type Circuit breaker size S00 for motor protection, CLASS 10 A-release 2.8...4 A N release 52 A screw terminal Standard switching capacity with transverse auxiliary switches 1 NO+1 NC Ambient temperature -50 Â°C 500 switching cycles | - | 0 | 0
3RV2011-1EA15-Z | W96 | 3RV2011-1EA15-ZW96 | 1 | UN | 1 | 5 | B | D | N | N | 85362010 | 24 | 4047621071589 | 0.193 | KG | 86.26 | 86.26 | CP28 | CP28 | Circuit breaker size S00 for motor protection, Class 10 A trip unit 2.8...4 A N trip unit 52 A screw terminal Standard switching capacity with transverse auxiliary switches 1 NO+1 NC Multi-unit packaging Pack = 24 units |  | 0 | 0
3RV2011-1EA15-Z | W97 | 3RV2011-1EA15-ZW97 | 1 | UN | 1 | 5 | B | D | N | N | 85362010 | 12 | 4047621071572 | 0.193 | KG | 86.26 | 86.26 | CP28 | CP28 | Circuit breaker size S00 for motor protection, CLASS 10 A-release 2.8...4 A N release 52 A screw terminal Standard switching capacity with transverse auxiliary switches 1 NO+1 NC Multi-unit packaging Pack = 12 units | - | 0 | 0
3RV2011-1EA15-Z | X95 | 3RV2011-1EA15-ZX95 | 1 | UN | 1 | 5 | B | D | N | N | 85362010 | 43 | 4011209917552 | 0.355 | KG | 86.26 | 86.26 | CP28 | CP28 | Circuit breaker size S00 for motor protection, CLASS 10 A-release 2.8...4 A N release 52 A screw terminal Standard switching capacity with transverse auxiliary switches 1 NO+1 NC Reusable packaging Pack = 43 units | - | 0 | 0
3RV2011-1EA20 |  | 3RV2011-1EA20 | 1 | UN | 1 | 1 | A | D | N | N | 85362010 | 1 | 4011209724280 | 0.364 | KG | 70.02 | 68.02 | CP28 | CP28 | Circuit breaker size S00 for motor protection, CLASS 10 A-release 2.8...4 A N release 52 A Spring-type terminal Standard switching capacity | Lista Papel 2020 SI | 0 | 0
3RV2011-1EA20-Z | W96 | 3RV2011-1EA20-ZW96 | 1 | UN | 1 | 5 | B | D | N | N | 85362010 | 16 | 4011209897274 | 0.15 | KG | 70.02 | 70.02 | CP28 | CP28 | Circuit breaker size S00 for motor protection, CLASS 10 A-release 2.8...4 A N release 52 A Spring-type terminal Standard switching capacity Multi-unit packaging Pack = 16 units | - | 0 | 0
3RV2011-1EA20-Z | W97 | 3RV2011-1EA20-ZW97 | 1 | UN | 1 | 5 | B | D | N | N | 85362010 | 8 | 4011209953345 | 0.15 | KG | 70.02 | 70.02 | CP28 | CP28 | Circuit breaker size S00 for motor protection, CLASS 10 A-release 2.8...4 A N release 52 A Spring-type terminal Standard switching capacity Multi-unit packaging Pack = 8 units | - | 0 | 0
3RV2011-1EA20-Z | X95 | 3RV2011-1EA20-ZX95 | 1 | UN | 1 | 5 | B | D | N | N | 85362010 | 40 | 4011209724297 | 0.364 | KG | 70.02 | 70.02 | CP28 | CP28 | Circuit breaker size S00 for motor protection, CLASS 10 A-release 2.8...4 A N release 52 A Spring-type terminal Standard switching capacity Reusable packaging Pack = 40 units | - | 0 | 0
3RV2011-1EA25 |  | 3RV2011-1EA25 | 1 | UN | 1 | 1 | A | D | N | N | 85362010 | 1 | 4011209840980 | 0.38 | KG | 86.26 | 83.79 | CP28 | CP28 | Circuit breaker size S00 for motor protection, CLASS 10 A-release 2.8...4 A N release 52 A Spring-type terminal Standard switching capacity with transverse auxiliary switches 1 NO+1 NC | Lista Papel 2020 SI | 0 | 0
3RV2011-1EA25-0BA0 |  | 3RV2011-1EA25-0BA0 | 1 | UN | 1 | 10 | C | D | N | N | 85362010 | 1 | 4011209900073 | 0.38 | KG | 116.85 | 116.85 | CP28 | CP28 | Special type Circuit breaker size S00 for motor protection, CLASS 10 A-release 2.8...4 A N release 52 A Spring-type terminal Standard switching capacity with transverse auxiliary switches 1 NO+1 NC Ambient temperature -50 Â°C 500 switching cycles | - | 0 | 0
3RV2011-1EA25-Z | W96 | 3RV2011-1EA25-ZW96 | 1 | UN | 1 | 5 | B | D | N | N | 85362010 | 16 | 4047621012421 | 0.38 | KG | 86.26 | 86.26 | CP28 | CP28 | Circuit breaker size S00 for motor protection, CLASS 10 A-release 2.8...4 A N release 52 A Spring-type terminal Standard switching capacity with transverse auxiliary switches 1 NO+1 NC Multi-unit packaging Pack = 16 units | - | 0 | 0
3RV2011-1EA25-Z | W97 | 3RV2011-1EA25-ZW97 | 1 | UN | 1 | 5 | B | D | N | N | 85362010 | 8 | 4047621012483 | 0.38 | KG | 86.26 | 86.26 | CP28 | CP28 | Circuit breaker size S00 for motor protection, CLASS 10 A-release 2.8...4 A N release 52 A Spring-type terminal Standard switching capacity with transverse auxiliary switches 1 NO+1 NC Multi-unit packaging Pack = 8 units | - | 0 | 0
3RV2011-1EA25-Z | X95 | 3RV2011-1EA25-ZX95 | 1 | UN | 1 | 5 | B | D | N | N | 85362010 | 40 | 4047621011790 | 0.394 | KG | 86.26 | 86.26 | CP28 | CP28 | Circuit breaker size S00 for motor protection, CLASS 10 A-release 2.8...4 A N release 52 A Spring-type terminal Standard switching capacity with transverse auxiliary switches 1 NO+1 NC Reusable packaging Pack = 40 units | - | 0 | 0
3RV2011-1EA40 |  | 3RV2011-1EA40 | 1 | UN | 1 | 5 | B | D | N | N | 85362010 | 1 | 4011209767065 | 0.35 | KG | 70.02 | 70.02 | CP28 | CP28 | Circuit breaker size S00 for motor protection, CLASS 10 A-release 2.8...4 A N release 52 A ring cable lug connection Standard switching capacity | - | 0 | 0
3RV2011-1FA10 |  | 3RV2011-1FA10 | 1 | UN | 1 | 1 | A | D | N | N | 85362090 | 1 | 4011209712461 | 0.35 | KG | 70.02 | 68.02 | CP28 | CP28 | Circuit breaker size S00 for motor protection, CLASS 10 A-release 3.5...5 A N release 65 A screw terminal Standard switching capacity | Lista Papel 2020 SI | 0 | 0
3RV2011-1FA10-0BA0 |  | 3RV2011-1FA10-0BA0 | 1 | UN | 1 | 10 | C | D | N | N | 85362090 | 1 | 4011209900028 | 0.34 | KG | 99.75 | 99.75 | CP28 | CP28 | Special type Circuit breaker size S00 for motor protection, CLASS 10 A-release 3.5...5 A N release 65 A screw terminal Standard switching capacity Ambient temperature -50 Â°C 500 switching cycles | - | 0 | 0
3RV2011-1FA10-Z | W96 | 3RV2011-1FA10-ZW96 | 1 | UN | 1 | 5 | B | D | N | N | 85362090 | 24 | 4011209890947 | 0.193 | KG | 70.02 | 70.02 | CP28 | CP28 | Circuit breaker size S00 for motor protection, CLASS 10 A-release 3.5...5 A N release 65 A screw terminal Standard switching capacity Multi-unit packaging Pack = 24 units | - | 0 | 0
3RV2011-1FA10-Z | W97 | 3RV2011-1FA10-ZW97 | 1 | UN | 1 | 5 | B | D | N | N | 85362090 | 12 | 4011209890954 | 0.193 | KG | 70.02 | 70.02 | CP28 | CP28 | Circuit breaker size S00 for motor protection, CLASS 10 A-release 3.5...5 A N release 65 A screw terminal Standard switching capacity Multi-unit packaging Pack = 12 units | - | 0 | 0
3RV2011-1FA10-Z | X95 | 3RV2011-1FA10-ZX95 | 1 | UN | 1 | 2 | A | D | N | N | 85362090 | 43 | 4011209718333 | 0.344 | KG | 70.02 | 70.02 | CP28 | CP28 | Circuit breaker size S00 for motor protection, CLASS 10 A-release 3.5...5 A N release 65 A screw terminal Standard switching capacity Reusable packaging Pack = 43 units | - | 0 | 0
3RV2011-1FA15 |  | 3RV2011-1FA15 | 1 | UN | 1 | 1 | A | D | N | N | 85362090 | 1 | 4011209840997 | 0.365 | KG | 86.26 | 83.79 | CP28 | CP28 | Circuit breaker size S00 for motor protection, CLASS 10 A-release 3.5...5 A N release 65 A screw terminal Standard switching capacity with transverse auxiliary switches 1 NO+1 NC | Lista Papel 2020 SI | 0 | 0
3RV2011-1FA15-0BA0 |  | 3RV2011-1FA15-0BA0 | 1 | UN | 1 | 0 | A | D | N | N | 85362010 | 1 | 4047621003023 | 0.37 | KG | 116.85 | 116.85 | CP28 | CP28 | Special type Circuit breaker size S00 for motor protection, CLASS 10 A-release 3.5...5 A N release 65 A screw terminal Standard switching capacity with transverse auxiliary switches 1 NO+1 NC Ambient temperature -50 Â°C 500 switching cycles | - | 0 | 0
3RV2011-1FA15-Z | W96 | 3RV2011-1FA15-ZW96 | 1 | UN | 1 | 5 | B | D | N | N | 85362090 | 24 | 4047621071596 | 0.193 | KG | 86.26 | 86.26 | CP28 | CP28 | Circuit breaker size S00 for motor protection, Class 10 A-trip unit 3.5...5 A N-trip unit 65 A screw terminal Standard switching capacity with transverse auxiliary switches 1 NO+1 NC Multi-unit packaging Pack = 24 units |  | 0 | 0
3RV2011-1FA15-Z | W97 | 3RV2011-1FA15-ZW97 | 1 | UN | 1 | 5 | B | D | N | N | 85362010 | 12 |  | 0.193 | KG | 86.26 | 86.26 | CP28 | CP28 | Circuit breaker size S00 for motor protection, CLASS 10 A-release 3.5...5 A N release 65 A screw terminal Standard switching capacity with transverse auxiliary switches 1 NO+1 NC Multi-unit packaging Pack = 12 units | - | 0 | 0
3RV2011-1FA15-Z | X95 | 3RV2011-1FA15-ZX95 | 1 | UN | 1 | 0 | A | D | N | N | 85362010 | 43 | 4011209917569 | 0.358 | KG | 86.26 | 86.26 | CP28 | CP28 | Circuit breaker size S00 for motor protection, CLASS 10 A-release 3.5...5 A N release 65 A screw terminal Standard switching capacity with transverse auxiliary switches 1 NO+1 NC Reusable packaging Pack = 43 units | - | 0 | 0
3RV2011-1FA20 |  | 3RV2011-1FA20 | 1 | UN | 1 | 1 | A | D | N | N | 85362090 | 1 | 4011209724303 | 0.369 | KG | 70.02 | 68.02 | CP28 | CP28 | Circuit breaker size S00 for motor protection, CLASS 10 A-release 3.5...5 A N release 65 A Spring-type terminal Standard switching capacity | Lista Papel 2020 SI | 0 | 0
3RV2011-1FA20-Z | W96 | 3RV2011-1FA20-ZW96 | 1 | UN | 1 | 5 | B | D | N | N | 85362090 | 16 | 4011209914360 | 0.193 | KG | 70.02 | 70.02 | CP28 | CP28 | Circuit breaker size S00 for motor protection, CLASS 10 A-release 3.5...5 A N release 65 A Spring-type terminal Standard switching capacity Multi-unit packaging Pack = 16 units | - | 0 | 0
3RV2011-1FA20-Z | W97 | 3RV2011-1FA20-ZW97 | 1 | UN | 1 | 5 | B | D | N | N | 85362090 | 8 | 4011209914377 | 0.193 | KG | 70.02 | 70.02 | CP28 | CP28 | Circuit breaker size S00 for motor protection, Class 10 A release 3.5...5 A N release 65 A Spring-type terminal Standard switching capacity Multi-unit packaging Pack = 8 units | - | 0 | 0
3RV2011-1FA20-Z | X95 | 3RV2011-1FA20-ZX95 | 1 | UN | 1 | 5 | B | D | N | N | 85362090 | 40 | 4011209724310 | 0.367 | KG | 70.02 | 70.02 | CP28 | CP28 | Circuit breaker size S00 for motor protection, CLASS 10 A-release 3.5...5 A N release 65 A Spring-type terminal Standard switching capacity Reusable packaging Pack = 40 units | - | 0 | 0
3RV2011-1FA25 |  | 3RV2011-1FA25 | 1 | UN | 1 | 1 | A | D | N | N | 85362090 | 1 | 4011209841000 | 0.387 | KG | 86.26 | 83.79 | CP28 | CP28 | Circuit breaker size S00 for motor protection, CLASS 10 A-release 3.5...5 A N release 65 A Spring-type terminal Standard switching capacity with transverse auxiliary switches 1 NO+1 NC | Lista Papel 2020 SI | 0 | 0
3RV2011-1FA25-Z | W96 | 3RV2011-1FA25-ZW96 | 1 | UN | 1 | 1 | A | D | N | N | 85362090 | 16 | 4047621068220 | 0.407 | KG | 86.26 | 86.26 | CP28 | CP28 | Circuit breaker size S00 for motor protection, Class 10 A-release 3.5...5 A Short-circuit release 65 A spring-type terminal Standard switching capacity with transverse auxiliary switches 1 NO+1 NC |  | 0 | 0
3RV2011-1FA25-Z | X95 | 3RV2011-1FA25-ZX95 | 1 | UN | 1 | 1 | A | D | N | N | 85362090 | 40 | 4047621068114 | 0.412 | KG | 86.26 | 86.26 | CP28 | CP28 | Circuit breaker size S00 for motor protection, Class 10 A-release 3.5...5 A Short-circuit release 65 A spring-type terminal Standard switching capacity with transverse auxiliary switches 1 NO+1 NC |  | 0 | 0
3RV2011-1FA40 |  | 3RV2011-1FA40 | 1 | UN | 1 | 5 | B | D | N | N | 85362090 | 1 | 4011209767072 | 0.347 | KG | 70.02 | 70.02 | CP28 | CP28 | Circuit breaker size S00 for motor protection, CLASS 10 A-release 3.5...5 A N release 65 A ring cable lug connection Standard switching capacity | - | 0 | 0
3RV2011-1GA10 |  | 3RV2011-1GA10 | 1 | UN | 1 | 1 | A | D | N | N | 85362090 | 1 | 4011209712478 | 0.348 | KG | 70.02 | 68.02 | CP28 | CP28 | Circuit breaker size S00 for motor protection, CLASS 10 A-release 4.5...6.3 A N-release 82 A screw terminal Standard switching capacity | Lista Papel 2020 SI | 0 | 0
3RV2011-1GA10-0BA0 |  | 3RV2011-1GA10-0BA0 | 1 | UN | 1 | 5 | B | D | N | N | 85362090 | 1 | 4011209900035 | 0.351 | KG | 99.75 | 99.75 | CP28 | CP28 | Special type Circuit breaker size S00 for motor protection, CLASS 10 A-release 4.5...6.3 A N-release 82 A screw terminal Standard switching capacity Ambient temperature -50 Â°C 500 switching cycles | - | 0 | 0
3RV2011-1GA10-Z | W96 | 3RV2011-1GA10-ZW96 | 1 | UN | 1 | 5 | B | D | N | N | 85362090 | 24 | 4011209863781 | 0.193 | KG | 70.02 | 70.02 | CP28 | CP28 | Circuit breaker size S00 for motor protection, CLASS 10 A-release 4.5...6.3 A N-release 82 A screw terminal Standard switching capacity Multi-unit packaging Pack = 24 units | - | 0 | 0
3RV2011-1GA10-Z | W97 | 3RV2011-1GA10-ZW97 | 1 | UN | 1 | 5 | B | D | N | N | 85362090 | 12 | 4011209863798 | 0.371 | KG | 70.02 | 70.02 | CP28 | CP28 | Circuit breaker size S00 for motor protection, CLASS 10 A-release 4.5...6.3 A N-release 82 A screw terminal Standard switching capacity Multi-unit packaging Pack = 12 units | - | 0 | 0
3RV2011-1GA10-Z | X95 | 3RV2011-1GA10-ZX95 | 1 | UN | 1 | 5 | B | D | N | N | 85362090 | 43 | 4011209718340 | 0.35 | KG | 70.02 | 70.02 | CP28 | CP28 | Circuit breaker size S00 for motor protection, CLASS 10 A-release 4.5...6.3 A N-release 82 A screw terminal Standard switching capacity Reusable packaging Pack = 43 units | - | 0 | 0
3RV2011-1GA15 |  | 3RV2011-1GA15 | 1 | UN | 1 | 1 | A | D | N | N | 85362090 | 1 | 4011209840959 | 0.365 | KG | 86.26 | 83.79 | CP28 | CP28 | Circuit breaker size S00 for motor protection, CLASS 10 A-release 4.5...6.3 A N-release 82 A screw terminal Standard switching capacity with transverse auxiliary switches 1 NO+1 NC | Lista Papel 2020 SI | 0 | 0
3RV2011-1GA15-0BA0 |  | 3RV2011-1GA15-0BA0 | 1 | UN | 1 | 0 | A | D | N | N | 85362010 | 1 | 4047621013626 | 0.385 | KG | 116.85 | 116.85 | CP28 | CP28 | Special type Circuit breaker size S00 for motor protection, CLASS 10 A-release 4.5...6.3 A N-release 82 A screw terminal Standard switching capacity with transverse auxiliary switches 1 NO+1 NC Ambient temperature -50 Â°C 500 switching cycles | - | 0 | 0
3RV2011-1GA15-Z | W96 | 3RV2011-1GA15-ZW96 | 1 | UN | 1 | 5 | B | D | N | N | 85362010 | 24 |  | 0.193 | KG | 86.26 | 86.26 | CP28 | CP28 | Circuit breaker size S00 for motor protection, CLASS 10 A-release 4.5...6.3 A N-release 82 A screw terminal Standard switching capacity with transverse auxiliary switches 1 NO+1 NC Multi-unit packaging Pack = 24 units | - | 0 | 0
3RV2011-1GA15-Z | W97 | 3RV2011-1GA15-ZW97 | 1 | UN | 1 | 5 | B | D | EAR99 | N | 85362010 | 12 |  | 0.193 | KG | 86.26 | 86.26 | CP28 | CP28 | Circuit breaker size S00 for motor protection, Class 10 A-release 4.5...6.3 A N-release 82 A Screw terminal Standard switching capacity with transverse auxiliary switches 1 NO+1 NC Multi-unit packaging Pack = 12 units | - | 0 | 0
3RV2011-1GA15-Z | X95 | 3RV2011-1GA15-ZX95 | 1 | UN | 1 | 5 | B | D | N | N | 85362010 | 43 | 4011209917576 | 0.362 | KG | 86.26 | 86.26 | CP28 | CP28 | Circuit breaker size S00 for motor protection, CLASS 10 A-release 4.5...6.3 A N-release 82 A screw terminal Standard switching capacity with transverse auxiliary switches 1 NO+1 NC Reusable packaging Pack = 43 units | - | 0 | 0
3RV2011-1GA20 |  | 3RV2011-1GA20 | 1 | UN | 1 | 1 | A | D | N | N | 85362090 | 1 | 4011209724327 | 0.374 | KG | 70.02 | 68.02 | CP28 | CP28 | Circuit breaker size S00 for motor protection, CLASS 10 A-release 4.5...6.3 A N-release 82 A Spring-type terminal Standard switching capacity | Lista Papel 2020 SI | 0 | 0
3RV2011-1GA20-Z | W96 | 3RV2011-1GA20-ZW96 | 1 | UN | 1 | 5 | B | D | EAR99 | N | 85362090 | 16 | 4011209898073 | 0.347 | KG | 70.02 | 70.02 | CP28 | CP28 | Circuit breaker size S00 for motor protection, CLASS 10 A-release 4.5...6.3 A N-release 82 A Spring-type terminal Standard switching capacity Multi-unit packaging Pack = 16 units | - | 0 | 0
3RV2011-1GA20-Z | W97 | 3RV2011-1GA20-ZW97 | 1 | UN | 1 | 5 | B | D | N | N | 85362090 | 8 | 4011209898066 | 0.193 | KG | 70.02 | 70.02 | CP28 | CP28 | Circuit breaker size S00 for motor protection, Class 10 A-release 4.5...6.3 A N-release 82 A Spring-type terminal Standard switching capacity Multi-unit packaging Pack = 8 units | - | 0 | 0
3RV2011-1GA20-Z | X95 | 3RV2011-1GA20-ZX95 | 1 | UN | 1 | 5 | B | D | N | N | 85362090 | 40 | 4011209724334 | 0.374 | KG | 70.02 | 70.02 | CP28 | CP28 | Circuit breaker size S00 for motor protection, CLASS 10 A-release 4.5...6.3 A N-release 82 A Spring-type terminal Standard switching capacity Reusable packaging Pack = 40 units | - | 0 | 0
3RV2011-1GA25 |  | 3RV2011-1GA25 | 1 | UN | 1 | 1 | A | D | N | N | 85362090 | 1 | 4011209841017 | 0.388 | KG | 86.26 | 83.79 | CP28 | CP28 | Circuit breaker size S00 for motor protection, CLASS 10 A-release 4.5...6.3 A N-release 82 A Spring-type terminal Standard switching capacity with transverse auxiliary switches 1 NO+1 NC | Lista Papel 2020 SI | 0 | 0
3RV2011-1GA25-Z | W96 | 3RV2011-1GA25-ZW96 | 1 | UN | 1 | 5 | B | D | N | N | 85362090 | 16 | 4047621012438 | 0.386 | KG | 86.26 | 86.26 | CP28 | CP28 | Circuit breaker size S00 for motor protection, CLASS 10 A-release 4.5...6.3 A N-release 82 A Spring-type terminal Standard switching capacity with transverse auxiliary switches 1 NO+1 NC Multi-unit packaging Pack = 16 units | - | 0 | 0
3RV2011-1GA25-Z | W97 | 3RV2011-1GA25-ZW97 | 1 | UN | 1 | 5 | B | D | N | N | 85362090 | 8 | 4047621012445 | 0.386 | KG | 86.26 | 86.26 | CP28 | CP28 | Circuit breaker size S00 for motor protection, CLASS 10 A-release 4.5...6.3 A N-release 82 A Spring-type terminal Standard switching capacity with transverse auxiliary switches 1 NO+1 NC Multi-unit packaging Pack = 8 units | - | 0 | 0
3RV2011-1GA25-Z | X95 | 3RV2011-1GA25-ZX95 | 1 | UN | 1 | 5 | B | D | N | N | 85362090 | 40 | 4047621011806 | 0.393 | KG | 86.26 | 86.26 | CP28 | CP28 | Circuit breaker size S00 for motor protection, CLASS 10 A-release 4.5...6.3 A N-release 82 A Spring-type terminal Standard switching capacity with transverse auxiliary switches 1 NO+1 NC Reusable packaging Pack = 40 units | - | 0 | 0
3RV2011-1GA40 |  | 3RV2011-1GA40 | 1 | UN | 1 | 5 | B | D | N | N | 85362090 | 1 | 4011209767089 | 0.36 | KG | 70.02 | 70.02 | CP28 | CP28 | Circuit breaker size S00 for motor protection, CLASS 10 A-release 4.5...6.3 A N-release 82 A ring cable lug connection Standard switching capacity | - | 0 | 0
3RV2011-1HA10 |  | 3RV2011-1HA10 | 1 | UN | 1 | 1 | A | D | N | N | 85362090 | 1 | 4011209712485 | 0.351 | KG | 70.02 | 68.02 | CP28 | CP28 | Circuit breaker size S00 for motor protection, CLASS 10 A-release 5.5...8 A N-release 104 A screw terminal Standard switching capacity | Lista Papel 2020 SI | 0 | 0
3RV2011-1HA10-0BA0 |  | 3RV2011-1HA10-0BA0 | 1 | UN | 1 | 10 | C | D | N | N | 85362090 | 1 | 4011209900042 | 0.35 | KG | 99.75 | 99.75 | CP28 | CP28 | Special type Circuit breaker size S00 for motor protection, CLASS 10 A-release 5.5...8 A N-release 104 A screw terminal Standard switching capacity Ambient temperature -50 Â°C 500 switching cycles | - | 0 | 0
3RV2011-1HA10-Z | W96 | 3RV2011-1HA10-ZW96 | 1 | UN | 1 | 5 | B | D | N | N | 85362090 | 24 | 4011209890961 | 0.193 | KG | 70.02 | 70.02 | CP28 | CP28 | Circuit breaker size S00 for motor protection, CLASS 10 A-release 5.5...8 A N-release 104 A screw terminal Standard switching capacity Multi-unit packaging Pack = 24 units | - | 0 | 0
3RV2011-1HA10-Z | W97 | 3RV2011-1HA10-ZW97 | 1 | UN | 1 | 5 | B | D | N | N | 85362090 | 12 | 4011209890978 | 0.343 | KG | 70.02 | 70.02 | CP28 | CP28 | Circuit breaker size S00 for motor protection CLASS 10 A-release 5.5...8 A N-release 104 A screw terminal Standard switching capacity Multi-unit packaging Pack = 12 units | - | 0 | 0
3RV2011-1HA10-Z | X95 | 3RV2011-1HA10-ZX95 | 1 | UN | 1 | 2 | A | D | N | N | 85362090 | 43 | 4011209718357 | 0.363 | KG | 70.02 | 70.02 | CP28 | CP28 | Circuit breaker size S00 for motor protection, CLASS 10 A-release 5.5...8 A N-release 104 A screw terminal Standard switching capacity Reusable packaging Pack = 43 units | - | 0 | 0
3RV2011-1HA15 |  | 3RV2011-1HA15 | 1 | UN | 1 | 1 | A | D | N | N | 85362090 | 1 | 4011209841024 | 0.365 | KG | 86.26 | 83.79 | CP28 | CP28 | Circuit breaker size S00 for motor protection, CLASS 10 A-release 5.5...8 A N-release 104 A screw terminal Standard switching capacity with transverse auxiliary switches 1 NO+1 NC | Lista Papel 2020 SI | 0 | 0
3RV2011-1HA15-0BA0 |  | 3RV2011-1HA15-0BA0 | 1 | UN | 1 | 0 | A | D | N | N | 85362010 | 1 | 4047621003030 | 0.36 | KG | 116.85 | 116.85 | CP28 | CP28 | Special type Circuit breaker size S00 for motor protection, CLASS 10 A-release 5.5...8 A N-release 104 A screw terminal Standard switching capacity with transverse auxiliary switches 1 NO+1 NC Ambient temperature -50 Â°C 500 switching cycles | - | 0 | 0
3RV2011-1HA15-Z | W96 | 3RV2011-1HA15-ZW96 | 1 | UN | 1 | 5 | B | D | N | N | 85362090 | 24 | 4047621071602 | 0.193 | KG | 86.26 | 86.26 | CP28 | CP28 | Circuit breaker size S00 for motor protection, Class 10 A-trip unit 5.5...8 A N-trip unit 104 A screw terminal Standard switching capacity with transverse auxiliary switches 1 NO+1 NC Multi-unit packaging Pack = 24 units |  | 0 | 0
3RV2011-1HA15-Z | W97 | 3RV2011-1HA15-ZW97 | 1 | UN | 1 | 5 | B | D | N | N | 85362010 | 12 |  | 0.193 | KG | 86.26 | 86.26 | CP28 | CP28 | Circuit breaker size S00 for motor protection, CLASS 10 A-release 5.5...8 A N-release 104 A screw terminal Standard switching capacity with transverse auxiliary switches 1 NO+1 NC Multi-unit packaging Pack = 12 units | - | 0 | 0
3RV2011-1HA15-Z | X95 | 3RV2011-1HA15-ZX95 | 1 | UN | 1 | 5 | B | D | N | N | 85362010 | 43 | 4011209917583 | 0.367 | KG | 86.26 | 86.26 | CP28 | CP28 | Circuit breaker size S00 for motor protection, CLASS 10 A-release 5.5...8 A N-release 104 A screw terminal Standard switching capacity with transverse auxiliary switches 1 NO+1 NC Reusable packaging Pack = 43 units | - | 0 | 0
3RV2011-1HA20 |  | 3RV2011-1HA20 | 1 | UN | 1 | 1 | A | D | N | N | 85362090 | 1 | 4011209724341 | 0.372 | KG | 70.02 | 68.02 | CP28 | CP28 | Circuit breaker size S00 for motor protection, CLASS 10 A-release 5.5...8 A N-release 104 A Spring-type terminal Standard switching capacity | Lista Papel 2020 SI | 0 | 0
3RV2011-1HA20-Z | W96 | 3RV2011-1HA20-ZW96 | 1 | UN | 1 | 5 | B | D | N | N | 85362090 | 16 | 4047621072708 | 0.193 | KG | 70.02 | 70.02 | CP28 | CP28 | Circuit breaker size S00 for motor protection, CLASS 10 A-release 5.5...8 A N-release 104 A Spring-type terminal Standard switching capacity Multi-unit packaging Pack = 16 units | - | 0 | 0
3RV2011-1HA20-Z | W97 | 3RV2011-1HA20-ZW97 | 1 | UN | 1 | 5 | B | D | N | N | 85362090 | 8 |  | 0.193 | KG | 70.02 | 70.02 | CP28 | CP28 | Circuit breaker size S00 for motor protection, Class 10 A-release 5.5...8 A N-release 104 A Spring-type terminal Standard switching capacity Multi-unit packaging Pack = 8 units | - | 0 | 0
3RV2011-1HA20-Z | X95 | 3RV2011-1HA20-ZX95 | 1 | UN | 1 | 5 | B | D | N | N | 85362090 | 40 | 4011209724358 | 0.37 | KG | 70.02 | 70.02 | CP28 | CP28 | Circuit breaker size S00 for motor protection, CLASS 10 A-release 5.5...8 A N-release 104 A Spring-type terminal Standard switching capacity Reusable packaging Pack = 40 units | - | 0 | 0
3RV2011-1HA25 |  | 3RV2011-1HA25 | 1 | UN | 1 | 1 | A | D | N | N | 85362090 | 1 | 4011209841031 | 0.388 | KG | 86.26 | 83.79 | CP28 | CP28 | Circuit breaker size S00 for motor protection, CLASS 10 A-release 5.5...8 A N-release 104 A Spring-type terminal Standard switching capacity with transverse auxiliary switches 1 NO+1 NC | Lista Papel 2020 SI | 0 | 0
3RV2011-1HA25-Z | W96 | 3RV2011-1HA25-ZW96 | 1 | UN | 1 | 1 | A | D | N | N | 85362090 | 16 | 4047621068237 | 0.411 | KG | 86.26 | 86.26 | CP28 | CP28 | Circuit breaker size S00 for motor protection, Class 10 A-release 5.5...8 A Short-circuit release 104 A spring-type terminal Standard switching capacity with transverse auxiliary switches 1 NO+1 NC |  | 0 | 0
3RV2011-1HA25-Z | X95 | 3RV2011-1HA25-ZX95 | 1 | UN | 1 | 1 | A | D | N | N | 85362090 | 40 | 4047621068121 | 0.39 | KG | 86.26 | 86.26 | CP28 | CP28 | Circuit breaker size S00 for motor protection, Class 10 A-release 5.5...8 A Short-circuit release 104 A spring-type terminal Standard switching capacity with transverse auxiliary switches 1 NO+1 NC |  | 0 | 0
3RV2011-1HA40 |  | 3RV2011-1HA40 | 1 | UN | 1 | 5 | B | D | N | N | 85362090 | 1 | 4011209767096 | 0.34 | KG | 70.02 | 70.02 | CP28 | CP28 | Circuit breaker size S00 for motor protection, CLASS 10 A-release 5.5...8 A N-release 104 A ring cable lug connection Standard switching capacity | - | 0 | 0
3RV2011-1JA10 |  | 3RV2011-1JA10 | 1 | UN | 1 | 1 | A | D | N | N | 85362090 | 1 | 4011209712492 | 0.349 | KG | 78.47 | 76.29 | CP28 | CP28 | Circuit breaker size S00 for motor protection, CLASS 10 A-release 7...10 A N release 130 A screw terminal Standard switching capacity | Lista Papel 2020 SI | 0 | 0
3RV2011-1JA10-0BA0 |  | 3RV2011-1JA10-0BA0 | 1 | UN | 1 | 5 | B | D | N | N | 85362090 | 1 | 4011209900059 | 0.353 | KG | 109.25 | 109.25 | CP28 | CP28 | Special type Circuit breaker size S00 for motor protection, CLASS 10 A-release 7...10 A N release 130 A screw terminal Standard switching capacity Ambient temperature -50 Â°C 500 switching cycles | - | 0 | 0
3RV2011-1JA10-Z | W96 | 3RV2011-1JA10-ZW96 | 1 | UN | 1 | 5 | B | D | N | N | 85362090 | 24 | 4011209890985 | 0.193 | KG | 78.47 | 78.47 | CP28 | CP28 | Circuit breaker size S00 for motor protection, CLASS 10 A-release 7...10 A N release 130 A screw terminal Standard switching capacity Multi-unit packaging Pack = 24 units | - | 0 | 0
3RV2011-1JA10-Z | W97 | 3RV2011-1JA10-ZW97 | 1 | UN | 1 | 5 | B | D | N | N | 85362090 | 12 | 4011209890992 | 0.193 | KG | 78.47 | 78.47 | CP28 | CP28 | Circuit breaker size S00 for motor protection, CLASS 10 A-release 7...10 A N release 130 A screw terminal Standard switching capacity Multi-unit packaging Pack = 12 units | - | 0 | 0
3RV2011-1JA10-Z | X95 | 3RV2011-1JA10-ZX95 | 1 | UN | 1 | 2 | A | D | N | N | 85362090 | 43 | 4011209718364 | 0.35 | KG | 78.47 | 78.47 | CP28 | CP28 | Circuit breaker size S00 for motor protection, CLASS 10 A-release 7...10 A N release 130 A screw terminal Standard switching capacity Reusable packaging Pack = 43 units | - | 0 | 0
3RV2011-1JA15 |  | 3RV2011-1JA15 | 1 | UN | 1 | 1 | A | D | N | N | 85362090 | 1 | 4011209841185 | 0.367 | KG | 94.53 | 91.87 | CP28 | CP28 | Circuit breaker size S00 for motor protection, CLASS 10 A-release 7...10 A N release 130 A screw terminal Standard switching capacity with transverse auxiliary switches 1 NO+1 NC | Lista Papel 2020 SI | 0 | 0
3RV2011-1JA15-Z | W96 | 3RV2011-1JA15-ZW96 | 1 | UN | 1 | 5 | B | D | N | N | 85362090 | 24 | 4047621071619 | 0.193 | KG | 94.53 | 94.53 | CP28 | CP28 | Circuit breaker size S00 for motor protection, Class 10 A-trip unit 7...10 A N trip unit 130 A screw terminal Standard switching capacity with transverse auxiliary switches 1 NO+1 NC Multi-unit packaging Pack = 24 units |  | 0 | 0
3RV2011-1JA15-Z | W97 | 3RV2011-1JA15-ZW97 | 1 | UN | 1 | 5 | B | D | N | N | 85362010 | 12 |  | 0.193 | KG | 94.53 | 94.53 | CP28 | CP28 | Circuit breaker size S00 for motor protection, CLASS 10 A-release 7...10 A N release 130 A screw terminal Standard switching capacity with transverse auxiliary switches 1 NO+1 NC Multi-unit packaging Pack = 12 units | - | 0 | 0
3RV2011-1JA15-Z | X95 | 3RV2011-1JA15-ZX95 | 1 | UN | 1 | 5 | B | D | N | N | 85362010 | 43 | 4011209917590 | 0.36 | KG | 94.53 | 94.53 | CP28 | CP28 | Circuit breaker size S00 for motor protection, CLASS 10 A-release 7...10 A N release 130 A screw terminal Standard switching capacity with transverse auxiliary switches 1 NO+1 NC Reusable packaging Pack = 43 units | - | 0 | 0
3RV2011-1JA20 |  | 3RV2011-1JA20 | 1 | UN | 1 | 1 | A | D | N | N | 85362090 | 1 | 4011209724365 | 0.37 | KG | 78.47 | 76.29 | CP28 | CP28 | Circuit breaker size S00 for motor protection, CLASS 10 A-release 7...10 A N release 130 A Spring-type terminal Standard switching capacity | Lista Papel 2020 SI | 0 | 0
3RV2011-1JA20-Z | W96 | 3RV2011-1JA20-ZW96 | 1 | UN | 1 | 5 | B | D | N | N | 85362090 | 16 | 4011209900905 | 0.193 | KG | 78.47 | 78.47 | CP28 | CP28 | Circuit breaker size S00 for motor protection, CLASS 10 A-release 7...10 A N release 130 A Spring-type terminal Standard switching capacity Multi-unit packaging Pack = 16 units | - | 0 | 0
3RV2011-1JA20-Z | W97 | 3RV2011-1JA20-ZW97 | 1 | UN | 1 | 5 | B | D | N | N | 85362090 | 8 |  | 0.193 | KG | 78.47 | 78.47 | CP28 | CP28 | Circuit breaker size S00 for motor protection, Class 10 A-release 7...10 A N release 130 A Spring-type terminal Standard switching capacity Multi-unit packaging Pack = 8 units | - | 0 | 0
3RV2011-1JA20-Z | X95 | 3RV2011-1JA20-ZX95 | 1 | UN | 1 | 5 | B | D | N | N | 85362090 | 40 | 4011209724372 | 0.371 | KG | 78.47 | 78.47 | CP28 | CP28 | Circuit breaker size S00 for motor protection, CLASS 10 A-release 7...10 A N release 130 A Spring-type terminal Standard switching capacity Reusable packaging Pack = 40 units | - | 0 | 0
3RV2011-1JA25 |  | 3RV2011-1JA25 | 1 | UN | 1 | 1 | A | D | N | N | 85362090 | 1 | 4011209841192 | 0.39 | KG | 94.53 | 91.87 | CP28 | CP28 | Circuit breaker size S00 for motor protection, CLASS 10 A-release 7...10 A N release 130 A Spring-type terminal Standard switching capacity with transverse auxiliary switches 1 NO+1 NC | Lista Papel 2020 SI | 0 | 0
3RV2011-1JA25-Z | W96 | 3RV2011-1JA25-ZW96 | 1 | UN | 1 | 5 | B | D | N | N | 85362090 | 16 | 4047621068244 | 0.39 | KG | 94.53 | 94.53 | CP28 | CP28 | Circuit breaker size S00 for motor protection, Class 10 A-release 7...10 A N release 130 A Spring-type terminal Standard switching capacity with transverse auxiliary switches 1 NO+1 NC Multi-unit packaging Pack = 16 units |  | 0 | 0
3RV2011-1JA40 |  | 3RV2011-1JA40 | 1 | UN | 1 | 5 | B | D | N | N | 85362090 | 1 | 4011209767102 | 0.343 | KG | 78.47 | 78.47 | CP28 | CP28 | Circuit breaker size S00 for motor protection, CLASS 10 A-release 7...10 A N release 130 A ring cable lug connection Standard switching capacity | - | 0 | 0
3RV2011-1KA10 |  | 3RV2011-1KA10 | 1 | UN | 1 | 1 | A | D | N | N | 85362090 | 1 | 4011209712508 | 0.349 | KG | 78.47 | 76.29 | CP28 | CP28 | Circuit breaker size S00 for motor protection, CLASS 10 A-release 9...12 A N-release 163 A screw terminal Standard switching capacity | Lista Papel 2020 SI | 0 | 0
3RV2011-1KA10-0BA0 |  | 3RV2011-1KA10-0BA0 | 1 | UN | 1 | 10 | C | D | N | N | 85362090 | 1 | 4011209900066 | 0.348 | KG | 109.25 | 109.25 | CP28 | CP28 | Special type Circuit breaker size S00 for motor protection, CLASS 10 A-release 9...12 A N-release 163 A screw terminal Standard switching capacity Ambient temperature -50 Â°C 500 switching cycles | - | 0 | 0
3RV2011-1KA10-Z | W96 | 3RV2011-1KA10-ZW96 | 1 | UN | 1 | 5 | B | D | N | N | 85362090 | 24 | 4011209891005 | 0.193 | KG | 78.47 | 78.47 | CP28 | CP28 | Circuit breaker size S00 for motor protection, CLASS 10 A-release 9...12 A N-release 163 A screw terminal Standard switching capacity Multi-unit packaging Pack = 24 units | - | 0 | 0
3RV2011-1KA10-Z | W97 | 3RV2011-1KA10-ZW97 | 1 | UN | 1 | 5 | B | D | N | N | 85362090 | 12 | 4011209891012 | 0.34 | KG | 78.47 | 78.47 | CP28 | CP28 | Circuit breaker size S00 for motor protection CLASS 10 A-release 9...12.5 A N-release 163 A screw terminal Standard switching capacity Multi-unit packaging Pack = 12 units | - | 0 | 0
3RV2011-1KA10-Z | X95 | 3RV2011-1KA10-ZX95 | 1 | UN | 1 | 5 | B | D | N | N | 85362090 | 43 | 4011209718371 | 0.346 | KG | 78.47 | 78.47 | CP28 | CP28 | Circuit breaker size S00 for motor protection, CLASS 10 A-release 9...12 A N-release 163 A screw terminal Standard switching capacity Reusable packaging Pack = 43 units | - | 0 | 0
3RV2011-1KA15 |  | 3RV2011-1KA15 | 1 | UN | 1 | 1 | A | D | N | N | 85362090 | 1 | 4011209841208 | 0.362 | KG | 94.53 | 91.87 | CP28 | CP28 | Circuit breaker size S00 for motor protection, CLASS 10 A-release 9...12 A N-release 163 A screw terminal Standard switching capacity with transverse auxiliary switches 1 NO+1 NC | Lista Papel 2020 SI | 0 | 0
3RV2011-1KA15-0BA0 |  | 3RV2011-1KA15-0BA0 | 1 | UN | 1 | 0 | A | D | N | N | 85362010 | 1 | 4047621003047 | 0.365 | KG | 124.45 | 124.45 | CP28 | CP28 | Special type Circuit breaker size S00 for motor protection, CLASS 10 A-release 9...12 A N-release 163 A screw terminal Standard switching capacity with transverse auxiliary switches 1 NO+1 NC Ambient temperature -50 Â°C 500 switching cycles | - | 0 | 0
3RV2011-1KA15-Z | W96 | 3RV2011-1KA15-ZW96 | 1 | UN | 1 | 5 | B | D | N | N | 85362010 | 24 |  | 0.193 | KG | 94.53 | 94.53 | CP28 | CP28 | Circuit breaker size S00 for motor protection, CLASS 10 A-release 9...12 A N-release 163 A screw terminal Standard switching capacity with transverse auxiliary switches 1 NO+1 NC Multi-unit packaging Pack = 24 units | - | 0 | 0
3RV2011-1KA15-Z | W97 | 3RV2011-1KA15-ZW97 | 1 | UN | 1 | 5 | B | D | EAR99 | N | 85362090 | 12 |  | 0.193 | KG | 94.53 | 94.53 | CP28 | CP28 | Circuit breaker size S00 for motor protection, Class 10 A-release 9...12 A N-release 163 A Screw terminal Standard switching capacity with transverse auxiliary switches 1 NO+1 NC Multi-unit packaging Pack = 12 units | - | 0 | 0
3RV2011-1KA15-Z | X95 | 3RV2011-1KA15-ZX95 | 1 | UN | 1 | 5 | B | D | N | N | 85362010 | 43 | 4011209917606 | 0.357 | KG | 94.53 | 94.53 | CP28 | CP28 | Circuit breaker size S00 for motor protection, CLASS 10 A-release 9...12 A N-release 163 A screw terminal Standard switching capacity with transverse auxiliary switches 1 NO+1 NC Reusable packaging Pack = 43 units | - | 0 | 0
3RV2011-1KA20 |  | 3RV2011-1KA20 | 1 | UN | 1 | 1 | A | D | N | N | 85362090 | 1 | 4011209724389 | 0.37 | KG | 78.47 | 76.29 | CP28 | CP28 | Circuit breaker size S00 for motor protection, CLASS 10 A-release 9...12 A N-release 163 A Spring-type terminal Standard switching capacity | Lista Papel 2020 SI | 0 | 0
3RV2011-1KA20-Z | W96 | 3RV2011-1KA20-ZW96 | 1 | UN | 1 | 5 | B | D | N | N | 85362090 | 16 | 4011209900356 | 0.193 | KG | 78.47 | 78.47 | CP28 | CP28 | Circuit breaker size S00 for motor protection, CLASS 10 A-release 9...12 A N-release 163 A Spring-type terminal Standard switching capacity Multi-unit packaging Pack = 16 units | - | 0 | 0
3RV2011-1KA20-Z | W97 | 3RV2011-1KA20-ZW97 | 1 | UN | 1 | 5 | B | D | N | N | 85362090 | 8 |  | 0.193 | KG | 78.47 | 78.47 | CP28 | CP28 | Circuit breaker size S00 for motor protection, Class 10 A-release 9...12 A N-release 163 A Spring-type terminal Standard switching capacity Multi-unit packaging Pack = 8 units | - | 0 | 0
3RV2011-1KA20-Z | X95 | 3RV2011-1KA20-ZX95 | 1 | UN | 1 | 5 | B | D | N | N | 85362090 | 40 | 4011209724396 | 0.376 | KG | 78.47 | 78.47 | CP28 | CP28 | Circuit breaker size S00 for motor protection, CLASS 10 A-release 9...12 A N-release 163 A Spring-type terminal Standard switching capacity Reusable packaging Pack = 40 units | - | 0 | 0
3RV2011-1KA25 |  | 3RV2011-1KA25 | 1 | UN | 1 | 1 | A | D | N | N | 85362090 | 1 | 4011209841215 | 0.384 | KG | 94.53 | 91.87 | CP28 | CP28 | Circuit breaker size S00 for motor protection, CLASS 10 A-release 9...12 A N-release 163 A Spring-type terminal Standard switching capacity with transverse auxiliary switches 1 NO+1 NC | Lista Papel 2020 SI | 0 | 0
3RV2011-1KA25-Z | W96 | 3RV2011-1KA25-ZW96 | 1 | UN | 1 | 1 | A | D | N | N | 85362090 | 16 | 4047621068251 | 0.384 | KG | 94.53 | 94.53 | CP28 | CP28 | Circuit breaker size S00 For motor protection, Class 10 A-release 9...12.5 A Short-circuit release 163 A Spring-type terminal Standard switching capacity with transverse auxiliary switches 1 NO+1 NC |  | 0 | 0
3RV2011-1KA25-Z | X95 | 3RV2011-1KA25-ZX95 | 1 | UN | 1 | 1 | A | D | N | N | 85362090 | 40 | 4047621068145 | 0.384 | KG | 94.53 | 94.53 | CP28 | CP28 | Circuit breaker size S00 For motor protection, Class 10 A-release 9...12.5 A Short-circuit release 163 A Spring-type terminal Standard switching capacity with transverse auxiliary switches 1 NO+1 NC |  | 0 | 0
3RV2011-1KA40 |  | 3RV2011-1KA40 | 1 | UN | 1 | 5 | B | D | N | N | 85362090 | 1 | 4011209767119 | 0.337 | KG | 78.47 | 78.47 | CP28 | CP28 | Circuit breaker size S00 for motor protection, CLASS 10 A-release 9...12 A N-release 163 A ring cable lug connection Standard switching capacity | - | 0 | 0
3RV2011-4AA10 |  | 3RV2011-4AA10 | 1 | UN | 1 | 1 | A | D | N | N | 85362090 | 1 | 4011209716285 | 0.358 | KG | 81.61 | 79.33 | CP28 | CP28 | Circuit breaker size S00 for motor protection, CLASS 10 A-release 10...16 A N-release 208 A screw terminal Standard switching capacity | Lista Papel 2020 SI | 0 | 0
3RV2011-4AA10-0BA0 |  | 3RV2011-4AA10-0BA0 | 1 | UN | 1 | 0 | A | D | EAR99 | N | 85362010 | 1 | 4047621003061 | 0.354 | KG | 113.05 | 113.05 | CP28 | CP28 | Special type Circuit breaker size S00 for motor protection, CLASS 10 A-release 10...16 A N-release 208 A screw terminal Standard switching capacity Ambient temperature -50 Â°C 500 switching cycles | - | 0 | 0
3RV2011-4AA10-Z | W97 | 3RV2011-4AA10-ZW97 | 1 | UN | 1 | 5 | B | D | N | N | 85362090 | 12 | 4047621007984 | 0.35 | KG | 81.61 | 81.61 | CP28 | CP28 | Circuit breaker size S00 for motor protection, CLASS 10 A-release 10...16 A N-release 208 A screw terminal Standard switching capacity Multi-unit packaging Pack = 12 units | - | 0 | 0
3RV2011-4AA10-Z | X95 | 3RV2011-4AA10-ZX95 | 1 | UN | 1 | 5 | B | D | N | N | 85362090 | 43 | 4011209718388 | 0.351 | KG | 81.61 | 81.61 | CP28 | CP28 | Circuit breaker size S00 for motor protection, CLASS 10 A-release 10...16 A N-release 208 A screw terminal Standard switching capacity Reusable packaging Pack = 43 units | - | 0 | 0
3RV2011-4AA15 |  | 3RV2011-4AA15 | 1 | UN | 1 | 1 | A | D | N | N | 85362090 | 1 | 4011209841222 | 0.373 | KG | 99.75 | 96.9 | CP28 | CP28 | Circuit breaker size S00 for motor protection, CLASS 10 A-release 10...16 A N-release 208 A screw terminal Standard switching capacity with transverse auxiliary switches 1 NO+1 NC | Lista Papel 2020 SI | 0 | 0
3RV2011-4AA15-0BA0 |  | 3RV2011-4AA15-0BA0 | 1 | UN | 1 | 10 | C | D | N | N | 85362090 | 1 | 4011209900097 | 0.373 | KG | 127.3 | 127.3 | CP28 | CP28 | Special type Circuit breaker size S00 for motor protection, CLASS 10 A-release 10...16 A N-release 208 A screw terminal Standard switching capacity with transverse auxiliary switches 1 NO+1 NC Ambient temperature -50 Â°C 500 switching cycles | - | 0 | 0
3RV2011-4AA20 |  | 3RV2011-4AA20 | 1 | UN | 1 | 1 | A | D | N | N | 85362090 | 1 | 4011209724402 | 0.398 | KG | 81.61 | 79.33 | CP28 | CP28 | Circuit breaker size S00 for motor protection, CLASS 10 A-release 10...16 A N-release 208 A Spring-type terminal Standard switching capacity | Lista Papel 2020 SI | 0 | 0
3RV2011-4AA20-0BA0 |  | 3RV2011-4AA20-0BA0 | 1 | UN | 1 | 2 | A | D | EAR99 | N | 85362010 | 1 | 4047621013572 | 0.371 | KG | 113.05 | 113.05 | CP28 | CP28 | Special type Circuit breaker size S00 for motor protection, CLASS 10 A-release 10...16 A N-release 208 A Spring-type terminal Standard switching capacity Ambient temperature -50 Â°C 500 switching cycles | - | 0 | 0
3RV2011-4AA25 |  | 3RV2011-4AA25 | 1 | UN | 1 | 1 | A | D | N | N | 85362090 | 1 | 4011209841239 | 0.392 | KG | 97.85 | 95 | CP28 | CP28 | Circuit breaker size S00 for motor protection, CLASS 10 A-release 10...16 A N-release 208 A Spring-type terminal Standard switching capacity with transverse auxiliary switches 1 NO+1 NC | Lista Papel 2020 SI | 0 | 0
3RV2011-4AA40 |  | 3RV2011-4AA40 | 1 | UN | 1 | 5 | B | D | N | N | 85362090 | 1 | 4011209748347 | 0.349 | KG | 81.61 | 81.61 | CP28 | CP28 | Circuit breaker size S00 for motor protection, CLASS 10 A-release 10...16 A N-release 208 A ring cable lug connection Standard switching capacity | - | 0 | 0
3RV2021-0AA10 |  | 3RV2021-0AA10 | 1 | UN | 1 | 6 | C | D | EAR99 | N | 85362010 | 1 | 4047621062723 | 0.288 | KG | 60.71 | 60.71 | CP28 | CP28 | Circuit breaker size S0 for motor protection, Class 10 A-release 0.11...0.16 A Short-circuit release 2.1 A Screw terminal Standard switching capacity | - | 0 | 0
3RV2021-0BA10 |  | 3RV2021-0BA10 | 1 | UN | 1 | 6 | C | D | EAR99 | N | 85362010 | 1 | 4047621062747 | 0.285 | KG | 60.71 | 60.71 | CP28 | CP28 | Circuit breaker size S0 for motor protection, Class 10 A-release 0.14...0.2 A Short-circuit release 2.6 A Screw terminal Standard switching capacity | - | 0 | 0
3RV2021-0CA10 |  | 3RV2021-0CA10 | 1 | UN | 1 | 6 | C | D | EAR99 | N | 85362010 | 1 | 4047621062754 | 0.29 | KG | 60.71 | 60.71 | CP28 | CP28 | Circuit breaker size S0 for motor protection, Class 10 A-release 0.18...0.25 A Short-circuit release 3.3 A Screw terminal Standard switching capacity | - | 0 | 0
3RV2021-0DA10 |  | 3RV2021-0DA10 | 1 | UN | 1 | 6 | C | D | EAR99 | N | 85362010 | 1 | 4047621062761 | 0.28 | KG | 61.75 | 61.75 | CP28 | CP28 | Circuit breaker size S0 for motor protection, Class 10 A-release 0.22...0.32 A Short-circuit release 4.2 A Screw terminal Standard switching capacity | - | 0 | 0
3RV2021-0EA10 |  | 3RV2021-0EA10 | 1 | UN | 1 | 6 | C | D | EAR99 | N | 85362010 | 1 | 4047621062778 | 0.285 | KG | 61.75 | 61.75 | CP28 | CP28 | Circuit breaker size S0 for motor protection, Class 10 A-release 0.28...0.4 A Short-circuit release 5.2 A Screw terminal Standard switching capacity | - | 0 | 0
3RV2021-0FA10 |  | 3RV2021-0FA10 | 1 | UN | 1 | 6 | C | D | EAR99 | N | 85362010 | 1 | 4047621062785 | 0.285 | KG | 61.75 | 61.75 | CP28 | CP28 | Circuit breaker size S0 for motor protection, Class 10 A-release 0.35...0.5 A Short-circuit release 6.5 A Screw terminal Standard switching capacity | - | 0 | 0
3RV2021-0GA10 |  | 3RV2021-0GA10 | 1 | UN | 1 | 2 | A | D | N | N | 85362010 | 1 | 4011209902800 | 0.284 | KG | 61.75 | 61.75 | CP28 | CP28 | Circuit breaker size S0 for motor protection, CLASS 10 A-release 0.45...0.63 A N-release 8.2 A screw terminal Standard switching capacity | - | 0 | 0
3RV2021-0GA10-Z | W96 | 3RV2021-0GA10-ZW96 | 1 | UN | 1 | 5 | B | D | N | N | 85362010 | 24 | 4011209935655 | 0.284 | KG | 61.75 | 61.75 | CP28 | CP28 | Circuit breaker size S0 for motor protection, Class 10 A-release 0.45...0.63 A N-release 8.2 A Screw terminal Standard switching capacity Multi-unit packaging Pack = 24 units | - | 0 | 0
3RV2021-0GA10-Z | W97 | 3RV2021-0GA10-ZW97 | 1 | UN | 1 | 5 | B | D | EAR99 | N | 85362010 | 12 | 4047621018188 | 0.284 | KG | 61.75 | 61.75 | CP28 | CP28 | Circuit breaker size S0 for motor protection CLASS 10 A-release 0.45...0.63 A N-release 8.2 A screw terminal Standard switching capacity Multi-unit packaging Pack = 12 units | - | 0 | 0
3RV2021-0GA10-Z | X95 | 3RV2021-0GA10-ZX95 | 1 | UN | 1 | 5 | B | D | N | N | 85362010 | 43 | 4011209928152 | 0.295 | KG | 61.75 | 61.75 | CP28 | CP28 | Circuit breaker size S0 for motor protection, Class 10 A-release 0.45...0.63 A N-release 8.2 A Screw terminal Standard switching capacity Reusable packaging Pack = 43 units | - | 0 | 0
3RV2021-0GA15 |  | 3RV2021-0GA15 | 1 | UN | 1 | 2 | A | D | N | N | 85362010 | 1 | 4047621003177 | 0.299 | KG | 77.71 | 77.71 | CP28 | CP28 | Circuit breaker size S0 for motor protection, CLASS 10 A-release 0.45...0.63 A N-release 8.2 A screw terminal Standard switching capacity with transverse auxiliary switches 1 NO+1 NC | - | 0 | 0
3RV2021-0GA20 |  | 3RV2021-0GA20 | 1 | UN | 1 | 2 | A | D | N | N | 85362010 | 1 | 4011209903005 | 0.333 | KG | 61.75 | 61.75 | CP28 | CP28 | Circuit breaker size S0 for motor protection, CLASS 10 A-release 0.45...0.63 A N-release 8.2 A Spring-type terminal Standard switching capacity | - | 0 | 0
3RV2021-0GA20-Z | X95 | 3RV2021-0GA20-ZX95 | 1 | UN | 1 | 5 | B | D | N | N | 85362010 | 35 | 4011209928169 | 0.333 | KG | 61.75 | 61.75 | CP28 | CP28 | Circuit breaker size S0 for motor protection, Class 10 A-release 0.45...0.63 A N-release 8.2 A Spring-type terminal Standard switching capacity Reusable packaging Pack = 35 units | - | 0 | 0
3RV2021-0GA25 |  | 3RV2021-0GA25 | 1 | UN | 1 | 5 | B | D | N | N | 85362010 | 1 | 4047621003320 | 0.351 | KG | 77.71 | 77.71 | CP28 | CP28 | Circuit breaker size S0 for motor protection, CLASS 10 A-release 0.45...0.63 A N-release 8.2 A Spring-type terminal Standard switching capacity with transverse auxiliary switches 1 NO+1 NC | - | 0 | 0
3RV2021-0HA10 |  | 3RV2021-0HA10 | 1 | UN | 1 | 2 | A | D | N | N | 85362010 | 1 | 4011209902817 | 0.282 | KG | 65.84 | 65.84 | CP28 | CP28 | Circuit breaker size S0 for motor protection, CLASS 10 A-release 0.55...0.8 A N-release 10 A screw terminal Standard switching capacity | - | 0 | 0
3RV2021-0HA15 |  | 3RV2021-0HA15 | 1 | UN | 1 | 5 | B | D | N | N | 85362010 | 1 | 4047621003184 | 0.296 | KG | 81.61 | 81.61 | CP28 | CP28 | Circuit breaker size S0 for motor protection, CLASS 10 A-release 0.55...0.8 A N-release 10 A screw terminal Standard switching capacity with transverse auxiliary switches 1 NO+1 NC | - | 0 | 0
3RV2021-0HA20 |  | 3RV2021-0HA20 | 1 | UN | 1 | 2 | A | D | N | N | 85362010 | 1 | 4011209903012 | 0.33 | KG | 65.84 | 65.84 | CP28 | CP28 | Circuit breaker size S0 for motor protection, CLASS 10 A-release 0.55...0.8 A N-release 10 A Spring-type terminal Standard switching capacity | - | 0 | 0
3RV2021-0HA20-Z | X95 | 3RV2021-0HA20-ZX95 | 1 | UN | 1 | 5 | B | D | N | N | 85362010 | 35 | 4011209928183 | 0.33 | KG | 65.84 | 65.84 | CP28 | CP28 | Circuit breaker size S0 for motor protection, Class 10 A-release 0.55...0.8 A N-release 10 A Spring-type terminal Standard switching capacity Reusable packaging Pack = 35 units | - | 0 | 0
3RV2021-0HA25 |  | 3RV2021-0HA25 | 1 | UN | 1 | 5 | B | D | N | N | 85362010 | 1 | 4047621003337 | 0.365 | KG | 81.61 | 81.61 | CP28 | CP28 | Circuit breaker size S0 for motor protection, CLASS 10 A-release 0.55...0.8 A N-release 10 A Spring-type terminal Standard switching capacity with transverse auxiliary switches 1 NO+1 NC | - | 0 | 0
3RV2021-0JA10 |  | 3RV2021-0JA10 | 1 | UN | 1 | 2 | A | D | N | N | 85362010 | 1 | 4011209902824 | 0.349 | KG | 65.84 | 65.84 | CP28 | CP28 | Circuit breaker size S0 for motor protection, CLASS 10 A-release 0.7...1 A N-release 13 A screw terminal Standard switching capacity | - | 0 | 0
3RV2021-0JA10-Z | W96 | 3RV2021-0JA10-ZW96 | 1 | UN | 1 | 5 | B | D | N | N | 85362010 | 24 | 4047621018195 | 0.349 | KG | 65.84 | 65.84 | CP28 | CP28 | Circuit breaker size S0 for motor protection CLASS 10 A-release 0.7 ...1 A N-release 13 A screw terminal Standard switching capacity Multi-unit packaging Pack = 24 units | - | 0 | 0
3RV2021-0JA10-Z | W97 | 3RV2021-0JA10-ZW97 | 1 | UN | 1 | 5 | B | D | N | N | 85362010 | 12 | 4047621018201 | 0.349 | KG | 65.84 | 65.84 | CP28 | CP28 | Circuit breaker size S0 for motor protection CLASS 10 A-release 0.7 ...1 A N-release 13 A screw terminal Standard switching capacity Multi-unit packaging Pack = 12 units | - | 0 | 0
3RV2021-0JA10-Z | X95 | 3RV2021-0JA10-ZX95 | 1 | UN | 1 | 5 | B | D | N | N | 85362010 | 43 | 4011209928190 | 0.344 | KG | 65.84 | 65.84 | CP28 | CP28 | Circuit breaker size S0 for motor protection, Class 10 A-release 0.7...1 A N-release 13 A Screw terminal Standard switching capacity Reusable packaging Pack = 43 units | - | 0 | 0
3RV2021-0JA15 |  | 3RV2021-0JA15 | 1 | UN | 1 | 2 | A | D | N | N | 85362010 | 1 | 4047621003191 | 0.371 | KG | 81.61 | 81.61 | CP28 | CP28 | Circuit breaker size S0 for motor protection, CLASS 10 A-release 0.7...1 A N-release 13 A screw terminal Standard switching capacity with transverse auxiliary switches 1 NO+1 NC | - | 0 | 0
3RV2021-0JA20 |  | 3RV2021-0JA20 | 1 | UN | 1 | 2 | A | D | N | N | 85362010 | 1 | 4011209903029 | 0.395 | KG | 65.84 | 65.84 | CP28 | CP28 | Circuit breaker size S0 for motor protection, CLASS 10 A-release 0.7...1 A N-release 13 A Spring-type terminal Standard switching capacity | - | 0 | 0
3RV2021-0JA20-0BA0 |  | 3RV2021-0JA20-0BA0 | 1 | UN | 1 | 10 | C | D | N | N | 85362010 | 1 | 4047621054155 | 0.395 | KG | 96.9 | 96.9 | CP28 | CP28 | Special type Circuit breaker size S0 for motor protection, CLASS 10 A-release 0.7...1 A N-release 13 A Spring-type terminal Standard switching capacity Ambient temperature -50 Â°C 500 switching cycles | - | 0 | 0
3RV2021-0JA20-Z | X95 | 3RV2021-0JA20-ZX95 | 1 | UN | 1 | 5 | B | D | N | N | 85362010 | 35 | 4011209928206 | 0.395 | KG | 65.84 | 65.84 | CP28 | CP28 | Circuit breaker size S0 for motor protection, Class 10 A-release 0.7...1 A N-release 13 A Spring-type terminal Standard switching capacity Reusable packaging Pack = 35 units | - | 0 | 0
3RV2021-0JA25 |  | 3RV2021-0JA25 | 1 | UN | 1 | 5 | B | D | N | N | 85362010 | 1 | 4047621003344 | 0.412 | KG | 81.61 | 81.61 | CP28 | CP28 | Circuit breaker size S0 for motor protection, CLASS 10 A-release 0.7...1 A N-release 13 A Spring-type terminal Standard switching capacity with transverse auxiliary switches 1 NO+1 NC | - | 0 | 0
3RV2021-0KA10 |  | 3RV2021-0KA10 | 1 | UN | 1 | 2 | A | D | N | N | 85362010 | 1 | 4011209902831 | 0.35 | KG | 69.83 | 69.83 | CP28 | CP28 | Circuit breaker size S0 for motor protection, CLASS 10 A-release 0.9...1.25 A N-release 16 A screw terminal Standard switching capacity | - | 0 | 0
3RV2021-0KA15 |  | 3RV2021-0KA15 | 1 | UN | 1 | 2 | A | D | N | N | 85362010 | 1 | 4047621003207 | 0.37 | KG | 85.88 | 85.88 | CP28 | CP28 | Circuit breaker size S0 for motor protection, CLASS 10 A-release 0.9...1.25 A N-release 16 A screw terminal Standard switching capacity with transverse auxiliary switches 1 NO+1 NC | - | 0 | 0
3RV2021-0KA20 |  | 3RV2021-0KA20 | 1 | UN | 1 | 2 | A | D | N | N | 85362010 | 1 | 4011209903036 | 0.403 | KG | 69.83 | 69.83 | CP28 | CP28 | Circuit breaker size S0 for motor protection, CLASS 10 A-release 0.9...1.25 A N-release 16 A Spring-type terminal Standard switching capacity | - | 0 | 0
3RV2021-0KA20-Z | X95 | 3RV2021-0KA20-ZX95 | 1 | UN | 1 | 5 | B | D | N | N | 85362010 | 35 | 4011209928220 | 0.403 | KG | 69.83 | 69.83 | CP28 | CP28 | Circuit breaker size S0 for motor protection, Class 10 A-release 0.9...1.25 A N-release 16 A Spring-type terminal Standard switching capacity Reusable packaging Pack = 35 units | - | 0 | 0
3RV2021-0KA25 |  | 3RV2021-0KA25 | 1 | UN | 1 | 5 | B | D | N | N | 85362010 | 1 | 4047621003351 | 0.414 | KG | 85.88 | 85.88 | CP28 | CP28 | Circuit breaker size S0 for motor protection, CLASS 10 A-release 0.9...1.25 A N-release 16 A Spring-type terminal Standard switching capacity with transverse auxiliary switches 1 NO+1 NC | - | 0 | 0
3RV2021-1AA10 |  | 3RV2021-1AA10 | 1 | UN | 1 | 2 | A | D | N | N | 85362010 | 1 | 4011209902848 | 0.352 | KG | 69.83 | 69.83 | CP28 | CP28 | Circuit breaker size S0 for motor protection, CLASS 10 A-release 1.1...1.6 A N-release 21 A screw terminal Standard switching capacity | - | 0 | 0
3RV2021-1AA10-Z | W96 | 3RV2021-1AA10-ZW96 | 1 | UN | 1 | 5 | B | D | N | N | 85362010 | 24 | 4011209935662 | 0.193 | KG | 69.83 | 69.83 | CP28 | CP28 | Circuit breaker size S0 for motor protection, Class 10 A-release 1.1...1.6 A N-release 21 A Screw terminal Standard switching capacity Multi-unit packaging Pack = 24 units | - | 0 | 0
3RV2021-1AA15 |  | 3RV2021-1AA15 | 1 | UN | 1 | 2 | A | D | N | N | 85362010 | 1 | 4047621003214 | 0.364 | KG | 85.88 | 85.88 | CP28 | CP28 | Circuit breaker size S0 for motor protection, CLASS 10 A-release 1.1...1.6 A N-release 21 A screw terminal Standard switching capacity with transverse auxiliary switches 1 NO+1 NC | - | 0 | 0
3RV2021-1AA20 |  | 3RV2021-1AA20 | 1 | UN | 1 | 2 | A | D | N | N | 85362010 | 1 | 4011209903043 | 0.4 | KG | 69.83 | 69.83 | CP28 | CP28 | Circuit breaker size S0 for motor protection, CLASS 10 A-release 1.1...1.6 A N-release 21 A Spring-type terminal Standard switching capacity | - | 0 | 0
3RV2021-1AA20-0BA0 |  | 3RV2021-1AA20-0BA0 | 1 | UN | 1 | 10 | C | D | N | N | 85362010 | 1 | 4047621054148 | 0.4 | KG | 101.65 | 101.65 | CP28 | CP28 | Special type Circuit breaker size S0 for motor protection, CLASS 10 A-release 1.1...1.6 A N-release 21 A Spring-type terminal Standard switching capacity Ambient temperature -50 Â°C 500 switching cycles | - | 0 | 0
3RV2021-1AA20-Z | X95 | 3RV2021-1AA20-ZX95 | 1 | UN | 1 | 5 | B | D | N | N | 85362010 | 35 | 4011209928244 | 0.401 | KG | 69.83 | 69.83 | CP28 | CP28 | Circuit breaker size S0 for motor protection, Class 10 A-release 1.1...1.6 A N-release 21 A Spring-type terminal Standard switching capacity Reusable packaging Pack = 35 units | - | 0 | 0
3RV2021-1AA25 |  | 3RV2021-1AA25 | 1 | UN | 1 | 5 | B | D | N | N | 85362010 | 1 | 4047621003368 | 0.417 | KG | 85.88 | 85.88 | CP28 | CP28 | Circuit breaker size S0 for motor protection, CLASS 10 A-release 1.1...1.6 A N-release 21 A Spring-type terminal Standard switching capacity with transverse auxiliary switches 1 NO+1 NC | - | 0 | 0
3RV2021-1BA10 |  | 3RV2021-1BA10 | 1 | UN | 1 | 2 | A | D | N | N | 85362010 | 1 | 4011209902855 | 0.352 | KG | 73.06 | 73.06 | CP28 | CP28 | Circuit breaker size S0 for motor protection, CLASS 10 A-release 1.4...2 A N-release 26 A screw terminal Standard switching capacity | - | 0 | 0
3RV2021-1BA10-Z | W96 | 3RV2021-1BA10-ZW96 | 1 | UN | 1 | 5 | B | D | N | N | 85362010 | 24 |  | 0.193 | KG | 73.06 | 73.06 | CP28 | CP28 | Circuit breaker size S0 for motor protection, Class 10 A-release 1.4...2 A N-release 26 A Screw terminal Standard switching capacity Multi-unit packaging Pack = 24 units | - | 0 | 0
3RV2021-1BA10-Z | X95 | 3RV2021-1BA10-ZX95 | 1 | UN | 1 | 5 | B | D | N | N | 85362010 | 43 | 4011209928251 | 0.347 | KG | 73.06 | 73.06 | CP28 | CP28 | Circuit breaker size S0 for motor protection, Class 10 A-release 1.4...2 A N-release 26 A Screw terminal Standard switching capacity Reusable packaging Pack = 43 units | - | 0 | 0
3RV2021-1BA15 |  | 3RV2021-1BA15 | 1 | UN | 1 | 2 | A | D | N | N | 85362010 | 1 | 4047621003221 | 0.37 | KG | 89.02 | 89.02 | CP28 | CP28 | Circuit breaker size S0 for motor protection, CLASS 10 A-release 1.4...2 A N-release 26 A screw terminal Standard switching capacity with transverse auxiliary switches 1 NO+1 NC | - | 0 | 0
3RV2021-1BA20 |  | 3RV2021-1BA20 | 1 | UN | 1 | 2 | A | D | N | N | 85362010 | 1 | 4011209903050 | 0.402 | KG | 73.06 | 73.06 | CP28 | CP28 | Circuit breaker size S0 for motor protection, CLASS 10 A-release 1.4...2 A N-release 26 A Spring-type terminal Standard switching capacity | - | 0 | 0
3RV2021-1BA20-0BA0 |  | 3RV2021-1BA20-0BA0 | 1 | UN | 1 | 10 | C | D | N | N | 85362010 | 1 | 4047621054162 | 0.4 | KG | 104.5 | 104.5 | CP28 | CP28 | Special type Circuit breaker size S0 for motor protection, CLASS 10 A-release 1.4...2 A N-release 26 A Spring-type terminal Standard switching capacity Ambient temperature -50 Â°C 500 switching cycles | - | 0 | 0
3RV2021-1BA20-Z | X95 | 3RV2021-1BA20-ZX95 | 1 | UN | 1 | 5 | B | D | N | N | 85362010 | 35 | 4011209928268 | 0.402 | KG | 73.06 | 73.06 | CP28 | CP28 | Circuit breaker size S0 for motor protection, Class 10 A-release 1.4...2 A N-release 26 A Spring-type terminal Standard switching capacity Reusable packaging Pack = 35 units | - | 0 | 0
3RV2021-1BA25 |  | 3RV2021-1BA25 | 1 | UN | 1 | 5 | B | D | N | N | 85362010 | 1 | 4047621003375 | 0.417 | KG | 89.02 | 89.02 | CP28 | CP28 | Circuit breaker size S0 for motor protection, CLASS 10 A-release 1.4...2 A N-release 26 A Spring-type terminal Standard switching capacity with transverse auxiliary switches 1 NO+1 NC | - | 0 | 0
3RV2021-1CA10 |  | 3RV2021-1CA10 | 1 | UN | 1 | 2 | A | D | N | N | 85362010 | 1 | 4011209902862 | 0.35 | KG | 73.06 | 73.06 | CP28 | CP28 | Circuit breaker size S0 for motor protection, CLASS 10 A-release 1.8...2.5 A N-release 33 A screw terminal Standard switching capacity | - | 0 | 0
3RV2021-1CA10-Z | W96 | 3RV2021-1CA10-ZW96 | 1 | UN | 1 | 5 | B | D | N | N | 85362010 | 24 |  | 0.193 | KG | 73.06 | 73.06 | CP28 | CP28 | Circuit breaker size S0 for motor protection, Class 10 A-release 1.8...2.5 A N-release 33 A Screw terminal Standard switching capacity Multi-unit packaging Pack = 24 units | - | 0 | 0
3RV2021-1CA15 |  | 3RV2021-1CA15 | 1 | UN | 1 | 2 | A | D | N | N | 85362010 | 1 | 4047621003238 | 0.368 | KG | 89.02 | 89.02 | CP28 | CP28 | Circuit breaker size S0 for motor protection, CLASS 10 A-release 1.8...2.5 A N-release 33 A screw terminal Standard switching capacity with transverse auxiliary switches 1 NO+1 NC | - | 0 | 0
3RV2021-1CA20 |  | 3RV2021-1CA20 | 1 | UN | 1 | 2 | A | D | N | N | 85362010 | 1 | 4011209903067 | 0.402 | KG | 73.06 | 73.06 | CP28 | CP28 | Circuit breaker size S0 for motor protection, CLASS 10 A-release 1.8...2.5 A N-release 33 A Spring-type terminal Standard switching capacity | - | 0 | 0
3RV2021-1CA20-0BA0 |  | 3RV2021-1CA20-0BA0 | 1 | UN | 1 | 10 | C | D | N | N | 85362010 | 1 | 4047621049328 | 0.404 | KG | 104.5 | 104.5 | CP28 | CP28 | Special type Circuit breaker size S0 for motor protection, CLASS 10 A-release 1.8...2.5 A N-release 33 A Spring-type terminal Standard switching capacity Ambient temperature -50 Â°C 500 switching cycles | - | 0 | 0
3RV2021-1CA20-Z | X95 | 3RV2021-1CA20-ZX95 | 1 | UN | 1 | 5 | B | D | N | N | 85362010 | 35 | 4011209928282 | 0.402 | KG | 73.06 | 73.06 | CP28 | CP28 | Circuit breaker size S0 for motor protection, Class 10 A-release 1.8...2.5 A N-release 33 A Spring-type terminal Standard switching capacity Reusable packaging Pack = 35 units | - | 0 | 0
3RV2021-1CA25 |  | 3RV2021-1CA25 | 1 | UN | 1 | 5 | B | D | N | N | 85362010 | 1 | 4047621003382 | 0.418 | KG | 89.02 | 89.02 | CP28 | CP28 | Circuit breaker size S0 for motor protection, CLASS 10 A-release 1.8...2.5 A N-release 33 A Spring-type terminal Standard switching capacity with transverse auxiliary switches 1 NO+1 NC | - | 0 | 0
3RV2021-1DA10 |  | 3RV2021-1DA10 | 1 | UN | 1 | 2 | A | D | N | N | 85362010 | 1 | 4011209902923 | 0.35 | KG | 73.06 | 73.06 | CP28 | CP28 | Circuit breaker size S0 for motor protection, CLASS 10 A-release 2.2...3.2 A N release 42 A screw terminal Standard switching capacity | - | 0 | 0
3RV2021-1DA10-Z | W96 | 3RV2021-1DA10-ZW96 | 1 | UN | 1 | 5 | B | D | N | N | 85362010 | 24 | 4047621018157 | 0.193 | KG | 73.06 | 73.06 | CP28 | CP28 | Circuit breaker size S0 for motor protection, Class 10 A-release 2.2...3.2 A N release 42 A Screw terminal Standard switching capacity Multi-unit packaging Pack = 24 units | - | 0 | 0
3RV2021-1DA10-Z | W97 | 3RV2021-1DA10-ZW97 | 1 | UN | 1 | 5 | B | D | N | N | 85362010 | 12 | 4047621018164 | 0.366 | KG | 73.06 | 73.06 | CP28 | CP28 | Circuit breaker size S0 for motor protection CLASS 10 A-release 2.2...3.2 A N release 42 A screw terminal Standard switching capacity Multi-unit packaging Pack = 12 units | - | 0 | 0
3RV2021-1DA10-Z | X95 | 3RV2021-1DA10-ZX95 | 1 | UN | 1 | 2 | A | D | N | N | 85362010 | 43 | 4011209928299 | 0.34 | KG | 73.06 | 73.06 | CP28 | CP28 | Circuit breaker size S0 for motor protection, Class 10 A-release 2.2...3.2 A N release 42 A Screw terminal Standard switching capacity Reusable packaging Pack = 43 units | - | 0 | 0
3RV2021-1DA15 |  | 3RV2021-1DA15 | 1 | UN | 1 | 2 | A | D | N | N | 85362010 | 1 | 4047621003245 | 0.369 | KG | 89.02 | 89.02 | CP28 | CP28 | Circuit breaker size S0 for motor protection, CLASS 10 A-release 2.2...3.2 A N release 42 A screw terminal Standard switching capacity with transverse auxiliary switches 1 NO+1 NC | - | 0 | 0
3RV2021-1DA20 |  | 3RV2021-1DA20 | 1 | UN | 1 | 2 | A | D | N | N | 85362010 | 1 | 4011209902930 | 0.406 | KG | 73.06 | 73.06 | CP28 | CP28 | Circuit breaker size S0 for motor protection, CLASS 10 A-release 2.2...3.2 A N release 42 A Spring-type terminal Standard switching capacity | - | 0 | 0
3RV2021-1DA20-Z | X95 | 3RV2021-1DA20-ZX95 | 1 | UN | 1 | 5 | B | D | N | N | 85362010 | 35 | 4011209928305 | 0.41 | KG | 73.06 | 73.06 | CP28 | CP28 | Circuit breaker size S0 for motor protection, Class 10 A-release 2.2...3.2 A N release 42 A Spring-type terminal Standard switching capacity Reusable packaging Pack = 35 units | - | 0 | 0
3RV2021-1DA25 |  | 3RV2021-1DA25 | 1 | UN | 1 | 5 | B | D | N | N | 85362010 | 1 | 4047621003399 | 0.421 | KG | 89.02 | 89.02 | CP28 | CP28 | Circuit breaker size S0 for motor protection, CLASS 10 A-release 2.2...3.2 A N release 42 A Spring-type terminal Standard switching capacity with transverse auxiliary switches 1 NO+1 NC | - | 0 | 0
3RV2021-1EA10 |  | 3RV2021-1EA10 | 1 | UN | 1 | 2 | A | D | N | N | 85362010 | 1 | 4011209902916 | 0.351 | KG | 73.06 | 73.06 | CP28 | CP28 | Circuit breaker size S0 for motor protection, CLASS 10 A-release 2.8...4 A N release 52 A screw terminal Standard switching capacity | - | 0 | 0
3RV2021-1EA10-0DA0 |  | 3RV2021-1EA10-0DA0 | 1 | UN | 1 | 10 | C | D | EAR99 | N | 85362010 | 1 | 4047621073286 | 0.351 | KG | 97.85 | 97.85 | CP28 | CP28 | Circuit breaker size S0 for system protection without phase failure protection A-release 2.8...4 A Short-circuit release 52 A Screw terminal Standard switching capacity |  | 0 | 7
3RV2021-1EA10-Z | W96 | 3RV2021-1EA10-ZW96 | 1 | UN | 1 | 5 | B | D | N | N | 85362010 | 24 |  | 0.193 | KG | 73.06 | 73.06 | CP28 | CP28 | Circuit breaker size S0 for motor protection, Class 10 A-release 2.8...4 A N release 52 A Screw terminal Standard switching capacity Multi-unit packaging Pack = 24 units | - | 0 | 0
3RV2021-1EA15 |  | 3RV2021-1EA15 | 1 | UN | 1 | 2 | A | D | N | N | 85362010 | 1 | 4047621003252 | 0.368 | KG | 89.02 | 89.02 | CP28 | CP28 | Circuit breaker size S0 for motor protection, CLASS 10 A-release 2.8...4 A N release 52 A screw terminal Standard switching capacity with transverse auxiliary switches 1 NO+1 NC | - | 0 | 0
3RV2021-1EA20 |  | 3RV2021-1EA20 | 1 | UN | 1 | 2 | A | D | N | N | 85362010 | 1 | 4011209902947 | 0.4 | KG | 73.06 | 73.06 | CP28 | CP28 | Circuit breaker size S0 for motor protection, CLASS 10 A-release 2.8...4 A N release 52 A Spring-type terminal Standard switching capacity | - | 0 | 0
3RV2021-1EA20-0BA0 |  | 3RV2021-1EA20-0BA0 | 1 | UN | 1 | 0 | A | D | EAR99 | N | 85362010 | 1 |  | 0.4 | KG | 104.5 | 104.5 | CP28 | CP28 | CIRCUIT-BREAKER SZ S0, FOR MOTOR PROTECTION, CLASS 10, A-REL. 2.8...4A, N-REL. 52A SPRING-L. CONNECTION, STANDARD SW. CAPACITY | - | 0 | 0
3RV2021-1EA20-0DA0 |  | 3RV2021-1EA20-0DA0 | 1 | UN | 1 | 10 | C | D | EAR99 | N | 85362010 | 1 | 4047621073293 | 0.406 | KG | 97.85 | 97.85 | CP28 | CP28 | Circuit breaker size S0 for system protection without phase failure protection A trip unit 2.8...4 A N trip unit 52 A spring-type terminal standard switching capacity |  | 0 | 0
3RV2021-1EA20-Z | X95 | 3RV2021-1EA20-ZX95 | 1 | UN | 1 | 5 | B | D | N | N | 85362010 | 35 | 4011209928329 | 0.403 | KG | 73.06 | 73.06 | CP28 | CP28 | Circuit breaker size S0 for motor protection, Class 10 A-release 2.8...4 A N release 52 A Spring-type terminal Standard switching capacity Reusable packaging Pack = 35 units | - | 0 | 0
3RV2021-1EA25 |  | 3RV2021-1EA25 | 1 | UN | 1 | 5 | B | D | N | N | 85362010 | 1 | 4047621003405 | 0.419 | KG | 89.02 | 89.02 | CP28 | CP28 | Circuit breaker size S0 for motor protection, CLASS 10 A-release 2.8...4 A N release 52 A Spring-type terminal Standard switching capacity with transverse auxiliary switches 1 NO+1 NC | - | 0 | 0
3RV2021-1FA10 |  | 3RV2021-1FA10 | 1 | UN | 1 | 2 | A | D | N | N | 85362090 | 1 | 4011209902879 | 0.356 | KG | 73.06 | 73.06 | CP28 | CP28 | Circuit breaker size S0 for motor protection, CLASS 10 A-release 3.5...5 A N release 65 A screw terminal Standard switching capacity | - | 0 | 0
3RV2021-1FA10-Z | W96 | 3RV2021-1FA10-ZW96 | 1 | UN | 1 | 5 | B | D | N | N | 85362090 | 24 |  | 0.193 | KG | 73.06 | 73.06 | CP28 | CP28 | Circuit breaker size S0 for motor protection, Class 10 A release 3.5...5 A N release 65 A Screw terminal Standard switching capacity Multi-unit packaging Pack = 24 units | - | 0 | 0
3RV2021-1FA10-Z | W97 | 3RV2021-1FA10-ZW97 | 1 | UN | 1 | 5 | B | D | N | N | 85362090 | 12 | 4047621018171 | 0.372 | KG | 73.06 | 73.06 | CP28 | CP28 | Circuit breaker size S0 for motor protection CLASS 10 A-release 3.5...5 A N release 65 A screw terminal Standard switching capacity Multi-unit packaging Pack = 12 units | - | 0 | 0
3RV2021-1FA10-Z | X95 | 3RV2021-1FA10-ZX95 | 1 | UN | 1 | 5 | B | D | N | N | 85362090 | 43 | 4011209928336 | 0.351 | KG | 73.06 | 73.06 | CP28 | CP28 | Circuit breaker size S0 for motor protection, Class 10 A release 3.5...5 A N release 65 A Screw terminal Standard switching capacity Reusable packaging Pack = 43 units | - | 0 | 0
3RV2021-1FA15 |  | 3RV2021-1FA15 | 1 | UN | 1 | 2 | A | D | N | N | 85362010 | 1 | 4047621003269 | 0.373 | KG | 89.02 | 89.02 | CP28 | CP28 | Circuit breaker size S0 for motor protection, CLASS 10 A-release 3.5...5 A N release 65 A screw terminal Standard switching capacity with transverse auxiliary switches 1 NO+1 NC | - | 0 | 0
3RV2021-1FA20 |  | 3RV2021-1FA20 | 1 | UN | 1 | 2 | A | D | N | N | 85362010 | 1 | 4011209902954 | 0.408 | KG | 73.06 | 73.06 | CP28 | CP28 | Circuit breaker size S0 for motor protection, CLASS 10 A-release 3.5...5 A N release 65 A Spring-type terminal Standard switching capacity | - | 0 | 0
3RV2021-1FA20-Z | X95 | 3RV2021-1FA20-ZX95 | 1 | UN | 1 | 5 | B | D | N | N | 85362010 | 35 | 4011209928343 | 0.407 | KG | 73.06 | 73.06 | CP28 | CP28 | Circuit breaker size S0 for motor protection, Class 10 A release 3.5...5 A N release 65 A Spring-type terminal Standard switching capacity Reusable packaging Pack = 35 units | - | 0 | 0
3RV2021-1FA25 |  | 3RV2021-1FA25 | 1 | UN | 1 | 5 | B | D | N | N | 85362010 | 1 | 4047621003412 | 0.421 | KG | 89.02 | 89.02 | CP28 | CP28 | Circuit breaker size S0 for motor protection, CLASS 10 A-release 3.5...5 A N release 65 A Spring-type terminal Standard switching capacity with transverse auxiliary switches 1 NO+1 NC | - | 0 | 0
3RV2021-1GA10 |  | 3RV2021-1GA10 | 1 | UN | 1 | 2 | A | D | N | N | 85362090 | 1 | 4011209902886 | 0.355 | KG | 73.06 | 73.06 | CP28 | CP28 | Circuit breaker size S0 for motor protection, CLASS 10 A-release 4.5...6.3 A N-release 82 A screw terminal Standard switching capacity | - | 0 | 0
3RV2021-1GA10-Z | W96 | 3RV2021-1GA10-ZW96 | 1 | UN | 1 | 5 | B | D | N | N | 85362090 | 24 | 4011209929050 | 0.193 | KG | 73.06 | 73.06 | CP28 | CP28 | Circuit breaker size S0 for motor protection, CLASS 10 A-release 4.5...6.3 A N-release 82 A screw terminal Standard switching capacity Multi-unit packaging Pack = 24 units | - | 0 | 0
3RV2021-1GA10-Z | W97 | 3RV2021-1GA10-ZW97 | 1 | UN | 1 | 5 | B | D | N | N | 85362090 | 12 | 4047621018218 | 0.354 | KG | 73.06 | 73.06 | CP28 | CP28 | Circuit breaker size S0 for motor protection CLASS 10 A-release 4.5...6.3 A N-release 82 A screw terminal Standard switching capacity Multi-unit packaging Pack = 12 units | - | 0 | 0
3RV2021-1GA10-Z | X95 | 3RV2021-1GA10-ZX95 | 1 | UN | 1 | 5 | B | D | N | N | 85362090 | 43 | 4011209928350 | 0.358 | KG | 73.06 | 73.06 | CP28 | CP28 | Circuit breaker size S0 for motor protection, CLASS 10 A-release 4.5...6.3 A N-release 82 A screw terminal Standard switching capacity Reusable packaging Pack = 43 units | - | 0 | 0
3RV2021-1GA15 |  | 3RV2021-1GA15 | 1 | UN | 1 | 2 | A | D | N | N | 85362010 | 1 | 4047621003276 | 0.364 | KG | 89.02 | 89.02 | CP28 | CP28 | Circuit breaker size S0 for motor protection, CLASS 10 A-release 4.5...6.3 A N-release 82 A screw terminal Standard switching capacity with transverse auxiliary switches 1 NO+1 NC | - | 0 | 0
3RV2021-1GA20 |  | 3RV2021-1GA20 | 1 | UN | 1 | 2 | A | D | N | N | 85362010 | 1 | 4011209902961 | 0.42 | KG | 73.06 | 73.06 | CP28 | CP28 | Circuit breaker size S0 for motor protection, CLASS 10 A-release 4.5...6.3 A N-release 82 A Spring-type terminal Standard switching capacity | - | 0 | 0
3RV2021-1GA20-Z | X95 | 3RV2021-1GA20-ZX95 | 1 | UN | 1 | 5 | B | D | N | N | 85362010 | 35 | 4011209928367 | 0.385 | KG | 73.06 | 73.06 | CP28 | CP28 | Circuit breaker size S0 for motor protection, Class 10 A-release 4.5...6.3 A N-release 82 A Spring-type terminal Standard switching capacity Reusable packaging Pack = 35 units | - | 0 | 0
3RV2021-1GA25 |  | 3RV2021-1GA25 | 1 | UN | 1 | 5 | B | D | N | N | 85362010 | 1 | 4047621003429 | 0.428 | KG | 89.02 | 89.02 | CP28 | CP28 | Circuit breaker size S0 for motor protection, CLASS 10 A-release 4.5...6.3 A N-release 82 A Spring-type terminal Standard switching capacity with transverse auxiliary switches 1 NO+1 NC | - | 0 | 0
3RV2021-1HA10 |  | 3RV2021-1HA10 | 1 | UN | 1 | 2 | A | D | N | N | 85362090 | 1 | 4011209902893 | 0.356 | KG | 73.06 | 73.06 | CP28 | CP28 | Circuit breaker size S0 for motor protection, CLASS 10 A-release 5.5...8 A N-release 104 A screw terminal Standard switching capacity | - | 0 | 0
3RV2021-1HA10-Z | W96 | 3RV2021-1HA10-ZW96 | 1 | UN | 1 | 5 | B | D | N | N | 85362090 | 24 | 4011209935679 | 0.193 | KG | 73.06 | 73.06 | CP28 | CP28 | Circuit breaker size S0 for motor protection, Class 10 A-release 5.5...8 A N-release 104 A Screw terminal Standard switching capacity Multi-unit packaging Pack = 24 units | - | 0 | 0
3RV2021-1HA10-Z | W97 | 3RV2021-1HA10-ZW97 | 1 | UN | 1 | 5 | B | D | N | N | 85362090 | 12 | 4047621018225 | 0.464 | KG | 73.06 | 73.06 | CP28 | CP28 | Circuit breaker size S0 for motor protection CLASS 10 A-release 5.5...8 A N-release 104 A screw terminal Standard switching capacity Multi-unit packaging Pack = 12 units | - | 0 | 0
3RV2021-1HA10-Z | X95 | 3RV2021-1HA10-ZX95 | 1 | UN | 1 | 5 | B | D | N | N | 85362090 | 43 | 4011209928374 | 0.35 | KG | 73.06 | 73.06 | CP28 | CP28 | Circuit breaker size S0 for motor protection, Class 10 A-release 5.5...8 A N-release 104 A Screw terminal Standard switching capacity Reusable packaging Pack = 43 units | - | 0 | 0
3RV2021-1HA15 |  | 3RV2021-1HA15 | 1 | UN | 1 | 2 | A | D | N | N | 85362010 | 1 | 4047621003283 | 0.369 | KG | 89.02 | 89.02 | CP28 | CP28 | Circuit breaker size S0 for motor protection, CLASS 10 A-release 5.5...8 A N-release 104 A screw terminal Standard switching capacity with transverse auxiliary switches 1 NO+1 NC | - | 0 | 0
3RV2021-1HA20 |  | 3RV2021-1HA20 | 1 | UN | 1 | 2 | A | D | N | N | 85362010 | 1 | 4011209902978 | 0.408 | KG | 73.06 | 73.06 | CP28 | CP28 | Circuit breaker size S0 for motor protection, CLASS 10 A-release 5.5...8 A N-release 104 A Spring-type terminal Standard switching capacity | - | 0 | 0
3RV2021-1HA20-Z | X95 | 3RV2021-1HA20-ZX95 | 1 | UN | 1 | 5 | B | D | N | N | 85362010 | 35 | 4011209928381 | 0.412 | KG | 73.06 | 73.06 | CP28 | CP28 | Circuit breaker size S0 for motor protection, Class 10 A-release 5.5...8 A N-release 104 A Spring-type terminal Standard switching capacity Reusable packaging Pack = 35 units | - | 0 | 0
3RV2021-1HA25 |  | 3RV2021-1HA25 | 1 | UN | 1 | 5 | B | D | N | N | 85362010 | 1 | 4047621003436 | 0.415 | KG | 89.02 | 89.02 | CP28 | CP28 | Circuit breaker size S0 for motor protection, CLASS 10 A-release 5.5...8 A N-release 104 A Spring-type terminal Standard switching capacity with transverse auxiliary switches 1 NO+1 NC | - | 0 | 0
3RV2021-1JA10 |  | 3RV2021-1JA10 | 1 | UN | 1 | 2 | A | D | N | N | 85362090 | 1 | 4011209902909 | 0.358 | KG | 81.61 | 81.61 | CP28 | CP28 | Circuit breaker size S0 for motor protection, CLASS 10 A-release 7...10 A N release 130 A screw terminal Standard switching capacity | - | 0 | 0
3RV2021-1JA10-Z | W96 | 3RV2021-1JA10-ZW96 | 1 | UN | 1 | 5 | B | D | N | N | 85362090 | 24 | 4011209935686 | 0.193 | KG | 81.61 | 81.61 | CP28 | CP28 | Circuit breaker size S0 for motor protection, Class 10 A-release 7...10 A N release 130 A Screw terminal Standard switching capacity Multi-unit packaging Pack = 24 units | - | 0 | 0
3RV2021-1JA15 |  | 3RV2021-1JA15 | 1 | UN | 1 | 2 | A | D | N | N | 85362010 | 1 | 4047621003290 | 0.375 | KG | 97.85 | 97.85 | CP28 | CP28 | Circuit breaker size S0 for motor protection, CLASS 10 A-release 7...10 A N release 130 A screw terminal Standard switching capacity with transverse auxiliary switches 1 NO+1 NC | - | 0 | 0
3RV2021-1JA20 |  | 3RV2021-1JA20 | 1 | UN | 1 | 2 | A | D | N | N | 85362090 | 1 | 4011209902985 | 0.41 | KG | 81.61 | 81.61 | CP28 | CP28 | Circuit breaker size S0 for motor protection, CLASS 10 A-release 7...10 A N release 130 A Spring-type terminal Standard switching capacity | - | 0 | 0
3RV2021-1JA20-0BA0 |  | 3RV2021-1JA20-0BA0 | 1 | UN | 1 | 10 | C | D | N | N | 85362090 | 1 | 4047621049526 | 0.411 | KG | 112.1 | 112.1 | CP28 | CP28 | Special type Circuit breaker size S0 for motor protection, CLASS 10 A-release 7...10 A N release 130 A Spring-type terminal Standard switching capacity Ambient temperature -50 Â°C 500 switching cycles | - | 0 | 0
3RV2021-1JA20-Z | W96 | 3RV2021-1JA20-ZW96 | 1 | UN | 1 | 5 | B | D | N | N | 85362090 | 16 | 4047621028484 | 0.412 | KG | 81.61 | 81.61 | CP28 | CP28 | Circuit breaker size S0 for motor protection CLASS 10 A-release 7...10 A N release 130 A Spring-type terminal Standard switching capacity Multi-unit packaging Pack = 16 units | - | 0 | 0
3RV2021-1JA20-Z | X95 | 3RV2021-1JA20-ZX95 | 1 | UN | 1 | 5 | B | D | N | N | 85362090 | 35 | 4011209928404 | 0.414 | KG | 81.61 | 81.61 | CP28 | CP28 | Circuit breaker size S0 for motor protection, Class 10 A-release 7...10 A N release 130 A Spring-type terminal Standard switching capacity Reusable packaging Pack = 35 units | - | 0 | 0
3RV2021-1JA25 |  | 3RV2021-1JA25 | 1 | UN | 1 | 5 | B | D | N | N | 85362010 | 1 | 4047621003443 | 0.42 | KG | 97.85 | 97.85 | CP28 | CP28 | Circuit breaker size S0 for motor protection, CLASS 10 A-release 7...10 A N release 130 A Spring-type terminal Standard switching capacity with transverse auxiliary switches 1 NO+1 NC | - | 0 | 0
3RV2021-1KA10 |  | 3RV2021-1KA10 | 1 | UN | 1 | 2 | A | D | N | N | 85362090 | 1 | 4011209902138 | 0.355 | KG | 81.61 | 81.61 | CP28 | CP28 | Circuit breaker size S0 for motor protection, CLASS 10 A-release 9...12.5 A N-release 163 A screw terminal Standard switching capacity | - | 0 | 0
3RV2021-1KA10-Z | W96 | 3RV2021-1KA10-ZW96 | 1 | UN | 1 | 5 | B | D | N | N | 85362090 | 24 |  | 0.193 | KG | 81.61 | 81.61 | CP28 | CP28 | Circuit breaker size S0 for motor protection, Class 10 A-release 9...12 A N-release 163 A Screw terminal Standard switching capacity Multi-unit packaging Pack = 24 units | - | 0 | 0
3RV2021-1KA15 |  | 3RV2021-1KA15 | 1 | UN | 1 | 2 | A | D | N | N | 85362010 | 1 | 4047621003306 | 0.372 | KG | 97.85 | 97.85 | CP28 | CP28 | Circuit breaker size S0 for motor protection, CLASS 10 A-release 9...12.5 A N-release 163 A screw terminal Standard switching capacity with transverse auxiliary switches 1 NO+1 NC | - | 0 | 0
3RV2021-1KA20 |  | 3RV2021-1KA20 | 1 | UN | 1 | 2 | A | D | N | N | 85362010 | 1 | 4011209902992 | 0.407 | KG | 81.61 | 81.61 | CP28 | CP28 | Circuit breaker size S0 for motor protection, CLASS 10 A-release 9...12 A N-release 163 A Spring-type terminal Standard switching capacity | - | 0 | 0
3RV2021-1KA20-0BA0 |  | 3RV2021-1KA20-0BA0 | 1 | UN | 1 | 10 | C | D | N | N | 85362090 | 1 | 4047621031149 | 0.407 | KG | 113.05 | 113.05 | CP28 | CP28 | Special type Circuit breaker size S0 for motor protection, CLASS 10 A-release 9...12 A N-release 163 A Spring-type terminal Standard switching capacity Ambient temperature -50 Â°C 500 switching cycles | - | 0 | 0
3RV2021-1KA20-Z | X95 | 3RV2021-1KA20-ZX95 | 1 | UN | 1 | 5 | B | D | N | N | 85362010 | 35 | 4011209928428 | 0.407 | KG | 81.61 | 81.61 | CP28 | CP28 | Circuit breaker size S0 for motor protection, Class 10 A-release 9...12 A N-release 163 A Spring-type terminal Standard switching capacity Reusable packaging Pack = 35 units | - | 0 | 0
3RV2021-1KA25 |  | 3RV2021-1KA25 | 1 | UN | 1 | 5 | B | D | N | N | 85362010 | 1 | 4047621003450 | 0.42 | KG | 97.85 | 97.85 | CP28 | CP28 | Circuit breaker size S0 for motor protection, CLASS 10 A-release 9...12 A N-release 163 A Spring-type terminal Standard switching capacity with transverse auxiliary switches 1 NO+1 NC | - | 0 | 0
3RV2021-4AA10 |  | 3RV2021-4AA10 | 1 | UN | 1 | 1 | A | D | N | N | 85362090 | 1 | 4011209712515 | 0.365 | KG | 85.03 | 79.33 | CP28 | CP28 | Circuit breaker size S0 for motor protection, CLASS 10 A-release 10...16 A N-release 208 A screw terminal Standard switching capacity | Lista Papel 2020 SI | 0 | 0
3RV2021-4AA10-0DA0 |  | 3RV2021-4AA10-0DA0 | 1 | UN | 1 | 5 | B | D | N | N | 85362090 | 1 | 4011209893061 | 0.355 | KG | 110.2 | 110.2 | CP28 | CP28 | Circuit breaker size S0 for system protection without phase failure protection A-release 10...16 A N-release 208 A screw terminal Standard switching capacity | - | 0 | 0
3RV2021-4AA10-Z | W97 | 3RV2021-4AA10-ZW97 | 1 | UN | 1 | 5 | B | D | N | N | 85362090 | 12 | 4011209913905 | 0.193 | KG | 85.03 | 85.03 | CP28 | CP28 | Circuit breaker size S0 for motor protection, CLASS 10 A-release 10...16 A N-release 208 A screw terminal Standard switching capacity Multi-unit packaging Pack = 12 units | - | 0 | 0
3RV2021-4AA10-Z | X95 | 3RV2021-4AA10-ZX95 | 1 | UN | 1 | 2 | A | D | N | N | 85362090 | 43 | 4011209718395 | 0.368 | KG | 85.03 | 85.03 | CP28 | CP28 | Circuit breaker size S0 for motor protection, CLASS 10 A-release 10...16 A N-release 208 A screw terminal Standard switching capacity Reusable packaging Pack = 43 units | - | 0 | 0
3RV2021-4AA15 |  | 3RV2021-4AA15 | 1 | UN | 1 | 1 | A | D | N | N | 85362090 | 1 | 4011209841246 | 0.377 | KG | 101.65 | 95 | CP28 | CP28 | Circuit breaker size S0 for motor protection, CLASS 10 A-release 10...16 A N-release 208 A screw terminal Standard switching capacity with transverse auxiliary switches 1 NO+1 NC | Lista Papel 2020 SI | 0 | 0
3RV2021-4AA15-Z | W97 | 3RV2021-4AA15-ZW97 | 1 | UN | 1 | 5 | B | D | N | N | 85362010 | 12 | 4011209928435 | 0.193 | KG | 101.65 | 101.65 | CP28 | CP28 | Circuit breaker size S0 for motor protection, CLASS 10 A-release 10...16 A N-release 208 A screw terminal Standard switching capacity with transverse auxiliary switches 1 NO+1 NC Multi-unit packaging Pack = 12 units | - | 0 | 0
3RV2021-4AA15-Z | X95 | 3RV2021-4AA15-ZX95 | 1 | UN | 1 | 5 | B | D | EAR99 | N | 85362010 | 43 | 4011209917620 | 0.374 | KG | 101.65 | 101.65 | CP28 | CP28 | Circuit breaker size S0 for motor protection, CLASS 10 A-release 10...16 A N-release 208 A screw terminal Standard switching capacity with transverse auxiliary switches 1 NO+1 NC Reusable packaging Pack = 43 units | - | 0 | 0
3RV2021-4AA20 |  | 3RV2021-4AA20 | 1 | UN | 1 | 1 | A | D | N | N | 85362090 | 1 | 4011209724426 | 0.418 | KG | 85.03 | 79.33 | CP28 | CP28 | Circuit breaker size S0 for motor protection, CLASS 10 A-release 10...16 A N-release 208 A Spring-type terminal Standard switching capacity | Lista Papel 2020 SI | 0 | 0
3RV2021-4AA20-0BA0 |  | 3RV2021-4AA20-0BA0 | 1 | UN | 1 | 10 | C | D | EAR99 | N | 85362010 | 1 | 4047621013596 | 0.42 | KG | 116.85 | 116.85 | CP28 | CP28 | Special type Circuit breaker size S0 for motor protection, CLASS 10 A-release 10...16 A N-release 208 A Spring-type terminal Standard switching capacity Ambient temperature -50 Â°C 500 switching cycles | - | 0 | 0
3RV2021-4AA20-Z | W96 | 3RV2021-4AA20-ZW96 | 1 | UN | 1 | 1 | A | D | N | N | 85362090 | 16 | 4047621068268 | 0.434 | KG | 81.61 | 81.61 | CP28 | CP28 | Circuit breaker size S0 for motor protection, Class 10 A-release 10...16 A N-release 208 A spring-type terminal Standard switching capacity |  | 0 | 0
3RV2021-4AA20-Z | X95 | 3RV2021-4AA20-ZX95 | 1 | UN | 1 | 1 | A | D | N | N | 85362090 | 35 | 4011209724433 | 0.417 | KG | 81.61 | 81.61 | CP28 | CP28 | Circuit breaker size S0 for motor protection, Class 10 A-release 10...16 A N-release 208 A spring-type terminal Standard switching capacity |  | 0 | 0
3RV2021-4AA25 |  | 3RV2021-4AA25 | 1 | UN | 1 | 1 | A | D | N | N | 85362090 | 1 | 4011209841253 | 0.43 | KG | 101.65 | 95 | CP28 | CP28 | Circuit breaker size S0 for motor protection, CLASS 10 A-release 10...16 A N-release 208 A Spring-type terminal Standard switching capacity with transverse auxiliary switches 1 NO+1 NC | Lista Papel 2020 SI | 0 | 0
3RV2021-4AA25-Z | W96 | 3RV2021-4AA25-ZW96 | 1 | UN | 1 | 5 | B | D | N | N | 85362090 | 16 | 4047621030593 | 0.43 | KG | 101.65 | 101.65 | CP28 | CP28 | Circuit breaker size S0 for motor protection, CLASS 10 A-release 10...16 A N-release 208 A Spring-type terminal Standard switching capacity with transverse auxiliary switches 1 NO+1 NC Multi-unit packaging Pack = 16 units | - | 0 | 0
3RV2021-4AA25-Z | W97 | 3RV2021-4AA25-ZW97 | 1 | UN | 1 | 5 | B | D | N | N | 85362090 | 8 | 4047621030609 | 0.43 | KG | 101.65 | 101.65 | CP28 | CP28 | Circuit breaker size S0 for motor protection, CLASS 10 A-release 10...16 A N-release 208 A Spring-type terminal Standard switching capacity with transverse auxiliary switches 1 NO+1 NC Multi-unit packaging Pack = 8 units | - | 0 | 0
3RV2021-4AA25-Z | X95 | 3RV2021-4AA25-ZX95 | 1 | UN | 1 | 0 | A | D | EAR99 | N | 85362090 | 35 | 4047621030586 | 0.436 | KG | 101.65 | 101.65 | CP28 | CP28 | Circuit breaker size S0 for motor protection, CLASS 10 A-release 10...16 A N-release 208 A Spring-type terminal Standard switching capacity with transverse auxiliary switches 1 NO+1 NC Reusable packaging Pack = 35 units | - | 0 | 0
3RV2021-4AA40 |  | 3RV2021-4AA40 | 1 | UN | 1 | 5 | B | D | N | N | 85362090 | 1 | 4011209767126 | 0.369 | KG | 85.03 | 85.03 | CP28 | CP28 | Circuit breaker size S0 for motor protection, CLASS 10 A-release 10...16 A N-release 208 A ring cable lug connection Standard switching capacity | - | 0 | 0
3RV2021-4BA10 |  | 3RV2021-4BA10 | 1 | UN | 1 | 1 | A | D | N | N | 85362090 | 1 | 4011209712522 | 0.38 | KG | 85.03 | 82.65 | CP28 | CP28 | Circuit breaker size S0 for motor protection, CLASS 10 A-release 13...20 A N-release 260 A screw terminal Standard switching capacity | Lista Papel 2020 SI | 0 | 0
3RV2021-4BA10-0BA0 |  | 3RV2021-4BA10-0BA0 | 1 | UN | 1 | 5 | B | D | N | N | 85362090 | 1 | 4011209900103 | 0.36 | KG | 115.9 | 115.9 | CP28 | CP28 | Special type Circuit breaker size S0 for motor protection, CLASS 10 A-release 13...20 A N-release 260 A screw terminal Standard switching capacity Ambient temperature -50 Â°C 500 switching cycles | - | 0 | 0
3RV2021-4BA10-Z | W96 | 3RV2021-4BA10-ZW96 | 1 | UN | 1 | 5 | B | D | N | N | 85362090 | 24 | 4047621018973 | 0.193 | KG | 85.03 | 85.03 | CP28 | CP28 | Circuit breaker size S0 for motor protection, Class 10 A-release 13...20 A N-release 260 A Screw terminal Standard switching capacity Multi-unit packaging Pack = 24 units | - | 0 | 0
3RV2021-4BA10-Z | W97 | 3RV2021-4BA10-ZW97 | 1 | UN | 1 | 5 | B | D | N | N | 85362090 | 12 | 4047621018997 | 0.193 | KG | 85.03 | 85.03 | CP28 | CP28 | Circuit breaker size S0 for motor protection, Class 10 A-release 13...20 A N-release 260 A Screw terminal Standard switching capacity Multi-unit packaging Pack = 12 units | - | 0 | 0
3RV2021-4BA10-Z | X95 | 3RV2021-4BA10-ZX95 | 1 | UN | 1 | 5 | B | D | N | N | 85362090 | 43 | 4011209718401 | 0.354 | KG | 85.03 | 85.03 | CP28 | CP28 | Circuit breaker size S0 for motor protection, CLASS 10 A-release 13...20 A N-release 260 A screw terminal Standard switching capacity Reusable packaging Pack = 43 units | - | 0 | 0
3RV2021-4BA15 |  | 3RV2021-4BA15 | 1 | UN | 1 | 1 | A | D | N | N | 85362090 | 1 | 4011209841260 | 0.377 | KG | 101.65 | 98.8 | CP28 | CP28 | Circuit breaker size S0 for motor protection, CLASS 10 A-release 13...20 A N-release 260 A screw terminal Standard switching capacity with transverse auxiliary switches 1 NO+1 NC | Lista Papel 2020 SI | 0 | 0
3RV2021-4BA15-0BA0 |  | 3RV2021-4BA15-0BA0 | 1 | UN | 1 | 15 | C | D | EAR99 | N | 85362090 | 1 | 4047621069760 | 0.378 | KG | 133 | 133 | CP28 | CP28 | CIRCUIT-BREAKER SZ S0, FOR MOTOR PROTECTION, CLASS 10, A-RELEASE 13...20A, N-RELEASE 260A, SCREW CONNECTION, STANDARD SW. CAPACITY, W. TRANSVERSE AUX. SWITCH 1NO+1NC | - | 0 | 0
3RV2021-4BA15-Z | W97 | 3RV2021-4BA15-ZW97 | 1 | UN | 1 | 5 | B | D | N | N | 85362010 | 12 | 4011209928442 | 0.193 | KG | 101.65 | 101.65 | CP28 | CP28 | Circuit breaker size S0 for motor protection, CLASS 10 A-release 13...20 A N-release 260 A screw terminal Standard switching capacity with transverse auxiliary switches 1 NO+1 NC Multi-unit packaging Pack = 12 units | - | 0 | 0
3RV2021-4BA15-Z | X95 | 3RV2021-4BA15-ZX95 | 1 | UN | 1 | 5 | B | D | EAR99 | N | 85362010 | 43 | 4011209917637 | 0.369 | KG | 101.65 | 101.65 | CP28 | CP28 | Circuit breaker size S0 for motor protection, CLASS 10 A-release 13...20 A N-release 260 A screw terminal Standard switching capacity with transverse auxiliary switches 1 NO+1 NC Reusable packaging Pack = 43 units | - | 0 | 0
3RV2021-4BA20 |  | 3RV2021-4BA20 | 1 | UN | 1 | 1 | A | D | N | N | 85362090 | 1 | 4011209724440 | 0.41 | KG | 85.03 | 82.65 | CP28 | CP28 | Circuit breaker size S0 for motor protection, CLASS 10 A-release 13...20 A N-release 260 A Spring-type terminal Standard switching capacity | Lista Papel 2020 SI | 0 | 0
3RV2021-4BA25 |  | 3RV2021-4BA25 | 1 | UN | 1 | 1 | A | D | N | N | 85362090 | 1 | 4011209841277 | 0.427 | KG | 101.65 | 98.8 | CP28 | CP28 | Circuit breaker size S0 for motor protection, CLASS 10 A-release 13...20 A N-release 260 A Spring-type terminal Standard switching capacity with transverse auxiliary switches 1 NO+1 NC | Lista Papel 2020 SI | 0 | 0
3RV2021-4BA25-Z | W96 | 3RV2021-4BA25-ZW96 | 1 | UN | 1 | 5 | B | D | N | N | 85362090 | 16 | 4047621030630 | 0.425 | KG | 101.65 | 101.65 | CP28 | CP28 | Circuit breaker size S0 for motor protection, CLASS 10 A-release 13...20 A N-release 260 A Spring-type terminal Standard switching capacity with transverse auxiliary switches 1 NO+1 NC Multi-unit packaging Pack = 16 units | - | 0 | 0
3RV2021-4BA25-Z | W97 | 3RV2021-4BA25-ZW97 | 1 | UN | 1 | 5 | B | D | N | N | 85362090 | 8 | 4047621030647 | 0.425 | KG | 101.65 | 101.65 | CP28 | CP28 | Circuit breaker size S0 for motor protection, CLASS 10 A-release 13...20 A N-release 260 A Spring-type terminal Standard switching capacity with transverse auxiliary switches 1 NO+1 NC Multi-unit packaging Pack = 8 units | - | 0 | 0
3RV2021-4BA25-Z | X95 | 3RV2021-4BA25-ZX95 | 1 | UN | 1 | 0 | A | D | EAR99 | N | 85362090 | 35 | 4047621030623 | 0.456 | KG | 101.65 | 101.65 | CP28 | CP28 | Circuit breaker size S0 for motor protection, CLASS 10 A-release 13...20 A N-release 260 A Spring-type terminal Standard switching capacity with transverse auxiliary switches 1 NO+1 NC Reusable packaging Pack = 35 units | - | 0 | 0
3RV2021-4BA40 |  | 3RV2021-4BA40 | 1 | UN | 1 | 5 | B | D | N | N | 85362090 | 1 | 4011209767133 | 0.38 | KG | 85.03 | 85.03 | CP28 | CP28 | Circuit breaker size S0 for motor protection, CLASS 10 A-release 13...20 A N-release 260 A ring cable lug connection Standard switching capacity | - | 0 | 0
3RV2021-4CA10 |  | 3RV2021-4CA10 | 1 | UN | 1 | 1 | A | D | N | N | 85362090 | 1 | 4011209712539 | 0.362 | KG | 90.63 | 88.07 | CP28 | CP28 | Circuit breaker size S0 for motor protection, CLASS 10 A-release 16...22 A N-release 286 A screw terminal Standard switching capacity | Lista Papel 2020 SI | 0 | 0
3RV2021-4CA10-0BA0 |  | 3RV2021-4CA10-0BA0 | 1 | UN | 1 | 0 | A | D | EAR99 | N | 85362010 | 1 | 4047621008028 | 0.352 | KG | 121.6 | 121.6 | CP28 | CP28 | Special type Circuit breaker size S0 for motor protection, CLASS 10 A-release 16...22 A N-release 286 A screw terminal Standard switching capacity Ambient temperature -50 Â°C 500 switching cycles | - | 0 | 0
3RV2021-4CA10-Z | W96 | 3RV2021-4CA10-ZW96 | 1 | UN | 1 | 5 | B | D | N | N | 85362090 | 24 |  | 0.193 | KG | 90.63 | 90.63 | CP28 | CP28 | Circuit breaker size S0 for motor protection, Class 10 A-release 16...22 A N-release 286 A Screw terminal Standard switching capacity Multi-unit packaging Pack = 24 units | - | 0 | 0
3RV2021-4CA10-Z | W97 | 3RV2021-4CA10-ZW97 | 1 | UN | 1 | 5 | B | D | N | N | 85362090 | 12 | 4047621009827 | 4.296 | KG | 90.63 | 90.63 | CP28 | CP28 | Circuit breaker size S0 for motor protection, CLASS 10 A-release 16...22 A N-release 286 A screw terminal Standard switching capacity Multi-unit packaging Pack = 12 units | - | 0 | 0
3RV2021-4CA10-Z | X95 | 3RV2021-4CA10-ZX95 | 1 | UN | 1 | 5 | B | D | N | N | 85362090 | 43 | 4011209718418 | 0.362 | KG | 90.63 | 90.63 | CP28 | CP28 | Circuit breaker size S0 for motor protection, CLASS 10 A-release 16...22 A N-release 286 A screw terminal Standard switching capacity Reusable packaging Pack = 43 units | - | 0 | 0
3RV2021-4CA15 |  | 3RV2021-4CA15 | 1 | UN | 1 | 1 | A | D | N | N | 85362090 | 1 | 4011209841284 | 0.38 | KG | 107.35 | 104.5 | CP28 | CP28 | Circuit breaker size S0 for motor protection, CLASS 10 A-release 16...22 A N-release 286 A screw terminal Standard switching capacity with transverse auxiliary switches 1 NO+1 NC | Lista Papel 2020 SI | 0 | 0
3RV2021-4CA15-Z | X95 | 3RV2021-4CA15-ZX95 | 1 | UN | 1 | 5 | B | D | EAR99 | N | 85362010 | 43 | 4011209919839 | 0.36 | KG | 107.35 | 107.35 | CP28 | CP28 | Circuit breaker size S0 for motor protection, CLASS 10 A-release 16...22 A N-release 286 A screw terminal Standard switching capacity with transverse auxiliary switches 1 NO+1 NC Reusable packaging Pack = 43 units | - | 0 | 0
3RV2021-4CA20 |  | 3RV2021-4CA20 | 1 | UN | 1 | 1 | A | D | N | N | 85362090 | 1 | 4011209724464 | 0.413 | KG | 90.63 | 88.07 | CP28 | CP28 | Circuit breaker size S0 for motor protection, CLASS 10 A-release 16...22 A N-release 286 A Spring-type terminal Standard switching capacity | Lista Papel 2020 SI | 0 | 0
3RV2021-4CA25 |  | 3RV2021-4CA25 | 1 | UN | 1 | 1 | A | D | N | N | 85362090 | 1 | 4011209841291 | 0.429 | KG | 107.35 | 104.5 | CP28 | CP28 | Circuit breaker size S0 for motor protection, CLASS 10 A-release 16...22 A N-release 286 A Spring-type terminal Standard switching capacity with transverse auxiliary switches 1 NO+1 NC | Lista Papel 2020 SI | 0 | 0
3RV2021-4CA40 |  | 3RV2021-4CA40 | 1 | UN | 1 | 5 | B | D | N | N | 85362090 | 1 | 4011209767140 | 0.349 | KG | 90.63 | 90.63 | CP28 | CP28 | Circuit breaker size S0 for motor protection, CLASS 10 A-release 16...22 A N-release 286 A ring cable lug connection Standard switching capacity | - | 0 | 0
3RV2021-4DA10 |  | 3RV2021-4DA10 | 1 | UN | 1 | 1 | A | D | N | N | 85362090 | 1 | 4011209712546 | 0.371 | KG | 103.55 | 100.7 | CP28 | CP28 | Circuit breaker size S0 for motor protection, CLASS 10 A-release 18...25 A N-release 325 A Screw terminal Standard switching capacity | Lista Papel 2020 SI | 0 | 0
3RV2021-4DA10-0BA0 |  | 3RV2021-4DA10-0BA0 | 1 | UN | 1 | 5 | B | D | N | N | 85362090 | 1 | 4011209900134 | 0.37 | KG | 135.85 | 135.85 | CP28 | CP28 | Special type Circuit breaker size S0 for motor protection, CLASS 10 A-release 18...25 A N-release 325 A Screw terminal Standard switching capacity Ambient temperature -50 Â°C 500 switching cycles | - | 0 | 0
3RV2021-4DA10-0DA0 |  | 3RV2021-4DA10-0DA0 | 1 | UN | 1 | 10 | C | D | EAR99 | N | 85362090 | 1 | 4047621071763 | 0.37 | KG | 131.1 | 131.1 | CP28 | CP28 | Circuit breaker size S0 For system protection Without phase failure protection A-release 18...25 A Short-circuit release 325 A Screw terminal Standard switching capacity |  | 0 | 7
3RV2021-4DA10-Z | W96 | 3RV2021-4DA10-ZW96 | 1 | UN | 1 | 5 | B | D | N | N | 85362090 | 24 |  | 0.193 | KG | 103.55 | 103.55 | CP28 | CP28 | Circuit breaker size S0 for motor protection, Class 10 A-release 18...25 A N-release 325 A Screw terminal Standard switching capacity Multi-unit packaging Pack = 24 units | - | 0 | 0
3RV2021-4DA10-Z | W97 | 3RV2021-4DA10-ZW97 | 1 | UN | 1 | 5 | B | D | N | N | 85362090 | 12 | 4047621017594 | 0.365 | KG | 103.55 | 103.55 | CP28 | CP28 | Circuit breaker size S0 for motor protection CLASS 10 A-release 18...25 A N-release 325 A Screw terminal Standard switching capacity Multi-unit packaging Pack = 12 units | - | 0 | 0
3RV2021-4DA10-Z | X95 | 3RV2021-4DA10-ZX95 | 1 | UN | 1 | 5 | B | D | N | N | 85362090 | 43 | 4011209718425 | 0.366 | KG | 103.55 | 103.55 | CP28 | CP28 | Circuit breaker size S0 for motor protection, CLASS 10 A-release 18...25 A N-release 325 A Screw terminal Standard switching capacity Reusable packaging Pack = 43 units | - | 0 | 0
3RV2021-4DA15 |  | 3RV2021-4DA15 | 1 | UN | 1 | 1 | A | D | N | N | 85362090 | 1 | 4011209841307 | 0.383 | KG | 120.65 | 116.85 | CP28 | CP28 | Circuit breaker size S0 for motor protection, CLASS 10 A-release 18...25 A N-release 325 A Screw terminal Standard switching capacity with transverse auxiliary switches 1 NO+1 NC | Lista Papel 2020 SI | 0 | 0
3RV2021-4DA15-Z | W96 | 3RV2021-4DA15-ZW96 | 1 | UN | 1 | 5 | B | D | EAR99 | N | 85362010 | 24 | 4011209934269 | 0.193 | KG | 120.65 | 120.65 | CP28 | CP28 | Circuit breaker size S0 for motor protection, Class 10 A-release 18...25 A N-release 325 A Screw terminal Standard switching capacity with transverse auxiliary switches 1 NO+1 NC Multi-unit packaging Pack = 24 units | - | 0 | 0
3RV2021-4DA15-Z | W97 | 3RV2021-4DA15-ZW97 | 1 | UN | 1 | 5 | B | D | EAR99 | N | 85362010 | 12 |  | 0.193 | KG | 120.65 | 120.65 | CP28 | CP28 | Circuit breaker size S0 for motor protection, Class 10 A-release 18...25 A N-release 325 A Screw terminal Standard switching capacity with transverse auxiliary switches 1 NO+1 NC Multi-unit packaging Pack = 12 units | - | 0 | 0
3RV2021-4DA15-Z | X95 | 3RV2021-4DA15-ZX95 | 1 | UN | 1 | 5 | B | D | EAR99 | N | 85362010 | 43 | 4011209919815 | 0.38 | KG | 120.65 | 120.65 | CP28 | CP28 | Circuit breaker size S0 for motor protection, CLASS 10 A-release 18...25 A N-release 325 A Screw terminal Standard switching capacity with transverse auxiliary switches 1 NO+1 NC Reusable packaging Pack = 43 units | - | 0 | 0
3RV2021-4DA20 |  | 3RV2021-4DA20 | 1 | UN | 1 | 1 | A | D | N | N | 85362090 | 1 | 4011209724488 | 0.422 | KG | 103.55 | 100.7 | CP28 | CP28 | Circuit breaker size S0 for motor protection, CLASS 10 A-release 18...25 A N-release 325 A Spring-type terminal Standard switching capacity | Lista Papel 2020 SI | 0 | 0
3RV2021-4DA20-0BA0 |  | 3RV2021-4DA20-0BA0 | 1 | UN | 1 | 10 | C | D | EAR99 | N | 85362010 | 1 | 4047621013602 | 0.418 | KG | 135.85 | 135.85 | CP28 | CP28 | Special type Circuit breaker size S0 for motor protection, CLASS 10 A-release 18...25 A N-release 325 A Spring-type terminal Standard switching capacity Ambient temperature -50 Â°C 500 switching cycles | - | 0 | 0
3RV2021-4DA20-Z | X95 | 3RV2021-4DA20-ZX95 | 1 | UN | 1 | 5 | B | D | N | N | 85362090 | 35 | 4011209724495 | 0.403 | KG | 103.55 | 103.55 | CP28 | CP28 | Circuit breaker size S0 for motor protection, CLASS 10 A-release 18...25 A N-release 325 A Spring-type terminal Standard switching capacity Reusable packaging Pack = 35 units | - | 0 | 0
3RV2021-4DA25 |  | 3RV2021-4DA25 | 1 | UN | 1 | 1 | A | D | N | N | 85362090 | 1 | 4011209841314 | 0.437 | KG | 120.65 | 116.85 | CP28 | CP28 | Circuit breaker size S0 for motor protection, CLASS 10 A-release 18...25 A N-release 325 A Spring-type terminal Standard switching capacity with transverse auxiliary switches 1 NO+1 NC | Lista Papel 2020 SI | 0 | 0
3RV2021-4DA40 |  | 3RV2021-4DA40 | 1 | UN | 1 | 5 | B | D | N | N | 85362090 | 1 | 4011209767157 | 0.36 | KG | 103.55 | 103.55 | CP28 | CP28 | Circuit breaker size S0 for motor protection, CLASS 10 A-release 18...25 A N-release 325 A ring cable lug connection Standard switching capacity | - | 0 | 0
3RV2021-4EA10 |  | 3RV2021-4EA10 | 1 | UN | 1 | 1 | A | D | N | N | 85362090 | 1 | 4011209716254 | 0.38 | KG | 131.1 | 127.3 | CP28 | CP28 | Circuit breaker size S0 for motor protection, CLASS 10 A-release 27...32 A N-release 400 A screw terminal Standard switching capacity | Lista Papel 2020 SI | 0 | 0
3RV2021-4EA10-0BA0 |  | 3RV2021-4EA10-0BA0 | 1 | UN | 1 | 0 | A | D | EAR99 | N | 85362010 | 1 | 4047621003054 | 0.38 | KG | 162.45 | 162.45 | CP28 | CP28 | Special type Circuit breaker size S0 for motor protection, CLASS 10 A-release 27...32 A N-release 400 A screw terminal Standard switching capacity Ambient temperature -50 Â°C 500 switching cycles | - | 0 | 0
3RV2021-4EA10-0DA0 |  | 3RV2021-4EA10-0DA0 | 1 | UN | 1 | 5 | B | D | N | N | 85362090 | 1 | 4011209866829 | 0.38 | KG | 158.65 | 158.65 | CP28 | CP28 | Circuit breaker size S0 for system protection without phase failure protection A-release 27...32 A N-release 400 A screw terminal Standard switching capacity | - | 0 | 0
3RV2021-4EA10-Z | W96 | 3RV2021-4EA10-ZW96 | 1 | UN | 1 | 5 | B | D | N | N | 85362090 | 24 |  | 0.193 | KG | 131.1 | 131.1 | CP28 | CP28 | Circuit breaker size S0 for motor protection, Class 10 A-release 27...32 A N-release 400 A Screw terminal Standard switching capacity Multi-unit packaging Pack = 24 units | - | 0 | 0
3RV2021-4EA10-Z | W97 | 3RV2021-4EA10-ZW97 | 1 | UN | 1 | 5 | B | D | N | N | 85362090 | 12 | 4011209914216 | 0.193 | KG | 131.1 | 131.1 | CP28 | CP28 | Circuit breaker size S0 for motor protection, CLASS 10 A-release 27...32 A N-release 400 A screw terminal Standard switching capacity Multi-unit packaging Pack = 12 units | - | 0 | 0
3RV2021-4EA10-Z | X95 | 3RV2021-4EA10-ZX95 | 1 | UN | 1 | 5 | B | D | N | N | 85362090 | 43 | 4011209718449 | 0.376 | KG | 131.1 | 131.1 | CP28 | CP28 | Circuit breaker size S0 for motor protection, CLASS 10 A-release 27...32 A N-release 400 A screw terminal Standard switching capacity Reusable packaging Pack = 43 units | - | 0 | 0
3RV2021-4EA15 |  | 3RV2021-4EA15 | 1 | UN | 1 | 1 | A | D | N | N | 85362090 | 1 | 4011209841321 | 0.392 | KG | 147.25 | 143.45 | CP28 | CP28 | Circuit breaker size S0 for motor protection, CLASS 10 A-release 27...32 A N-release 400 A screw terminal Standard switching capacity with transverse auxiliary switches 1 NO+1 NC | Lista Papel 2020 SI | 0 | 0
3RV2021-4EA15-0BA0 |  | 3RV2021-4EA15-0BA0 | 1 | UN | 1 | 10 | C | D | N | N | 85362090 | 1 | 4011209900110 | 0.393 | KG | 178.6 | 178.6 | CP28 | CP28 | Special type Circuit breaker size S0 for motor protection, CLASS 10 A-release 27...32 A N-release 400 A screw terminal Standard switching capacity with transverse auxiliary switches 1 NO+1 NC Ambient temperature -50 Â°C 500 switching cycles | - | 0 | 0
3RV2021-4EA15-Z | X95 | 3RV2021-4EA15-ZX95 | 1 | UN | 1 | 0 | A | D | EAR99 | N | 85362010 | 43 | 4011209919846 | 0.385 | KG | 147.25 | 147.25 | CP28 | CP28 | Circuit breaker size S0 for motor protection, CLASS 10 A-release 27...32 A N-release 400 A screw terminal Standard switching capacity with transverse auxiliary switches 1 NO+1 NC Reusable packaging Pack = 43 units | - | 0 | 0
3RV2021-4EA20 |  | 3RV2021-4EA20 | 1 | UN | 1 | 1 | A | D | N | N | 85362090 | 1 | 4011209724525 | 0.43 | KG | 131.1 | 127.3 | CP28 | CP28 | Circuit breaker size S0 for motor protection, CLASS 10 A-release 27...32 A N-release 400 A Spring-type terminal Standard switching capacity | Lista Papel 2020 SI | 0 | 0
3RV2021-4EA25 |  | 3RV2021-4EA25 | 1 | UN | 1 | 1 | A | D | N | N | 85362090 | 1 | 4011209841338 | 0.446 | KG | 147.25 | 143.45 | CP28 | CP28 | Circuit breaker size S0 for motor protection, CLASS 10 A-release 27...32 A N-release 400 A Spring-type terminal Standard switching capacity with transverse auxiliary switches 1 NO+1 NC | Lista Papel 2020 SI | 0 | 0
3RV2021-4EA40 |  | 3RV2021-4EA40 | 1 | UN | 1 | 5 | B | D | N | N | 85362090 | 1 | 4011209748354 | 0.361 | KG | 131.1 | 131.1 | CP28 | CP28 | Circuit breaker size S0 for motor protection, CLASS 10 A-release 27...32 A N-release 400 A ring cable lug connection Standard switching capacity | - | 0 | 0