3SU1401-2BG50-1AA0-Z | X90 | 3SU1401-2BG50-1AA0-ZX90 | 1 | UN | 1 | 5 | B | D | N | N | 85369095 | 50 |  | 0.012 | KG | 9.88 | 9.88 | CP20 | CP20 | LED module with integrated LED 6-24 V AC/DC, blue, screw terminal, for floor mounting, Z=50-unit packaging | - | 0 | 0
3SU1401-2BG50-1AA0-Z | Y19 | 3SU1401-2BG50-1AA0-ZY19 | 1 | UN | 1 | 10 | C | D | N | N | 85369095 | 1 |  | 8 | G | 10.83 | 10.83 | CP20 | CP20 | LED module with integrated LED 6-24V AC/DC blue, screw terminal, for floor mounting Customer-specific selection with SIRIUS ACT configurator (CIN) | - | 0 | 0
3SU1401-2BG50-3AA0 |  | 3SU1401-2BG50-3AA0 | 1 | UN | 1 | 1 | A | D | N | N | 85369095 | 1 | 4011209938557 | 8 | G | 10.45 | 10.45 | CP20 | CP20 | LED module with integrated LED 6-24V AC/DC blue, spring-type terminal, for floor mounting | - | 0 | 0
3SU1401-2BG50-3AA0-Z | X90 | 3SU1401-2BG50-3AA0-ZX90 | 1 | UN | 1 | 5 | B | D | N | N | 85369095 | 50 |  | 0.009 | KG | 10.45 | 10.45 | CP20 | CP20 | LED module with integrated LED 6-24 V AC/DC, blue, spring-type terminal, for floor mounting, Z=50-unit packaging | - | 0 | 0
3SU1401-2BG50-3AA0-Z | Y19 | 3SU1401-2BG50-3AA0-ZY19 | 1 | UN | 1 | 10 | C | D | N | N | 85369095 | 1 |  | 8 | G | 11.4 | 11.4 | CP20 | CP20 | LED module with integrated LED 6-24V AC/DC blue, spring-type terminal, for floor mounting Customer-specific selection with SIRIUS ACT configurator (CIN) | - | 0 | 0
3SU1401-2BG60-1AA0 |  | 3SU1401-2BG60-1AA0 | 1 | UN | 1 | 1 | A | D | N | N | 85369095 | 1 | 4011209938397 | 12 | G | 9.88 | 9.88 | CP20 | CP20 | LED module with integrated LED 6-24V AC/DC white, screw terminal, for floor mounting | - | 0 | 0
3SU1401-2BG60-1AA0-Z | X90 | 3SU1401-2BG60-1AA0-ZX90 | 1 | UN | 1 | 5 | B | D | N | N | 85369095 | 50 |  | 0.01 | KG | 9.88 | 9.88 | CP20 | CP20 | LED module with integrated LED 6-24 V AC/DC, white, screw terminal, for floor mounting, Z=50-unit packaging | - | 0 | 0
3SU1401-2BG60-1AA0-Z | Y19 | 3SU1401-2BG60-1AA0-ZY19 | 1 | UN | 1 | 10 | C | D | N | N | 85369095 | 1 |  | 0.01 | KG | 10.83 | 10.83 | CP20 | CP20 | LED module with integrated LED 6-24V AC/DC white, screw terminal, for floor mounting Customer-specific selection with SIRIUS ACT configurator (CIN) | - | 0 | 0
3SU1401-2BG60-3AA0 |  | 3SU1401-2BG60-3AA0 | 1 | UN | 1 | 1 | A | D | N | N | 85369095 | 1 | 4011209938564 | 12 | G | 10.45 | 10.45 | CP20 | CP20 | LED module with integrated LED 6-24V AC/DC white, spring-type terminal, for floor mounting | - | 0 | 0
3SU1401-2BG60-3AA0-Z | X90 | 3SU1401-2BG60-3AA0-ZX90 | 1 | UN | 1 | 5 | B | D | N | N | 85369095 | 50 |  | 0.009 | KG | 10.45 | 10.45 | CP20 | CP20 | LED module with integrated LED 6-24 V AC/DC, white, spring-type terminal, for floor mounting, Z=50-unit packaging | - | 0 | 0
3SU1401-2BG60-3AA0-Z | Y19 | 3SU1401-2BG60-3AA0-ZY19 | 1 | UN | 1 | 10 | C | D | N | N | 85369095 | 1 |  | 12 | G | 11.4 | 11.4 | CP20 | CP20 | LED module with integrated LED 6-24V AC/DC white, spring-type terminal, for floor mounting Customer-specific selection with SIRIUS ACT configurator (CIN) | - | 0 | 0
3SU1401-2BH00-1AA0 |  | 3SU1401-2BH00-1AA0 | 1 | UN | 1 | 5 | B | D | N | N | 85369095 | 1 | 4011209944107 | 8 | G | 19.29 | 19.29 | CP20 | CP20 | LED module with integrated LED, 24-240 V AC/DC, amber, screw terminal, for floor mounting | - | 0 | 0
3SU1401-2BH00-1AA0-Z | X90 | 3SU1401-2BH00-1AA0-ZX90 | 1 | UN | 1 | 5 | B | D | N | N | 85369095 | 50 |  | 0.01 | KG | 19.29 | 19.29 | CP20 | CP20 | LED module with integrated LED 24-240 V AC/DC, amber, screw terminal, for floor mounting, Z=50-unit packaging | - | 0 | 0
3SU1401-2BH00-1AA0-Z | Y19 | 3SU1401-2BH00-1AA0-ZY19 | 1 | UN | 1 | 10 | C | D | N | N | 85369095 | 1 |  | 0.01 | KG | 20.24 | 20.24 | CP20 | CP20 | LED module with integrated LED, 24-240 V AC/DC, amber, screw terminal, for floor mounting Customer-specific selection with SIRIUS ACT configurator (CIN) | - | 0 | 0
3SU1401-2BH00-3AA0 |  | 3SU1401-2BH00-3AA0 | 1 | UN | 1 | 5 | B | D | N | N | 85369095 | 1 | 4011209944114 | 8 | G | 19 | 19 | CP20 | CP20 | LED module with integrated LED, 24-240 V AC/DC, amber, spring-type terminal, for floor mounting | - | 0 | 0
3SU1401-2BH00-3AA0-Z | X90 | 3SU1401-2BH00-3AA0-ZX90 | 1 | UN | 1 | 5 | B | D | N | N | 85369095 | 50 |  | 0.009 | KG | 19 | 19 | CP20 | CP20 | LED module with integrated LED 24-240 V AC/DC, amber, spring-type terminal, for floor mounting, Z=50-unit packaging | - | 0 | 0
3SU1401-2BH00-3AA0-Z | Y19 | 3SU1401-2BH00-3AA0-ZY19 | 1 | UN | 1 | 10 | C | D | N | N | 85369095 | 1 |  | 0.011 | KG | 19.95 | 19.95 | CP20 | CP20 | LED module with integrated LED, 24-240 V AC/DC, amber, spring-type terminal, for floor mounting Customer-specific selection with SIRIUS ACT configurator (CIN) | - | 0 | 0
3SU1401-2BH20-1AA0 |  | 3SU1401-2BH20-1AA0 | 1 | UN | 1 | 1 | A | D | N | N | 85369095 | 1 | 4011209938793 | 12 | G | 19.29 | 19.29 | CP20 | CP20 | LED module with integrated LED, 24-240 V AC/DC, red, screw terminal, for floor mounting | - | 0 | 0
3SU1401-2BH20-1AA0-Z | X90 | 3SU1401-2BH20-1AA0-ZX90 | 1 | UN | 1 | 5 | B | D | N | N | 85369095 | 50 |  | 0.01 | KG | 19.29 | 19.29 | CP20 | CP20 | LED module with integrated LED 24-240 V AC/DC, red, screw terminal, for floor mounting, Z=50-unit packaging | - | 0 | 0
3SU1401-2BH20-1AA0-Z | Y19 | 3SU1401-2BH20-1AA0-ZY19 | 1 | UN | 1 | 10 | C | D | N | N | 85369095 | 1 |  | 12 | G | 20.24 | 20.24 | CP20 | CP20 | LED module with integrated LED, 24-240 V AC/DC, red, screw terminal, for floor mounting Customer-specific selection with SIRIUS ACT configurator (CIN) | - | 0 | 0
3SU1401-2BH20-3AA0 |  | 3SU1401-2BH20-3AA0 | 1 | UN | 1 | 1 | A | D | N | N | 85369095 | 1 | 4011209938847 | 8 | G | 19 | 19 | CP20 | CP20 | LED module with integrated LED, 24-240 V AC/DC, red, spring-type terminal, for floor mounting | - | 0 | 0
3SU1401-2BH20-3AA0-Z | X90 | 3SU1401-2BH20-3AA0-ZX90 | 1 | UN | 1 | 5 | B | D | N | N | 85369095 | 50 | 4047621066530 | 0.009 | KG | 19 | 19 | CP20 | CP20 | LED module with integrated LED 24-240 V AC/DC, red, spring-type terminal, for floor mounting, Z=50-unit packaging | - | 0 | 0
3SU1401-2BH20-3AA0-Z | Y19 | 3SU1401-2BH20-3AA0-ZY19 | 1 | UN | 1 | 10 | C | D | N | N | 85369095 | 1 |  | 8 | G | 19.95 | 19.95 | CP20 | CP20 | LED module with integrated LED, 24-240 V AC/DC, red, spring-type terminal, for floor mounting Customer-specific selection with SIRIUS ACT configurator (CIN) | - | 0 | 0
3SU1401-2BH30-1AA0 |  | 3SU1401-2BH30-1AA0 | 1 | UN | 1 | 5 | B | D | N | N | 85369095 | 1 | 4011209938809 | 8 | G | 19.29 | 19.29 | CP20 | CP20 | LED module with integrated LED, 24-240 V AC/DC, yellow, screw terminal, for floor mounting | - | 0 | 0
3SU1401-2BH30-1AA0-Z | X90 | 3SU1401-2BH30-1AA0-ZX90 | 1 | UN | 1 | 5 | B | D | N | N | 85369095 | 50 |  | 0.02 | KG | 19.29 | 19.29 | CP20 | CP20 | LED module with integrated LED 24-240 V AC/DC, yellow, screw terminal, for floor mounting, Z=50-unit packaging | - | 0 | 0
3SU1401-2BH30-1AA0-Z | Y19 | 3SU1401-2BH30-1AA0-ZY19 | 1 | UN | 1 | 10 | C | D | N | N | 85369095 | 1 |  | 8 | G | 20.24 | 20.24 | CP20 | CP20 | LED module with integrated LED, 24-240 V AC/DC, yellow, screw terminal, for floor mounting Customer-specific selection with SIRIUS ACT configurator (CIN) | - | 0 | 0
3SU1401-2BH30-3AA0 |  | 3SU1401-2BH30-3AA0 | 1 | UN | 1 | 5 | B | D | N | N | 85369095 | 1 | 4011209938854 | 8 | G | 19 | 19 | CP20 | CP20 | LED module with integrated LED, 24-240 V AC/DC, yellow, spring-type terminal, for floor mounting | - | 0 | 0
3SU1401-2BH30-3AA0-Z | X90 | 3SU1401-2BH30-3AA0-ZX90 | 1 | UN | 1 | 5 | B | D | N | N | 85369095 | 50 | 4047621066547 | 0.009 | KG | 19 | 19 | CP20 | CP20 | LED module with integrated LED 24-240 V AC/DC, yellow, spring-type terminal, for floor mounting, Z=50-unit packaging | - | 0 | 0
3SU1401-2BH30-3AA0-Z | Y19 | 3SU1401-2BH30-3AA0-ZY19 | 1 | UN | 1 | 10 | C | D | N | N | 85369095 | 1 |  | 8 | G | 19.95 | 19.95 | CP20 | CP20 | LED module with integrated LED, 24-240 V AC/DC, yellow, spring-type terminal, for floor mounting Customer-specific selection with SIRIUS ACT configurator (CIN) | - | 0 | 0
3SU1401-2BH40-1AA0 |  | 3SU1401-2BH40-1AA0 | 1 | UN | 1 | 1 | A | D | N | N | 85369095 | 1 | 4011209938816 | 12 | G | 19.29 | 19.29 | CP20 | CP20 | LED module with integrated LED, 24-240 V AC/DC, green, screw terminal, for floor mounting | - | 0 | 0
3SU1401-2BH40-1AA0-Z | X90 | 3SU1401-2BH40-1AA0-ZX90 | 1 | UN | 1 | 5 | B | D | N | N | 85369095 | 50 |  | 0.012 | KG | 19.29 | 19.29 | CP20 | CP20 | LED module with integrated LED 24-240 V AC/DC, green, screw terminal, for floor mounting, Z=50-unit packaging | - | 0 | 0
3SU1401-2BH40-1AA0-Z | Y19 | 3SU1401-2BH40-1AA0-ZY19 | 1 | UN | 1 | 10 | C | D | N | N | 85369095 | 1 |  | 12 | G | 20.24 | 20.24 | CP20 | CP20 | LED module with integrated LED, 24-240 V AC/DC, green, screw terminal, for floor mounting Customer-specific selection with SIRIUS ACT configurator (CIN) | - | 0 | 0
3SU1401-2BH40-3AA0 |  | 3SU1401-2BH40-3AA0 | 1 | UN | 1 | 1 | A | D | N | N | 85369095 | 1 | 4011209938861 | 8 | G | 19 | 19 | CP20 | CP20 | LED module with integrated LED, 24-240 V AC/DC, green, spring-type terminal, for floor mounting | - | 0 | 0
3SU1401-2BH40-3AA0-Z | X90 | 3SU1401-2BH40-3AA0-ZX90 | 1 | UN | 1 | 5 | B | D | N | N | 85369095 | 50 | 4047621066554 | 0.009 | KG | 19 | 19 | CP20 | CP20 | LED module with integrated LED 24-240 V AC/DC, green, spring-type terminal, for floor mounting, Z=50-unit packaging | - | 0 | 0
3SU1401-2BH40-3AA0-Z | Y19 | 3SU1401-2BH40-3AA0-ZY19 | 1 | UN | 1 | 10 | C | D | N | N | 85369095 | 1 |  | 0.01 | KG | 19.95 | 19.95 | CP20 | CP20 | LED module with integrated LED, 24-240 V AC/DC, green, spring-type terminal, for floor mounting Customer-specific selection with SIRIUS ACT configurator (CIN) | - | 0 | 0
3SU1401-2BH50-1AA0 |  | 3SU1401-2BH50-1AA0 | 1 | UN | 1 | 1 | A | D | N | N | 85369095 | 1 | 4011209938823 | 8 | G | 19.29 | 19.29 | CP20 | CP20 | LED module with integrated LED, 24-240 V AC/DC, blue, screw terminal, for floor mounting | - | 0 | 0
3SU1401-2BH50-1AA0-Z | X90 | 3SU1401-2BH50-1AA0-ZX90 | 1 | UN | 1 | 5 | B | D | N | N | 85369095 | 50 |  | 0.011 | KG | 19.29 | 19.29 | CP20 | CP20 | LED module with integrated LED 24-240 V AC/DC, blue, screw terminal, for floor mounting, Z=50-unit packaging | - | 0 | 0
3SU1401-2BH50-1AA0-Z | Y19 | 3SU1401-2BH50-1AA0-ZY19 | 1 | UN | 1 | 10 | C | D | N | N | 85369095 | 1 |  | 8 | G | 20.24 | 20.24 | CP20 | CP20 | LED module with integrated LED, 24-240 V AC/DC, blue, screw terminal, for floor mounting Customer-specific selection with SIRIUS ACT configurator (CIN) | - | 0 | 0
3SU1401-2BH50-3AA0 |  | 3SU1401-2BH50-3AA0 | 1 | UN | 1 | 1 | A | D | N | N | 85369095 | 1 | 4011209938878 | 8 | G | 19 | 19 | CP20 | CP20 | LED module with integrated LED, 24-240 V AC/DC, blue, spring-type terminal, for floor mounting | - | 0 | 0
3SU1401-2BH50-3AA0-Z | X90 | 3SU1401-2BH50-3AA0-ZX90 | 1 | UN | 1 | 5 | B | D | N | N | 85369095 | 50 | 4047621066561 | 0.009 | KG | 19 | 19 | CP20 | CP20 | LED module with integrated LED 24-240 V AC/DC, blue, spring-type terminal, for floor mounting, Z=50-unit packaging | - | 0 | 0
3SU1401-2BH50-3AA0-Z | Y19 | 3SU1401-2BH50-3AA0-ZY19 | 1 | UN | 1 | 10 | C | D | N | N | 85369095 | 1 |  | 8 | G | 19.95 | 19.95 | CP20 | CP20 | LED module with integrated LED, 24-240 V AC/DC, blue, spring-type terminal, for floor mounting Customer-specific selection with SIRIUS ACT configurator (CIN) | - | 0 | 0
3SU1401-2BH60-1AA0 |  | 3SU1401-2BH60-1AA0 | 1 | UN | 1 | 1 | A | D | N | N | 85369095 | 1 | 4011209938830 | 12 | G | 19.29 | 19.29 | CP20 | CP20 | LED module with integrated LED, 24-240 V AC/DC, white, screw terminal, for floor mounting | - | 0 | 0
3SU1401-2BH60-1AA0-Z | X90 | 3SU1401-2BH60-1AA0-ZX90 | 1 | UN | 1 | 5 | B | D | N | N | 85369095 | 50 |  | 0.011 | KG | 19.29 | 19.29 | CP20 | CP20 | LED module with integrated LED 24-240 V AC/DC, white, screw terminal, for floor mounting, Z=50-unit packaging | - | 0 | 0
3SU1401-2BH60-1AA0-Z | Y19 | 3SU1401-2BH60-1AA0-ZY19 | 1 | UN | 1 | 10 | C | D | N | N | 85369095 | 1 |  | 12 | G | 20.24 | 20.24 | CP20 | CP20 | LED module with integrated LED, 24-240 V AC/DC, white, screw terminal, for floor mounting Customer-specific selection with SIRIUS ACT configurator (CIN) | - | 0 | 0
3SU1401-2BH60-3AA0 |  | 3SU1401-2BH60-3AA0 | 1 | UN | 1 | 1 | A | D | N | N | 85369095 | 1 | 4011209938885 | 12 | G | 19 | 19 | CP20 | CP20 | LED module with integrated LED, 24-240 V AC/DC, white, spring-type terminal, for floor mounting | - | 0 | 0
3SU1401-2BH60-3AA0-Z | X90 | 3SU1401-2BH60-3AA0-ZX90 | 1 | UN | 1 | 5 | B | D | N | N | 85369095 | 50 | 4047621066578 | 0.012 | KG | 19 | 19 | CP20 | CP20 | LED module with integrated LED 24-240 V AC/DC, white, spring-type terminal, for floor mounting, Z=50-unit packaging | - | 0 | 0
3SU1401-2BH60-3AA0-Z | Y19 | 3SU1401-2BH60-3AA0-ZY19 | 1 | UN | 1 | 10 | C | D | N | N | 85369095 | 1 |  | 12 | G | 19.95 | 19.95 | CP20 | CP20 | LED module with integrated LED, 24-240 V AC/DC, white, spring-type terminal, for floor mounting Customer-specific selection with SIRIUS ACT configurator (CIN) | - | 0 | 0
3SU1401-2EE20-6AA0 |  | 3SU1401-2EE20-6AA0 | 1 | UN | 1 | 5 | B | D | N | N | 85371098 | 1 | 4011209946576 | 0.043 | KG | 129.2 | 129.2 | CP20 | CP20 | AS-Interface module, 2 safe inputs, 1 LED, red, Spring-type terminal (Push-in), for floor mounting | adicionado Março 19 | 0 | 0
3SU1401-2EE20-6AA0-Z | Y19 | 3SU1401-2EE20-6AA0-ZY19 | 1 | UN | 1 | 10 | C | D | N | N | 85371098 | 1 |  | 0.042 | KG | 130.15 | 130.15 | CP20 | CP20 | AS-Interface module, 2 safe inputs, 1 LED, red, spring-type terminal (push-in), for floor mounting, customer-specific selection with SIRIUS ACT configurator (CIN) | adicionado Março 19 | 0 | 0
3SU1401-2EE60-6AA0 |  | 3SU1401-2EE60-6AA0 | 1 | UN | 1 | 5 | B | D | N | N | 85371098 | 1 | 4047621054582 | 0.044 | KG | 129.2 | 129.2 | CP20 | CP20 | AS-Interface module, 2 safe inputs, 1 LED, white, spring-type terminal (push-in) for floor mounting | adicionado Março 19 | 0 | 0
3SU1401-2EE60-6AA0-Z | Y19 | 3SU1401-2EE60-6AA0-ZY19 | 1 | UN | 1 | 10 | C | D | N | N | 85371098 | 1 |  | 0.044 | KG | 130.15 | 130.15 | CP20 | CP20 | AS-Interface module, 2 safe inputs, 1 LED, white, spring-type terminal (push-in), for floor mounting, customer-specific selection with SIRIUS ACT configurator (CIN) | adicionado Março 19 | 0 | 0
3SU1401-3BA00-5AA0 |  | 3SU1401-3BA00-5AA0 | 1 | UN | 1 | 5 | B | D | N | N | 85414010 | 1 | 4011209944275 | 0.004 | KG | 7.82 | 7.82 | CP20 | CP20 | LED module with integrated LED, amber, soldered connection, for use on printed circuit boards | - | 0 | 0
3SU1401-3BA00-5AA0-Z | X90 | 3SU1401-3BA00-5AA0-ZX90 | 1 | UN | 1 | 5 | B | D | N | N | 85369095 | 50 |  | 0.004 | KG | 7.82 | 7.82 | CP20 | CP20 | LED module with integrated LED amber, soldered connection, for use on printed circuit boards, Z=50-unit packaging | - | 0 | 0
3SU1401-3BA00-5AA0-Z | Y19 | 3SU1401-3BA00-5AA0-ZY19 | 1 | UN | 1 | 10 | C | D | N | N | 85414010 | 1 |  | 0.004 | KG | 8.77 | 8.77 | CP20 | CP20 | LED module with integrated LED, amber, soldered connection, for use on printed circuit boards Customer-specific selection with SIRIUS ACT configurator (CIN) | - | 0 | 0
3SU1401-3BA20-5AA0 |  | 3SU1401-3BA20-5AA0 | 1 | UN | 1 | 5 | B | D | N | N | 85414010 | 1 | 4011209938694 | 8 | G | 7.82 | 7.82 | CP20 | CP20 | LED module with integrated LED, red, soldered connection, for use on printed circuit boards | - | 0 | 0
3SU1401-3BA20-5AA0-Z | X90 | 3SU1401-3BA20-5AA0-ZX90 | 1 | UN | 1 | 5 | B | D | N | N | 85369095 | 50 |  | 0.004 | KG | 7.82 | 7.82 | CP20 | CP20 | LED module with integrated LED red, soldered connection, for use on printed circuit boards, Z=50-unit packaging | - | 0 | 0
3SU1401-3BA20-5AA0-Z | Y19 | 3SU1401-3BA20-5AA0-ZY19 | 1 | UN | 1 | 10 | C | D | N | N | 85414010 | 1 |  | 0.004 | KG | 8.77 | 8.77 | CP20 | CP20 | LED module with integrated LED, red, soldered connection, for use on printed circuit boards Customer-specific selection with SIRIUS ACT configurator (CIN) | - | 0 | 0
3SU1401-3BA30-5AA0 |  | 3SU1401-3BA30-5AA0 | 1 | UN | 1 | 5 | B | D | N | N | 85414010 | 1 | 4011209938700 | 0.004 | KG | 7.82 | 7.82 | CP20 | CP20 | LED module with integrated LED, yellow, soldered connection, for use on printed circuit boards | - | 0 | 0
3SU1401-3BA30-5AA0-Z | X90 | 3SU1401-3BA30-5AA0-ZX90 | 1 | UN | 1 | 5 | B | D | N | N | 85369095 | 50 |  | 0.004 | KG | 7.82 | 7.82 | CP20 | CP20 | LED module with integrated LED yellow, soldered connection, for use on printed circuit boards, Z=50-unit packaging | - | 0 | 0
3SU1401-3BA30-5AA0-Z | Y19 | 3SU1401-3BA30-5AA0-ZY19 | 1 | UN | 1 | 10 | C | D | N | N | 85414010 | 1 |  | 0.004 | KG | 8.77 | 8.77 | CP20 | CP20 | LED module with integrated LED, yellow, soldered connection, for use on printed circuit boards Customer-specific selection with SIRIUS ACT configurator (CIN) | - | 0 | 0
3SU1401-3BA40-5AA0 |  | 3SU1401-3BA40-5AA0 | 1 | UN | 1 | 3 | B | D | N | N | 85414010 | 1 | 4011209938717 | 0.004 | KG | 7.82 | 7.82 | CP20 | CP20 | LED module with integrated LED, green, soldered connection, for use on printed circuit boards | - | 0 | 0
3SU1401-3BA40-5AA0-Z | X90 | 3SU1401-3BA40-5AA0-ZX90 | 1 | UN | 1 | 5 | B | D | N | N | 85369095 | 50 |  | 0.003 | KG | 7.82 | 7.82 | CP20 | CP20 | LED module with integrated LED green, soldered connection, for use on printed circuit boards, Z=50-unit packaging | - | 0 | 0
3SU1401-3BA40-5AA0-Z | Y19 | 3SU1401-3BA40-5AA0-ZY19 | 1 | UN | 1 | 10 | C | D | N | N | 85414010 | 1 |  | 0.003 | KG | 8.77 | 8.77 | CP20 | CP20 | LED module with integrated LED, green, soldered connection, for use on printed circuit boards Customer-specific selection with SIRIUS ACT configurator (CIN) | - | 0 | 0
3SU1401-3BA50-5AA0 |  | 3SU1401-3BA50-5AA0 | 1 | UN | 1 | 5 | B | D | N | N | 85414010 | 1 | 4011209938724 | 8 | G | 7.82 | 7.82 | CP20 | CP20 | LED module with integrated LED, blue, soldered connection, for use on printed circuit boards | - | 0 | 0
3SU1401-3BA50-5AA0-Z | X90 | 3SU1401-3BA50-5AA0-ZX90 | 1 | UN | 1 | 5 | B | D | N | N | 85369095 | 50 |  | 0.004 | KG | 7.82 | 7.82 | CP20 | CP20 | LED module with integrated LED blue, soldered connection, for use on printed circuit boards, Z=50-unit packaging | - | 0 | 0
3SU1401-3BA50-5AA0-Z | Y19 | 3SU1401-3BA50-5AA0-ZY19 | 1 | UN | 1 | 10 | C | D | N | N | 85414010 | 1 |  | 0.004 | KG | 8.77 | 8.77 | CP20 | CP20 | LED module with integrated LED, blue, soldered connection, for use on printed circuit boards Customer-specific selection with SIRIUS ACT configurator (CIN) | - | 0 | 0
3SU1401-3BA60-5AA0 |  | 3SU1401-3BA60-5AA0 | 1 | UN | 1 | 3 | B | D | N | N | 85414010 | 1 | 4011209938731 | 0.004 | KG | 7.82 | 7.82 | CP20 | CP20 | LED module with integrated LED, white, soldered connection, for use on printed circuit boards | - | 0 | 0
3SU1401-3BA60-5AA0-Z | X90 | 3SU1401-3BA60-5AA0-ZX90 | 1 | UN | 1 | 5 | B | D | N | N | 85369095 | 50 |  | 0.004 | KG | 7.82 | 7.82 | CP20 | CP20 | LED module with integrated LED white, soldered connection, for use on printed circuit boards, Z=50-unit packaging | - | 0 | 0
3SU1401-3BA60-5AA0-Z | Y19 | 3SU1401-3BA60-5AA0-ZY19 | 1 | UN | 1 | 10 | C | D | N | N | 85414010 | 1 |  | 0.004 | KG | 8.77 | 8.77 | CP20 | CP20 | LED module with integrated LED, white, soldered connection, for use on printed circuit boards Customer-specific selection with SIRIUS ACT configurator (CIN) | - | 0 | 0
3SU1500-0AA10-0AA0 |  | 3SU1500-0AA10-0AA0 | 1 | UN | 1 | 1 | A | D | N | N | 85389099 | 5 | 4011209947726 | 0.025 | KG | 2.19 | 2.19 | CP20 | CP20 | Holder for 3 modules, plastic, Minimum order quantity 5 or a multiple thereof | - | 0 | 0
3SU1500-0AA10-0AA0-Z | X01 | 3SU1500-0AA10-0AA0-ZX01 | 1 | UN | 1 | 1 | A | D | N | N | 85389099 | 1 | 4047621072425 | 0.024 | KG | 2.41 | 2.41 | CP20 | CP20 | Holder for 3 modules, plastic, Z = minimum order quantity 1 or a multiple thereof |  | 0 | 0
3SU1500-0AA10-0AA0-Z | X90 | 3SU1500-0AA10-0AA0-ZX90 | 1 | UN | 1 | 5 | B | D | N | N | 85389099 | 100 | 4047621011448 | 0.025 | KG | 2.19 | 2.19 | CP20 | CP20 | Holder for 3 modules, plastic, Z=100-unit packaging | - | 0 | 0
3SU1500-0BA10-0AA0 |  | 3SU1500-0BA10-0AA0 | 1 | UN | 1 | 1 | A | D | N | N | 85389099 | 1 | 4011209954205 | 0.035 | KG | 3.36 | 3.36 | CP20 | CP20 | Holder for 4 modules, plastic, for selector switch with 4 switch positions and for coordinate switch | - | 0 | 0
3SU1500-0BA10-0AA0-Z | X90 | 3SU1500-0BA10-0AA0-ZX90 | 1 | UN | 1 | 5 | B | D | N | N | 85389099 | 100 | 4047621047324 | 0.035 | KG | 3.36 | 3.36 | CP20 | CP20 | Holder for 4 modules, plastic, Z=100-unit packaging | - | 0 | 0
3SU1500-0CA10-0AA0 |  | 3SU1500-0CA10-0AA0 | 1 | UN | 1 | 6 | C | D | N | N | 85389099 | 1 | 4047621064185 | 0.025 | KG | 2 | 2 | CP20 | CP20 | Holder for 3 modules, plastic |  | 0 | 7
3SU1500-1AA10-1BA0 |  | 3SU1500-1AA10-1BA0 | 1 | UN | 1 | 1 | A | D | N | N | 85365080 | 1 | 4011209963559 | 0.033 | KG | 7.58 | 7.58 | CP20 | CP20 | Holder for 3 modules, plastic, 1 NO, screw terminal | - | 0 | 0
3SU1500-1AA10-1CA0 |  | 3SU1500-1AA10-1CA0 | 1 | UN | 1 | 1 | A | D | N | N | 85365080 | 1 | 4011209963566 | 0.034 | KG | 7.58 | 7.58 | CP20 | CP20 | Holder for 3 modules, plastic, 1 NC, screw terminal | - | 0 | 0
3SU1500-1AA10-1FA0 |  | 3SU1500-1AA10-1FA0 | 1 | UN | 1 | 3 | B | D | N | N | 85365080 | 1 | 4011209963580 | 0.04 | KG | 10.93 | 10.93 | CP20 | CP20 | Holder for 3 modules, plastic, 1 NO+1 NC, screw terminal | - | 0 | 0
3SU1500-1AA10-1LA0 |  | 3SU1500-1AA10-1LA0 | 1 | UN | 1 | 3 | B | D | N | N | 85365080 | 1 | 4011209963597 | 0.056 | KG | 19.38 | 19.38 | CP20 | CP20 | Holder for 3 modules, plastic, 1 NO+1 NC, 1 NO+1 NC, screw terminal | - | 0 | 0
3SU1500-1AA10-1NA0 |  | 3SU1500-1AA10-1NA0 | 1 | UN | 1 | 3 | B | D | N | N | 85365080 | 1 | 4011209963573 | 0.042 | KG | 12.73 | 12.73 | CP20 | CP20 | Holder for 3 modules, plastic, 1 NO, 1 NO, screw terminal | - | 0 | 0
3SU1500-1AA10-1PA0 |  | 3SU1500-1AA10-1PA0 | 1 | UN | 1 | 3 | B | D | N | N | 85365080 | 1 | 4047621015248 | 0.04 | KG | 12.73 | 12.73 | CP20 | CP20 | Holder for 3 modules, plastic, 1 NC, 1 NC, screw terminal | - | 0 | 0
3SU1501-1AG00-1BA0 |  | 3SU1501-1AG00-1BA0 | 1 | UN | 1 | 3 | B | D | N | N | 85365080 | 1 | 4011209963658 | 0.053 | KG | 15.58 | 15.58 | CP20 | CP20 | Holder for 3 modules, plastic, 1 NO, LED module, amber, 6-24 V AC/DC, screw terminal | - | 0 | 0
3SU1501-1AG00-1CA0 |  | 3SU1501-1AG00-1CA0 | 1 | UN | 1 | 3 | B | D | N | N | 85365080 | 1 | 4011209963665 | 0.038 | KG | 15.58 | 15.58 | CP20 | CP20 | Holder for 3 modules, plastic, 1 NC, LED module, amber, 6-24 V AC/DC, screw terminal | - | 0 | 0
3SU1501-1AG00-1FA0 |  | 3SU1501-1AG00-1FA0 | 1 | UN | 1 | 3 | B | D | N | N | 85365080 | 1 | 4011209964204 | 0.048 | KG | 18.81 | 18.81 | CP20 | CP20 | Holder for 3 modules, plastic, 1 NO+1 NC, LED module, amber, 6-24 V AC/DC, screw terminal | - | 0 | 0
3SU1501-1AG00-1LA0 |  | 3SU1501-1AG00-1LA0 | 1 | UN | 1 | 3 | B | D | N | N | 85365080 | 1 | 4011209964211 | 0.065 | KG | 27.27 | 27.27 | CP20 | CP20 | Holder for 3 modules, plastic, 1 NO+1 NC, 1 NO+1 NC, LED module, amber, 6-24 V AC/DC, screw terminal | - | 0 | 0
3SU1501-1AG00-1NA0 |  | 3SU1501-1AG00-1NA0 | 1 | UN | 1 | 3 | B | D | N | N | 85365080 | 1 | 4011209963672 | 0.05 | KG | 20.71 | 20.71 | CP20 | CP20 | Holder for 3 modules, plastic, 1 NO, 1 NO, LED module, amber, 6-24 V AC/DC, screw terminal | - | 0 | 0
3SU1501-1AG20-1BA0 |  | 3SU1501-1AG20-1BA0 | 1 | UN | 1 | 3 | B | D | N | N | 85365080 | 1 | 4011209964228 | 0.04 | KG | 15.58 | 15.58 | CP20 | CP20 | Holder for 3 modules, plastic, 1 NO, LED module, red, 6-24 V AC/DC, screw terminal | - | 0 | 0
3SU1501-1AG20-1CA0 |  | 3SU1501-1AG20-1CA0 | 1 | UN | 1 | 3 | B | D | N | N | 85365080 | 1 | 4011209964235 | 0.06 | KG | 15.58 | 15.58 | CP20 | CP20 | Holder for 3 modules, plastic, 1 NC, LED module, red, 6-24 V AC/DC, screw terminal | - | 0 | 0
3SU1501-1AG20-1FA0 |  | 3SU1501-1AG20-1FA0 | 1 | UN | 1 | 3 | B | D | N | N | 85365080 | 1 | 4011209964259 | 0.04 | KG | 18.81 | 18.81 | CP20 | CP20 | Holder for 3 modules, plastic, 1 NO+1 NC, LED module, red, 6-24 V AC/DC, screw terminal | - | 0 | 0
3SU1501-1AG20-1LA0 |  | 3SU1501-1AG20-1LA0 | 1 | UN | 1 | 3 | B | D | N | N | 85365080 | 1 | 4011209964266 | 0.064 | KG | 27.27 | 27.27 | CP20 | CP20 | Holder for 3 modules, plastic, 1 NO+1 NC, 1 NO+1 NC, LED module, red, 6-24 V AC/DC, screw terminal | - | 0 | 0
3SU1501-1AG20-1NA0 |  | 3SU1501-1AG20-1NA0 | 1 | UN | 1 | 3 | B | D | N | N | 85365080 | 1 | 4011209964242 | 0.046 | KG | 20.71 | 20.71 | CP20 | CP20 | Holder for 3 modules, plastic, 1 NO, 1 NO, LED module, red, 6-24 V AC/DC, screw terminal | - | 0 | 0
3SU1501-1AG30-1BA0 |  | 3SU1501-1AG30-1BA0 | 1 | UN | 1 | 3 | B | D | N | N | 85365080 | 1 | 4011209964273 | 0.04 | KG | 15.58 | 15.58 | CP20 | CP20 | Holder for 3 modules, plastic, 1 NO, LED module, yellow, 6-24 V AC/DC, screw terminal | - | 0 | 0
3SU1501-1AG30-1CA0 |  | 3SU1501-1AG30-1CA0 | 1 | UN | 1 | 3 | B | D | N | N | 85365080 | 1 | 4011209964280 | 0.039 | KG | 15.58 | 15.58 | CP20 | CP20 | Holder for 3 modules, plastic, 1 NC, LED module, yellow, 6-24 V AC/DC, screw terminal | - | 0 | 0
3SU1501-1AG30-1FA0 |  | 3SU1501-1AG30-1FA0 | 1 | UN | 1 | 3 | B | D | N | N | 85365080 | 1 | 4011209964303 | 0.06 | KG | 18.81 | 18.81 | CP20 | CP20 | Holder for 3 modules, plastic, 1 NO+1 NC, LED module, yellow, 6-24 V AC/DC, screw terminal | - | 0 | 0
3SU1501-1AG30-1LA0 |  | 3SU1501-1AG30-1LA0 | 1 | UN | 1 | 3 | B | D | N | N | 85365080 | 1 | 4011209964310 | 0.073 | KG | 27.27 | 27.27 | CP20 | CP20 | Holder for 3 modules, plastic, 1 NO+1 NC, 1 NO+1 NC, LED module, yellow, 6-24 V AC/DC, screw terminal | - | 0 | 0
3SU1501-1AG30-1NA0 |  | 3SU1501-1AG30-1NA0 | 1 | UN | 1 | 3 | B | D | N | N | 85365080 | 1 | 4011209964297 | 0.056 | KG | 20.71 | 20.71 | CP20 | CP20 | Holder for 3 modules, plastic, 1 NO, 1 NO, LED module, yellow, 6-24 V AC/DC, screw terminal | - | 0 | 0
3SU1501-1AG40-1BA0 |  | 3SU1501-1AG40-1BA0 | 1 | UN | 1 | 3 | B | D | N | N | 85365080 | 1 | 4011209964327 | 0.04 | KG | 15.58 | 15.58 | CP20 | CP20 | Holder for 3 modules, plastic, 1 NO, LED module, green, 6-24 V AC/DC, screw terminal | - | 0 | 0
3SU1501-1AG40-1CA0 |  | 3SU1501-1AG40-1CA0 | 1 | UN | 1 | 3 | B | D | N | N | 85365080 | 1 | 4011209964334 | 0.04 | KG | 15.58 | 15.58 | CP20 | CP20 | Holder for 3 modules, plastic, 1 NC, LED module, green, 6-24 V AC/DC, screw terminal | - | 0 | 0
3SU1501-1AG40-1FA0 |  | 3SU1501-1AG40-1FA0 | 1 | UN | 1 | 3 | B | D | N | N | 85365080 | 1 | 4011209964358 | 0.048 | KG | 18.81 | 18.81 | CP20 | CP20 | Holder for 3 modules, plastic, 1 NO+1 NC, LED module, green, 6-24 V AC/DC, screw terminal | - | 0 | 0
3SU1501-1AG40-1LA0 |  | 3SU1501-1AG40-1LA0 | 1 | UN | 1 | 3 | B | D | N | N | 85365080 | 1 | 4011209964365 | 0.064 | KG | 27.27 | 27.27 | CP20 | CP20 | Holder for 3 modules, plastic, 1 NO+1 NC, 1 NO+1 NC, LED module, green, 6-24 V AC/DC, screw terminal | - | 0 | 0
3SU1501-1AG40-1NA0 |  | 3SU1501-1AG40-1NA0 | 1 | UN | 1 | 3 | B | D | N | N | 85365080 | 1 | 4011209964341 | 0.045 | KG | 20.71 | 20.71 | CP20 | CP20 | Holder for 3 modules, plastic, 1 NO, 1 NO, LED module, green, 6-24 V AC/DC, screw terminal | - | 0 | 0
3SU1501-1AG50-1BA0 |  | 3SU1501-1AG50-1BA0 | 1 | UN | 1 | 3 | B | D | N | N | 85365080 | 1 | 4011209964372 | 0.04 | KG | 15.58 | 15.58 | CP20 | CP20 | Holder for 3 modules, plastic, 1 NO, LED module, blue, 6-24 V AC/DC, screw terminal | - | 0 | 0
3SU1501-1AG50-1CA0 |  | 3SU1501-1AG50-1CA0 | 1 | UN | 1 | 3 | B | D | N | N | 85365080 | 1 | 4011209964389 | 0.04 | KG | 15.58 | 15.58 | CP20 | CP20 | Holder for 3 modules, plastic, 1 NC, LED module, blue, 6-24 V AC/DC, screw terminal | - | 0 | 0
3SU1501-1AG50-1FA0 |  | 3SU1501-1AG50-1FA0 | 1 | UN | 1 | 3 | B | D | N | N | 85365080 | 1 | 4011209964402 | 0.047 | KG | 18.81 | 18.81 | CP20 | CP20 | Holder for 3 modules, plastic, 1 NO+1 NC, LED module, blue, 6-24 V AC/DC, screw terminal | - | 0 | 0
3SU1501-1AG50-1LA0 |  | 3SU1501-1AG50-1LA0 | 1 | UN | 1 | 3 | B | D | N | N | 85365080 | 1 | 4011209964419 | 0.07 | KG | 27.27 | 27.27 | CP20 | CP20 | Holder for 3 modules, plastic, 1 NO+1 NC, 1 NO+1 NC, LED module, blue, 6-24 V AC/DC, screw terminal | - | 0 | 0
3SU1501-1AG50-1NA0 |  | 3SU1501-1AG50-1NA0 | 1 | UN | 1 | 3 | B | D | N | N | 85365080 | 1 | 4011209964396 | 0.049 | KG | 20.71 | 20.71 | CP20 | CP20 | Holder for 3 modules, plastic, 1 NO, 1 NO, LED module, blue, 6-24 V AC/DC, screw terminal | - | 0 | 0
3SU1501-1AG60-1BA0 |  | 3SU1501-1AG60-1BA0 | 1 | UN | 1 | 3 | B | D | N | N | 85365080 | 1 | 4011209964426 | 0.04 | KG | 15.58 | 15.58 | CP20 | CP20 | Holder for 3 modules, plastic, 1 NO, LED module, white, 6-24 V AC/DC, screw terminal | - | 0 | 0
3SU1501-1AG60-1CA0 |  | 3SU1501-1AG60-1CA0 | 1 | UN | 1 | 3 | B | D | N | N | 85365080 | 1 | 4011209964433 | 0.04 | KG | 15.58 | 15.58 | CP20 | CP20 | Holder for 3 modules, plastic, 1 NC, LED module, white, 6-24 V AC/DC, screw terminal | - | 0 | 0
3SU1501-1AG60-1FA0 |  | 3SU1501-1AG60-1FA0 | 1 | UN | 1 | 3 | B | D | N | N | 85365080 | 1 | 4011209964457 | 0.06 | KG | 18.81 | 18.81 | CP20 | CP20 | Holder for 3 modules, plastic, 1 NO+1 NC, LED module, white, 6-24 V AC/DC, screw terminal | - | 0 | 0
3SU1501-1AG60-1LA0 |  | 3SU1501-1AG60-1LA0 | 1 | UN | 1 | 3 | B | D | N | N | 85365080 | 1 | 4011209964976 | 0.06 | KG | 27.27 | 27.27 | CP20 | CP20 | Holder for 3 modules, plastic, 1 NO+1 NC, 1 NO+1 NC, LED module, white, 6-24 V AC/DC, screw terminal | - | 0 | 0
3SU1501-1AG60-1NA0 |  | 3SU1501-1AG60-1NA0 | 1 | UN | 1 | 3 | B | D | N | N | 85365080 | 1 | 4011209964440 | 0.048 | KG | 20.71 | 20.71 | CP20 | CP20 | Holder for 3 modules, plastic, 1 NO, 1 NO, LED module, white, 6-24 V AC/DC, screw terminal | - | 0 | 0
3SU1550-0AA10-0AA0 |  | 3SU1550-0AA10-0AA0 | 1 | UN | 1 | 1 | A | D | N | N | 85389099 | 5 | 4011209947733 | 0.044 | KG | 2.59 | 2.59 | CP20 | CP20 | Holder for 3 modules, metal, Minimum order quantity 5 or a multiple thereof | - | 0 | 0
3SU1550-0AA10-0AA0-Z | X01 | 3SU1550-0AA10-0AA0-ZX01 | 1 | UN | 1 | 1 | A | D | N | N | 85389099 | 1 | 4047621072432 | 0.045 | KG | 2.85 | 2.85 | CP20 | CP20 | Holder for 3 modules, metal, Z = minimum order quantity 1 or a multiple thereof |  | 0 | 0
3SU1550-0AA10-0AA0-Z | X90 | 3SU1550-0AA10-0AA0-ZX90 | 1 | UN | 1 | 5 | B | D | N | N | 85389099 | 100 | 4047621011455 | 0.044 | KG | 2.59 | 2.59 | CP20 | CP20 | Holder for 3 modules, Metal, Z=100-unit packaging | - | 0 | 0
3SU1550-0BA10-0AA0 |  | 3SU1550-0BA10-0AA0 | 1 | UN | 1 | 1 | A | D | N | N | 85389099 | 1 | 4011209954274 | 0.064 | KG | 3.51 | 3.51 | CP20 | CP20 | Holder for 4 modules, metal, for selector switch with 4 switch positions and for coordinate switch | - | 0 | 0
3SU1550-0BA10-0AA0-Z | X90 | 3SU1550-0BA10-0AA0-ZX90 | 1 | UN | 1 | 5 | B | D | N | N | 85389099 | 100 |  | 0.063 | KG | 3.51 | 3.51 | CP20 | CP20 | Holder for 4 modules, Metal, Z=100-unit packaging | - | 0 | 0
3SU1550-1AA10-1BA0 |  | 3SU1550-1AA10-1BA0 | 1 | UN | 1 | 3 | B | D | N | N | 85365080 | 1 | 4011209963603 | 0.051 | KG | 7.8 | 7.8 | CP20 | CP20 | Holder for 3 modules, metal, 1 NO, screw terminal | - | 0 | 0
3SU1550-1AA10-1CA0 |  | 3SU1550-1AA10-1CA0 | 1 | UN | 1 | 3 | B | D | N | N | 85365080 | 1 | 4011209963610 | 0.052 | KG | 7.8 | 7.8 | CP20 | CP20 | Holder for 3 modules, metal, 1 NC, screw terminal | - | 0 | 0
3SU1550-1AA10-1FA0 |  | 3SU1550-1AA10-1FA0 | 1 | UN | 1 | 3 | B | D | N | N | 85365080 | 1 | 4011209963634 | 0.06 | KG | 11.12 | 11.12 | CP20 | CP20 | Holder for 3 modules, metal, 1 NO+1 NC, screw terminal | - | 0 | 0
3SU1550-1AA10-1LA0 |  | 3SU1550-1AA10-1LA0 | 1 | UN | 1 | 3 | B | D | N | N | 85365080 | 1 | 4011209963641 | 0.08 | KG | 19.57 | 19.57 | CP20 | CP20 | Holder for 3 modules, metal, 1 NO+1 NC, 1 NO+1 NC, screw terminal | - | 0 | 0
3SU1550-1AA10-1NA0 |  | 3SU1550-1AA10-1NA0 | 1 | UN | 1 | 3 | B | D | N | N | 85365080 | 1 | 4011209963627 | 0.06 | KG | 13.02 | 13.02 | CP20 | CP20 | Holder for 3 modules, metal, 1 NO, 1 NO, screw terminal | - | 0 | 0
3SU1550-1AA10-1PA0 |  | 3SU1550-1AA10-1PA0 | 1 | UN | 1 | 3 | B | D | N | N | 85365080 | 1 | 4047621015255 | 0.06 | KG | 13.02 | 13.02 | CP20 | CP20 | Holder for 3 modules, metal, 1 NC, 1 NC, screw terminal | - | 0 | 0
3SU1550-1AA10-3MA0 |  | 3SU1550-1AA10-3MA0 | 1 | UN | 1 | 5 | B | D | N | N | 85365080 | 1 | 4047621070650 | 0.06 | KG | 16.15 | 16.15 | CP20 | CP20 | Holder for 3 modules, metal, 1 NO, 1 NC, spring-type terminal | - | 0 | 0
3SU1550-1AA10-3NA0 |  | 3SU1550-1AA10-3NA0 | 1 | UN | 1 | 5 | B | D | N | N | 85365080 | 1 | 4047621068688 | 0.06 | KG | 16.15 | 16.15 | CP20 | CP20 | Holder for 3 modules, metal, 1 NO, 1 NO, spring-type terminal | - | 0 | 0
3SU1551-1AB20-3AA0 |  | 3SU1551-1AB20-3AA0 | 1 | UN | 1 | 5 | B | D | N | N | 85389099 | 1 | 4047621071923 | 0.053 | KG | 14.35 | 14.35 | CP20 | CP20 | Holder for 3 modules, metal, LED module, red, 24 V AC/DC, spring-type terminal | - | 0 | 0
3SU1551-1AB20-3MA0 |  | 3SU1551-1AB20-3MA0 | 1 | UN | 1 | 5 | B | D | N | N | 85365080 | 1 | 4047621073637 | 0.069 | KG | 25.65 | 25.65 | CP20 | CP20 | Holder for 3 modules, metal, 1 NO, 1 NC, LED module, red, 24 V AC/DC, spring-type terminal | - | 0 | 0
3SU1551-1AB30-3MA0 |  | 3SU1551-1AB30-3MA0 | 1 | UN | 1 | 5 | B | D | N | N | 85365080 | 1 | 4047621071831 | 0.07 | KG | 25.65 | 25.65 | CP20 | CP20 | Holder for 3 modules, metal, 1 NO, 1 NC, LED module, yellow, 24 V AC/DC, spring-type terminal | - | 0 | 0
3SU1551-1AB40-3MA0 |  | 3SU1551-1AB40-3MA0 | 1 | UN | 1 | 5 | B | D | N | N | 85365080 | 1 | 4047621070667 | 0.065 | KG | 25.65 | 25.65 | CP20 | CP20 | Holder for 3 modules, metal, 1 NO, 1 NC, LED module, green, 24 V AC/DC, spring-type terminal | - | 0 | 0
3SU1551-1AB50-3MA0 |  | 3SU1551-1AB50-3MA0 | 1 | UN | 1 | 5 | B | D | N | N | 85365080 | 1 |  | 0.048 | KG | 25.65 | 25.65 | CP20 | CP20 | Holder for 3 modules, metal, 1 NO, 1 NC, LED module, blue, 24 V AC/DC, spring-type terminal | - | 0 | 0
3SU1551-1AB60-3MA0 |  | 3SU1551-1AB60-3MA0 | 1 | UN | 1 | 5 | B | D | N | N | 85365080 | 1 | 4047621065830 | 0.066 | KG | 26.13 | 26.13 | CP20 | CP20 | Holder for 3 modules, metal, 1 NO, 1 NC, LED module, white, 24 V AC/DC, spring-type terminal | - | 0 | 0
3SU1551-1AB60-3NA0 |  | 3SU1551-1AB60-3NA0 | 1 | UN | 1 | 5 | B | D | N | N | 85365080 | 1 |  | 0.048 | KG | 25.65 | 25.65 | CP20 | CP20 | Holder for 3 modules, metal, 1 NO, 1 NO, LED module, white, 24 V AC/DC, spring-type terminal | - | 0 | 0
3SU1551-1AB60-3PA0 |  | 3SU1551-1AB60-3PA0 | 1 | UN | 1 | 5 | B | D | N | N | 85365080 | 1 |  | 0.048 | KG | 25.65 | 25.65 | CP20 | CP20 | Holder for 3 modules, metal, 1 NC, 1 NC, LED module, white, 24 V AC/DC, spring-type terminal | - | 0 | 0
3SU1801-0AA00-0AA2 |  | 3SU1801-0AA00-0AA2 | 1 | UN | 1 | 1 | A | D | N | N | 85389099 | 1 | 4011209968271 | 0.251 | KG | 12.45 | 12.45 | CP20 | CP20 | Enclosure for command devices, 22 mm, round, Enclosure material plastic, Enclosure top part yellow, 1 control point plastic, Control point in center, without equipment | - | 0 | 0
3SU1801-0AA00-0AA2-Z | Y19 | 3SU1801-0AA00-0AA2-ZY19 | 1 | UN | 1 | 10 | C | D | N | N | 85389099 | 1 |  | 0.254 | KG | 13.4 | 13.4 | CP20 | CP20 | Enclosure for command devices, 22 mm, round, enclosure material plastic, enclosure top part yellow, 1 control point plastic, control point in center, without equipment, customer-specific selection with SIRIUS ACT configurator (CIN) | - | 0 | 0
3SU1801-0AA00-0AB1 |  | 3SU1801-0AA00-0AB1 | 1 | UN | 1 | 1 | A | D | N | N | 85389099 | 1 | 4011209968264 | 0.253 | KG | 12.45 | 12.45 | CP20 | CP20 | Enclosure for command devices, 22 mm, round, Enclosure material plastic, enclosure top part gray, 1 control point plastic, Recess for label, without equipment | - | 0 | 0
3SU1801-0AA00-0AB1-Z | Y19 | 3SU1801-0AA00-0AB1-ZY19 | 1 | UN | 1 | 10 | C | D | N | N | 85389099 | 1 |  | 0.252 | KG | 13.4 | 13.4 | CP20 | CP20 | Enclosure for command devices, 22 mm, round, enclosure material plastic, enclosure top part gray, 1 control point plastic, recess for label, without equipment, customer-specific selection with SIRIUS ACT configurator (CIN) | - | 0 | 0
3SU1801-0AA00-0AB2 |  | 3SU1801-0AA00-0AB2 | 1 | UN | 1 | 1 | A | D | N | N | 85389099 | 1 | 4011209961067 | 0.253 | KG | 13.87 | 13.87 | CP20 | CP20 | Enclosure for command devices, 22 mm, round, Enclosure material plastic, Enclosure top part yellow, 1 control point plastic, Recess for label, without equipment | - | 0 | 0
3SU1801-0AA00-0AB2-Z | Y19 | 3SU1801-0AA00-0AB2-ZY19 | 1 | UN | 1 | 10 | C | D | N | N | 85389099 | 1 |  | 0.248 | KG | 14.82 | 14.82 | CP20 | CP20 | Enclosure for command devices, 22 mm, round, enclosure material plastic, enclosure top part yellow, 1 control point plastic, recess for label, without equipment, customer-specific selection with SIRIUS ACT configurator (CIN) | - | 0 | 0
3SU1801-0AA00-0AC2 |  | 3SU1801-0AA00-0AC2 | 1 | UN | 1 | 1 | A | D | N | N | 85389099 | 1 | 4011209968288 | 0.311 | KG | 30.69 | 30.69 | CP20 | CP20 | Enclosure for command devices, 22 mm, round, Enclosure material plastic, Enclosure top part yellow, 1 control point plastic, with protective collar, without equipment | - | 0 | 0
3SU1801-0AA00-0AC2-Z | Y19 | 3SU1801-0AA00-0AC2-ZY19 | 1 | UN | 1 | 10 | C | D | N | N | 85389099 | 1 |  | 0.287 | KG | 31.64 | 31.64 | CP20 | CP20 | Enclosure for command devices, 22 mm, round, enclosure material plastic, enclosure top part yellow, 1 control point plastic, with protective collar, without equipment, customer-specific selection with SIRIUS ACT configurator (CIN) | - | 0 | 0
3SU1801-0AA00-0UB1 |  | 3SU1801-0AA00-0UB1 | 1 | UN | 1 | 6 | C | D | N | N | 85389099 | 1 | 4047621065038 | 0.251 | KG | 12.45 | 12.45 | CP20 | CP20 | Enclosure for command devices, 22 mm, round, Enclosure material plastic, enclosure top part gray, 1 control point plastic, Recess for label, without equipment |  | 0 | 7
3SU1801-0AA00-0UB2 |  | 3SU1801-0AA00-0UB2 | 1 | UN | 1 | 6 | C | D | N | N | 85389099 | 1 | 4047621065052 | 0.253 | KG | 13.87 | 13.87 | CP20 | CP20 | Enclosure for command devices, 22 mm, round, Enclosure material plastic, Enclosure top part yellow, 1 control point plastic, Recess for label, without equipment |  | 0 | 7
3SU1801-0AB00-2AB1 |  | 3SU1801-0AB00-2AB1 | 1 | UN | 1 | 3 | B | D | N | N | 85365080 | 1 | 4011209968295 | 0.31 | KG | 28.98 | 28.98 | CP20 | CP20 | Enclosure for command devices, 22 mm, round, Enclosure material plastic, enclosure top part gray, 1 control point plastic, Recess for label, A=Pushbutton green, label: I, 1 NO, screw terminal, floor mounting, Label enclosed | - | 0 | 0
3SU1801-0AC00-2AB1 |  | 3SU1801-0AC00-2AB1 | 1 | UN | 1 | 1 | A | D | N | N | 85365080 | 1 | 4011209968301 | 0.29 | KG | 28.98 | 28.98 | CP20 | CP20 | Enclosure for command devices, 22 mm, round, Enclosure material plastic, enclosure top part gray, 1 control point plastic, Recess for label, A=Pushbutton red, label: O, 1 NC, screw terminal, floor mounting, Label enclosed | - | 0 | 0
3SU1801-0AD00-2AB1 |  | 3SU1801-0AD00-2AB1 | 1 | UN | 1 | 5 | B | D | N | N | 85365080 | 1 | 4011209968318 | 0.3 | KG | 28.98 | 28.98 | CP20 | CP20 | Enclosure for command devices, 22 mm, round, Enclosure material plastic, enclosure top part gray, 1 control point plastic, Recess for label, A=Pushbutton white, label: I, 1 NO, screw terminal, floor mounting, Label enclosed | - | 0 | 0
3SU1801-0AE00-2AB1 |  | 3SU1801-0AE00-2AB1 | 1 | UN | 1 | 5 | B | D | N | N | 85365080 | 1 | 4011209968325 | 0.31 | KG | 28.98 | 28.98 | CP20 | CP20 | Enclosure for command devices, 22 mm, round, Enclosure material plastic, enclosure top part gray, 1 control point plastic, Recess for label, A=Pushbutton black label: O 1 NC, screw terminal, floor mounting, Label enclosed | - | 0 | 0
3SU1801-0AK00-4AB1 |  | 3SU1801-0AK00-4AB1 | 1 | UN | 1 | 5 | B | D | N | N | 85365080 | 1 | 4047621055916 | 0.335 | KG | 36.67 | 36.67 | CP20 | CP20 | Enclosure for command devices, 22 mm, round, enclosure material plastic, enclosure top part gray, 1 control point plastic, recess for labels, customer-specific equipment, spring-type terminal, floor mounting, GÃ¶pfert no. 428645 on rating plate Label glued in | - | 0 | 7
3SU1801-0AK00-4DB1 |  | 3SU1801-0AK00-4DB1 | 1 | UN | 1 | 5 | B | D | N | N | 85365080 | 1 | 4047621056104 | 0.36 | KG | 84.36 | 84.36 | CP20 | CP20 | Enclosure for command devices 22 mm, round, enclosure material plastic, enclosure top part gray, 1 control point, A = Pushbutton, black, momentary contact type, plastic with metal front ring, customer-specific labeling, 1 NO, spring-type terminal, floor mounting, recess for label, M12 connector (4-pole), Label glued in | - | 0 | 7
3SU1801-0AM00-4NB1 |  | 3SU1801-0AM00-4NB1 | 1 | UN | 1 | 5 | B | D | N | N | 85365080 | 1 | 4047621066233 | 0.36 | KG | 83.79 | 83.79 | CP20 | CP20 | Enclosure for command devices 22 mm, round, enclosure material plastic, enclosure top part gray, 1 control point, plastic, A=Illuminated pushbutton white, momentary contact type, 1 NO, spring-type terminal, LED module white, floor mounting, wired, recess for label, at bottom M12 connector 5-pole |  | 0 | 7
3SU1801-0AN00-1AB1 |  | 3SU1801-0AN00-1AB1 | 1 | UN | 1 | 5 | B | D | N | N | 85365080 | 1 | 4047621071558 | 0.335 | KG | 42.66 | 42.66 | CP20 | CP20 | Enclosure for command devices, 22 mm, round, enclosure material plastic, enclosure top part gray, 1 command point metal, recess for label, A=Black pushbutton, black label: Reset, 1 NO, screw terminal, front plate mounting, 1xM20 each on top and bottom, label glued in |  | 0 | 0
3SU1801-0AP00-4NB1 |  | 3SU1801-0AP00-4NB1 | 1 | UN | 1 | 5 | B | D | N | N | 85365080 | 1 | 4047621066240 | 0.365 | KG | 88.92 | 88.92 | CP20 | CP20 | Enclosure for command devices 22 mm, round, enclosure material plastic, enclosure top part gray, 1 control point, plastic, A=Illuminated pushbutton yellow, momentary contact type, 40 mm, 1 NO, spring-type terminal, LED module yellow, floor mounting, wired, recess for label, at bottom M12 connector 5-pole |  | 0 | 7
3SU1801-0BA00-4AB1 |  | 3SU1801-0BA00-4AB1 | 1 | UN | 1 | 5 | B | D | N | N | 85365080 | 1 | 4011209969148 | 0.365 | KG | 41.52 | 41.52 | CP20 | CP20 | Enclosure for command devices 22 mm, round, enclosure material plastic, enclosure top part gray, 1 control point, A = Selector switch, black, metal, 3 switch positions, momentary contact type, 1 NO, 1 NO, spring-type terminal, floor mounting, support terminal, recess for label, 1xM20 each on top and bottom | - | 0 | 0
3SU1801-0BC00-4AB1 |  | 3SU1801-0BC00-4AB1 | 1 | UN | 1 | 5 | B | D | N | N | 85365080 | 1 | 4011209969162 | 0.365 | KG | 50.35 | 50.35 | CP20 | CP20 | Enclosure for command devices 22 mm, round, enclosure material plastic, enclosure top part gray, 1 control point, A = Push-pull switch, red, metal, 30 mm, 1 NC, spring-type terminal, floor mounting, support terminal, customized label, top and bottom 1xM20 each, Label glued in | - | 0 | 0
3SU1801-0BD00-4AB1 |  | 3SU1801-0BD00-4AB1 | 1 | UN | 1 | 5 | B | D | N | N | 85365080 | 1 | 4011209969179 | 0.36 | KG | 39.43 | 39.43 | CP20 | CP20 | Enclosure for command devices, 22 mm, round, enclosure material plastic, enclosure top part gray, 1 control point, A = illuminated pushbutton, clear, metal, 1 NO, LED 24 V, spring-type terminal floor mounting, support terminal, label: I 1xM20 each on top and bottom | - | 0 | 0
3SU1801-0BE00-4AB1 |  | 3SU1801-0BE00-4AB1 | 1 | UN | 1 | 5 | B | D | N | N | 85365080 | 1 | 4011209969186 | 0.355 | KG | 35.34 | 35.34 | CP20 | CP20 | Enclosure for command devices, 22 mm, round, enclosure material plastic, enclosure top part gray, 1 control point, A = selector switch, black, metal 2 switch positions, momentary contact, 1 NO, spring-type terminal, floor mounting, support terminal, without label, 1xM20 each on top and bottom | - | 0 | 0
3SU1801-0NA00-2AA2 |  | 3SU1801-0NA00-2AA2 | 1 | UN | 1 | 1 | A | D | N | N | 85365080 | 1 | 4011209968349 | 0.33 | KG | 42.09 | 42.09 | CP20 | CP20 | Enclosure for command devices, 22 mm, round, Enclosure material plastic, Enclosure top part yellow, 1 control point plastic, Control point in center, A=EMERGENCY STOP mushroom pushbutton red, 40 mm, rotate-to-unlatch, 1 NC, screw terminal, floor mounting, 1xM20 each on top and bottom | - | 0 | 0
3SU1801-0NA00-2AC2 |  | 3SU1801-0NA00-2AC2 | 1 | UN | 1 | 1 | A | D | N | N | 85365080 | 1 | 4011209968332 | 0.363 | KG | 59.09 | 59.09 | CP20 | CP20 | Enclosure for command devices, 22 mm, round, Enclosure material plastic, Enclosure top part yellow, 1 control point plastic, with protective collar, A=EMERGENCY STOP mushroom pushbutton red, 40 mm, rotate-to-unlatch, 1 NC, screw terminal, floor mounting, 1xM20 each on top and bottom | - | 0 | 0
3SU1801-0NB00-2AA2 |  | 3SU1801-0NB00-2AA2 | 1 | UN | 1 | 5 | B | D | N | N | 85365080 | 1 | 4047621062167 | 0.335 | KG | 53.2 | 53.2 | CP20 | CP20 | Enclosure for command devices, 22 mm, round, Enclosure material plastic, Enclosure top part yellow, 1 control point plastic, Control point in center, A=EMERGENCY STOP mushroom pushbutton red, 40 mm, rotate-to-unlatch, 1 NC, 1NC, screw terminal, floor mounting, 1xM20 each on top and bottom | - | 0 | 0
3SU1801-0NB00-2AC2 |  | 3SU1801-0NB00-2AC2 | 1 | UN | 1 | 1 | A | D | N | N | 85365080 | 1 | 4011209969131 | 0.377 | KG | 65.55 | 63.75 | CP20 | CP20 | Enclosure for command devices, 22 mm, round, Enclosure material plastic, Enclosure top part yellow, with protective collar, 1 control point plastic, A=EMERGENCY STOP mushroom pushbutton red, 40 mm, rotate-to-unlatch, 1 NC, 1 NC, screw terminal, floor mounting, 1xM20 each on top and bottom | Lista Papel 2020 SI | 0 | 0
3SU1801-0NB10-4HB2 |  | 3SU1801-0NB10-4HB2 | 1 | UN | 1 | 5 | B | D | N | N | 85365080 | 1 | 4011209970342 | 0.423 | KG | 280.25 | 280.25 | CP20 | CP20 | AS-Interface enclosure for command devices, 22 mm, round, Enclosure material plastic, Enclosure top part yellow, 1 control point plastic, Recess for label, A=EMERGENCY STOP mushroom pushbutton red, 40 mm, rotate-to-unlatch, 1 NC, 1 NC, spring-type terminal, floor mounting, Insulation displacement system on top, Label enclosed | - | 0 | 0
3SU1801-0NB10-4HC2 |  | 3SU1801-0NB10-4HC2 | 1 | UN | 1 | 3 | B | D | N | N | 85365080 | 1 | 4011209970359 | 0.445 | KG | 292.6 | 292.6 | CP20 | CP20 | AS-Interface enclosure for command devices 22 mm, round, Enclosure material plastic, Enclosure top part yellow, with protective collar, 1 control point plastic, A=EMERGENCY STOP mushroom pushbutton red, 40 mm, rotate-to-unlatch, 1 NC, 1 NC, spring-type terminal, floor mounting, Insulation displacement system on top | - | 0 | 0
3SU1801-0NE00-4AB2 |  | 3SU1801-0NE00-4AB2 | 1 | UN | 1 | 5 | B | D | N | N | 85365080 | 1 | 4011209969155 | 0.434 | KG | 54.82 | 54.82 | CP20 | CP20 | Enclosure for command devices, 22 mm, round, enclosure material plastic, enclosure top part yellow, 1 control point, A=EMERGENCY STOP mushroom pushbutton red, metal, 40 mm, rotate-to-unlatch, 1 NO, 1 NC, 1 NC, spring-type terminal, floor mounting, support terminal, without label, 1xM20 each on top and bottom | - | 0 | 0
3SU1801-0NF00-4NA2 |  | 3SU1801-0NF00-4NA2 | 1 | UN | 1 | 5 | B | D | N | N | 85365080 | 1 | 4047621064567 | 0.403 | KG | 106.4 | 106.4 | CP20 | CP20 | Enclosure for command devices, 22 mm, round, enclosure material plastic, enclosure top part yellow, 1 control point, plastic, A=EMERGENCY STOP mushroom pushbutton red, 40 mm, rotate-to-unlatch, 1 NO, 1 NC, spring-type terminal, floor mounting, wired, without label, at bottom M12 connector 4-pole | - | 0 | 0
3SU1801-0NH00-4NB2 |  | 3SU1801-0NH00-4NB2 | 1 | UN | 1 | 15 | C | D | N | N | 85365080 | 1 | 4047621065632 | 0.409 | KG | 108.3 | 108.3 | CP20 | CP20 | Enclosure for command devices, 22 mm, round, enclosure material plastic, enclosure top part yellow, 1 command point plastic, A=Emergency stop mushroom pushbutton red, 40 mm, rotate-to-unlatch, 2 NC, spring-type terminal, floor mounting, silver label, black font, with graphic symbol: EMERGENCY STOP, M12 connector (5-pole) bottom, insulated reserve conductors Pin assignment: Pin1=21, Pin2=11, Pin3=n.c., Pin4=22, Pin5=12 Label enclosed |  | 0 | 0
3SU1801-0NJ00-1AA2 |  | 3SU1801-0NJ00-1AA2 | 1 | UN | 1 | 15 | C | D | N | N | 85365080 | 1 | 4047621045566 | 0.335 | KG | 58.24 | 58.24 | CP20 | CP20 | Enclosure for command devices, 22 mm, round, Enclosure material plastic, Enclosure top part yellow, 1 control point plastic, Control point in center, A=EMERGENCY STOP mushroom pushbutton red, illuminable, 40 mm, rotate-to-unlatch, 1 NC, screw terminal, 1 LED 6-24 V, AC/DC, red, screw terminal, floor mounting, EMERGENCY STOP label, 45 mm, with inscription: EMERGENCY, EMERGENCY CALL, 1xM20 each on top and bottom | - | 0 | 7
3SU1801-0NK00-3SA2 |  | 3SU1801-0NK00-3SA2 | 1 | UN | 1 | 10 | C | D | N | N | 85365080 | 1 | 4047621055176 | 0.49 | KG | 129.2 | 129.2 | CP20 | CP20 | Enclosure for command devices, 22 mm, round, enclosure material plastic, enclosure top part yellow, 1 control point plastic, control point in center, A=EMERGENCY STOP mushroom pushbutton red, 40 mm, rotate-to-unlatch, 2 NC, 1 NO, Spring-type terminal, floor mounting, wired, bottom 1xM12 (8-pole) | - | 0 | 7
3SU1801-0NL00-1AA2 |  | 3SU1801-0NL00-1AA2 | 1 | UN | 1 | 5 | B | D | N | N | 85365080 | 1 | 4047621055145 | 0.46 | KG | 79.14 | 79.14 | CP20 | CP20 | Enclosure for command devices, 22 mm, round, Enclosure material plastic, Enclosure top part yellow, 1 control point plastic, Control point in center, A=EMERGENCY STOP mushroom pushbutton red, positive latching, 40 mm, rotate-to-unlatch, 2x 2NC, screw terminal, Front plate mounting, with enclosure adapter, 1xM20 each on top and bottom | - | 0 | 7
3SU1801-0NN00-2AA2 |  | 3SU1801-0NN00-2AA2 | 1 | UN | 1 | 10 | C | D | N | N | 85365080 | 1 | 4047621062174 | 0.36 | KG | 79.61 | 79.61 | CP20 | CP20 | Enclosure for command devices, 22 mm, round, Enclosure material plastic, Enclosure top part yellow, 1 control point plastic, Control point in center, A=EMERGENCY STOP mushroom pushbutton red, 40 mm, with RONIS lock SB30, key-operated release, 1 NC, 1NO, screw terminal, floor mounting, 1xM20 each on top and bottom | - | 0 | 0
3SU1801-0NP00-2AA2 |  | 3SU1801-0NP00-2AA2 | 1 | UN | 1 | 5 | B | D | N | N | 85365080 | 1 | 4047621062181 | 0.345 | KG | 53.2 | 53.2 | CP20 | CP20 | Enclosure for command devices, 22 mm, round, Enclosure material plastic, Enclosure top part yellow, 1 control point plastic, Control point in center, A=EMERGENCY STOP mushroom pushbutton red, 40 mm, rotate-to-unlatch, 1 NC, 1NO, screw terminal, floor mounting, 1xM20 each on top and bottom | - | 0 | 0
3SU1801-0NQ00-4UB2 |  | 3SU1801-0NQ00-4UB2 | 1 | UN | 1 | 10 | C | D | N | N | 85365080 | 1 | 4047621065854 | 0.335 | KG | 50.26 | 50.26 | CP20 | CP20 | Enclosure for command devices 22 mm, round, Enclosure material plastic, Enclosure top part yellow, 1 control point, A=EMERGENCY STOP mushroom pushbutton red, metal, 40 mm, rotate-to-unlatch, 1 NO, 1 NC, 1 NC, spring-type terminal, floor mounting, support terminal, without label, 1xM20 each on top and bottom |  | 0 | 7
3SU1801-0NR00-4UB2 |  | 3SU1801-0NR00-4UB2 | 1 | UN | 1 | 10 | C | D | N | N | 85365080 | 1 | 4047621065861 | 0.353 | KG | 57.76 | 57.76 | CP20 | CP20 | Enclosure for command devices 22 mm, round, Enclosure material plastic, Enclosure top part yellow, 1 control point, A=EMERGENCY STOP mushroom pushbutton red, metal, 40 mm, rotate-to-unlatch, 1 NO, 1 NC, 1 NC, spring-type terminal, floor mounting, support terminal, without label, 1xM20 each on top and bottom |  | 0 | 7
3SU1801-0NV00-4NB2 |  | 3SU1801-0NV00-4NB2 | 1 | UN | 1 | 5 | B | D | N | N | 85365080 | 1 | 4047621066264 | 0.398 | KG | 98.8 | 98.8 | CP20 | CP20 | Enclosure for command devices 22 mm, round, enclosure material plastic, enclosure top part yellow, 1 control point, plastic, A=emergency stop mushroom pushbutton, red 40 mm, rotate-to-unlatch, 1 NC, 1 NC, spring-type terminal, floor mounting, wired, recess for label, at bottom M12 connector 5-pole |  | 0 | 7
3SU1801-0NV00-4SA2 |  | 3SU1801-0NV00-4SA2 | 1 | UN | 1 | 10 | C | D | N | N | 85365080 | 1 | 4047621072609 | 0.415 | KG | 120.65 | 120.65 | CP20 | CP20 | Enclosure for command devices, 22 mm, round, enclosure material plastic, enclosure top part yellow, 1 control point plastic, A=EMERGENCY STOP mushroom pushbutton red, 40 mm, rotate-to-unlatch, illuminated, 2x 1 NC, LED white 24 V, spring-type terminal, floor mounting, M12 connector (8-pole) bottom, insulated reserve conductors Pin assignment: PIN1=11, PIN2=12, PIN3=21, PIN4=22, Pin5=n.c., Pin6=n.c., Pin7=ground LED, PIN8=LED, one connection at 1 input F-DI, one connection at 1 output F-DQ |  | 0 | 0
3SU1801-1AA00-1AA1 |  | 3SU1801-1AA00-1AA1 | 1 | UN | 1 | 3 | B | D | N | N | 85389099 | 1 | 4011209961043 | 0.264 | KG | 12.45 | 12.45 | CP20 | CP20 | Enclosure for 4 position knob, coordinate, ID key-operated switches and sensor switches, 22 mm, round, Enclosure material plastic, enclosure top part gray, 1 control point plastic, without equipment, only for front plate mounting | - | 0 | 0
3SU1801-1AA00-1AA1-Z | Y19 | 3SU1801-1AA00-1AA1-ZY19 | 1 | UN | 1 | 10 | C | D | N | N | 85389099 | 1 |  | 0.252 | KG | 13.4 | 13.4 | CP20 | CP20 | Enclosure for 4 position knob, coordinate, ID key-operated switches and sensor switches, 22 mm, round, Enclosure material plastic, enclosure top part gray, 1 control point plastic, without equipment, only for front plate mounting, Customer-specific selection with SIRIUS ACT configurator (CIN) | - | 0 | 0
3SU1801-1AL20-4DB1 |  | 3SU1801-1AL20-4DB1 | 1 | UN | 1 | 5 | B | D | EAR99 | N | 85365080 | 1 | 4047621064307 | 0.411 | KG | 389.5 | 389.5 | CP20 | CP20 | Enclosure for command devices, 22 mm, round, enclosure material plastic, enclosure top part gray, 1 command point in center, A= ID key-operated switch, black, 4 switch positions, plastic, electronics module IO-Link, freely-programmable, front plate mounting, Adapter M12 connector, 4-pole, wired | adicionado Março 19 | 0 | 7
3SU1801-2GA00-2AA1 |  | 3SU1801-2GA00-2AA1 | 1 | UN | 1 | 3 | B | D | N | N | 85365080 | 1 | 4011209970304 | 0.39 | KG | 59.47 | 59.47 | CP20 | CP20 | Enclosure for command devices, 22 mm, round, Enclosure material plastic, enclosure top part gray, 1 control point plastic, Control point in center, A=palm pushbutton black, momentary contact type, 1 NO, screw terminal, Floor mounting | - | 0 | 0
3SU1801-2NG00-2AA2 |  | 3SU1801-2NG00-2AA2 | 1 | UN | 1 | 3 | B | D | N | N | 85365080 | 1 | 4011209970328 | 0.401 | KG | 80.47 | 80.47 | CP20 | CP20 | Enclosure for command devices, 22 mm, round, Enclosure material plastic, Enclosure top part yellow, 1 control point plastic, Control point in center, A=EMERGENCY STOP palm pushbutton, red, Positive latching, pull-to-unlatch mechanism, 1 NC, 1 NO, screw terminal, Floor mounting | - | 0 | 0
3SU1802-0AA00-0AB1 |  | 3SU1802-0AA00-0AB1 | 1 | UN | 1 | 1 | A | D | N | N | 85389099 | 1 | 4011209969339 | 0.299 | KG | 16.06 | 16.06 | CP20 | CP20 | Enclosure for command devices, 22 mm, round, Enclosure material plastic, enclosure top part gray, 2 control points plastic, Recess for labels, without equipment | - | 0 | 0
3SU1802-0AA00-0AB1-Z | Y19 | 3SU1802-0AA00-0AB1-ZY19 | 1 | UN | 1 | 10 | C | D | N | N | 85389099 | 1 |  | 0.299 | KG | 17.01 | 17.01 | CP20 | CP20 | Enclosure for command devices, 22 mm, round, enclosure material plastic, enclosure top part gray, 2 control points plastic, recess for labels, without equipment, customer-specific selection with SIRIUS ACT configurator (CIN) | - | 0 | 0
3SU1802-0AA00-0AB2 |  | 3SU1802-0AA00-0AB2 | 1 | UN | 1 | 1 | A | D | N | N | 85389099 | 1 | 4011209961074 | 0.3 | KG | 16.34 | 16.34 | CP20 | CP20 | Enclosure for command devices, 22 mm, round, Enclosure material plastic, Enclosure top part yellow, 2 control points plastic, Recess for labels, without equipment | - | 0 | 0
3SU1802-0AA00-0AB2-Z | Y19 | 3SU1802-0AA00-0AB2-ZY19 | 1 | UN | 1 | 10 | C | D | N | N | 85389099 | 1 |  | 0.295 | KG | 17.29 | 17.29 | CP20 | CP20 | Enclosure for command devices, 22 mm, round, enclosure material plastic, enclosure top part yellow, 2 control points plastic, recess for labels, without equipment, customer-specific selection with SIRIUS ACT configurator (CIN) | - | 0 | 0
3SU1802-0AA00-0UB1 |  | 3SU1802-0AA00-0UB1 | 1 | UN | 1 | 6 | C | D | N | N | 85389099 | 1 | 4047621065045 | 0.3 | KG | 16.06 | 16.06 | CP20 | CP20 | Enclosure for command devices, 22 mm, round, Enclosure material plastic, enclosure top part gray, 2 control points plastic, Recess for labels, without equipment |  | 0 | 7
3SU1802-0AB00-2AB1 |  | 3SU1802-0AB00-2AB1 | 1 | UN | 1 | 3 | B | D | N | N | 85365080 | 1 | 4011209969346 | 0.385 | KG | 44.27 | 44.27 | CP20 | CP20 | Enclosure for command devices, 22 mm, round, Enclosure material plastic, enclosure top part gray, 2 control points plastic, B=Pushbutton green, label: I, 1 NO, screw terminal, A=Pushbutton red, label: O, 1 NC, screw terminal, floor mounting, 1xM20 each on top and bottom, Labels enclosed | - | 0 | 0
3SU1802-0AB10-4HB1 |  | 3SU1802-0AB10-4HB1 | 1 | UN | 1 | 5 | B | D | N | N | 85365080 | 1 | 4011209970380 | 0.49 | KG | 283.1 | 283.1 | CP20 | CP20 | AS-Interface enclosure for command devices, 22 mm, round, Enclosure material plastic, enclosure top part gray, 2 control points plastic, Recess for labels, B=Pushbutton green, label: I, 1 NO, spring-type terminal, A=Pushbutton red, label: O, 1 NC, spring-type terminal, floor mounting, Insulation displacement system on top, Labels enclosed | adicionado Março 19 | 0 | 0
3SU1802-0AC00-2AB1 |  | 3SU1802-0AC00-2AB1 | 1 | UN | 1 | 5 | B | D | N | N | 85365080 | 1 | 4011209969353 | 0.41 | KG | 44.08 | 44.08 | CP20 | CP20 | Enclosure for command devices, 22 mm, round, Enclosure material plastic, enclosure top part gray, 2 control points plastic, Recess for labels, B=Pushbutton white, label: I, 1 NO, screw terminal, A=Pushbutton black label: O 1 NC, screw terminal, floor mounting, Labels enclosed | - | 0 | 0
3SU1802-0AC10-4HB1 |  | 3SU1802-0AC10-4HB1 | 1 | UN | 1 | 5 | B | D | N | N | 85365080 | 1 | 4011209970397 | 0.474 | KG | 283.1 | 283.1 | CP20 | CP20 | AS-Interface enclosure for command devices, 22 mm, round, Enclosure material plastic, enclosure top part gray, 2 control points plastic, Recess for labels, B=Pushbutton white, label: I, 1 NO, spring-type terminal, A=Pushbutton black label: O 1 NC, spring-type terminal, floor mounting, Insulation displacement system on top, Labels enclosed | adicionado Março 19 | 0 | 0
3SU1802-0AE00-4FB1 |  | 3SU1802-0AE00-4FB1 | 1 | UN | 1 | 5 | B | D | N | N | 85365080 | 1 | 4047621055183 | 0.485 | KG | 100.7 | 100.7 | CP20 | CP20 | Enclosure for command devices, 22 mm, round, Enclosure material plastic, enclosure top part gray, 2 control points plastic, with metal front ring Recess for labels, B=Illuminated pushbutton blue, label: customized, 1 NO, LED module, spring-type terminal, A=sealing plug, label: customized floor mounting, M12 connector (5-pole) bottom, set for 13:30 hours Labels glued in | - | 0 | 7
3SU1802-0AF10-4TB1 |  | 3SU1802-0AF10-4TB1 | 1 | UN | 1 | 5 | B | D | N | N | 85365080 | 1 | 4047621055190 | 0.61 | KG | 361 | 361 | CP20 | CP20 | AS-Interface enclosure for command devices, 22 mm, round, enclosure material plastic, enclosure top part gray, 2 control points plastic, with metal front ring recess for labels, B=Illuminated pushbutton blue, Label: Customer-specific 1 NO, LED module, spring-loaded terminal, A=Sealing plug, , Label: Customer-specific AS-Interface module fail-safe floor mounting, M12 connector (4-pin) top, set for 13:30 hours M12 socket (5-pin) bottom, Labels glued in | adicionado Março 19 | 0 | 7
3SU1802-0AG00-4SB1 |  | 3SU1802-0AG00-4SB1 | 1 | UN | 1 | 5 | B | D | N | N | 85365080 | 1 | 4047621055923 | 0.563 | KG | 128.25 | 128.25 | CP20 | CP20 | Enclosure for command devices, 22 mm, round, enclosure material plastic, enclosure top part gray, 2 control points plastic, recess for labels, customer-specific equipment, spring-loaded terminal, floor mounting, M12 connector 8-pin wired, GÃ¶pfer no. 428656 on rating plate Labels glued in | - | 0 | 7
3SU1802-0AH00-4AB1 |  | 3SU1802-0AH00-4AB1 | 1 | UN | 1 | 5 | B | D | N | N | 85365080 | 1 | 4047621055930 | 0.487 | KG | 86.26 | 86.26 | CP20 | CP20 | Enclosure for command devices, 22 mm, round, enclosure material plastic, enclosure top part gray, 2 control points plastic, recess for labels, customer-specific equipment, spring-loaded terminal, floor mounting, GÃ¶pfert no. 428640 on rating plate Labels glued in | - | 0 | 7
3SU1802-0AJ00-4AB1 |  | 3SU1802-0AJ00-4AB1 | 1 | UN | 1 | 5 | B | D | N | N | 85365080 | 1 | 4047621055947 | 0.51 | KG | 90.73 | 90.73 | CP20 | CP20 | Enclosure for command devices, 22 mm, round, enclosure material plastic, enclosure top part gray, 2 control points plastic, recess for labels, customer-specific equipment, spring-loaded terminal, floor mounting, GÃ¶pfert no. 428651 on rating plate Labels glued in | - | 0 | 7
3SU1802-0AK00-1AB1 |  | 3SU1802-0AK00-1AB1 | 1 | UN | 1 | 5 | B | D | N | N | 85365080 | 1 | 4047621071565 | 0.48 | KG | 95.95 | 95.95 | CP20 | CP20 | Enclosure for command devices, 22 mm, round, enclosure material plastic, enclosure top part gray, 2 command points metal, B=Raised red pushbutton, black label: Stop, 1 NC, screw terminal, A=Flat green illuminated pushbutton, black label: Start / Reset, 1 NO, LED 24 V AC/DC green, screw terminal, front plate mounting, 1xM20 each on top and bottom, labels glued in |  | 0 | 0
3SU1802-0NA00-2AB2 |  | 3SU1802-0NA00-2AB2 | 1 | UN | 1 | 5 | B | D | N | N | 85365080 | 1 | 4011209969360 | 0.567 | KG | 109.25 | 109.25 | CP20 | CP20 | Enclosure for command devices 22 mm, round, Enclosure material plastic, Enclosure top part yellow, 2 control points plastic, B = Indicator light, red, LED 24 V AC/DC,screw terminal, Label without inscription A = EMERGENCY STOP, 40 mm, RONIS SB30, label: EMERGENCY STOP, 1 NO, 1 NC, screw terminal, floor mounting, 1xM20 each on top and bottom, Labels enclosed | - | 0 | 0
3SU1802-0NB00-2AB2 |  | 3SU1802-0NB00-2AB2 | 1 | UN | 1 | 3 | B | D | N | N | 85365080 | 1 | 4011209969377 | 0.436 | KG | 109.25 | 109.25 | CP20 | CP20 | Enclosure for command devices, 22 mm, round, Enclosure material plastic, Enclosure top part yellow, 2 control points plastic, B=Indicator light red, LED 24 V, screw terminal, label without inscription, A=Emergency stop 40 mm rotate-to-unlatch, label without inscription, 1 NO, 1 NC, 1 NC, screw terminal, floor mounting, 1xM20 each on top and bottom, Labels enclosed | - | 0 | 0
3SU1802-0NC10-4RA2 |  | 3SU1802-0NC10-4RA2 | 1 | UN | 1 | 10 | C | D | N | N | 85365080 | 1 |  | 0.434 | KG | 395.2 | 395.2 | CP20 | CP20 | AS-Interface enclosure for command devices, 22 mm, round, Enclosure material plastic, Enclosure top part yellow, 2 control points plastic, Recess for labels, B=sealing plug, black, A=EMERGENCY STOP mushroom pushbutton red, 40 mm, rotate-to-unlatch, 2x F-slave 2F-DI, floor mounting, 2x M12 connector 4-pole | - | 0 | 9
3SU1802-0NE00-4SB1 |  | 3SU1802-0NE00-4SB1 | 1 | UN | 1 | 5 | B | D | N | N | 85365080 | 1 |  | 0.409 | KG | 131.1 | 131.1 | CP20 | CP20 | Enclosure for command devices, 22 mm, round, enclosure material plastic, enclosure top part gray, 2 control points plastic, B=Emergency stop mushroom pushbutton red, 40 mm, rotate-to-unlatch, 2x 1 NC, black label "Off", A=pushbutton, blue, 1 NO, black label "Reset", spring-type terminal, floor mounting, M12 connector (8-pole) bottom, insulated reserve conductors Pin assignment: PIN1=11, PIN2=12, PIN3=21, PIN4=22, PIN5=13, PIN6=n.c. PIN7=n.c., PIN8=14, two connections at 2 inputs F-DI, labels enclosed loose |  | 0 | 0
3SU1802-0NF20-4VB1 |  | 3SU1802-0NF20-4VB1 | 1 | UN | 1 | 10 | C | D | N | N | 85365080 | 1 |  | 1.206 | KG | 342 | 342 | CP20 | CP20 | Housing for command devices, 22 mm, round, housing material plastic, upper part of housing gray, 2 plastic control points, recess for labels, customer-specific equipment, electronic module for IO Link, spring-type terminals, floor mounting, conventional emergency stop, M12 5-pole connector on top, PIN assignment: PIN1=21, PIN2=11, PIN3=n.c., PIN4=22, PIN5=12, M12 5-pole connector at bottom, IO Link wiring: PIN1=L+, PIN3=L-, PIN4=C/Q1, Backing plate for emergency stop, without label |  | 0 | 7
3SU1803-0AA00-0AB1 |  | 3SU1803-0AA00-0AB1 | 1 | UN | 1 | 1 | A | D | N | N | 85389099 | 1 | 4011209970199 | 0.373 | KG | 17.67 | 17.67 | CP20 | CP20 | Enclosure for command devices, 22 mm, round, Enclosure material plastic, enclosure top part gray, 3 control points plastic, Recess for labels, without equipment | - | 0 | 0
3SU1803-0AA00-0AB1-Z | Y19 | 3SU1803-0AA00-0AB1-ZY19 | 1 | UN | 1 | 10 | C | D | N | N | 85389099 | 1 |  | 0.365 | KG | 18.62 | 18.62 | CP20 | CP20 | Enclosure for command devices, 22 mm, round, enclosure material plastic, enclosure top part gray, 3 control points plastic, recess for labels, without equipment, customer-specific selection with SIRIUS ACT configurator (CIN) | - | 0 | 0
3SU1803-0AA00-0UB1 |  | 3SU1803-0AA00-0UB1 | 1 | UN | 1 | 6 | C | D | N | N | 85389099 | 1 | 4047621065069 | 0.368 | KG | 17.67 | 17.67 | CP20 | CP20 | Enclosure for command devices, 22 mm, round, Enclosure material plastic, enclosure top part gray, 3 control points plastic, Recess for labels, without equipment |  | 0 | 7
3SU1803-0AB00-2AB1 |  | 3SU1803-0AB00-2AB1 | 1 | UN | 1 | 1 | A | D | N | N | 85365080 | 1 | 4011209970205 | 0.498 | KG | 59.38 | 59.38 | CP20 | CP20 | Enclosure for command devices, 22 mm, round, Enclosure material plastic, enclosure top part gray, 3 control points plastic, C=Indicator light clear, label LED 24 V, screw terminal, B=Pushbutton green, label: I, 1 NO, screw terminal, A=Pushbutton red, label: O, 1 NC, screw terminal, floor mounting, 1xM20 each on top and bottom, Labels enclosed | - | 0 | 0
3SU1803-0AB10-4HB1 |  | 3SU1803-0AB10-4HB1 | 1 | UN | 1 | 5 | B | D | N | N | 85365080 | 1 | 4011209970403 | 0.59 | KG | 305.9 | 305.9 | CP20 | CP20 | AS-Interface enclosure for command devices, 22 mm, round, Enclosure material plastic, enclosure top part gray, 3 control points plastic, Recess for labels, C=Indicator light clear, label without inscription, B=Pushbutton green, label: I, 1 NO, spring-type terminal, A=Pushbutton red, label: O, 1 NC, spring-type terminal, floor mounting, Insulation displacement system on top, Labels enclosed | adicionado Março 19 | 0 | 0
3SU1803-0AC00-2AB1 |  | 3SU1803-0AC00-2AB1 | 1 | UN | 1 | 5 | B | D | N | N | 85365080 | 1 | 4011209970229 | 0.495 | KG | 59.38 | 59.38 | CP20 | CP20 | Enclosure for command devices, 22 mm, round, Enclosure material plastic, enclosure top part gray, 3 control points plastic, C=Indicator light clear, label, LED 24 V, screw terminal, B=Pushbutton white, label: I, 1 NO, screw terminal, A=Pushbutton black,Label: O, 1 NC, screw terminal, floor mounting, 1xM20 each on top and bottom, Labels enclosed | - | 0 | 0
3SU1803-0AD00-2AB1 |  | 3SU1803-0AD00-2AB1 | 1 | UN | 1 | 5 | B | D | N | N | 85365080 | 1 | 4011209970212 | 0.502 | KG | 71.06 | 71.06 | CP20 | CP20 | Enclosure for command devices, 22 mm, round, Enclosure material plastic, enclosure top part gray, 3 control points plastic, C=Pushbutton black,Label: II, 1 NO, screw terminal, B=Pushbutton black, Label: I, 1 NO, screw terminal, A=Pushbutton red, label: O, 1 NC, screw terminal, floor mounting, 1xM20 each on top and bottom, Labels enclosed | - | 0 | 0
3SU1803-0AF10-4DB1 |  | 3SU1803-0AF10-4DB1 | 1 | UN | 1 | 5 | B | D | N | N | 85365080 | 1 |  | 0.591 | KG | 359.1 | 359.1 | CP20 | CP20 | AS-Interface enclosure for command devices, 22 mm, round, enclosure material plastic, enclosure top part gray, 3 control points plastic, recess for labels, C= Indicator light green, Label: Correct loaded B= Indicator light blue, Label: Unloading ready A = Illuminated pushbutton red Label: Change over, 1 NO, spring-loaded terminal, floor mounting, M12 connector, 4-pin, Labels glued in | adicionado Março 19 | 0 | 7
3SU1803-0AG10-4DB1 |  | 3SU1803-0AG10-4DB1 | 1 | UN | 1 | 5 | B | D | N | N | 85365080 | 1 |  | 0.591 | KG | 359.1 | 359.1 | CP20 | CP20 | AS-Interface enclosure for command devices, 22 mm, round, enclosure material plastic, enclosure top part gray, 3 control points plastic, recess for labels, C= Illuminated pushbutton red, Label: Change over, B= Indicator light blue, Label: Unloading ready A= Indicator light green, Label: Correct loaded 1 NO, spring-loaded terminal, floor mounting, M12 connector, 4-pin, Labels glued in | adicionado Março 19 | 0 | 7
3SU1803-0AJ00-4AB1 |  | 3SU1803-0AJ00-4AB1 | 1 | UN | 1 | 5 | B | D | EAR99 | N | 85365080 | 1 | 4047621055954 | 0.76 | KG | 144.4 | 144.4 | CP20 | CP20 | Enclosure for command devices, 22 mm, round, enclosure material plastic, enclosure top gray, 3 command points plastic, recess for labels, customer-specific equipment, spring-type terminal, floor mounting, GÃ¶pfert no. 428641 on rating plate | - | 0 | 7
3SU1803-0AK00-4AB1 |  | 3SU1803-0AK00-4AB1 | 1 | UN | 1 | 5 | B | D | N | N | 85365080 | 1 | 4047621055961 | 0.655 | KG | 125.4 | 125.4 | CP20 | CP20 | Enclosure for command devices, 22 mm, round, enclosure material plastic, enclosure top part gray, 3 control points plastic, recess for labels, customer-specific equipment, spring-loaded terminal, floor mounting, GÃ¶pfert no. 428643 on rating plate Labels glued in | - | 0 | 7
3SU1803-0AL00-4AB1 |  | 3SU1803-0AL00-4AB1 | 1 | UN | 1 | 5 | B | D | N | N | 85365080 | 1 | 4047621055978 | 0.65 | KG | 119.7 | 119.7 | CP20 | CP20 | Enclosure for command devices, 22 mm, round, enclosure material plastic, enclosure top part gray, 3 control points plastic, recess for labels, customer-specific equipment, spring-loaded terminal, floor mounting, GÃ¶pfert no. 428647 on rating plate Labels glued in | - | 0 | 7
3SU1803-0AM00-4AB1 |  | 3SU1803-0AM00-4AB1 | 1 | UN | 1 | 5 | B | D | N | N | 85365080 | 1 | 4047621055985 | 0.68 | KG | 129.2 | 129.2 | CP20 | CP20 | Enclosure for command devices, 22 mm, round, enclosure material plastic, enclosure top part gray, 3 control points plastic, recess for labels, customer-specific equipment, spring-loaded terminal, floor mounting, GÃ¶pfert no. 428649 on rating plate Labels glued in | - | 0 | 7
3SU1803-0AN00-4AB1 |  | 3SU1803-0AN00-4AB1 | 1 | UN | 1 | 5 | B | D | N | N | 85365080 | 1 | 4047621055992 | 0.678 | KG | 148.2 | 148.2 | CP20 | CP20 | Enclosure for command devices, 22 mm, round, enclosure material plastic, enclosure top part gray, 3 control points plastic, recess for labels, customer-specific equipment, spring-loaded terminal, floor mounting, GÃ¶pfert no. 428650 on rating plate Labels glued in | - | 0 | 7
3SU1803-0NG10-4RB1 |  | 3SU1803-0NG10-4RB1 | 1 | UN | 1 | 5 | B | D | N | N | 85365080 | 1 | 4047621055152 | 0.793 | KG | 568.1 | 568.1 | CP20 | CP20 | AS-Interface enclosure for command devices, 22 mm, round, Enclosure material plastic, enclosure top part gray, 3 control points plastic, Recess for labels, C=EMERGENCY STOP mushroom pushbutton red, rotate-to-unlatch mechanism, illuminable, 1 NC, 1 NC, spring-type terminal, AS-Interface module fail-safe label, backing plate, B=Illuminated pushbutton yellow, 1 NC, spring-type terminal, AS-Interface module fail-safe A=Illuminated pushbutton white, 1 NC, LED module, spring-type terminal, labels glued in, floor mounting, M12 connector 4-po(*) | adicionado Março 19 | 0 | 7
3SU1803-0NH20-4VB1 |  | 3SU1803-0NH20-4VB1 | 1 | UN | 1 | 10 | C | D | N | N | 85365080 | 1 | 4047621073606 | 0.75 | KG | 371.45 | 371.45 | CP20 | CP20 | Housing for command devices, 22 mm, round, housing material plastic, upper part of housing gray, 3 plastic control points, recess for labels, customer-specific equipment, electronic module for IO Link, spring-type terminals, floor mounting, conventional emergency stop, M12 5-pole connector on top, PIN assignment: PIN1=21, PIN2=11, PIN3=n.c., PIN4=22, PIN5=12, M12 5-pole connector at bottom, IO Link wiring: PIN1=L+, PIN3=L-, PIN4=C/Q1, Backing plate for emergency stop, without label |  | 0 | 7
3SU1803-3AA00-0AA1 |  | 3SU1803-3AA00-0AA1 | 1 | UN | 1 | 5 | B | D | N | N | 85389099 | 1 | 4011209953772 | 2.107 | KG | 279.3 | 279.3 | CP20 | CP20 | Two-hand operation console for command devices, 22 mm, round, Enclosure material plastic, enclosure top part gray, 3 control points plastic, without equipment, with cable cut-outs for metric screw connections | - | 0 | 0
3SU1803-3NB00-1AE1 |  | 3SU1803-3NB00-1AE1 | 1 | UN | 1 | 5 | B | D | N | N | 85365080 | 1 | 4011209953789 | 2.46 | KG | 304.95 | 296.4 | CP20 | CP20 | Two-hand operation console for command devices, 22 mm, round, Enclosure material plastic, enclosure top part gray, 3 control points plastic, 8 additional reference holes for 22 mm command devices 2 mushroom pushbuttons black 40 mm, 2x1NO+1NC, screw terminal, 1 EMERGENCY STOP red, 40 mm, 2 NC, screw terminal, Front mounting, with cable cut-outs for metric screw connections | Lista Papel 2020 SI | 0 | 0
3SU1804-0AA00-0AB1 |  | 3SU1804-0AA00-0AB1 | 1 | UN | 1 | 1 | A | D | N | N | 85389099 | 1 | 4011209970267 | 0.44 | KG | 22.42 | 22.42 | CP20 | CP20 | Enclosure for command devices, 22 mm, round, Enclosure material plastic, enclosure top part gray, 4 control points plastic, Recess for labels, without equipment | - | 0 | 0
3SU1804-0AA00-0AB1-Z | Y19 | 3SU1804-0AA00-0AB1-ZY19 | 1 | UN | 1 | 10 | C | D | N | N | 85389099 | 1 |  | 0.436 | KG | 23.37 | 23.37 | CP20 | CP20 | Enclosure for command devices, 22 mm, round, enclosure material plastic, enclosure top part gray, 4 control points plastic, recess for labels, without equipment, customer-specific selection with SIRIUS ACT configurator (CIN) | - | 0 | 0
3SU1804-0AA00-0UB1 |  | 3SU1804-0AA00-0UB1 | 1 | UN | 1 | 6 | C | D | N | N | 85389099 | 1 | 4047621065076 | 0.434 | KG | 22.42 | 22.42 | CP20 | CP20 | Enclosure for command devices, 22 mm, round, Enclosure material plastic, enclosure top part gray, 4 control points plastic, Recess for labels, without equipment |  | 0 | 7
3SU1804-0AB00-4SB1 |  | 3SU1804-0AB00-4SB1 | 1 | UN | 1 | 5 | B | D | N | N | 85365080 | 1 | 4047621056005 | 0.884 | KG | 176.7 | 176.7 | CP20 | CP20 | Enclosure for command devices, 22 mm, round, enclosure material plastic, enclosure top part gray, 4 control points plastic, recess for labels, customer-specific equipment, spring-loaded terminal, floor mounting, M12 connector 8-pin wired, GÃ¶pfert no. 428652 on rating plate Labels glued in | - | 0 | 7
3SU1804-0AC00-4AB1 |  | 3SU1804-0AC00-4AB1 | 1 | UN | 1 | 5 | B | D | N | N | 85365080 | 1 | 4047621056012 | 0.7 | KG | 116.85 | 116.85 | CP20 | CP20 | Enclosure for command devices, 22 mm, round, enclosure material plastic, enclosure top part gray, 4 control points plastic, recess for labels, customer-specific equipment, spring-loaded terminal, floor mounting, GÃ¶pfert no. 428646 on rating plate Labels glued in | - | 0 | 7
3SU1804-0AD00-4AB1 |  | 3SU1804-0AD00-4AB1 | 1 | UN | 1 | 5 | B | D | N | N | 85365080 | 1 | 4047621056029 | 0.825 | KG | 157.7 | 157.7 | CP20 | CP20 | Enclosure for command devices, 22 mm, round, enclosure material plastic, enclosure top part gray, 4 control points plastic, recess for labels, customer-specific equipment, spring-loaded terminal, floor mounting, GÃ¶pfert no. 428654 on rating plate Labels glued in | - | 0 | 7
3SU1804-0AE20-4SB1 |  | 3SU1804-0AE20-4SB1 | 1 | UN | 1 | 5 | B | D | EAR99 | N | 85365080 | 1 | 4047621064543 | 0.78 | KG | 551.95 | 551.95 | CP20 | CP20 | Enclosure for command devices, 22 mm, round, enclosure material plastic, enclosure top part gray, 4 control points plastic, recess for labels, D=ID keyswitch, IO-Link module C= Pushbutton, black, 1 NO, B= Pushbutton, black, 1 NO, A=Mushroom pushbutton, black, 1 NC, customer-specific labels, spring-type terminal, floor mounting, adapter M12 connector, 8-pole, wired | adicionado Março 19 | 0 | 7
3SU1804-0NA00-2AB1 |  | 3SU1804-0NA00-2AB1 | 1 | UN | 1 | 10 | C | D | N | N | 85365080 | 1 | 4047621052250 | 0.693 | KG | 133 | 133 | CP20 | CP20 | Enclosure for command devices, 22 mm, round, Enclosure material plastic, Enclosure top part gray,"WINLOCK" 4 control points, plastic with metal front ring, D=pushbutton black, 1 NO, screw terminal, C=EMERGENCY STOP mushroom pushbutton red, 2 NC, screw terminal, B=pushbutton black, 1 NO, screw terminal, A = illuminated pushbutton green, 1 NO, LED 24 V, screw terminal, floor mounting, 1xM20 each on top and bottom | - | 0 | 7
3SU1804-0NE20-4SB1 |  | 3SU1804-0NE20-4SB1 | 1 | UN | 1 | 5 | B | D | N | N | 85365080 | 1 |  | 0.78 | KG | 551.95 |  | CP20 |  | Enclosure for command devices, 22 mm, round, enclosure material plastic, enclosure top part gray, 4 control points plastic, recess for labels, D=ID key-operated switch, IO-Link module C= Pushbutton, black, 1 NO, B= Pushbutton, black, 1 NO, A=EMERGENCY STOP mushroom pushbutton red, 1 NC, customer-specific labels, spring-type terminal, floor mounting, adapter M12 connector, 8-pole, wired | adicionado Março 19 | 0 | 7
3SU1806-0AA00-0AB1 |  | 3SU1806-0AA00-0AB1 | 1 | UN | 1 | 1 | A | D | N | N | 85389099 | 1 | 4011209970281 | 0.615 | KG | 31.54 | 31.54 | CP20 | CP20 | Enclosure for command devices, 22 mm, round, Enclosure material plastic, enclosure top part gray, 6 control points plastic, Recess for labels, without equipment | - | 0 | 0
3SU1806-0AA00-0AB1-Z | Y19 | 3SU1806-0AA00-0AB1-ZY19 | 1 | UN | 1 | 10 | C | D | N | N | 85389099 | 1 |  | 0.605 | KG | 32.49 | 32.49 | CP20 | CP20 | Enclosure for command devices, 22 mm, round, enclosure material plastic, enclosure top part gray, 6 control points plastic, recess for labels, without equipment, customer-specific selection with SIRIUS ACT configurator (CIN) | - | 0 | 0
3SU1806-0AA00-0UB1 |  | 3SU1806-0AA00-0UB1 | 1 | UN | 1 | 6 | C | D | N | N | 85389099 | 1 | 4047621065083 | 0.6 | KG | 31.54 | 31.54 | CP20 | CP20 | Enclosure for command devices, 22 mm, round, Enclosure material plastic, enclosure top part gray, 6 control points plastic, Recess for labels, without equipment |  | 0 | 7
3SU1806-0AB10-4DB1 |  | 3SU1806-0AB10-4DB1 | 1 | UN | 1 | 5 | B | D | N | N | 85365080 | 1 | 4047621034898 | 1.39 | KG | 1036.45 | 1036.45 | CP20 | CP20 | AS-Interface enclosure for command devices, 22 mm, round, Enclosure material plastic, enclosure top part gray, 6 control points plastic, customer-specific equipment, floor mounting, M12 connector (5-pole) bottom, set for 13:30 hours, Labels glued in | adicionado Março 19 | 0 | 7
3SU1806-0AC10-4DB1 |  | 3SU1806-0AC10-4DB1 | 1 | UN | 1 | 5 | B | D | N | N | 85365080 | 1 | 4047621048291 | 1.25 | KG | 1007 | 1007 | CP20 | CP20 | AS-Interface enclosure for command devices, 22 mm, round, Enclosure material plastic, enclosure top part gray, 6 control points plastic, Customer-specific equipment, floor mounting, M12 connector (5-pole) bottom, set for 13:30 hours, Labels glued in | adicionado Março 19 | 0 | 7
3SU1806-0AD00-4AB1 |  | 3SU1806-0AD00-4AB1 | 1 | UN | 1 | 5 | B | D | N | N | 85365080 | 1 | 4047621056036 | 1.14 | KG | 207.1 | 207.1 | CP20 | CP20 | Enclosure for command devices, 22 mm, round, enclosure material plastic, enclosure top part gray, 6 control points plastic, recess for labels, customer-specific equipment, spring-loaded terminal, floor mounting, GÃ¶pfert no. 428642 on rating plate Labels glued in | - | 0 | 7
3SU1806-0NB00-4AB1 |  | 3SU1806-0NB00-4AB1 | 1 | UN | 1 | 5 | B | D | N | N | 85365080 | 1 | 4047621056043 | 1.206 | KG | 214.7 | 214.7 | CP20 | CP20 | Enclosure for command devices, 22 mm, round, enclosure material plastic, enclosure top part gray, 6 control points plastic, recess for labels, customer-specific equipment, spring-loaded terminal, floor mounting, GÃ¶pfert no. 428648 on rating plate Labels glued in | - | 0 | 7
3SU1806-0NC00-4AB1 |  | 3SU1806-0NC00-4AB1 | 1 | UN | 1 | 5 | B | D | N | N | 85365080 | 1 | 4047621056050 | 1.204 | KG | 190.95 | 190.95 | CP20 | CP20 | Enclosure for command devices, 22 mm, round, enclosure material plastic, enclosure top part gray, 6 control points plastic, recess for labels, customer-specific equipment, spring-loaded terminal, floor mounting, GÃ¶pfert no. 428653 on rating plate Labels glued in | - | 0 | 7
3SU1806-0ND00-4AB1 |  | 3SU1806-0ND00-4AB1 | 1 | UN | 1 | 5 | B | D | N | N | 85365080 | 1 | 4047621056067 | 1.169 | KG | 152.95 | 152.95 | CP20 | CP20 | Enclosure for command devices, 22 mm, round, enclosure material plastic, enclosure top part gray, 6 control points plastic, recess for labels, customer-specific equipment, spring-loaded terminal, floor mounting, GÃ¶pfert no. 428655 on rating plate Labels glued in | - | 0 | 7
3SU1806-0NE00-4AB1 |  | 3SU1806-0NE00-4AB1 | 1 | UN | 1 | 5 | B | D | N | N | 85365080 | 1 | 4047621056074 | 1.25 | KG | 253.65 | 253.65 | CP20 | CP20 | Enclosure for command devices, 22 mm, round, enclosure material plastic, enclosure top part gray, 6 control points plastic, recess for labels, customer-specific equipment, spring-loaded terminal, floor mounting, GÃ¶pfert no. 428644 on rating plate Labels glued in | - | 0 | 7
3SU1806-0NF20-4WB1 |  | 3SU1806-0NF20-4WB1 | 1 | UN | 1 | 10 | C | D | N | N | 85365080 | 1 | 4047621073644 | 1.206 | KG | 645.05 | 645.05 | CP20 | CP20 | Enclosure for command devices, 22 mm, round, Enclosure material plastic, Enclosure top part gray, 6 control points plastic, Recess for labels, Customer-specific equipment, spring-type terminal, floor mounting, EMERGENCY STOP conventional, M12 5-pole connector on top, Pin assignment: PIN1=21, PIN2=11, PIN3=n.c., PIN4=22, PIN5=12, M12 5-pole connector at bottom, IO Link wiring module 1: PIN1=L+, PIN3=L-, PIN4=C/Q1, IO Link wiring module 2: PIN5=L+, PIN3=L-, PIN2=C/Q1, Backing plate for EMERGENCY STOP, without label |  | 0 | 7
3SU1851-0AA00-0AA2 |  | 3SU1851-0AA00-0AA2 | 1 | UN | 1 | 1 | A | D | N | N | 85389099 | 1 | 4011209969209 | 0.485 | KG | 41.42 | 41.42 | CP20 | CP20 | Enclosure for command devices, 22 mm, round, Enclosure material metal, Enclosure top part yellow, 1 control point, without equipment, Control point in center, floor mounting, 1xM20 each on top and bottom | - | 0 | 0
3SU1851-0AA00-0AA2-Z | Y19 | 3SU1851-0AA00-0AA2-ZY19 | 1 | UN | 1 | 10 | C | D | N | N | 85389099 | 1 |  | 0.488 | KG | 42.37 | 42.37 | CP20 | CP20 | Enclosure for command devices, 22 mm, round, enclosure material metal, enclosure top part yellow, 1 control point, without equipment, control point in center, floor mounting, 1xM20 each on top and bottom, customer-specific selection with SIRIUS ACT configurator (CIN) | - | 0 | 0
3SU1851-0AA00-0AB1 |  | 3SU1851-0AA00-0AB1 | 1 | UN | 1 | 1 | A | D | N | N | 85389099 | 1 | 4011209969193 | 0.505 | KG | 36.01 | 36.01 | CP20 | CP20 | Enclosure for command devices, 22 mm, round, Enclosure material metal, enclosure top part gray, 1 control point, without equipment, Recess for labels, floor mounting, 1xM20 each on top and bottom | - | 0 | 0
3SU1851-0AA00-0AB1-Z | Y19 | 3SU1851-0AA00-0AB1-ZY19 | 1 | UN | 1 | 10 | C | D | N | N | 85389099 | 1 |  | 0.479 | KG | 36.96 | 36.96 | CP20 | CP20 | Enclosure for command devices, 22 mm, round, enclosure material metal, enclosure top part gray, 1 control point, without equipment, recess for labels, floor mounting, 1xM20 each on top and bottom, customer-specific selection with SIRIUS ACT configurator (CIN) | - | 0 | 0
3SU1851-0AA00-0AB2 |  | 3SU1851-0AA00-0AB2 | 1 | UN | 1 | 1 | A | D | N | N | 85389099 | 1 | 4011209968257 | 0.499 | KG | 41.42 | 41.42 | CP20 | CP20 | Enclosure for command devices, 22 mm, round, Enclosure material metal, Enclosure top part yellow, 1 control point metal, Recess for label, without equipment | - | 0 | 0
3SU1851-0AA00-0AB2-Z | Y19 | 3SU1851-0AA00-0AB2-ZY19 | 1 | UN | 1 | 10 | C | D | N | N | 85389099 | 1 |  | 0.477 | KG | 42.37 | 42.37 | CP20 | CP20 | Enclosure for command devices, 22 mm, round, enclosure material metal, enclosure top part yellow, 1 control point metal, recess for label, without equipment, customer-specific selection with SIRIUS ACT configurator (CIN) | - | 0 | 0
3SU1851-0AA00-0AC1 |  | 3SU1851-0AA00-0AC1 | 1 | UN | 1 | 5 | B | D | N | N | 85389099 | 1 | 4011209969223 | 0.605 | KG | 127.3 | 127.3 | CP20 | CP20 | Enclosure for command devices, 22 mm, round, Enclosure material metal, enclosure top part gray, with protective collar, 1 control point, without equipment, floor mounting, 1xM20 each on top and bottom | - | 0 | 0
3SU1851-0AA00-0AC1-Z | Y19 | 3SU1851-0AA00-0AC1-ZY19 | 1 | UN | 1 | 10 | C | D | N | N | 85389099 | 1 |  | 0.564 | KG | 128.25 | 128.25 | CP20 | CP20 | Enclosure for command devices, 22 mm, round, enclosure material metal, enclosure top part gray, with protective collar, 1 control point, without equipment, floor mounting, 1xM20 each on top and bottom, customer-specific selection with SIRIUS ACT configurator (CIN) | - | 0 | 0
3SU1851-0AA00-0AC2 |  | 3SU1851-0AA00-0AC2 | 1 | UN | 1 | 3 | B | D | N | N | 85389099 | 1 | 4011209969216 | 0.612 | KG | 81.61 | 81.61 | CP20 | CP20 | Enclosure for command devices, 22 mm, round, Enclosure material metal, Enclosure top part yellow, with protective collar, 1 control point, without equipment, floor mounting, 1xM20 each on top and bottom | - | 0 | 0
3SU1851-0AA00-0AC2-Z | Y19 | 3SU1851-0AA00-0AC2-ZY19 | 1 | UN | 1 | 10 | C | D | N | N | 85389099 | 1 |  | 0.565 | KG | 82.56 | 82.56 | CP20 | CP20 | Enclosure for command devices, 22 mm, round, enclosure material metal, enclosure top part yellow, with protective collar, 1 control point, without equipment, floor mounting, 1xM20 each on top and bottom, customer-specific selection with SIRIUS ACT configurator (CIN) | - | 0 | 0
3SU1851-0AA00-0AF2 |  | 3SU1851-0AA00-0AF2 | 1 | UN | 1 | 3 | B | D | N | N | 85389099 | 1 | 4047621046372 | 0.58 | KG | 133 | 133 | CP20 | CP20 | Enclosure for command devices, 22 mm, round, enclosure material metal, enclosure top part yellow, with protective collar for 5 padlocks, emergency stop mushroom 40 mm and emergency stop mushroom 40 mm with key-operated release RONIS, 1 control point, without equipment, floor mounting, top and bottom 1xM20 each | - | 0 | 0
3SU1851-0AA00-0AF2-Z | Y19 | 3SU1851-0AA00-0AF2-ZY19 | 1 | UN | 1 | 10 | C | D | N | N | 85389099 | 1 |  | 0.491 | KG | 133.95 | 133.95 | CP20 | CP20 | Enclosure for command devices, 22 mm, round, Enclosure material metal, Enclosure top part yellow, with protective collar for 5 padlocks, EMERGENCY STOP Pilz 40 mm and EMERGENCY STOP Pilz 40 mm with Key-operated release, RONIS, 1 control point, without equipment, floor mounting, 1xM20 each on top and bottom, customer-specific selection with SIRIUS ACT configurator (CIN) | - | 0 | 0
3SU1851-0AA00-0AG2 |  | 3SU1851-0AA00-0AG2 | 1 | UN | 1 | 3 | B | D | N | N | 85389099 | 1 | 4047621046389 | 0.593 | KG | 234.65 | 234.65 | CP20 | CP20 | Enclosure for command devices, 22 mm, round, enclosure material metal, enclosure top part yellow, with protective collar for 5 padlocks emergency stop mushroom 40 mm and emergency stop mushroom 40 mm with key-operated release BKS, CES, OMR, 1 control point, without equipment, floor mounting, top and bottom 1xM20 each | - | 0 | 0
3SU1851-0AA00-0AG2-Z | Y19 | 3SU1851-0AA00-0AG2-ZY19 | 1 | UN | 1 | 10 | C | D | N | N | 85389099 | 1 |  | 0.501 | KG | 235.6 | 235.6 | CP20 | CP20 | Enclosure for command devices, 22 mm, round, Enclosure material metal, Enclosure top part yellow, with protective collar for 5 padlocks, EMERGENCY STOP Pilz 40 mm and EMERGENCY STOP Pilz 40 mm with Key-operated release BCS, CES, OMR, 1 control point, without equipment, floor mounting, 1xM20 each on top and bottom, customer-specific selection with SIRIUS ACT configurator (CIN) | - | 0 | 0
3SU1851-0AA00-0AH1 |  | 3SU1851-0AA00-0AH1 | 1 | UN | 1 | 3 | B | D | N | N | 85389099 | 1 | 4047621046358 | 0.602 | KG | 133 | 133 | CP20 | CP20 | Enclosure for command devices, 22 mm, round, Enclosure material metal, enclosure top part gray, with protective collar for 5 padlocks, and mushroom diameter 60 mm, 1 control point, without equipment, floor mounting, 1xM20 each on top and bottom | - | 0 | 0
3SU1851-0AA00-0AH1-Z | Y19 | 3SU1851-0AA00-0AH1-ZY19 | 1 | UN | 1 | 10 | C | D | N | N | 85389099 | 1 |  | 0.522 | KG | 133.95 | 133.95 | CP20 | CP20 | Enclosure for command devices, 22 mm, round, enclosure material metal, enclosure top part gray, with protective collar for 5 padlocks and mushroom diameter 60 mm, 1 control point, without equipment, floor mounting, 1xM20 each on top and bottom, customer-specific selection with SIRIUS ACT configurator (CIN) | - | 0 | 0
3SU1851-0AA00-0AH2 |  | 3SU1851-0AA00-0AH2 | 1 | UN | 1 | 3 | B | D | N | N | 85389099 | 1 | 4047621046365 | 0.59 | KG | 133 | 133 | CP20 | CP20 | Enclosure for command devices, 22 mm, round, Enclosure material metal, Enclosure top part yellow, with protective collar for 5 padlocks, and mushroom diameter 60 mm, 1 control point, without equipment, floor mounting, 1xM20 each on top and bottom | - | 0 | 0
3SU1851-0AA00-0AH2-Z | Y19 | 3SU1851-0AA00-0AH2-ZY19 | 1 | UN | 1 | 10 | C | D | N | N | 85389099 | 1 |  | 0.522 | KG | 133.95 | 133.95 | CP20 | CP20 | Enclosure for command devices, 22 mm, round, enclosure material metal, enclosure top part yellow, with protective collar for 5 padlocks and mushroom diameter 60 mm, 1 control point, without equipment, floor mounting, 1xM20 each on top and bottom, customer-specific selection with SIRIUS ACT configurator (CIN) | - | 0 | 0
3SU1851-0AA00-0AJ1 |  | 3SU1851-0AA00-0AJ1 | 1 | UN | 1 | 5 | B | D | N | N | 85389099 | 1 | 4047621054902 | 0.522 | KG | 179.55 | 179.55 | CP20 | CP20 | Enclosure for command devices, 22 mm, round, metal enclosure, gray enclosure top, with protective collar, rotated by 90Â°, for 5 padlocks, for horizontal installation, and mushroom diameter 60 mm, 1 control point, without equipment, floor mounting, left and right each 1xM20 | - | 0 | 0
3SU1851-0AA00-0AJ1-Z | Y19 | 3SU1851-0AA00-0AJ1-ZY19 | 1 | UN | 1 | 10 | C | D | N | N | 85389099 | 1 |  | 0.522 | KG | 180.5 | 180.5 | CP20 | CP20 | Enclosure for command devices, 22 mm, round, enclosure material metal, enclosure top part gray, with protective collar, rotated by 90Â°, for 5 padlocks for horizontal installation, and mushroom diameter 60 mm, 1 control point, without equipment, floor mounting, left and right each 1xM20, customer-specific selection with SIRIUS ACT configurator (CIN) | - | 0 | 0
3SU1851-0AA00-0AJ2 |  | 3SU1851-0AA00-0AJ2 | 1 | UN | 1 | 5 | B | D | N | N | 85389099 | 1 | 4047621054896 | 0.584 | KG | 179.55 | 179.55 | CP20 | CP20 | Enclosure for command devices, 22 mm, round, metal enclosure, yellow enclosure top, with protective collar, rotated by 90Â°, for 5 padlocks, for horizontal installation, and mushroom diameter 60 mm, 1 control point, without equipment, floor mounting, left and right each 1xM20 | - | 0 | 0
3SU1851-0AA00-0AJ2-Z | Y19 | 3SU1851-0AA00-0AJ2-ZY19 | 1 | UN | 1 | 10 | C | D | N | N | 85389099 | 1 |  | 0.522 | KG | 180.5 | 180.5 | CP20 | CP20 | Enclosure for command devices, 22 mm, round, enclosure material metal, enclosure top part yellow, with protective collar, rotated by 90Â°, for 5 padlocks for horizontal installation, and mushroom diameter 60 mm, 1 control point, without equipment, floor mounting, left and right each 1xM20, customer-specific selection with SIRIUS ACT configurator (CIN) | - | 0 | 0
3SU1851-0AA01-0AB1 |  | 3SU1851-0AA01-0AB1 | 1 | UN | 1 | 8 | C | D | N | N | 85389099 | 1 | 4011209970410 | 0.458 | KG | 134.9 | 134.9 | CP20 | CP20 | Enclosure for command devices, 22 mm, round, Enclosure material metal, enclosure top part gray, 1 control point metal, Recess for label, without equipment, ATEX | - | 0 | 9
3SU1851-0AA01-0AC2 |  | 3SU1851-0AA01-0AC2 | 1 | UN | 1 | 8 | C | D | N | N | 85389099 | 1 | 4011209970427 | 0.602 | KG | 176.7 | 176.7 | CP20 | CP20 | Enclosure for command devices, 22 mm, round, Enclosure material metal, Enclosure top part yellow, 1 control point metal, with protective collar, without equipment, ATEX | - | 0 | 9
3SU1851-0AB00-2AB1 |  | 3SU1851-0AB00-2AB1 | 1 | UN | 1 | 5 | B | D | N | N | 85365080 | 1 | 4011209969230 | 0.568 | KG | 53.49 | 53.49 | CP20 | CP20 | Enclosure for command devices, 22 mm, round, Enclosure material metal, enclosure top part gray, 1 control point metal, A=Pushbutton green, 1 NO, screw terminal, floor mounting, label: I, 1xM20 each on top and bottom, Label enclosed | - | 0 | 0
3SU1851-0AC00-2AB1 |  | 3SU1851-0AC00-2AB1 | 1 | UN | 1 | 5 | B | D | N | N | 85365080 | 1 | 4011209969247 | 0.6 | KG | 53.49 | 53.49 | CP20 | CP20 | Enclosure for command devices, 22 mm, round, Enclosure material metal, enclosure top part gray, 1 control point metal, A=Pushbutton red, 1 NC, screw terminal, floor mounting, label: O, 1xM20 each on top and bottom, Label enclosed | - | 0 | 0
3SU1851-0AD00-2AB1 |  | 3SU1851-0AD00-2AB1 | 1 | UN | 1 | 5 | B | D | N | N | 85365080 | 1 | 4011209969254 | 0.59 | KG | 53.49 | 53.49 | CP20 | CP20 | Enclosure for command devices, 22 mm, round, Enclosure material metal, enclosure top part gray, 1 control point metal, A=Pushbutton white, 1 NO, screw terminal, floor mounting, label: I, 1xM20 each on top and bottom, Label enclosed | - | 0 | 0
3SU1851-0AE00-2AB1 |  | 3SU1851-0AE00-2AB1 | 1 | UN | 1 | 5 | B | D | N | N | 85365080 | 1 | 4011209969261 | 0.562 | KG | 53.49 | 53.49 | CP20 | CP20 | Enclosure for command devices, 22 mm, round, Enclosure material metal, enclosure top part gray, 1 control point metal, A=Pushbutton black, 1 NC, screw terminal, floor mounting, label: O, 1xM20 each on top and bottom, Label enclosed | - | 0 | 0
3SU1851-0AF00-4NB1 |  | 3SU1851-0AF00-4NB1 | 1 | UN | 1 | 10 | C | D | N | N | 85365080 | 1 | 4047621049533 | 0.764 | KG | 244.15 | 244.15 | CP20 | CP20 | Enclosure for command devices, 22 mm, round, enclosure material metal, enclosure top part gray, 1 control point metal, A=CES keyswitch SSG10, Key removal O+I, 1 NO, spring-loaded terminal, floor mounting, silver label, black font, with graphic symbol: Gear wheels, M12 connector (5-pin) bottom, insulated reserve conductors Label glued in | - | 0 | 0
3SU1851-0AG00-4NB1 |  | 3SU1851-0AG00-4NB1 | 1 | UN | 1 | 10 | C | D | N | N | 85365080 | 1 | 4047621049540 | 0.651 | KG | 175.75 | 175.75 | CP20 | CP20 | Enclosure for command devices, 22 mm, round, enclosure material metal, enclosure top part gray, 1 control point metal, A=Pushbutton yellow, 1 NO, spring-loaded terminal, floor mounting, silver label, black font, with graphic symbol: Error, M12 connector (5-pin) bottom, insulated reserve conductors Label glued in | - | 0 | 0
3SU1851-0AH00-4NB1 |  | 3SU1851-0AH00-4NB1 | 1 | UN | 1 | 10 | C | D | N | N | 85365080 | 1 | 4047621049557 | 0.66 | KG | 116.85 | 116.85 | CP20 | CP20 | Enclosure for command devices, 22 mm, round, enclosure material metal, enclosure top part gray, 1 control point metal, A=Mushroom pushbutton, black, 40 mm, momentary contact type, 1 NO, spring-loaded terminal, floor mounting, silver label, black font, with graphic symbol: Autoplay, M12 connector (5-pin) bottom, insulated reserve conductors Label glued in | - | 0 | 0
3SU1851-0AK00-4DB1 |  | 3SU1851-0AK00-4DB1 | 1 | UN | 1 | 5 | B | D | N | N | 85365080 | 1 | 4047621056111 | 0.615 | KG | 115.9 | 115.9 | CP20 | CP20 | Enclosure for command devices 22 mm, round, enclosure material metal, enclosure top part gray, 1 control point, A = Pushbutton, black, momentary contact type, plastic with metal front ring, customer-specific labeling, 1 NO, spring-loaded terminal, floor mounting, recess for label, M12 connector (4-pin), Label glued in | - | 0 | 7
3SU1851-0AN00-4NB1 |  | 3SU1851-0AN00-4NB1 | 1 | UN | 1 | 5 | B | D | N | N | 85365080 | 1 | 4047621066257 | 0.649 | KG | 103.55 | 103.55 | CP20 | CP20 | Enclosure for command devices 22 mm, round, enclosure material metal, enclosure top part gray, 1 control point, metal, A=Mushroom pushbutton black, momentary contact type, 40 mm, 1 NO, spring-type terminal, floor mounting, wired, recess for label, at bottom M12 connector 5-pole |  | 0 | 7
3SU1851-0NA00-2AA2 |  | 3SU1851-0NA00-2AA2 | 1 | UN | 1 | 3 | B | D | N | N | 85365080 | 1 | 4011209969285 | 0.613 | KG | 78.47 | 78.47 | CP20 | CP20 | Enclosure for command devices, 22 mm, round, Enclosure material metal, Enclosure top part yellow, 1 control point metal, A=EMERGENCY STOP mushroom pushbutton red, 40 mm, rotate-to-unlatch, Control point in center, 1 NC, screw terminal, floor mounting, 1xM20 each on top and bottom | - | 0 | 0
3SU1851-0NA00-2AC2 |  | 3SU1851-0NA00-2AC2 | 1 | UN | 1 | 1 | A | D | N | N | 85365080 | 1 | 4011209969278 | 0.712 | KG | 114.95 | 114.95 | CP20 | CP20 | Enclosure for command devices, 22 mm, round, Enclosure material metal, Enclosure top part yellow, with protective collar, 1 control point metal, A=EMERGENCY STOP mushroom pushbutton red, 40 mm, rotate-to-unlatch, 1 NC, screw terminal, floor mounting, 1xM20 each on top and bottom | - | 0 | 0
3SU1851-0NB00-2AA2 |  | 3SU1851-0NB00-2AA2 | 1 | UN | 1 | 5 | B | D | N | N | 85365080 | 1 | 4011209969292 | 0.635 | KG | 81.8 | 81.8 | CP20 | CP20 | Enclosure for command devices, 22 mm, round, Enclosure material metal, Enclosure top part yellow, 1 control point metal, A=EMERGENCY STOP mushroom pushbutton red, 40 mm, rotate-to-unlatch, Control point in center, 2 NC, screw terminal, floor mounting, 1xM20 each on top and bottom | - | 0 | 0
3SU1851-0NB00-2AC2 |  | 3SU1851-0NB00-2AC2 | 1 | UN | 1 | 3 | B | D | N | N | 85365080 | 1 | 4011209969322 | 0.72 | KG | 122.55 | 122.55 | CP20 | CP20 | Enclosure for command devices, 22 mm, round, Enclosure material metal, Enclosure top part yellow, with protective collar, 1 control point metal, A=EMERGENCY STOP mushroom pushbutton red, 40 mm, rotate-to-unlatch, 1 NC, 1 NC, screw terminal, floor mounting, 1xM20 each on top and bottom | - | 0 | 0
3SU1851-0NB10-4GB2 |  | 3SU1851-0NB10-4GB2 | 1 | UN | 1 | 5 | B | D | N | N | 85365080 | 1 | 4011209970366 | 0.695 | KG | 332.5 | 332.5 | CP20 | CP20 | AS-Interface enclosure for command devices 22 mm, round, enclosure material metal, enclosure top part yellow, 1 control point metal, recess for label, A=EMERGENCY STOP mushroom pushbutton red, 40 mm, rotate-to-unlatch, 1 NC, 1 NC, spring-type terminal, floor mounting, AS-i shaped cable Direct entry top/right, label enclosed | - | 0 | 0
3SU1851-0NB10-4GC2 |  | 3SU1851-0NB10-4GC2 | 1 | UN | 1 | 5 | B | D | N | N | 85365080 | 1 | 4011209970373 | 0.791 | KG | 374.3 | 374.3 | CP20 | CP20 | AS-Interface enclosure for command devices 22 mm, round, Enclosure material metal, Enclosure top part yellow, with protective collar, 1 control point metal, A=EMERGENCY STOP mushroom pushbutton red, 40 mm, rotate-to-unlatch, 1 NC, 1 NC, spring-type terminal, floor mounting, AS-i shaped cable Direct entry top/right | - | 0 | 0
3SU1851-0NC00-2AC2 |  | 3SU1851-0NC00-2AC2 | 1 | UN | 1 | 5 | B | D | N | N | 85365080 | 1 | 4011209969308 | 0.72 | KG | 140.6 | 140.6 | CP20 | CP20 | Enclosure for command devices 22 mm, round, Enclosure material metal, Enclosure top part yellow, with protective collar, 1 control point metal, A=EMERGENCY STOP palm pushbutton, red, 40 mm, rotate-to-unlatch, 1 NC, 1 NC, gold-plated contacts, screw terminal, floor mounting, 1xM20 each on top and bottom | - | 0 | 0
3SU1851-0ND00-2AC2 |  | 3SU1851-0ND00-2AC2 | 1 | UN | 1 | 5 | B | D | N | N | 85365080 | 1 | 4011209969315 | 0.731 | KG | 131.1 | 131.1 | CP20 | CP20 | Enclosure for command devices, 22 mm, round, Enclosure material metal, Enclosure top part yellow, with protective collar, 1 control point metal, A=EMERGENCY STOP mushroom pushbutton red, 40 mm, rotate-to-unlatch, 1 NO, 1 NC, 1 NC, screw terminal, floor mounting, 1xM20 each on top and bottom | - | 0 | 0
3SU1851-0NH00-4NB2 |  | 3SU1851-0NH00-4NB2 | 1 | UN | 1 | 10 | C | D | N | N | 85365080 | 1 | 4047621048345 | 0.723 | KG | 197.6 | 197.6 | CP20 | CP20 | Enclosure for command devices, 22 mm, round, enclosure material metal, Enclosure top part yellow, 1 control point metal, A=Emergency stop mushroom pushbutton red, 40 mm, rotate-to-unlatch, 2 NC, spring-loaded terminal, floor mounting, silver label, black font, with graphic symbol: Emergency stop, M12 connector (5-pin) bottom, insulated reserve conductors Label glued in | - | 0 | 0
3SU1851-1AA00-1AA1 |  | 3SU1851-1AA00-1AA1 | 1 | UN | 1 | 5 | B | D | N | N | 85389099 | 1 | 4011209961050 | 0.499 | KG | 35.91 | 35.91 | CP20 | CP20 | Enclosure for 4 position knob, coordinate, ID key-operated switches and sensor switches, 22 mm, round, Enclosure material metal, enclosure top part gray, 1 control point metal, without equipment, only for front plate mounting | - | 0 | 0
3SU1851-1AA00-1AA1-Z | Y19 | 3SU1851-1AA00-1AA1-ZY19 | 1 | UN | 1 | 10 | C | D | N | N | 85389099 | 1 |  | 0.487 | KG | 36.86 | 36.86 | CP20 | CP20 | Enclosure for 4-position knob, coordinate, ID key-operated switches and sensor switches, 22 mm, round, enclosure material metal, enclosure top part gray, 1 control point metal, without equipment, only for front plate mounting, customer-specific selection with SIRIUS ACT configurator (CIN) | - | 0 | 0
3SU1851-2GA00-2AA1 |  | 3SU1851-2GA00-2AA1 | 1 | UN | 1 | 3 | B | D | N | N | 85365080 | 1 | 4011209970311 | 0.642 | KG | 131.1 | 131.1 | CP20 | CP20 | Enclosure for command devices 22 mm, round, Enclosure material metal, enclosure top part gray, 1 control point metal, Control point in center, A = palm pushbutton, black, momentary contact type, 1 NO, screw terminal, Floor mounting | - | 0 | 0
3SU1851-2NG00-2AA2 |  | 3SU1851-2NG00-2AA2 | 1 | UN | 1 | 3 | B | D | N | N | 85365080 | 1 | 4011209970335 | 0.655 | KG | 176.7 | 176.7 | CP20 | CP20 | Enclosure for command devices 22 mm, round, Enclosure material metal, Enclosure top part yellow, 1 control point metal, Control point in center, A=EMERGENCY STOP palm pushbutton, red, positive latching, pull-to-unlatch mechanism, 1 NC, 1 NO, screw terminal, Floor mounting | - | 0 | 0
3SU1852-0AA00-0AB1 |  | 3SU1852-0AA00-0AB1 | 1 | UN | 1 | 1 | A | D | N | N | 85389099 | 1 | 4011209969384 | 0.56 | KG | 43.13 | 43.13 | CP20 | CP20 | Enclosure for command devices, 22 mm, round, Enclosure material metal, enclosure top part gray, 2 control points, without equipment, Recess for labels, floor mounting, 1xM20 each on top and bottom | - | 0 | 0
3SU1852-0AA00-0AB1-Z | Y19 | 3SU1852-0AA00-0AB1-ZY19 | 1 | UN | 1 | 10 | C | D | N | N | 85389099 | 1 |  | 0.56 | KG | 44.08 | 44.08 | CP20 | CP20 | Enclosure for command devices, 22 mm, round, enclosure material metal, enclosure top part gray, 2 control points, without equipment, recess for labels, floor mounting, 1xM20 each on top and bottom, customer-specific selection with SIRIUS ACT configurator (CIN) | - | 0 | 0
3SU1852-0AA01-0AB1 |  | 3SU1852-0AA01-0AB1 | 1 | UN | 1 | 8 | C | D | N | N | 85389099 | 1 | 4011209960985 | 0.543 | KG | 160.55 | 160.55 | CP20 | CP20 | Enclosure for command devices, 22 mm, round, Enclosure material metal, enclosure top part gray, 2 control points metal, Recess for labels, without equipment, ATEX | - | 0 | 9
3SU1852-0AB00-2AB1 |  | 3SU1852-0AB00-2AB1 | 1 | UN | 1 | 5 | B | D | N | N | 85365080 | 1 | 4011209970175 | 0.725 | KG | 78.47 | 78.47 | CP20 | CP20 | Enclosure for command devices, 22 mm, round, Enclosure material metal, enclosure top part gray, 2 control points metal, B=Pushbutton green, label: I, 1 NO, screw terminal, A=Pushbutton red, label: O, 1 NC, screw terminal, floor mounting, 1xM20 each on top and bottom, Labels enclosed | - | 0 | 0
3SU1852-0AC00-2AB1 |  | 3SU1852-0AC00-2AB1 | 1 | UN | 1 | 5 | B | D | N | N | 85365080 | 1 | 4011209970182 | 0.729 | KG | 78.47 | 78.47 | CP20 | CP20 | Enclosure for command devices, 22 mm, round, Enclosure material metal, enclosure top part gray, 2 control points metal, B=Pushbutton white, label: I, 1 NO, screw terminal, A=Pushbutton black,Label: O, 1 NC, screw terminal, floor mounting, 1xM20 each on top and bottom, Labels enclosed | - | 0 | 0
3SU1852-0AD00-4NB1 |  | 3SU1852-0AD00-4NB1 | 1 | UN | 1 | 10 | C | D | N | N | 85365080 | 1 | 4047621055169 | 0.86 | KG | 216.6 | 216.6 | CP20 | CP20 | Enclosure for command devices, 22 mm, round, enclosure material metal, enclosure top part gray, 2 control points metal, B=Pushbutton black, 1 NO, spring-type terminal, floor mounting, silver label, black font, with graphic symbol: back down minus, A=Pushbutton black, 1 NO, spring-type terminal, floor mounting, silver label, black font, with graphic symbol: forward up plus, M12 connector (5-pole) bottom, insulated reserve conductors Labels glued in | - | 0 | 0
3SU1853-0AA00-0AB1 |  | 3SU1853-0AA00-0AB1 | 1 | UN | 1 | 1 | A | D | N | N | 85389099 | 1 | 4011209970236 | 0.683 | KG | 57.19 | 57.19 | CP20 | CP20 | Enclosure for command devices, 22 mm, round, Enclosure material metal, enclosure top part gray, 3 control points, without equipment, Recess for labels, floor mounting, 1xM20 each on top and bottom | - | 0 | 0
3SU1853-0AA00-0AB1-Z | Y19 | 3SU1853-0AA00-0AB1-ZY19 | 1 | UN | 1 | 10 | C | D | N | N | 85389099 | 1 |  | 0.683 | KG | 58.14 | 58.14 | CP20 | CP20 | Enclosure for command devices, 22 mm, round, enclosure material metal, enclosure top part gray, 3 control points, without equipment, recess for labels, floor mounting, 1xM20 each on top and bottom, customer-specific selection with SIRIUS ACT configurator (CIN) | - | 0 | 0
3SU1853-0AA01-0AB1 |  | 3SU1853-0AA01-0AB1 | 1 | UN | 1 | 8 | C | D | N | N | 85389099 | 1 | 4011209960992 | 0.832 | KG | 213.75 | 213.75 | CP20 | CP20 | Enclosure for command devices, 22 mm, round, Enclosure material metal, enclosure top part gray, 3 control points metal, Recess for labels, without equipment, ATEX | - | 0 | 9
3SU1853-0AB00-2AB1 |  | 3SU1853-0AB00-2AB1 | 1 | UN | 1 | 5 | B | D | N | N | 85365080 | 1 | 4011209970243 | 0.931 | KG | 107.35 | 107.35 | CP20 | CP20 | Enclosure for command devices, 22 mm, round, Enclosure material metal, enclosure top part gray, 3 control points metal, C=Indicator light clear, label, LED 24 V, screw terminal, B=Pushbutton green, label: I, 1 NO, screw terminal, A=Pushbutton red, label: O, 1 NC, screw terminal, floor mounting, 1xM20 each on top and bottom, Labels enclosed | - | 0 | 0
3SU1853-0AD00-2AB1 |  | 3SU1853-0AD00-2AB1 | 1 | UN | 1 | 5 | B | D | N | N | 85365080 | 1 | 4011209970250 | 0.99 | KG | 109.25 | 109.25 | CP20 | CP20 | Enclosure for command devices, 22 mm, round, Enclosure material metal, enclosure top part gray, 3 control points metal, C=Pushbutton black,Label: II, 1 NO, screw terminal, B=pushbutton black,Label I, 1 NO, screw terminal, A=Pushbutton red, label: O, 1 NC, screw terminal, floor mounting, 1xM20 each on top and bottom, Labels enclosed | - | 0 | 0
3SU1853-0AF10-4DB1 |  | 3SU1853-0AF10-4DB1 | 1 | UN | 1 | 5 | B | D | N | N | 85365080 | 1 | 4047621047225 | 0.944 | KG | 432.25 | 432.25 | CP20 | CP20 | AS-Interface enclosure for command devices, 22 mm, round, enclosure material metal, enclosure top part gray, 3 control points plastic, recess for labels, C= Indicator light green, Label: Correct loaded B= Indicator light blue, Label: Unloading ready A = Illuminated pushbutton red Label: Change over, 1 NO, spring-loaded terminal, floor mounting, M12 connector, 4-pin, Labels glued in | adicionado Março 19 | 0 | 7
3SU1853-0AG10-4DB1 |  | 3SU1853-0AG10-4DB1 | 1 | UN | 1 | 5 | B | D | N | N | 85365080 | 1 | 4047621047232 | 0.947 | KG | 432.25 | 432.25 | CP20 | CP20 | AS-Interface enclosure for command devices, 22 mm, round, enclosure material metal, enclosure top part gray, 3 control points plastic, recess for labels, C= Illuminated pushbutton red, Label: Change over, B= Indicator light blue, Label: Unloading ready A= Indicator light green, Label: Correct loaded 1 NO, spring-loaded terminal, floor mounting, M12 connector, 4-pin, Labels glued in | adicionado Março 19 | 0 | 7
3SU1853-3AA00-0AA1 |  | 3SU1853-3AA00-0AA1 | 1 | UN | 1 | 5 | B | D | N | N | 85389099 | 1 | 4011209953765 | 4.408 | KG | 513.95 | 513.95 | CP20 | CP20 | Two-hand operation console for command devices, 22 mm, round, Enclosure material metal, enclosure top part gray, 3 control points, without equipment, with cable cut-outs for metric screw connections | - | 0 | 0
3SU1853-3AA00-0AD1 |  | 3SU1853-3AA00-0AD1 | 1 | UN | 1 | 5 | B | D | N | N | 85389099 | 1 | 4047621067995 | 4.419 | KG | 633.65 | 633.65 | CP20 | CP20 | Two-hand operation console for command devices, 22 mm, round, enclosure material metal, enclosure top part gray, 3 control points metal, 4 additional drilled holes, for 22 mm command devices, without equipment, with cable cut-outs, for metric screw connections |  | 0 | 7
3SU1853-3AA00-0AK1 |  | 3SU1853-3AA00-0AK1 | 1 | UN | 1 | 5 | B | D | N | N | 85389099 | 5 |  | 4.408 | KG | 968.05 | 968.05 | CP20 | CP20 | Two-hand operation console for command devices, 22 mm, round, enclosure material metal, enclosure top part gray, 13 control points, without equipment, with cable cut-outs for metric screw connections |  | 0 | 7
3SU1853-3NB00-1AA1 |  | 3SU1853-3NB00-1AA1 | 1 | UN | 1 | 5 | B | D | N | N | 85365080 | 1 | 4011209953796 | 4.8 | KG | 576.65 | 511.1 | CP20 | CP20 | Two-hand operation console for command devices, 22 mm, round, Enclosure material metal, enclosure top part gray, 3 control points metal, standard equipment: 2 mushroom pushbuttons black 40 mm, 2x1NO+1NC, screw terminal, 1 EMERGENCY STOP red, 40 mm, 2 NC, screw terminal, | Lista Papel 2020 SI | 0 | 0
3SU1853-3NB00-1AD1 |  | 3SU1853-3NB00-1AD1 | 1 | UN | 1 | 5 | B | D | N | N | 85365080 | 1 | 4011209953802 | 5.12 | KG | 602.3 | 602.3 | CP20 | CP20 | Two-hand operation console for command devices, 22 mm, round, Enclosure material metal, enclosure top part gray, 3 control points metal, 4 additional drilled holes for 22 mm command devices 2 mushroom pushbuttons black 40 mm, 2x1NO+1NC, screw terminal, 1 EMERGENCY STOP red, 40 mm, 2 NC, screw terminal, Front mounting, with cable cut-outs for metric screw connections | - | 0 | 0
3SU1854-0AA00-0AB1 |  | 3SU1854-0AA00-0AB1 | 1 | UN | 1 | 1 | A | D | N | N | 85389099 | 1 | 4011209970274 | 0.83 | KG | 75.81 | 75.81 | CP20 | CP20 | Enclosure for command devices, 22 mm, round, Enclosure material metal, enclosure top part gray, 4 control points, without equipment, Recess for labels, floor mounting, 1xM25 each on top and bottom | - | 0 | 0
3SU1854-0AA00-0AB1-Z | Y19 | 3SU1854-0AA00-0AB1-ZY19 | 1 | UN | 1 | 10 | C | D | N | N | 85389099 | 1 |  | 0.807 | KG | 76.76 | 76.76 | CP20 | CP20 | Enclosure for command devices, 22 mm, round, enclosure material metal, enclosure top part gray, 4 control points, without equipment, recess for labels, floor mounting, 1xM25 each on top and bottom customer-specific selection with SIRIUS ACT configurator (CIN) | - | 0 | 0
3SU1854-0AA01-0AB1 |  | 3SU1854-0AA01-0AB1 | 1 | UN | 1 | 8 | C | D | N | N | 85389099 | 1 | 4011209961005 | 0.776 | KG | 283.1 | 283.1 | CP20 | CP20 | Enclosure for command devices, 22 mm, round, Enclosure material metal, enclosure top part gray, 4 control points metal, Recess for labels, without equipment, ATEX | - | 0 | 9
3SU1856-0AA00-0AB1 |  | 3SU1856-0AA00-0AB1 | 1 | UN | 1 | 1 | A | D | N | N | 85389099 | 1 | 4011209970298 | 1.085 | KG | 98.8 | 98.8 | CP20 | CP20 | Enclosure for command devices, 22 mm, round, Enclosure material metal, enclosure top part gray, 6 control points, without equipment, Recess for labels, floor mounting, 1xM25 each on top and bottom | - | 0 | 0
3SU1856-0AA00-0AB1-Z | Y19 | 3SU1856-0AA00-0AB1-ZY19 | 1 | UN | 1 | 10 | C | D | N | N | 85389099 | 1 |  | 1.085 | KG | 99.75 | 99.75 | CP20 | CP20 | Enclosure for command devices, 22 mm, round, enclosure material metal, enclosure top part gray, 6 control points, without equipment, recess for labels, floor mounting, 1xM25 each on top and bottom customer-specific selection with SIRIUS ACT configurator (CIN) | - | 0 | 0
3SU1856-0AA01-0AB1 |  | 3SU1856-0AA01-0AB1 | 1 | UN | 1 | 10 | C | D | N | N | 85389099 | 1 | 4011209961012 | 1.046 | KG | 367.65 | 367.65 | CP20 | CP20 | Enclosure for command devices, 22 mm, round, Enclosure material metal, enclosure top part gray, 6 control points metal, Recess for labels, without equipment, ATEX | - | 0 | 9
3SU1856-0AE20-4NB1 |  | 3SU1856-0AE20-4NB1 | 1 | UN | 1 | 5 | B | D | N | N | 85365080 | 1 | 4047621062211 | 1.815 | KG | 863.55 | 863.55 | CP20 | CP20 | Enclosure for command devices, 22 mm, round, enclosure material metal, enclosure top part gray, 6 control points metal, recess for labels, F=Illuminated pushbutton white, 1 NO E=Illuminated pushbutton red, 1 NO, D=Illuminated pushbutton yellow, 1 NO, C=Illuminated pushbutton amber, 1 NO, B=Illuminated pushbutton blue, 1 NO, A=Illuminated pushbutton green, 1 NO, per LED 24 V, spring-type terminal, customer-specific labels, 2 x IO-Link module 2 DI / 6 DQ, floor mounting, at bottom M12 connector 8-pole Labels glued in | - | 0 | 7
3SU1900-0AB71-0AA0 |  | 3SU1900-0AB71-0AA0 | 100 | UN | 1 | 1 | A | D | N | N | 85389099 | 10 | 4011209966802 | 0.42 | G | 104.5 | 104.5 | CP20 | CP20 | Inscription plate for illuminated pushbutton, round, milky, without inscription, for self-labeling | - | 0 | 0
3SU1900-0AB71-0AA0-Z | Y19 | 3SU1900-0AB71-0AA0-ZY19 | 100 | UN | 1 | 10 | C | D | N | N | 85389099 | 10 |  | 0.42 | G | 105.45 | 105.45 | CP20 | CP20 | Inscription plate for illuminated pushbutton, round, milky, without inscription, for self-labeling, customer-specific selection with SIRIUS ACT configurator (CIN) | - | 0 | 0
3SU1900-0AB71-0AB0 |  | 3SU1900-0AB71-0AB0 | 100 | UN | 1 | 5 | B | D | N | N | 85389099 | 10 | 4011209966819 | 0.4 | G | 104.5 | 104.5 | CP20 | CP20 | Inscription plate for illuminated pushbutton, round, milky with black font, with inscription: Ein | - | 0 | 0
3SU1900-0AB71-0AB0-Z | Y19 | 3SU1900-0AB71-0AB0-ZY19 | 100 | UN | 1 | 10 | C | D | N | N | 85389099 | 10 |  | 0.001 | KG | 105.45 | 105.45 | CP20 | CP20 | Inscription plate for illuminated pushbutton, round, milky with black font, with inscription: Ein, Customer-specific selection with SIRIUS ACT configurator (CIN) | - | 0 | 0
3SU1900-0AB71-0AC0 |  | 3SU1900-0AB71-0AC0 | 100 | UN | 1 | 5 | B | D | N | N | 85389099 | 10 | 4011209966826 | 0.001 | G | 104.5 | 104.5 | CP20 | CP20 | Inscription plate for illuminated pushbutton, round, milky with black font, with inscription: Aus | - | 0 | 0
3SU1900-0AB71-0AC0-Z | Y19 | 3SU1900-0AB71-0AC0-ZY19 | 100 | UN | 1 | 10 | C | D | N | N | 85389099 | 10 |  | 0.4 | G | 105.45 | 105.45 | CP20 | CP20 | Inscription plate for illuminated pushbutton, round, milky with black font, with inscription: Aus, Customer-specific selection with SIRIUS ACT configurator (CIN) | - | 0 | 0
3SU1900-0AB71-0AD0 |  | 3SU1900-0AB71-0AD0 | 100 | UN | 1 | 5 | B | D | N | N | 85389099 | 10 | 4011209966833 | 0.001 | KG | 104.5 | 104.5 | CP20 | CP20 | Inscription plate for illuminated pushbutton, round, milky with black font, with inscription: Auf | - | 0 | 0
3SU1900-0AB71-0AD0-Z | Y19 | 3SU1900-0AB71-0AD0-ZY19 | 100 | UN | 1 | 10 | C | D | N | N | 85389099 | 10 |  | 0.428 | G | 105.45 | 105.45 | CP20 | CP20 | Inscription plate for illuminated pushbutton, round, milky with black font, with inscription: Auf, Customer-specific selection with SIRIUS ACT configurator (CIN) | - | 0 | 0
3SU1900-0AB71-0AE0 |  | 3SU1900-0AB71-0AE0 | 100 | UN | 1 | 5 | B | D | N | N | 85389099 | 10 | 4011209966840 | 0.001 | G | 104.5 | 104.5 | CP20 | CP20 | Inscription plate for illuminated pushbutton, round, milky with black font, with inscription: Ab | - | 0 | 0
3SU1900-0AB71-0AE0-Z | Y19 | 3SU1900-0AB71-0AE0-ZY19 | 100 | UN | 1 | 10 | C | D | N | N | 85389099 | 10 |  | 0.001 | KG | 105.45 | 105.45 | CP20 | CP20 | Inscription plate for illuminated pushbutton, round, milky with black font, with inscription: Ab, Customer-specific selection with SIRIUS ACT configurator (CIN) | - | 0 | 0
3SU1900-0AB71-0AF0 |  | 3SU1900-0AB71-0AF0 | 100 | UN | 1 | 5 | B | D | N | N | 85389099 | 10 | 4011209966857 | 0.001 | KG | 104.5 | 104.5 | CP20 | CP20 | Inscription plate for illuminated pushbutton, round, milky with black font, with inscription: Vor | - | 0 | 0
3SU1900-0AB71-0AF0-Z | Y19 | 3SU1900-0AB71-0AF0-ZY19 | 100 | UN | 1 | 10 | C | D | N | N | 85389099 | 10 |  | 0.001 | KG | 105.45 | 105.45 | CP20 | CP20 | Inscription plate for illuminated pushbutton, round, milky with black font, with inscription: Vor, Customer-specific selection with SIRIUS ACT configurator (CIN) | - | 0 | 0
3SU1900-0AB71-0AG0 |  | 3SU1900-0AB71-0AG0 | 100 | UN | 1 | 5 | B | D | N | N | 85389099 | 10 | 4011209966864 | 0.001 | KG | 104.5 | 104.5 | CP20 | CP20 | Inscription plate for illuminated pushbutton, round, milky with black font, with inscription: ZurÃ¼ck | - | 0 | 0
3SU1900-0AB71-0AG0-Z | Y19 | 3SU1900-0AB71-0AG0-ZY19 | 100 | UN | 1 | 10 | C | D | N | N | 85389099 | 10 |  | 0.001 | KG | 105.45 | 105.45 | CP20 | CP20 | Inscription plate for illuminated pushbutton, round, milky with black font, with inscription: ZurÃ¼ck, Customer-specific selection with SIRIUS ACT configurator (CIN) | - | 0 | 0
3SU1900-0AB71-0AH0 |  | 3SU1900-0AB71-0AH0 | 100 | UN | 1 | 5 | B | D | N | N | 85389099 | 10 | 4011209966871 | 0.004 | KG | 104.5 | 104.5 | CP20 | CP20 | Inscription plate for illuminated pushbutton, round, milky with black font, with inscription: Rechts | - | 0 | 0
3SU1900-0AB71-0AH0-Z | Y19 | 3SU1900-0AB71-0AH0-ZY19 | 100 | UN | 1 | 10 | C | D | N | N | 85389099 | 10 |  | 0.004 | KG | 105.45 | 105.45 | CP20 | CP20 | Inscription plate for illuminated pushbutton, round, milky with black font, with inscription: Rechts, Customer-specific selection with SIRIUS ACT configurator (CIN) | - | 0 | 0
3SU1900-0AB71-0AJ0 |  | 3SU1900-0AB71-0AJ0 | 100 | UN | 1 | 5 | B | D | N | N | 85389099 | 10 | 4011209966888 | 0.001 | KG | 104.5 | 104.5 | CP20 | CP20 | Inscription plate for illuminated pushbutton, round, milky with black font, with inscription: Links | - | 0 | 0
3SU1900-0AB71-0AJ0-Z | Y19 | 3SU1900-0AB71-0AJ0-ZY19 | 100 | UN | 1 | 10 | C | D | N | N | 85389099 | 10 |  | 0.001 | KG | 105.45 | 105.45 | CP20 | CP20 | Inscription plate for illuminated pushbutton, round, milky with black font, with inscription: Links, Customer-specific selection with SIRIUS ACT configurator (CIN) | - | 0 | 0
3SU1900-0AB71-0AK0 |  | 3SU1900-0AB71-0AK0 | 100 | UN | 1 | 5 | B | D | N | N | 85389099 | 10 | 4011209966895 | 0.001 | KG | 104.5 | 104.5 | CP20 | CP20 | Inscription plate for illuminated pushbutton, round, milky with black font, with inscription: Halt | - | 0 | 0
3SU1900-0AB71-0AK0-Z | Y19 | 3SU1900-0AB71-0AK0-ZY19 | 100 | UN | 1 | 10 | C | D | N | N | 85389099 | 10 |  | 0.001 | KG | 105.45 | 105.45 | CP20 | CP20 | Inscription plate for illuminated pushbutton, round, milky with black font, with inscription: Halt, Customer-specific selection with SIRIUS ACT configurator (CIN) | - | 0 | 0
3SU1900-0AB71-0AL0 |  | 3SU1900-0AB71-0AL0 | 100 | UN | 1 | 5 | B | D | N | N | 85389099 | 10 | 4011209966901 | 0.001 | G | 104.5 | 104.5 | CP20 | CP20 | Inscription plate for illuminated pushbutton, round, milky with black font, with inscription: Zu | - | 0 | 0
3SU1900-0AB71-0AL0-Z | Y19 | 3SU1900-0AB71-0AL0-ZY19 | 100 | UN | 1 | 10 | C | D | N | N | 85389099 | 10 |  | 0.714 | G | 105.45 | 105.45 | CP20 | CP20 | Inscription plate for illuminated pushbutton, round, milky with black font, with inscription: Zu, Customer-specific selection with SIRIUS ACT configurator (CIN) | - | 0 | 0
3SU1900-0AB71-0AM0 |  | 3SU1900-0AB71-0AM0 | 100 | UN | 1 | 5 | B | D | N | N | 85389099 | 10 | 4011209966918 | 0.001 | KG | 104.5 | 104.5 | CP20 | CP20 | Inscription plate for illuminated pushbutton, round, milky with black font, with inscription: Schnell | - | 0 | 0
3SU1900-0AB71-0AM0-Z | Y19 | 3SU1900-0AB71-0AM0-ZY19 | 100 | UN | 1 | 10 | C | D | N | N | 85389099 | 10 |  | 0.001 | KG | 105.45 | 105.45 | CP20 | CP20 | Inscription plate for illuminated pushbutton, round, milky with black font, with inscription: Schnell, Customer-specific selection with SIRIUS ACT configurator (CIN) | - | 0 | 0
3SU1900-0AB71-0AN0 |  | 3SU1900-0AB71-0AN0 | 100 | UN | 1 | 5 | B | D | N | N | 85389099 | 10 | 4011209966925 | 0.002 | KG | 104.5 | 104.5 | CP20 | CP20 | Inscription plate for illuminated pushbutton, round, milky with black font, with inscription: Langsam | - | 0 | 0
3SU1900-0AB71-0AN0-Z | Y19 | 3SU1900-0AB71-0AN0-ZY19 | 100 | UN | 1 | 10 | C | D | N | N | 85389099 | 10 |  | 0.001 | KG | 105.45 | 105.45 | CP20 | CP20 | Inscription plate for illuminated pushbutton, round, milky with black font, with inscription: Langsam, Customer-specific selection with SIRIUS ACT configurator (CIN) | - | 0 | 0
3SU1900-0AB71-0AP0 |  | 3SU1900-0AB71-0AP0 | 100 | UN | 1 | 5 | B | D | N | N | 85389099 | 10 | 4011209966932 | 0.001 | KG | 104.5 | 104.5 | CP20 | CP20 | Inscription plate for illuminated pushbutton, round, milky with black font, with inscription: Betrieb | - | 0 | 0
3SU1900-0AB71-0AP0-Z | Y19 | 3SU1900-0AB71-0AP0-ZY19 | 100 | UN | 1 | 10 | C | D | N | N | 85389099 | 10 |  | 0.003 | KG | 105.45 | 105.45 | CP20 | CP20 | Inscription plate for illuminated pushbutton, round, milky with black font, with inscription: Betrieb, Customer-specific selection with SIRIUS ACT configurator (CIN) | - | 0 | 0
3SU1900-0AB71-0AQ0 |  | 3SU1900-0AB71-0AQ0 | 100 | UN | 1 | 5 | B | D | N | N | 85389099 | 10 | 4011209966949 | 0.001 | KG | 104.5 | 104.5 | CP20 | CP20 | Inscription plate for illuminated pushbutton, round, milky with black font, with inscription: StÃ¶rung | - | 0 | 0
3SU1900-0AB71-0AQ0-Z | Y19 | 3SU1900-0AB71-0AQ0-ZY19 | 100 | UN | 1 | 10 | C | D | N | N | 85389099 | 10 |  | 0.001 | KG | 105.45 | 105.45 | CP20 | CP20 | Inscription plate for illuminated pushbutton, round, milky with black font, with inscription: StÃ¶rung, Customer-specific selection with SIRIUS ACT configurator (CIN) | - | 0 | 0
3SU1900-0AB71-0AR0 |  | 3SU1900-0AB71-0AR0 | 100 | UN | 1 | 5 | B | D | N | N | 85389099 | 10 | 4011209966956 | 0.5 | G | 104.5 | 104.5 | CP20 | CP20 | Inscription plate for illuminated pushbutton, round, milky with black font, with inscription: Einrichten | - | 0 | 0
3SU1900-0AB71-0AR0-Z | Y19 | 3SU1900-0AB71-0AR0-ZY19 | 100 | UN | 1 | 10 | C | D | N | N | 85389099 | 10 |  | 0.5 | G | 105.45 | 105.45 | CP20 | CP20 | Inscription plate for illuminated pushbutton, round, milky with black font, with inscription: Einrichten, Customer-specific selection with SIRIUS ACT configurator (CIN) | - | 0 | 0
3SU1900-0AB71-0AZ0 | Q0Y | 3SU1900-0AB71-0AZ0Q0Y | 1 | UN | 1 | 10 | C | D | N | N | 85389099 | 1 |  | 0.004 | KG | 2.59 | 2.59 | CP20 | CP20 | Inscription plate for illuminated pushbutton, round, milky with black font, customer-specific inscription, upper case and lower case, always upper case at beginning of line | - | 0 | 0
3SU1900-0AB71-0AZ0 | Q1Y | 3SU1900-0AB71-0AZ0Q1Y | 1 | UN | 1 | 10 | C | D | N | N | 85389099 | 1 |  | 0.59 | G | 2.59 | 2.59 | CP20 | CP20 | Inscription plate for illuminated pushbutton, round, milky with black font, customer-specific inscription, upper case | - | 0 | 0
3SU1900-0AB71-0AZ0 | Q2Y | 3SU1900-0AB71-0AZ0Q2Y | 1 | UN | 1 | 10 | C | D | N | N | 85389099 | 1 |  | 0.002 | KG | 2.59 | 2.59 | CP20 | CP20 | Inscription plate for illuminated pushbutton, round, milky with black font, customer-specific inscription, lower case | - | 0 | 0
3SU1900-0AB71-0AZ0 | Q3Y | 3SU1900-0AB71-0AZ0Q3Y | 1 | UN | 1 | 10 | C | D | N | N | 85389099 | 1 |  | 0.4 | G | 2.59 | 2.59 | CP20 | CP20 | Inscription plate for illuminated pushbutton, round, milky with black font, customer-specific inscription, symbol number according to ISO7000 or IEC60417 | - | 0 | 0
3SU1900-0AB71-0AZ0 | Q5Y | 3SU1900-0AB71-0AZ0Q5Y | 1 | UN | 1 | 10 | C | D | N | N | 85389099 | 1 |  | 0.04 | KG | 2.59 | 2.59 | CP20 | CP20 | Inscription plate for illuminated pushbutton, round, milky with black font, customer-specific inscription, upper case and lower case, always upper case at the beginning of the word | - | 0 | 0
3SU1900-0AB71-0AZ0 | Q9Y | 3SU1900-0AB71-0AZ0Q9Y | 1 | UN | 1 | 10 | C | D | N | N | 85389099 | 1 |  | 0.39 | G | 2.59 | 2.59 | CP20 | CP20 | Inscription plate for illuminated pushbutton, round, milky with black font, customer-specific inscription, inscription or symbol, Customer-specific selection with SIRIUS ACT configurator (CIN) | - | 0 | 0
3SU1900-0AB71-0DJ0 |  | 3SU1900-0AB71-0DJ0 | 100 | UN | 1 | 5 | B | D | N | N | 85389099 | 10 | 4011209966970 | 0.8 | G | 104.5 | 104.5 | CP20 | CP20 | Inscription plate for illuminated pushbutton, round, milky with black font, with inscription: On | - | 0 | 0
3SU1900-0AB71-0DJ0-Z | Y19 | 3SU1900-0AB71-0DJ0-ZY19 | 100 | UN | 1 | 10 | C | D | N | N | 85389099 | 10 |  | 0.003 | KG | 105.45 | 105.45 | CP20 | CP20 | Inscription plate for illuminated pushbutton, round, milky with black font, with inscription: On, Customer-specific selection with SIRIUS ACT configurator (CIN) | - | 0 | 0
3SU1900-0AB71-0DK0 |  | 3SU1900-0AB71-0DK0 | 100 | UN | 1 | 5 | B | D | N | N | 85389099 | 10 | 4011209966987 | 0.001 | G | 104.5 | 104.5 | CP20 | CP20 | Inscription plate for illuminated pushbutton, round, milky with black font, with inscription: Off | - | 0 | 0
3SU1900-0AB71-0DK0-Z | Y19 | 3SU1900-0AB71-0DK0-ZY19 | 100 | UN | 1 | 10 | C | D | N | N | 85389099 | 10 |  | 0.001 | G | 105.45 | 105.45 | CP20 | CP20 | Inscription plate for illuminated pushbutton, round, milky with black font, with inscription: Off, Customer-specific selection with SIRIUS ACT configurator (CIN) | - | 0 | 0
3SU1900-0AB71-0DL0 |  | 3SU1900-0AB71-0DL0 | 100 | UN | 1 | 5 | B | D | N | N | 85389099 | 10 | 4011209966994 | 0.5 | G | 104.5 | 104.5 | CP20 | CP20 | Inscription plate for illuminated pushbutton, round, milky with black font, with inscription: Up | - | 0 | 0
3SU1900-0AB71-0DL0-Z | Y19 | 3SU1900-0AB71-0DL0-ZY19 | 100 | UN | 1 | 10 | C | D | N | N | 85389099 | 10 |  | 0.001 | G | 105.45 | 105.45 | CP20 | CP20 | Inscription plate for illuminated pushbutton, round, milky with black font, with inscription: Up, Customer-specific selection with SIRIUS ACT configurator (CIN) | - | 0 | 0
3SU1900-0AB71-0DM0 |  | 3SU1900-0AB71-0DM0 | 100 | UN | 1 | 5 | B | D | N | N | 85389099 | 10 | 4011209967007 | 0.001 | G | 104.5 | 104.5 | CP20 | CP20 | Inscription plate for illuminated pushbutton, round, milky with black font, with inscription: Down | - | 0 | 0
3SU1900-0AB71-0DM0-Z | Y19 | 3SU1900-0AB71-0DM0-ZY19 | 100 | UN | 1 | 10 | C | D | N | N | 85389099 | 10 |  | 0.01 | G | 105.45 | 105.45 | CP20 | CP20 | Inscription plate for illuminated pushbutton, round, milky with black font, with inscription: Down, Customer-specific selection with SIRIUS ACT configurator (CIN) | - | 0 | 0
3SU1900-0AB71-0DN0 |  | 3SU1900-0AB71-0DN0 | 100 | UN | 1 | 5 | B | D | N | N | 85389099 | 10 | 4011209967014 | 0.5 | G | 104.5 | 104.5 | CP20 | CP20 | Inscription plate for illuminated pushbutton, round, milky with black font, with inscription: Forward | - | 0 | 0
3SU1900-0AB71-0DN0-Z | Y19 | 3SU1900-0AB71-0DN0-ZY19 | 100 | UN | 1 | 10 | C | D | N | N | 85389099 | 10 |  | 0.002 | KG | 105.45 | 105.45 | CP20 | CP20 | Inscription plate for illuminated pushbutton, round, milky with black font, with inscription: Forward, Customer-specific selection with SIRIUS ACT configurator (CIN) | - | 0 | 0
3SU1900-0AB71-0DQ0 |  | 3SU1900-0AB71-0DQ0 | 100 | UN | 1 | 5 | B | D | N | N | 85389099 | 10 | 4011209967021 | 0.001 | G | 104.5 | 104.5 | CP20 | CP20 | Inscription plate for illuminated pushbutton, round, milky with black font, with inscription: Right | - | 0 | 0
3SU1900-0AB71-0DQ0-Z | Y19 | 3SU1900-0AB71-0DQ0-ZY19 | 100 | UN | 1 | 10 | C | D | N | N | 85389099 | 10 |  | 0.001 | G | 105.45 | 105.45 | CP20 | CP20 | Inscription plate for illuminated pushbutton, round, milky with black font, with inscription: Right, Customer-specific selection with SIRIUS ACT configurator (CIN) | - | 0 | 0
3SU1900-0AB71-0DR0 |  | 3SU1900-0AB71-0DR0 | 100 | UN | 1 | 5 | B | D | N | N | 85389099 | 10 | 4011209967038 | 0.001 | KG | 104.5 | 104.5 | CP20 | CP20 | Inscription plate for illuminated pushbutton, round, milky with black font, with inscription: Left | - | 0 | 0
3SU1900-0AB71-0DR0-Z | Y19 | 3SU1900-0AB71-0DR0-ZY19 | 100 | UN | 1 | 10 | C | D | N | N | 85389099 | 10 |  | 0.001 | KG | 105.45 | 105.45 | CP20 | CP20 | Inscription plate for illuminated pushbutton, round, milky with black font, with inscription: Left, Customer-specific selection with SIRIUS ACT configurator (CIN) | - | 0 | 0
3SU1900-0AB71-0DS0 |  | 3SU1900-0AB71-0DS0 | 100 | UN | 1 | 5 | B | D | N | N | 85389099 | 10 | 4011209967830 | 0.001 | G | 104.5 | 104.5 | CP20 | CP20 | Inscription plate for illuminated pushbutton, round, milky with black font, with inscription: Stop | - | 0 | 0
3SU1900-0AB71-0DS0-Z | X90 | 3SU1900-0AB71-0DS0-ZX90 | 100 | UN | 1 | 5 | B | D | N | N | 85389099 | 100 |  | 0.001 | KG | 104.5 | 104.5 | CP20 | CP20 | Inscription plate for illuminated pushbutton, round, milky with black font, with inscription: Stop, Z=100-unit packaging |  | 0 | 0
3SU1900-0AB71-0DS0-Z | Y19 | 3SU1900-0AB71-0DS0-ZY19 | 100 | UN | 1 | 10 | C | D | N | N | 85389099 | 10 |  | 0.001 | G | 105.45 | 105.45 | CP20 | CP20 | Inscription plate for illuminated pushbutton, round, milky with black font, with inscription: Stop, Customer-specific selection with SIRIUS ACT configurator (CIN) | - | 0 | 0
3SU1900-0AB71-0DT0 |  | 3SU1900-0AB71-0DT0 | 100 | UN | 1 | 5 | B | D | N | N | 85389099 | 10 | 4011209967045 | 0.003 | KG | 104.5 | 104.5 | CP20 | CP20 | Inscription plate for illuminated pushbutton, round, milky with black font, with inscription: start | - | 0 | 0
3SU1900-0AB71-0DT0-Z | X90 | 3SU1900-0AB71-0DT0-ZX90 | 100 | UN | 1 | 5 | B | D | N | N | 85389099 | 100 |  | 0.004 | KG | 104.5 | 104.5 | CP20 | CP20 | Inscription plate for illuminated pushbutton, round, milky with black font, with inscription: Start, Z=100-unit packaging |  | 0 | 0
3SU1900-0AB71-0DT0-Z | Y19 | 3SU1900-0AB71-0DT0-ZY19 | 100 | UN | 1 | 10 | C | D | N | N | 85389099 | 10 |  | 0.399 | G | 105.45 | 105.45 | CP20 | CP20 | Inscription plate for illuminated pushbutton, round, milky with black font, with inscription: Start, Customer-specific selection with SIRIUS ACT configurator (CIN) | - | 0 | 0
3SU1900-0AB71-0DU0 |  | 3SU1900-0AB71-0DU0 | 100 | UN | 1 | 5 | B | D | N | N | 85389099 | 10 | 4011209967847 | 0.4 | G | 104.5 | 104.5 | CP20 | CP20 | Inscription plate for illuminated pushbutton, round, milky with black font, with inscription: Reset | - | 0 | 0
3SU1900-0AB71-0DU0-Z | Y19 | 3SU1900-0AB71-0DU0-ZY19 | 100 | UN | 1 | 10 | C | D | N | N | 85389099 | 10 |  | 0.002 | KG | 105.45 | 105.45 | CP20 | CP20 | Inscription plate for illuminated pushbutton, round, milky with black font, with inscription: Reset, Customer-specific selection with SIRIUS ACT configurator (CIN) | - | 0 | 0
3SU1900-0AB71-0DV0 |  | 3SU1900-0AB71-0DV0 | 100 | UN | 1 | 5 | B | D | N | N | 85389099 | 10 | 4011209967854 | 0.38 | G | 104.5 | 104.5 | CP20 | CP20 | Inscription plate for illuminated pushbutton, round, milky with black font, with inscription: test | - | 0 | 0
3SU1900-0AB71-0DV0-Z | Y19 | 3SU1900-0AB71-0DV0-ZY19 | 100 | UN | 1 | 10 | C | D | N | N | 85389099 | 10 |  | 0.001 | KG | 105.45 | 105.45 | CP20 | CP20 | Inscription plate for illuminated pushbutton, round, milky with black font, with inscription: Test, Customer-specific selection with SIRIUS ACT configurator (CIN) | - | 0 | 0
3SU1900-0AB71-0DW0 |  | 3SU1900-0AB71-0DW0 | 100 | UN | 1 | 5 | B | D | N | N | 85389099 | 10 | 4011209967861 | 0.4 | G | 104.5 | 104.5 | CP20 | CP20 | Inscription plate for illuminated pushbutton, round, milky with black font, with inscription: Open | - | 0 | 0
3SU1900-0AB71-0DW0-Z | Y19 | 3SU1900-0AB71-0DW0-ZY19 | 100 | UN | 1 | 10 | C | D | N | N | 85389099 | 10 |  | 0.4 | G | 105.45 | 105.45 | CP20 | CP20 | Inscription plate for illuminated pushbutton, round, milky with black font, with inscription: Open, Customer-specific selection with SIRIUS ACT configurator (CIN) | - | 0 | 0
3SU1900-0AB71-0DX0 |  | 3SU1900-0AB71-0DX0 | 100 | UN | 1 | 5 | B | D | N | N | 85389099 | 10 | 4011209967878 | 0.003 | KG | 104.5 | 104.5 | CP20 | CP20 | Inscription plate for illuminated pushbutton, round, milky with black font, with inscription: Close | - | 0 | 0
3SU1900-0AB71-0DX0-Z | Y19 | 3SU1900-0AB71-0DX0-ZY19 | 100 | UN | 1 | 10 | C | D | N | N | 85389099 | 10 |  | 0.4 | G | 105.45 | 105.45 | CP20 | CP20 | Inscription plate for illuminated pushbutton, round, milky with black font, with inscription: Close, Customer-specific selection with SIRIUS ACT configurator (CIN) | - | 0 | 0
3SU1900-0AB71-0EB0 |  | 3SU1900-0AB71-0EB0 | 100 | UN | 1 | 5 | B | D | N | N | 85389099 | 10 | 4011209967908 | 0.002 | KG | 104.5 | 104.5 | CP20 | CP20 | Inscription plate for illuminated pushbutton, round, milky with black font, with inscription: Running | - | 0 | 0
3SU1900-0AB71-0EB0-Z | Y19 | 3SU1900-0AB71-0EB0-ZY19 | 100 | UN | 1 | 10 | C | D | N | N | 85389099 | 10 |  | 0.002 | KG | 105.45 | 105.45 | CP20 | CP20 | Inscription plate for illuminated pushbutton, round, milky with black font, with inscription: Running, Customer-specific selection with SIRIUS ACT configurator (CIN) | - | 0 | 0
3SU1900-0AB71-0EE0 |  | 3SU1900-0AB71-0EE0 | 100 | UN | 1 | 5 | B | D | N | N | 85389099 | 10 | 4011209967885 | 0.002 | KG | 104.5 | 104.5 | CP20 | CP20 | Inscription plate for illuminated pushbutton, round, milky with black font, with inscription: Fast | - | 0 | 0
3SU1900-0AB71-0EE0-Z | Y19 | 3SU1900-0AB71-0EE0-ZY19 | 100 | UN | 1 | 10 | C | D | N | N | 85389099 | 10 |  | 0.002 | KG | 105.45 | 105.45 | CP20 | CP20 | Inscription plate for illuminated pushbutton, round, milky with black font, with inscription: Fast, Customer-specific selection with SIRIUS ACT configurator (CIN) | - | 0 | 0
3SU1900-0AB71-0EF0 |  | 3SU1900-0AB71-0EF0 | 100 | UN | 1 | 5 | B | D | N | N | 85389099 | 10 | 4011209967892 | 0.001 | KG | 104.5 | 104.5 | CP20 | CP20 | Inscription plate for illuminated pushbutton, round, milky with black font, with inscription: Slow | - | 0 | 0
3SU1900-0AB71-0EF0-Z | Y19 | 3SU1900-0AB71-0EF0-ZY19 | 100 | UN | 1 | 10 | C | D | N | N | 85389099 | 10 |  | 0.001 | KG | 105.45 | 105.45 | CP20 | CP20 | Inscription plate for illuminated pushbutton, round, milky with black font, with inscription: Slow, Customer-specific selection with SIRIUS ACT configurator (CIN) | - | 0 | 0
3SU1900-0AB71-0QA0 |  | 3SU1900-0AB71-0QA0 | 100 | UN | 1 | 1 | A | D | N | N | 85389099 | 10 | 4011209967915 | 0.46 | G | 104.5 | 104.5 | CP20 | CP20 | Inscription plate for illuminated pushbutton, round, milky with black font, with graphic symbol: O | - | 0 | 0
3SU1900-0AB71-0QA0-Z | Y19 | 3SU1900-0AB71-0QA0-ZY19 | 100 | UN | 1 | 10 | C | D | N | N | 85389099 | 10 |  | 0.45 | G | 105.45 | 105.45 | CP20 | CP20 | Inscription plate for illuminated pushbutton, round, milky with black font, with graphic symbol: O Customer-specific selection with SIRIUS ACT configurator (CIN) | - | 0 | 0
3SU1900-0AB71-0QB0 |  | 3SU1900-0AB71-0QB0 | 100 | UN | 1 | 1 | A | D | N | N | 85389099 | 10 | 4011209967922 | 0.444 | G | 104.5 | 104.5 | CP20 | CP20 | Inscription plate for illuminated pushbutton, round, milky with black font, with graphic symbol: I | - | 0 | 0
3SU1900-0AB71-0QB0-Z | Y19 | 3SU1900-0AB71-0QB0-ZY19 | 100 | UN | 1 | 10 | C | D | N | N | 85389099 | 10 |  | 0.001 | G | 105.45 | 105.45 | CP20 | CP20 | Inscription plate for illuminated pushbutton, round, milky with black font, with graphic symbol: I, Customer-specific selection with SIRIUS ACT configurator (CIN) | - | 0 | 0
3SU1900-0AB71-0QC0 |  | 3SU1900-0AB71-0QC0 | 100 | UN | 1 | 5 | B | D | N | N | 85389099 | 10 | 4011209967939 | 0.001 | KG | 104.5 | 104.5 | CP20 | CP20 | Inscription plate for illuminated pushbutton, round, milky with black font, with graphic symbol: II | - | 0 | 0
3SU1900-0AB71-0QC0-Z | Y19 | 3SU1900-0AB71-0QC0-ZY19 | 100 | UN | 1 | 10 | C | D | N | N | 85389099 | 10 |  | 0.002 | KG | 105.45 | 105.45 | CP20 | CP20 | Inscription plate for illuminated pushbutton, round, milky with black font, with graphic symbol: II, Customer-specific selection with SIRIUS ACT configurator (CIN) | - | 0 | 0
3SU1900-0AB71-0QD0 |  | 3SU1900-0AB71-0QD0 | 100 | UN | 1 | 5 | B | D | N | N | 85389099 | 10 | 4011209967946 | 0.003 | KG | 104.5 | 104.5 | CP20 | CP20 | Inscription plate for illuminated pushbutton, round, milky with black font, with graphic symbol: III | - | 0 | 0
3SU1900-0AB71-0QD0-Z | Y19 | 3SU1900-0AB71-0QD0-ZY19 | 100 | UN | 1 | 10 | C | D | N | N | 85389099 | 10 |  | 0.001 | KG | 105.45 | 105.45 | CP20 | CP20 | Inscription plate for illuminated pushbutton, round, milky with black font, with graphic symbol: III, Customer-specific selection with SIRIUS ACT configurator (CIN) | - | 0 | 0
3SU1900-0AB71-0QR0 |  | 3SU1900-0AB71-0QR0 | 100 | UN | 1 | 1 | A | D | N | N | 85389099 | 10 | 4011209967977 | 0.444 | G | 104.5 | 104.5 | CP20 | CP20 | Inscription plate for illuminated pushbutton, round, milky with black font, with graphic symbol: arrow pointing to the right | - | 0 | 0
3SU1900-0AB71-0QR0-Z | Y19 | 3SU1900-0AB71-0QR0-ZY19 | 100 | UN | 1 | 10 | C | D | N | N | 85389099 | 10 |  | 0.399 | G | 105.45 | 105.45 | CP20 | CP20 | Inscription plate for illuminated pushbutton, round, milky with black font, with graphic symbol: Arrow pointing to the right Customer-specific selection with SIRIUS ACT configurator (CIN) | - | 0 | 0
3SU1900-0AB71-0QS0 |  | 3SU1900-0AB71-0QS0 | 100 | UN | 1 | 1 | A | D | N | N | 85389099 | 10 | 4011209967984 | 0.5 | G | 104.5 | 104.5 | CP20 | CP20 | Inscription plate for illuminated pushbutton, round, milky with black font, with graphic symbol: arrow pointing to the top left | - | 0 | 0
3SU1900-0AB71-0QS0-Z | Y19 | 3SU1900-0AB71-0QS0-ZY19 | 100 | UN | 1 | 10 | C | D | N | N | 85389099 | 10 |  | 0.497 | G | 105.45 | 105.45 | CP20 | CP20 | Inscription plate for illuminated pushbutton, round, milky with black font, with graphic symbol: Arrow pointing to the top left Customer-specific selection with SIRIUS ACT configurator (CIN) | - | 0 | 0
3SU1900-0AB71-0QT0 |  | 3SU1900-0AB71-0QT0 | 100 | UN | 1 | 5 | B | D | N | N | 85389099 | 10 | 4011209967991 | 0.599 | G | 104.5 | 104.5 | CP20 | CP20 | Inscription plate for illuminated pushbutton, round, milky with black font, with graphic symbol: rotation to the right | - | 0 | 0
3SU1900-0AB71-0QT0-Z | Y19 | 3SU1900-0AB71-0QT0-ZY19 | 100 | UN | 1 | 10 | C | D | N | N | 85389099 | 10 |  | 0.5 | G | 105.45 | 105.45 | CP20 | CP20 | Inscription plate for illuminated pushbutton, round, milky with black font, with graphic symbol: Rotation to the right Customer-specific selection with SIRIUS ACT configurator (CIN) | - | 0 | 0
3SU1900-0AB71-0QU0 |  | 3SU1900-0AB71-0QU0 | 100 | UN | 1 | 5 | B | D | N | N | 85389099 | 10 | 4011209968004 | 0.5 | G | 104.5 | 104.5 | CP20 | CP20 | Inscription plate for illuminated pushbutton, round, milky with black font, with graphic symbol: rotation to the left | - | 0 | 0
3SU1900-0AB71-0QU0-Z | Y19 | 3SU1900-0AB71-0QU0-ZY19 | 100 | UN | 1 | 10 | C | D | N | N | 85389099 | 10 |  | 0.001 | G | 105.45 | 105.45 | CP20 | CP20 | Inscription plate for illuminated pushbutton, round, milky with black font, with graphic symbol: Rotation to the left Customer-specific selection with SIRIUS ACT configurator (CIN) | - | 0 | 0
3SU1900-0AB71-0QV0 |  | 3SU1900-0AB71-0QV0 | 100 | UN | 1 | 5 | B | D | N | N | 85389099 | 10 | 4011209968011 | 0.5 | G | 104.5 | 104.5 | CP20 | CP20 | Inscription plate for illuminated pushbutton, round, milky with black font, with graphic symbol: Rapid traverse | - | 0 | 0
3SU1900-0AB71-0QV0-Z | Y19 | 3SU1900-0AB71-0QV0-ZY19 | 100 | UN | 1 | 10 | C | D | N | N | 85389099 | 10 |  | 0.5 | G | 105.45 | 105.45 | CP20 | CP20 | Inscription plate for illuminated pushbutton, round, milky with black font, with graphic symbol: Rapid traverse Customer-specific selection with SIRIUS ACT configurator (CIN) | - | 0 | 0
3SU1900-0AB71-0QW0 |  | 3SU1900-0AB71-0QW0 | 100 | UN | 1 | 5 | B | D | N | N | 85389099 | 10 | 4011209968028 | 0.001 | G | 104.5 | 104.5 | CP20 | CP20 | Inscription plate for illuminated pushbutton, round, milky with black font, with graphic symbol: feed | - | 0 | 0
3SU1900-0AB71-0QW0-Z | Y19 | 3SU1900-0AB71-0QW0-ZY19 | 100 | UN | 1 | 10 | C | D | N | N | 85389099 | 10 |  | 0.001 | KG | 105.45 | 105.45 | CP20 | CP20 | Inscription plate for illuminated pushbutton, round, milky with black font, with graphic symbol: Feedrate Customer-specific selection with SIRIUS ACT configurator (CIN) | - | 0 | 0
3SU1900-0AB71-0QX0 |  | 3SU1900-0AB71-0QX0 | 100 | UN | 1 | 5 | B | D | N | N | 85389099 | 10 | 4011209968035 | 0.003 | KG | 104.5 | 104.5 | CP20 | CP20 | Inscription plate for illuminated pushbutton, round, milky with black font, with graphic symbol: Increase, Plus | - | 0 | 0
3SU1900-0AB71-0QX0-Z | Y19 | 3SU1900-0AB71-0QX0-ZY19 | 100 | UN | 1 | 10 | C | D | N | N | 85389099 | 10 |  | 0.004 | KG | 105.45 | 105.45 | CP20 | CP20 | Inscription plate for illuminated pushbutton, round, milky with black font, with graphic symbol: Increase, plus Customer-specific selection with SIRIUS ACT configurator (CIN) | - | 0 | 0
3SU1900-0AB71-0QY0 |  | 3SU1900-0AB71-0QY0 | 100 | UN | 1 | 5 | B | D | N | N | 85389099 | 10 | 4011209968042 | 0.4 | G | 104.5 | 104.5 | CP20 | CP20 | Inscription plate for illuminated pushbutton, round, milky with black font, with graphic symbol: decrease, minus | - | 0 | 0
3SU1900-0AB71-0QY0-Z | Y19 | 3SU1900-0AB71-0QY0-ZY19 | 100 | UN | 1 | 10 | C | D | N | N | 85389099 | 10 |  | 0.5 | G | 105.45 | 105.45 | CP20 | CP20 | Inscription plate for illuminated pushbutton, round, milky with black font, with graphic symbol: Decrease, minus Customer-specific selection with SIRIUS ACT configurator (CIN) | - | 0 | 0
3SU1900-0AB71-0RA0 |  | 3SU1900-0AB71-0RA0 | 100 | UN | 1 | 5 | B | D | N | N | 85389099 | 10 | 4011209968059 | 0.002 | KG | 104.5 | 104.5 | CP20 | CP20 | Inscription plate for illuminated pushbutton, round, milky with black font, with graphic symbol: electric motor | - | 0 | 0
3SU1900-0AB71-0RA0-Z | Y19 | 3SU1900-0AB71-0RA0-ZY19 | 100 | UN | 1 | 10 | C | D | N | N | 85389099 | 10 |  | 0.004 | KG | 105.45 | 105.45 | CP20 | CP20 | Inscription plate for illuminated pushbutton, round, milky with black font, with graphic symbol: electric motor, Customer-specific selection with SIRIUS ACT configurator (CIN) | - | 0 | 0
3SU1900-0AB71-0RB0 |  | 3SU1900-0AB71-0RB0 | 100 | UN | 1 | 5 | B | D | N | N | 85389099 | 10 | 4011209968066 | 0.002 | KG | 104.5 | 104.5 | CP20 | CP20 | Inscription plate for illuminated pushbutton, round, milky with black font, with graphic symbol: horn | - | 0 | 0
3SU1900-0AB71-0RB0-Z | Y19 | 3SU1900-0AB71-0RB0-ZY19 | 100 | UN | 1 | 10 | C | D | N | N | 85389099 | 10 |  | 0.003 | KG | 105.45 | 105.45 | CP20 | CP20 | Inscription plate for illuminated pushbutton, round, milky with black font, with graphic symbol: Horn Customer-specific selection with SIRIUS ACT configurator (CIN) | - | 0 | 0
3SU1900-0AB71-0RC0 |  | 3SU1900-0AB71-0RC0 | 100 | UN | 1 | 5 | B | D | N | N | 85389099 | 10 | 4011209968073 | 0.001 | KG | 104.5 | 104.5 | CP20 | CP20 | Inscription plate for illuminated pushbutton, round, milky with black font, with graphic symbol: water tap | - | 0 | 0
3SU1900-0AB71-0RC0-Z | Y19 | 3SU1900-0AB71-0RC0-ZY19 | 100 | UN | 1 | 10 | C | D | N | N | 85389099 | 10 |  | 0.001 | KG | 105.45 | 105.45 | CP20 | CP20 | Inscription plate for illuminated pushbutton, round, milky with black font, with graphic symbol: Water tap Customer-specific selection with SIRIUS ACT configurator (CIN) | - | 0 | 0
3SU1900-0AB71-0RD0 |  | 3SU1900-0AB71-0RD0 | 100 | UN | 1 | 5 | B | D | N | N | 85389099 | 10 | 4011209968080 | 0.002 | KG | 104.5 | 104.5 | CP20 | CP20 | Inscription plate for illuminated pushbutton, round, milky with black font, with graphic symbol: pump | - | 0 | 0
3SU1900-0AB71-0RD0-Z | Y19 | 3SU1900-0AB71-0RD0-ZY19 | 100 | UN | 1 | 10 | C | D | N | N | 85389099 | 10 |  | 0.003 | KG | 105.45 | 105.45 | CP20 | CP20 | Inscription plate for illuminated pushbutton, round, milky with black font, with graphic symbol: Pumpe, Customer-specific selection with SIRIUS ACT configurator (CIN) | - | 0 | 0
3SU1900-0AB71-0RE0 |  | 3SU1900-0AB71-0RE0 | 100 | UN | 1 | 5 | B | D | N | N | 85389099 | 10 | 4011209968875 | 0.001 | KG | 104.5 | 104.5 | CP20 | CP20 | Inscription plate for illuminated pushbutton, round, milky with black font, with graphic symbol: coolant pump | - | 0 | 0
3SU1900-0AB71-0RE0-Z | Y19 | 3SU1900-0AB71-0RE0-ZY19 | 100 | UN | 1 | 10 | C | D | N | N | 85389099 | 10 |  | 0.001 | KG | 105.45 | 105.45 | CP20 | CP20 | Inscription plate for illuminated pushbutton, round, milky with black font, with graphic symbol: Coolant pump Customer-specific selection with SIRIUS ACT configurator (CIN) | - | 0 | 0
3SU1900-0AB71-0RF0 |  | 3SU1900-0AB71-0RF0 | 100 | UN | 1 | 5 | B | D | N | N | 85389099 | 10 | 4011209968882 | 0.667 | G | 104.5 | 104.5 | CP20 | CP20 | Inscription plate for illuminated pushbutton, round, milky with black font, with graphic symbol: clamp | - | 0 | 0
3SU1900-0AB71-0RF0-Z | Y19 | 3SU1900-0AB71-0RF0-ZY19 | 100 | UN | 1 | 10 | C | D | N | N | 85389099 | 10 |  | 0.001 | G | 105.45 | 105.45 | CP20 | CP20 | Inscription plate for illuminated pushbutton, round, milky with black font, with graphic symbol: Clamping Customer-specific selection with SIRIUS ACT configurator (CIN) | - | 0 | 0
3SU1900-0AB71-0RG0 |  | 3SU1900-0AB71-0RG0 | 100 | UN | 1 | 5 | B | D | N | N | 85389099 | 10 | 4011209968899 | 0.8 | G | 104.5 | 104.5 | CP20 | CP20 | Inscription plate for illuminated pushbutton, round, milky with black font, with graphic symbol: release | - | 0 | 0
3SU1900-0AB71-0RG0-Z | Y19 | 3SU1900-0AB71-0RG0-ZY19 | 100 | UN | 1 | 10 | C | D | N | N | 85389099 | 10 |  | 0.006 | KG | 105.45 | 105.45 | CP20 | CP20 | Inscription plate for illuminated pushbutton, round, milky with black font, with graphic symbol: Releasing Customer-specific selection with SIRIUS ACT configurator (CIN) | - | 0 | 0
3SU1900-0AB71-0RH0 |  | 3SU1900-0AB71-0RH0 | 100 | UN | 1 | 5 | B | D | N | N | 85389099 | 10 | 4011209968905 | 0.001 | KG | 104.5 | 104.5 | CP20 | CP20 | Inscription plate for illuminated pushbutton, round, milky with black font, with graphic symbol: brake | - | 0 | 0
3SU1900-0AB71-0RH0-Z | Y19 | 3SU1900-0AB71-0RH0-ZY19 | 100 | UN | 1 | 10 | C | D | N | N | 85389099 | 10 |  | 0.008 | KG | 105.45 | 105.45 | CP20 | CP20 | Inscription plate for illuminated pushbutton, round, milky with black font, with graphic symbol: Braking Customer-specific selection with SIRIUS ACT configurator (CIN) | - | 0 | 0
3SU1900-0AB71-0RJ0 |  | 3SU1900-0AB71-0RJ0 | 100 | UN | 1 | 5 | B | D | N | N | 85389099 | 10 | 4011209968912 | 0.001 | G | 104.5 | 104.5 | CP20 | CP20 | Inscription plate for illuminated pushbutton, round, milky with black font, with graphic symbol: brake release | - | 0 | 0
3SU1900-0AB71-0RJ0-Z | Y19 | 3SU1900-0AB71-0RJ0-ZY19 | 100 | UN | 1 | 10 | C | D | N | N | 85389099 | 10 |  | 0.004 | KG | 105.45 | 105.45 | CP20 | CP20 | Inscription plate for illuminated pushbutton, round, milky with black font, with graphic symbol: Brake release Customer-specific selection with SIRIUS ACT configurator (CIN) | - | 0 | 0
3SU1900-0AB71-0RK0 |  | 3SU1900-0AB71-0RK0 | 100 | UN | 1 | 5 | B | D | N | N | 85389099 | 10 | 4011209968929 | 0.001 | G | 104.5 | 104.5 | CP20 | CP20 | Inscription plate for illuminated pushbutton, round, milky with black font, with graphic symbol: lock | - | 0 | 0
3SU1900-0AB71-0RK0-Z | Y19 | 3SU1900-0AB71-0RK0-ZY19 | 100 | UN | 1 | 10 | C | D | N | N | 85389099 | 10 |  | 0.5 | G | 105.45 | 105.45 | CP20 | CP20 | Inscription plate for illuminated pushbutton, round, milky with black font, with graphic symbol: Lock Customer-specific selection with SIRIUS ACT configurator (CIN) | - | 0 | 0
3SU1900-0AB71-0RL0 |  | 3SU1900-0AB71-0RL0 | 100 | UN | 1 | 5 | B | D | N | N | 85389099 | 10 | 4011209968936 | 0.001 | KG | 104.5 | 104.5 | CP20 | CP20 | Inscription plate for illuminated pushbutton, round, milky with black font, with graphic symbol: unlock | - | 0 | 0
3SU1900-0AB71-0RL0-Z | Y19 | 3SU1900-0AB71-0RL0-ZY19 | 100 | UN | 1 | 10 | C | D | N | N | 85389099 | 10 |  | 0.666 | G | 105.45 | 105.45 | CP20 | CP20 | Inscription plate for illuminated pushbutton, round, milky with black font, with graphic symbol: Unlock Customer-specific selection with SIRIUS ACT configurator (CIN) | - | 0 | 0
3SU1900-0AB71-0RM0 |  | 3SU1900-0AB71-0RM0 | 100 | UN | 1 | 5 | B | D | N | N | 85389099 | 10 | 4011209968943 | 0.014 | KG | 104.5 | 104.5 | CP20 | CP20 | Inscription plate for illuminated pushbutton, round, milky with black font, with graphic symbol: set up | - | 0 | 0
3SU1900-0AB71-0RM0-Z | Y19 | 3SU1900-0AB71-0RM0-ZY19 | 100 | UN | 1 | 10 | C | D | N | N | 85389099 | 10 |  | 0.001 | KG | 105.45 | 105.45 | CP20 | CP20 | Inscription plate for illuminated pushbutton, round, milky with black font, with graphic symbol: Einrichten, Customer-specific selection with SIRIUS ACT configurator (CIN) | - | 0 | 0
3SU1900-0AB71-0RN0 |  | 3SU1900-0AB71-0RN0 | 100 | UN | 1 | 5 | B | D | N | N | 85389099 | 10 | 4011209968950 | 0.39 | G | 104.5 | 104.5 | CP20 | CP20 | Inscription plate for illuminated pushbutton, round, milky with black font, with graphic symbol: on/off momentary contact | - | 0 | 0
3SU1900-0AB71-0RN0-Z | Y19 | 3SU1900-0AB71-0RN0-ZY19 | 100 | UN | 1 | 10 | C | D | N | N | 85389099 | 10 |  | 0.99 | G | 105.45 | 105.45 | CP20 | CP20 | Inscription plate for illuminated pushbutton, round, milky with black font, with graphic symbol: On/off momentary contact Customer-specific selection with SIRIUS ACT configurator (CIN) | - | 0 | 0
3SU1900-0AB71-0RP0 |  | 3SU1900-0AB71-0RP0 | 100 | UN | 1 | 5 | B | D | N | N | 85389099 | 10 | 4011209968967 | 0.001 | G | 104.5 | 104.5 | CP20 | CP20 | Inscription plate for illuminated pushbutton, round, milky with black font, with graphic symbol: manual operation | - | 0 | 0
3SU1900-0AB71-0RP0-Z | Y19 | 3SU1900-0AB71-0RP0-ZY19 | 100 | UN | 1 | 10 | C | D | N | N | 85389099 | 10 |  | 0.001 | KG | 105.45 | 105.45 | CP20 | CP20 | Inscription plate for illuminated pushbutton, round, milky with black font, with graphic symbol: Manual operation Customer-specific selection with SIRIUS ACT configurator (CIN) | - | 0 | 0
3SU1900-0AB71-0RQ0 |  | 3SU1900-0AB71-0RQ0 | 100 | UN | 1 | 1 | A | D | N | N | 85389099 | 10 | 4011209968974 | 0.39 | G | 104.5 | 104.5 | CP20 | CP20 | Inscription plate for illuminated pushbutton, round, milky with black font, with graphic symbol: automatic sequence | - | 0 | 0
3SU1900-0AB71-0RQ0-Z | Y19 | 3SU1900-0AB71-0RQ0-ZY19 | 100 | UN | 1 | 10 | C | D | N | N | 85389099 | 10 |  | 0.4 | G | 105.45 | 105.45 | CP20 | CP20 | Inscription plate for illuminated pushbutton, round, milky with black font, with graphic symbol: Automatic sequence Customer-specific selection with SIRIUS ACT configurator (CIN) | - | 0 | 0
3SU1900-0AB71-0RR0 |  | 3SU1900-0AB71-0RR0 | 100 | UN | 1 | 5 | B | D | N | N | 85389099 | 10 | 4011209968981 | 0.5 | G | 104.5 | 104.5 | CP20 | CP20 | Inscription plate for illuminated pushbutton, round, milky with black font, with graphic symbol: suction | - | 0 | 0
3SU1900-0AB71-0RR0-Z | Y19 | 3SU1900-0AB71-0RR0-ZY19 | 100 | UN | 1 | 10 | C | D | N | N | 85389099 | 10 |  | 0.5 | G | 105.45 | 105.45 | CP20 | CP20 | Inscription plate for illuminated pushbutton, round, milky with black font, with graphic symbol: Suction Customer-specific selection with SIRIUS ACT configurator (CIN) | - | 0 | 0
3SU1900-0AB71-0RS0 |  | 3SU1900-0AB71-0RS0 | 100 | UN | 1 | 5 | B | D | N | N | 85389099 | 10 | 4011209968998 | 0.005 | KG | 104.5 | 104.5 | CP20 | CP20 | Inscription plate for illuminated pushbutton, round, milky with black font, with graphic symbol: blow | - | 0 | 0
3SU1900-0AB71-0RS0-Z | Y19 | 3SU1900-0AB71-0RS0-ZY19 | 100 | UN | 1 | 10 | C | D | N | N | 85389099 | 10 |  | 0.005 | KG | 105.45 | 105.45 | CP20 | CP20 | Inscription plate for illuminated pushbutton, round, milky with black font, with graphic symbol: Blow Customer-specific selection with SIRIUS ACT configurator (CIN) | - | 0 | 0
3SU1900-0AC16-0AA0 |  | 3SU1900-0AC16-0AA0 | 100 | UN | 1 | 1 | A | D | N | N | 85389099 | 10 | 4011209969001 | 0.53 | G | 59.95 | 59.95 | CP20 | CP20 | Labeling plate for snapping on or gluing to label holder, label size 12.5x27mm, black label, white font, without inscription, for self-labeling | - | 0 | 0
3SU1900-0AC16-0AA0-Z | X90 | 3SU1900-0AC16-0AA0-ZX90 | 100 | UN | 1 | 5 | B | D | N | N | 85389099 | 150 | 4047621073903 | 0.53 | KG | 59.95 | 59.95 | CP20 | CP20 | Labeling plate for snapping on or gluing, on label holder, label size 12.5x27 mm, black label, white characters, without inscription, for self-labeling, Z=150-unit packaging |  | 0 | 0
3SU1900-0AC16-0AA0-Z | Y19 | 3SU1900-0AC16-0AA0-ZY19 | 100 | UN | 1 | 10 | C | D | N | N | 85389099 | 10 |  | 0.559 | G | 60.9 | 60.9 | CP20 | CP20 | Labeling plate for snapping on or gluing on label holder, label size 12.5x27 mm, black label, white font, without inscription, for self-labeling, customer-specific selection with SIRIUS ACT configurator (CIN) | - | 0 | 0
3SU1900-0AC16-0AB0 |  | 3SU1900-0AC16-0AB0 | 100 | UN | 1 | 5 | B | D | N | N | 85389099 | 10 | 4011209969018 | 0.6 | G | 82.27 | 82.27 | CP20 | CP20 | Labeling plate for snapping on or gluing, on label holder, label size 12.5x27 mm, black label, white font, with inscription: Ein | - | 0 | 0
3SU1900-0AC16-0AB0-Z | Y19 | 3SU1900-0AC16-0AB0-ZY19 | 100 | UN | 1 | 10 | C | D | N | N | 85389099 | 10 |  | 0.5 | G | 83.22 | 83.22 | CP20 | CP20 | Labeling plate for snapping on or gluing on label holder, label size 12.5x27 mm, black label, white font, with inscription: Ein, Customer-specific selection with SIRIUS ACT configurator (CIN) | - | 0 | 0
3SU1900-0AC16-0AC0 |  | 3SU1900-0AC16-0AC0 | 100 | UN | 1 | 5 | B | D | N | N | 85389099 | 10 | 4011209969025 | 0.5 | G | 82.27 | 82.27 | CP20 | CP20 | Labeling plate for snapping on or gluing, on label holder, label size 12.5x27 mm, black label, white font, with inscription: Aus | - | 0 | 0
3SU1900-0AC16-0AC0-Z | Y19 | 3SU1900-0AC16-0AC0-ZY19 | 100 | UN | 1 | 10 | C | D | N | N | 85389099 | 10 |  | 0.01 | G | 83.22 | 83.22 | CP20 | CP20 | Labeling plate for snapping on or gluing on label holder, label size 12.5x27 mm, black label, white font, with inscription: Aus, Customer-specific selection with SIRIUS ACT configurator (CIN) | - | 0 | 0
3SU1900-0AC16-0AD0 |  | 3SU1900-0AC16-0AD0 | 100 | UN | 1 | 5 | B | D | N | N | 85389099 | 10 | 4011209969032 | 0.002 | KG | 82.27 | 82.27 | CP20 | CP20 | Labeling plate for snapping on or gluing, on label holder, label size 12.5x27 mm, black label, white font, with inscription: Auf | - | 0 | 0
3SU1900-0AC16-0AD0-Z | Y19 | 3SU1900-0AC16-0AD0-ZY19 | 100 | UN | 1 | 10 | C | D | N | N | 85389099 | 10 |  | 0.001 | G | 83.22 | 83.22 | CP20 | CP20 | Labeling plate for snapping on or gluing on label holder, label size 12.5x27 mm, black label, white font, with inscription: Auf, Customer-specific selection with SIRIUS ACT configurator (CIN) | - | 0 | 0
3SU1900-0AC16-0AE0 |  | 3SU1900-0AC16-0AE0 | 100 | UN | 1 | 5 | B | D | N | N | 85389099 | 10 | 4011209969049 | 0.002 | KG | 82.27 | 82.27 | CP20 | CP20 | Labeling plate for snapping on or gluing, on label holder, label size 12.5x27 mm, black label, white font, with inscription: Ab | - | 0 | 0
3SU1900-0AC16-0AE0-Z | Y19 | 3SU1900-0AC16-0AE0-ZY19 | 100 | UN | 1 | 10 | C | D | N | N | 85389099 | 10 |  | 0.002 | KG | 83.22 | 83.22 | CP20 | CP20 | Labeling plate for snapping on or gluing on label holder, label size 12.5x27 mm, black label, white font, with inscription: Ab, Customer-specific selection with SIRIUS ACT configurator (CIN) | - | 0 | 0
3SU1900-0AC16-0AF0 |  | 3SU1900-0AC16-0AF0 | 100 | UN | 1 | 5 | B | D | N | N | 85389099 | 10 | 4011209969056 | 0.002 | KG | 82.27 | 82.27 | CP20 | CP20 | Labeling plate for snapping on or gluing, on label holder, label size 12.5x27 mm, black label, white font, with inscription: Vor | - | 0 | 0
3SU1900-0AC16-0AF0-Z | Y19 | 3SU1900-0AC16-0AF0-ZY19 | 100 | UN | 1 | 10 | C | D | N | N | 85389099 | 10 |  | 0.5 | G | 83.22 | 83.22 | CP20 | CP20 | Labeling plate for snapping on or gluing on label holder, label size 12.5x27 mm, black label, white font, with inscription: vor, Customer-specific selection with SIRIUS ACT configurator (CIN) | - | 0 | 0
3SU1900-0AC16-0AG0 |  | 3SU1900-0AC16-0AG0 | 100 | UN | 1 | 5 | B | D | N | N | 85389099 | 10 | 4011209969063 | 0.004 | KG | 82.27 | 82.27 | CP20 | CP20 | Labeling plate for snapping on or gluing, on label holder, label size 12.5x27 mm, black label, white font, with inscription: ZurÃ¼ck | - | 0 | 0
3SU1900-0AC16-0AG0-Z | Y19 | 3SU1900-0AC16-0AG0-ZY19 | 100 | UN | 1 | 10 | C | D | N | N | 85389099 | 10 |  | 0.5 | G | 83.22 | 83.22 | CP20 | CP20 | Labeling plate for snapping on or gluing on label holder, label size 12.5x27 mm, black label, white font, with inscription: ZurÃ¼ck, Customer-specific selection with SIRIUS ACT configurator (CIN) | - | 0 | 0
3SU1900-0AC16-0AH0 |  | 3SU1900-0AC16-0AH0 | 100 | UN | 1 | 5 | B | D | N | N | 85389099 | 10 | 4011209969070 | 0.002 | KG | 82.27 | 82.27 | CP20 | CP20 | Labeling plate for snapping on or gluing, on label holder, label size 12.5x27 mm, black label, white font, with inscription: Rechts | - | 0 | 0
3SU1900-0AC16-0AH0-Z | Y19 | 3SU1900-0AC16-0AH0-ZY19 | 100 | UN | 1 | 10 | C | D | N | N | 85389099 | 10 |  | 0.002 | KG | 83.22 | 83.22 | CP20 | CP20 | Labeling plate for snapping on or gluing on label holder, label size 12.5x27 mm, black label, white font, with inscription: Rechts, Customer-specific selection with SIRIUS ACT configurator (CIN) | - | 0 | 0
3SU1900-0AC16-0AJ0 |  | 3SU1900-0AC16-0AJ0 | 100 | UN | 1 | 5 | B | D | N | N | 85389099 | 10 | 4011209969087 | 0.5 | G | 82.27 | 82.27 | CP20 | CP20 | Labeling plate for snapping on or gluing, on label holder, label size 12.5x27 mm, black label, white font, with inscription: Links | - | 0 | 0
3SU1900-0AC16-0AJ0-Z | Y19 | 3SU1900-0AC16-0AJ0-ZY19 | 100 | UN | 1 | 10 | C | D | N | N | 85389099 | 10 |  | 0.002 | KG | 83.22 | 83.22 | CP20 | CP20 | Labeling plate for snapping on or gluing on label holder, label size 12.5x27 mm, black label, white font, with inscription: Links, Customer-specific selection with SIRIUS ACT configurator (CIN) | - | 0 | 0
3SU1900-0AC16-0AK0 |  | 3SU1900-0AC16-0AK0 | 100 | UN | 1 | 5 | B | D | N | N | 85389099 | 10 | 4011209969094 | 0.001 | KG | 82.27 | 82.27 | CP20 | CP20 | Labeling plate for snapping on or gluing, on label holder, label size 12.5x27 mm, black label, white font, with inscription: Halt | - | 0 | 0
3SU1900-0AC16-0AK0-Z | Y19 | 3SU1900-0AC16-0AK0-ZY19 | 100 | UN | 1 | 10 | C | D | N | N | 85389099 | 10 |  | 0.001 | KG | 83.22 | 83.22 | CP20 | CP20 | Labeling plate for snapping on or gluing on label holder, label size 12.5x27 mm, black label, white font, with inscription: Halt, Customer-specific selection with SIRIUS ACT configurator (CIN) | - | 0 | 0
3SU1900-0AC16-0AL0 |  | 3SU1900-0AC16-0AL0 | 100 | UN | 1 | 5 | B | D | N | N | 85389099 | 10 | 4011209969100 | 0.8 | G | 82.27 | 82.27 | CP20 | CP20 | Labeling plate for snapping on or gluing, on label holder, label size 12.5x27 mm, black label, white font, with inscription: Zu | - | 0 | 0
3SU1900-0AC16-0AL0-Z | Y19 | 3SU1900-0AC16-0AL0-ZY19 | 100 | UN | 1 | 10 | C | D | N | N | 85389099 | 10 |  | 0.8 | G | 83.22 | 83.22 | CP20 | CP20 | Labeling plate for snapping on or gluing on label holder, label size 12.5x27 mm, black label, white font, with inscription: Zu, Customer-specific selection with SIRIUS ACT configurator (CIN) | - | 0 | 0
3SU1900-0AC16-0AP0 |  | 3SU1900-0AC16-0AP0 | 100 | UN | 1 | 5 | B | D | N | N | 85389099 | 10 | 4011209969117 | 0.5 | G | 82.27 | 82.27 | CP20 | CP20 | Labeling plate for snapping on or gluing, on label holder, label size 12.5x27 mm, black label, white font, with inscription: Betrieb | - | 0 | 0
3SU1900-0AC16-0AP0-Z | Y19 | 3SU1900-0AC16-0AP0-ZY19 | 100 | UN | 1 | 10 | C | D | N | N | 85389099 | 10 |  | 0.5 | G | 83.22 | 83.22 | CP20 | CP20 | Labeling plate for snapping on or gluing on label holder, label size 12.5x27 mm, black label, white font, with inscription: Betrieb, Customer-specific selection with SIRIUS ACT configurator (CIN) | - | 0 | 0
3SU1900-0AC16-0AQ0 |  | 3SU1900-0AC16-0AQ0 | 100 | UN | 1 | 5 | B | D | N | N | 85389099 | 10 | 4011209969124 | 0.497 | G | 82.27 | 82.27 | CP20 | CP20 | Labeling plate for snapping on or gluing, on label holder, label size 12.5x27 mm, black label, white font, with inscription: StÃ¶rung | - | 0 | 0
3SU1900-0AC16-0AQ0-Z | Y19 | 3SU1900-0AC16-0AQ0-ZY19 | 100 | UN | 1 | 10 | C | D | N | N | 85389099 | 10 |  | 0.99 | G | 83.22 | 83.22 | CP20 | CP20 | Labeling plate for snapping on or gluing on label holder, label size 12.5x27 mm, black label, white font, with inscription: StÃ¶rung, Customer-specific selection with SIRIUS ACT configurator (CIN) | - | 0 | 0
3SU1900-0AC16-0AZ0 | Q0Y | 3SU1900-0AC16-0AZ0Q0Y | 1 | UN | 1 | 10 | C | D | N | N | 85389099 | 1 |  | 0.001 | G | 4.02 | 4.02 | CP20 | CP20 | labeling plate for snapping on or gluing, on label holder, Label size 12.5 x 27mm black label, white font, customer-specific inscription, upper case and lower case, always upper case at beginning of line | - | 0 | 0
3SU1900-0AC16-0AZ0 | Q1Y | 3SU1900-0AC16-0AZ0Q1Y | 1 | UN | 1 | 10 | C | D | N | N | 85389099 | 1 |  | 0.5 | G | 4.02 | 4.02 | CP20 | CP20 | labeling plate for snapping on or gluing, on label holder, Label size 12.5 x 27mm black label, white font, customer-specific inscription, upper case, | - | 0 | 0
3SU1900-0AC16-0AZ0 | Q2Y | 3SU1900-0AC16-0AZ0Q2Y | 1 | UN | 1 | 10 | C | D | N | N | 85389099 | 1 |  | 0.008 | KG | 4.02 | 4.02 | CP20 | CP20 | labeling plate for snapping on or gluing, on label holder, Label size 12.5 x 27mm black label, white font, customer-specific inscription, lower case, | - | 0 | 0
3SU1900-0AC16-0AZ0 | Q3Y | 3SU1900-0AC16-0AZ0Q3Y | 1 | UN | 1 | 10 | C | D | N | N | 85389099 | 1 |  | 0.002 | KG | 4.02 | 4.02 | CP20 | CP20 | labeling plate for snapping on or gluing, on label holder, Label size 12.5 x 27mm black label, white font, customer-specific inscription, symbol number according to ISO7000 or IEC60417 | - | 0 | 0
3SU1900-0AC16-0AZ0 | Q5Y | 3SU1900-0AC16-0AZ0Q5Y | 1 | UN | 1 | 10 | C | D | N | N | 85389099 | 1 |  | 0.006 | KG | 4.02 | 4.02 | CP20 | CP20 | labeling plate for snapping on or gluing, on label holder, Label size 12.5 x 27mm black label, white font, customer-specific inscription, upper case and lower case, always upper case at the beginning of the word | - | 0 | 0
3SU1900-0AC16-0AZ0 | Q9Y | 3SU1900-0AC16-0AZ0Q9Y | 1 | UN | 1 | 10 | C | D | N | N | 85389099 | 1 |  | 0.001 | G | 4.02 | 4.02 | CP20 | CP20 | labeling plate for snapping on or gluing, on label holder, Label size 12.5 x 27mm black label, white font, customer-specific inscription, inscription or symbol, Customer-specific selection with SIRIUS ACT configurator (CIN) | - | 0 | 0
3SU1900-0AC16-0DB0 |  | 3SU1900-0AC16-0DB0 | 100 | UN | 1 | 5 | B | D | N | N | 85389099 | 10 | 4011209969919 | 0.5 | G | 82.27 | 82.27 | CP20 | CP20 | Labeling plate for snapping on or gluing, on label holder, label size 12.5x27 mm, black label, white font, with inscription: Hand Auto | - | 0 | 0
3SU1900-0AC16-0DB0-Z | Y19 | 3SU1900-0AC16-0DB0-ZY19 | 100 | UN | 1 | 10 | C | D | N | N | 85389099 | 10 |  | 0.001 | G | 83.22 | 83.22 | CP20 | CP20 | Labeling plate for snapping on or gluing on label holder, label size 12.5x27 mm, black label, white font, with inscription: Hand Auto, Customer-specific selection with SIRIUS ACT configurator (CIN) | - | 0 | 0
3SU1900-0AC16-0DC0 |  | 3SU1900-0AC16-0DC0 | 100 | UN | 1 | 5 | B | D | N | N | 85389099 | 10 | 4011209969926 | 0.002 | KG | 82.27 | 82.27 | CP20 | CP20 | Labeling plate for snapping on or gluing to label holder, label size 12.5x27mm, black label, white font, with inscription: Stop Start | - | 0 | 0
3SU1900-0AC16-0DC0-Z | Y19 | 3SU1900-0AC16-0DC0-ZY19 | 100 | UN | 1 | 10 | C | D | N | N | 85389099 | 10 |  | 0.003 | KG | 83.22 | 83.22 | CP20 | CP20 | Labeling plate for snapping on or gluing on label holder, label size 12.5x27 mm, black label, white font, with inscription: Stop Start, Customer-specific selection with SIRIUS ACT configurator (CIN) | - | 0 | 0
3SU1900-0AC16-0DD0 |  | 3SU1900-0AC16-0DD0 | 100 | UN | 1 | 5 | B | D | N | N | 85389099 | 10 | 4011209969933 | 0.519 | G | 82.27 | 82.27 | CP20 | CP20 | Labeling plate for snapping on or gluing, on label holder, label size 12.5x27 mm, black label, white font, with inscription: Hand O Auto | - | 0 | 0
3SU1900-0AC16-0DD0-Z | Y19 | 3SU1900-0AC16-0DD0-ZY19 | 100 | UN | 1 | 10 | C | D | N | N | 85389099 | 10 |  | 0.6 | G | 83.22 | 83.22 | CP20 | CP20 | Labeling plate for snapping on or gluing on label holder, label size 12.5x27 mm, black label, white font, with inscription: Hand O Auto, Customer-specific selection with SIRIUS ACT configurator (CIN) | - | 0 | 0
3SU1900-0AC16-0DE0 |  | 3SU1900-0AC16-0DE0 | 100 | UN | 1 | 5 | B | D | N | N | 85389099 | 10 | 4011209969940 | 0.01 | G | 82.27 | 82.27 | CP20 | CP20 | Labeling plate for snapping on or gluing to label holder, label size 12.5x27mm, black label, white font, with inscription: Jog | - | 0 | 0
3SU1900-0AC16-0DE0-Z | Y19 | 3SU1900-0AC16-0DE0-ZY19 | 100 | UN | 1 | 10 | C | D | N | N | 85389099 | 10 |  | 0.014 | KG | 83.22 | 83.22 | CP20 | CP20 | Labeling plate for snapping on or gluing on label holder, label size 12.5x27 mm, black label, white font, with inscription: Jog, Customer-specific selection with SIRIUS ACT configurator (CIN) | - | 0 | 0
3SU1900-0AC16-0DF0 |  | 3SU1900-0AC16-0DF0 | 100 | UN | 1 | 5 | B | D | N | N | 85389099 | 10 | 4011209969957 | 0.003 | KG | 82.27 | 82.27 | CP20 | CP20 | Labeling plate for snapping on or gluing to label holder, label size 12.5x27mm, black label, white font, with inscription: Power Off | - | 0 | 0
3SU1900-0AC16-0DF0-Z | Y19 | 3SU1900-0AC16-0DF0-ZY19 | 100 | UN | 1 | 10 | C | D | N | N | 85389099 | 10 |  | 0.003 | KG | 83.22 | 83.22 | CP20 | CP20 | Labeling plate for snapping on or gluing on label holder, label size 12.5x27 mm, black label, white font, with inscription: Power Off, Customer-specific selection with SIRIUS ACT configurator (CIN) | - | 0 | 0
3SU1900-0AC16-0DG0 |  | 3SU1900-0AC16-0DG0 | 100 | UN | 1 | 5 | B | D | N | N | 85389099 | 10 | 4011209969964 | 0.003 | KG | 82.27 | 82.27 | CP20 | CP20 | Labeling plate for snapping on or gluing to label holder, label size 12.5x27mm, black label, white font, with inscription: Power On | - | 0 | 0
3SU1900-0AC16-0DG0-Z | Y19 | 3SU1900-0AC16-0DG0-ZY19 | 100 | UN | 1 | 10 | C | D | N | N | 85389099 | 10 |  | 0.001 | KG | 83.22 | 83.22 | CP20 | CP20 | Labeling plate for snapping on or gluing on label holder, label size 12.5x27 mm, black label, white font, with inscription: Power On, Customer-specific selection with SIRIUS ACT configurator (CIN) | - | 0 | 0
3SU1900-0AC16-0DH0 |  | 3SU1900-0AC16-0DH0 | 100 | UN | 1 | 3 | B | D | N | N | 85389099 | 10 | 4011209969971 | 0.8 | G | 82.27 | 82.27 | CP20 | CP20 | Labeling plate for snapping on or gluing to label holder, label size 12.5x27mm, black label, white font, with inscription: Off On | - | 0 | 0
3SU1900-0AC16-0DH0-Z | Y19 | 3SU1900-0AC16-0DH0-ZY19 | 100 | UN | 1 | 10 | C | D | N | N | 85389099 | 10 |  | 0.57 | G | 83.22 | 83.22 | CP20 | CP20 | Labeling plate for snapping on or gluing on label holder, label size 12.5x27 mm, black label, white font, with inscription: Off On, Customer-specific selection with SIRIUS ACT configurator (CIN) | - | 0 | 0
3SU1900-0AC16-0DJ0 |  | 3SU1900-0AC16-0DJ0 | 100 | UN | 1 | 5 | B | D | N | N | 85389099 | 10 | 4011209969988 | 0.001 | G | 82.27 | 82.27 | CP20 | CP20 | Labeling plate for snapping on or gluing to label holder, label size 12.5x27mm, black label, white font, with inscription: On | - | 0 | 0
3SU1900-0AC16-0DJ0-Z | Y19 | 3SU1900-0AC16-0DJ0-ZY19 | 100 | UN | 1 | 10 | C | D | N | N | 85389099 | 10 |  | 0.001 | KG | 83.22 | 83.22 | CP20 | CP20 | Labeling plate for snapping on or gluing on label holder, label size 12.5x27 mm, black label, white font, with inscription: On, Customer-specific selection with SIRIUS ACT configurator (CIN) | - | 0 | 0
3SU1900-0AC16-0DK0 |  | 3SU1900-0AC16-0DK0 | 100 | UN | 1 | 5 | B | D | N | N | 85389099 | 10 | 4011209969995 | 0.5 | G | 82.27 | 82.27 | CP20 | CP20 | Labeling plate for snapping on or gluing to label holder, label size 12.5x27mm, black label, white font, with inscription: Off | - | 0 | 0
3SU1900-0AC16-0DK0-Z | Y19 | 3SU1900-0AC16-0DK0-ZY19 | 100 | UN | 1 | 10 | C | D | N | N | 85389099 | 10 |  | 0.4 | G | 83.22 | 83.22 | CP20 | CP20 | Labeling plate for snapping on or gluing on label holder, label size 12.5x27 mm, black label, white font, with inscription: Off, Customer-specific selection with SIRIUS ACT configurator (CIN) | - | 0 | 0
3SU1900-0AC16-0DL0 |  | 3SU1900-0AC16-0DL0 | 100 | UN | 1 | 5 | B | D | N | N | 85389099 | 10 | 4011209970007 | 0.001 | G | 82.27 | 82.27 | CP20 | CP20 | Labeling plate for snapping on or gluing to label holder, label size 12.5x27mm, black label, white font, with inscription: Up | - | 0 | 0
3SU1900-0AC16-0DL0-Z | Y19 | 3SU1900-0AC16-0DL0-ZY19 | 100 | UN | 1 | 10 | C | D | N | N | 85389099 | 10 |  | 0.001 | KG | 83.22 | 83.22 | CP20 | CP20 | Labeling plate for snapping on or gluing on label holder, label size 12.5x27 mm, black label, white font, with inscription: Up, Customer-specific selection with SIRIUS ACT configurator (CIN) | - | 0 | 0
3SU1900-0AC16-0DM0 |  | 3SU1900-0AC16-0DM0 | 100 | UN | 1 | 5 | B | D | N | N | 85389099 | 10 | 4011209970014 | 0.002 | KG | 82.27 | 82.27 | CP20 | CP20 | Labeling plate for snapping on or gluing to label holder, label size 12.5x27mm, black label, white font, with inscription: Down | - | 0 | 0
3SU1900-0AC16-0DM0-Z | Y19 | 3SU1900-0AC16-0DM0-ZY19 | 100 | UN | 1 | 10 | C | D | N | N | 85389099 | 10 |  | 0.001 | KG | 83.22 | 83.22 | CP20 | CP20 | Labeling plate for snapping on or gluing on label holder, label size 12.5x27 mm, black label, white font, with inscription: Down, Customer-specific selection with SIRIUS ACT configurator (CIN) | - | 0 | 0
3SU1900-0AC16-0DN0 |  | 3SU1900-0AC16-0DN0 | 100 | UN | 1 | 5 | B | D | N | N | 85389099 | 10 | 4011209970021 | 0.001 | G | 82.27 | 82.27 | CP20 | CP20 | Labeling plate for snapping on or gluing to label holder, label size 12.5x27mm, black label, white font, with inscription: forward | - | 0 | 0
3SU1900-0AC16-0DN0-Z | Y19 | 3SU1900-0AC16-0DN0-ZY19 | 100 | UN | 1 | 10 | C | D | N | N | 85389099 | 10 |  | 0.57 | G | 83.22 | 83.22 | CP20 | CP20 | Labeling plate for snapping on or gluing on label holder, label size 12.5x27 mm, black label, white font, with inscription: forward, Customer-specific selection with SIRIUS ACT configurator (CIN) | - | 0 | 0
3SU1900-0AC16-0DP0 |  | 3SU1900-0AC16-0DP0 | 100 | UN | 1 | 5 | B | D | N | N | 85389099 | 10 | 4011209970038 | 0.001 | KG | 82.27 | 82.27 | CP20 | CP20 | Labeling plate for snapping on or gluing to label holder, label size 12.5x27mm, black label, white font, with inscription: Reverse | - | 0 | 0
3SU1900-0AC16-0DP0-Z | Y19 | 3SU1900-0AC16-0DP0-ZY19 | 100 | UN | 1 | 10 | C | D | N | N | 85389099 | 10 |  | 0.001 | KG | 83.22 | 83.22 | CP20 | CP20 | Labeling plate for snapping on or gluing on label holder, label size 12.5x27 mm, black label, white font, with inscription: Reverse, Customer-specific selection with SIRIUS ACT configurator (CIN) | - | 0 | 0
3SU1900-0AC16-0DQ0 |  | 3SU1900-0AC16-0DQ0 | 100 | UN | 1 | 5 | B | D | N | N | 85389099 | 10 | 4011209970045 | 0.995 | G | 82.27 | 82.27 | CP20 | CP20 | Labeling plate for snapping on or gluing to label holder, label size 12.5x27mm, black label, white font, with inscription: Right | - | 0 | 0
3SU1900-0AC16-0DQ0-Z | Y19 | 3SU1900-0AC16-0DQ0-ZY19 | 100 | UN | 1 | 10 | C | D | N | N | 85389099 | 10 |  | 0.004 | KG | 83.22 | 83.22 | CP20 | CP20 | Labeling plate for snapping on or gluing on label holder, label size 12.5x27 mm, black label, white font, with inscription: Right, Customer-specific selection with SIRIUS ACT configurator (CIN) | - | 0 | 0
3SU1900-0AC16-0DR0 |  | 3SU1900-0AC16-0DR0 | 100 | UN | 1 | 5 | B | D | N | N | 85389099 | 10 | 4011209970052 | 0.002 | KG | 82.27 | 82.27 | CP20 | CP20 | Labeling plate for snapping on or gluing to label holder, label size 12.5x27mm, black label, white font, with inscription: left | - | 0 | 0
3SU1900-0AC16-0DR0-Z | Y19 | 3SU1900-0AC16-0DR0-ZY19 | 100 | UN | 1 | 10 | C | D | N | N | 85389099 | 10 |  | 0.05 | G | 83.22 | 83.22 | CP20 | CP20 | Labeling plate for snapping on or gluing on label holder, label size 12.5x27 mm, black label, white font, with inscription: left, Customer-specific selection with SIRIUS ACT configurator (CIN) | - | 0 | 0
3SU1900-0AC16-0DS0 |  | 3SU1900-0AC16-0DS0 | 100 | UN | 1 | 5 | B | D | N | N | 85389099 | 10 | 4011209970069 | 0.001 | KG | 82.27 | 82.27 | CP20 | CP20 | Labeling plate for snapping on or gluing to label holder, label size 12.5x27mm, black label, white font, with inscription: Stop | - | 0 | 0
3SU1900-0AC16-0DS0-Z | Y19 | 3SU1900-0AC16-0DS0-ZY19 | 100 | UN | 1 | 10 | C | D | N | N | 85389099 | 10 |  | 0.5 | G | 83.22 | 83.22 | CP20 | CP20 | Labeling plate for snapping on or gluing on label holder, label size 12.5x27 mm, black label, white font, with inscription: Stop, Customer-specific selection with SIRIUS ACT configurator (CIN) | - | 0 | 0
3SU1900-0AC16-0DT0 |  | 3SU1900-0AC16-0DT0 | 100 | UN | 1 | 5 | B | D | N | N | 85389099 | 10 | 4011209970076 | 0.6 | G | 82.27 | 82.27 | CP20 | CP20 | Labeling plate for snapping on or gluing to label holder, label size 12.5x27mm, black label, white font, with inscription: start | - | 0 | 0
3SU1900-0AC16-0DT0-Z | Y19 | 3SU1900-0AC16-0DT0-ZY19 | 100 | UN | 1 | 10 | C | D | N | N | 85389099 | 10 |  | 0.5 | G | 83.22 | 83.22 | CP20 | CP20 | Labeling plate for snapping on or gluing on label holder, label size 12.5x27 mm, black label, white font, with inscription: Start, Customer-specific selection with SIRIUS ACT configurator (CIN) | - | 0 | 0
3SU1900-0AC16-0DU0 |  | 3SU1900-0AC16-0DU0 | 100 | UN | 1 | 5 | B | D | N | N | 85389099 | 10 | 4011209970083 | 0.4 | G | 82.27 | 82.27 | CP20 | CP20 | Labeling plate for snapping on or gluing to label holder, label size 12.5x27mm, black label, white font, with inscription: Reset | - | 0 | 0
3SU1900-0AC16-0DU0-Z | Y19 | 3SU1900-0AC16-0DU0-ZY19 | 100 | UN | 1 | 10 | C | D | N | N | 85389099 | 10 |  | 0.001 | G | 83.22 | 83.22 | CP20 | CP20 | Labeling plate for snapping on or gluing on label holder, label size 12.5x27 mm, black label, white font, with inscription: Reset, Customer-specific selection with SIRIUS ACT configurator (CIN) | - | 0 | 0
3SU1900-0AC16-0DV0 |  | 3SU1900-0AC16-0DV0 | 100 | UN | 1 | 5 | B | D | N | N | 85389099 | 10 | 4011209970090 | 0.5 | G | 82.27 | 82.27 | CP20 | CP20 | Labeling plate for snapping on or gluing to label holder, label size 12.5x27mm, black label, white font, with inscription: test | - | 0 | 0
3SU1900-0AC16-0DV0-Z | Y19 | 3SU1900-0AC16-0DV0-ZY19 | 100 | UN | 1 | 10 | C | D | N | N | 85389099 | 10 |  | 0.5 | G | 83.22 | 83.22 | CP20 | CP20 | Labeling plate for snapping on or gluing on label holder, label size 12.5x27 mm, black label, white font, with inscription: Test, Customer-specific selection with SIRIUS ACT configurator (CIN) | - | 0 | 0
3SU1900-0AC16-0DW0 |  | 3SU1900-0AC16-0DW0 | 100 | UN | 1 | 5 | B | D | N | N | 85389099 | 10 | 4011209970106 | 0.001 | KG | 82.27 | 82.27 | CP20 | CP20 | Labeling plate for snapping on or gluing to label holder, label size 12.5x27mm, black label, white font, with inscription: Open | - | 0 | 0
3SU1900-0AC16-0DW0-Z | Y19 | 3SU1900-0AC16-0DW0-ZY19 | 100 | UN | 1 | 10 | C | D | N | N | 85389099 | 10 |  | 0.001 | KG | 83.22 | 83.22 | CP20 | CP20 | Labeling plate for snapping on or gluing on label holder, label size 12.5x27 mm, black label, white font, with inscription: Open, Customer-specific selection with SIRIUS ACT configurator (CIN) | - | 0 | 0
3SU1900-0AC16-0DX0 |  | 3SU1900-0AC16-0DX0 | 100 | UN | 1 | 5 | B | D | N | N | 85389099 | 10 | 4011209970113 | 0.004 | KG | 82.27 | 82.27 | CP20 | CP20 | Labeling plate for snapping on or gluing to label holder, label size 12.5x27mm, black label, white font, with inscription: Close | - | 0 | 0
3SU1900-0AC16-0DX0-Z | Y19 | 3SU1900-0AC16-0DX0-ZY19 | 100 | UN | 1 | 10 | C | D | N | N | 85389099 | 10 |  | 0.001 | G | 83.22 | 83.22 | CP20 | CP20 | Labeling plate for snapping on or gluing on label holder, label size 12.5x27 mm, black label, white font, with inscription: Close, Customer-specific selection with SIRIUS ACT configurator (CIN) | - | 0 | 0
3SU1900-0AC16-0DY0 |  | 3SU1900-0AC16-0DY0 | 100 | UN | 1 | 5 | B | D | N | N | 85389099 | 10 | 4011209970120 | 0.8 | G | 82.27 | 82.27 | CP20 | CP20 | Labeling plate for snapping on or gluing, on label holder, label size 12.5x27 mm, black label, white font, with inscription: Man O Auto | - | 0 | 0
3SU1900-0AC16-0DY0-Z | Y19 | 3SU1900-0AC16-0DY0-ZY19 | 100 | UN | 1 | 10 | C | D | N | N | 85389099 | 10 |  | 0.002 | KG | 83.22 | 83.22 | CP20 | CP20 | Labeling plate for snapping on or gluing on label holder, label size 12.5x27 mm, black label, white font, with inscription: Man O Auto, Customer-specific selection with SIRIUS ACT configurator (CIN) | - | 0 | 0
3SU1900-0AC16-0EA0 |  | 3SU1900-0AC16-0EA0 | 100 | UN | 1 | 5 | B | D | N | N | 85389099 | 10 | 4011209970137 | 0.001 | G | 82.27 | 82.27 | CP20 | CP20 | Labeling plate for snapping on or gluing, on label holder, label size 12.5x27 mm, black label, white font, with inscription: Man Auto | - | 0 | 0
3SU1900-0AC16-0EA0-Z | Y19 | 3SU1900-0AC16-0EA0-ZY19 | 100 | UN | 1 | 10 | C | D | N | N | 85389099 | 10 |  | 0.4 | G | 83.22 | 83.22 | CP20 | CP20 | Labeling plate for snapping on or gluing on label holder, label size 12.5x27 mm, black label, white font, with inscription: Man Auto, Customer-specific selection with SIRIUS ACT configurator (CIN) | - | 0 | 0
3SU1900-0AC16-0EB0 |  | 3SU1900-0AC16-0EB0 | 100 | UN | 1 | 5 | B | D | N | N | 85389099 | 10 | 4011209970144 | 0.002 | KG | 82.27 | 82.27 | CP20 | CP20 | Labeling plate for snapping on or gluing to label holder, label size 12.5x27mm, black label, white font, with inscription: Running | - | 0 | 0
3SU1900-0AC16-0EB0-Z | Y19 | 3SU1900-0AC16-0EB0-ZY19 | 100 | UN | 1 | 10 | C | D | N | N | 85389099 | 10 |  | 0.398 | G | 83.22 | 83.22 | CP20 | CP20 | Labeling plate for snapping on or gluing on label holder, label size 12.5x27 mm, black label, white font, with inscription: Running, Customer-specific selection with SIRIUS ACT configurator (CIN) | - | 0 | 0
3SU1900-0AC16-0EC0 |  | 3SU1900-0AC16-0EC0 | 100 | UN | 1 | 5 | B | D | N | N | 85389099 | 10 | 4011209970151 | 0.599 | G | 82.27 | 82.27 | CP20 | CP20 | Labeling plate for snapping on or gluing to label holder, label size 12.5x27mm, black label, white font, with inscription: Fault | - | 0 | 0
3SU1900-0AC16-0EC0-Z | Y19 | 3SU1900-0AC16-0EC0-ZY19 | 100 | UN | 1 | 10 | C | D | N | N | 85389099 | 10 |  | 0.599 | G | 83.22 | 83.22 | CP20 | CP20 | Labeling plate for snapping on or gluing on label holder, label size 12.5x27 mm, black label, white font, with inscription: Fault, Customer-specific selection with SIRIUS ACT configurator (CIN) | - | 0 | 0
3SU1900-0AC16-0ED0 |  | 3SU1900-0AC16-0ED0 | 100 | UN | 1 | 5 | B | D | N | N | 85389099 | 10 | 4011209970168 | 0.004 | KG | 82.27 | 82.27 | CP20 | CP20 | Labeling plate for snapping on or gluing to label holder, label size 12.5x27mm, black label, white font, with inscription: Run | - | 0 | 0
3SU1900-0AC16-0ED0-Z | Y19 | 3SU1900-0AC16-0ED0-ZY19 | 100 | UN | 1 | 10 | C | D | N | N | 85389099 | 10 |  | 0.54 | G | 83.22 | 83.22 | CP20 | CP20 | Labeling plate for snapping on or gluing on label holder, label size 12.5x27 mm, black label, white font, with inscription: Run, Customer-specific selection with SIRIUS ACT configurator (CIN) | - | 0 | 0
3SU1900-0AC16-0GA0 |  | 3SU1900-0AC16-0GA0 | 100 | UN | 1 | 5 | B | D | N | N | 85389099 | 10 | 4011209970953 | 0.8 | G | 82.27 | 82.27 | CP20 | CP20 | Labeling plate for snapping on or gluing to label holder, label size 12.5x27mm, black label, white font, with inscription: Marche | - | 0 | 0
3SU1900-0AC16-0GA0-Z | Y19 | 3SU1900-0AC16-0GA0-ZY19 | 100 | UN | 1 | 10 | C | D | N | N | 85389099 | 10 |  | 0.001 | G | 83.22 | 83.22 | CP20 | CP20 | Labeling plate for snapping on or gluing on label holder, label size 12.5x27 mm, black label, white font, with inscription: Marche, Customer-specific selection with SIRIUS ACT configurator (CIN) | - | 0 | 0
3SU1900-0AC16-0GB0 |  | 3SU1900-0AC16-0GB0 | 100 | UN | 1 | 5 | B | D | N | N | 85389099 | 10 | 4011209970960 | 0.5 | G | 82.27 | 82.27 | CP20 | CP20 | Labeling plate for snapping on or gluing to label holder, label size 12.5x27mm, black label, white font, with inscription: Arret | - | 0 | 0
3SU1900-0AC16-0GB0-Z | Y19 | 3SU1900-0AC16-0GB0-ZY19 | 100 | UN | 1 | 10 | C | D | N | N | 85389099 | 10 |  | 0.2 | G | 83.22 | 83.22 | CP20 | CP20 | Labeling plate for snapping on or gluing on label holder, label size 12.5x27 mm, black label, white font, with inscription: Arret, Customer-specific selection with SIRIUS ACT configurator (CIN) | - | 0 | 0
3SU1900-0AC16-0GC0 |  | 3SU1900-0AC16-0GC0 | 100 | UN | 1 | 5 | B | D | N | N | 85389099 | 10 | 4011209970977 | 0.5 | G | 82.27 | 82.27 | CP20 | CP20 | Labeling plate for snapping on or gluing to label holder, label size 12.5x27mm, black label, white font, with inscription: Montee | - | 0 | 0
3SU1900-0AC16-0GC0-Z | Y19 | 3SU1900-0AC16-0GC0-ZY19 | 100 | UN | 1 | 10 | C | D | N | N | 85389099 | 10 |  | 0.5 | G | 83.22 | 83.22 | CP20 | CP20 | Labeling plate for snapping on or gluing on label holder, label size 12.5x27 mm, black label, white font, with inscription: Montee, Customer-specific selection with SIRIUS ACT configurator (CIN) | - | 0 | 0
3SU1900-0AC16-0GD0 |  | 3SU1900-0AC16-0GD0 | 100 | UN | 1 | 5 | B | D | N | N | 85389099 | 10 | 4011209970984 | 0.5 | G | 82.27 | 82.27 | CP20 | CP20 | Labeling plate for snapping on or gluing to label holder, label size 12.5x27mm, black label, white font, with inscription: descente | - | 0 | 0
3SU1900-0AC16-0GD0-Z | Y19 | 3SU1900-0AC16-0GD0-ZY19 | 100 | UN | 1 | 10 | C | D | N | N | 85389099 | 10 |  | 0.5 | G | 83.22 | 83.22 | CP20 | CP20 | Labeling plate for snapping on or gluing on label holder, label size 12.5x27 mm, black label, white font, with inscription: descente, Customer-specific selection with SIRIUS ACT configurator (CIN) | - | 0 | 0
3SU1900-0AC16-0GE0 |  | 3SU1900-0AC16-0GE0 | 100 | UN | 1 | 5 | B | D | N | N | 85389099 | 10 | 4011209970991 | 0.5 | G | 82.27 | 82.27 | CP20 | CP20 | Labeling plate for snapping on or gluing to label holder, label size 12.5x27mm, black label, white font, with inscription: Avant | - | 0 | 0
3SU1900-0AC16-0GE0-Z | Y19 | 3SU1900-0AC16-0GE0-ZY19 | 100 | UN | 1 | 10 | C | D | N | N | 85389099 | 10 |  | 0.5 | G | 83.22 | 83.22 | CP20 | CP20 | Labeling plate for snapping on or gluing on label holder, label size 12.5x27 mm, black label, white font, with inscription: Avant, Customer-specific selection with SIRIUS ACT configurator (CIN) | - | 0 | 0
3SU1900-0AC16-0GF0 |  | 3SU1900-0AC16-0GF0 | 100 | UN | 1 | 5 | B | D | N | N | 85389099 | 10 | 4011209971004 | 0.5 | G | 82.27 | 82.27 | CP20 | CP20 | Labeling plate for snapping on or gluing to label holder, label size 12.5x27mm, black label, white font, with inscription: Retour | - | 0 | 0
3SU1900-0AC16-0GF0-Z | Y19 | 3SU1900-0AC16-0GF0-ZY19 | 100 | UN | 1 | 10 | C | D | N | N | 85389099 | 10 |  | 0.5 | G | 83.22 | 83.22 | CP20 | CP20 | Labeling plate for snapping on or gluing on label holder, label size 12.5x27 mm, black label, white font, with inscription: Retour, Customer-specific selection with SIRIUS ACT configurator (CIN) | - | 0 | 0
3SU1900-0AC16-0GG0 |  | 3SU1900-0AC16-0GG0 | 100 | UN | 1 | 5 | B | D | N | N | 85389099 | 10 | 4011209971011 | 0.002 | KG | 82.27 | 82.27 | CP20 | CP20 | Labeling plate for snapping on or gluing to label holder, label size 12.5x27mm, black label, white font, with inscription: Droite | - | 0 | 0
3SU1900-0AC16-0GG0-Z | Y19 | 3SU1900-0AC16-0GG0-ZY19 | 100 | UN | 1 | 10 | C | D | N | N | 85389099 | 10 |  | 0.002 | KG | 83.22 | 83.22 | CP20 | CP20 | Labeling plate for snapping on or gluing on label holder, label size 12.5x27 mm, black label, white font, with inscription: Droite, Customer-specific selection with SIRIUS ACT configurator (CIN) | - | 0 | 0
3SU1900-0AC16-0GH0 |  | 3SU1900-0AC16-0GH0 | 100 | UN | 1 | 5 | B | D | N | N | 85389099 | 10 | 4011209971028 | 0.001 | G | 82.27 | 82.27 | CP20 | CP20 | Labeling plate for snapping on or gluing to label holder, label size 12.5x27mm, black label, white font, with inscription: Gauche | - | 0 | 0
3SU1900-0AC16-0GH0-Z | Y19 | 3SU1900-0AC16-0GH0-ZY19 | 100 | UN | 1 | 10 | C | D | N | N | 85389099 | 10 |  | 0.001 | G | 83.22 | 83.22 | CP20 | CP20 | Labeling plate for snapping on or gluing on label holder, label size 12.5x27 mm, black label, white font, with inscription: Gauche, Customer-specific selection with SIRIUS ACT configurator (CIN) | - | 0 | 0
3SU1900-0AC16-0GJ0 |  | 3SU1900-0AC16-0GJ0 | 100 | UN | 1 | 5 | B | D | N | N | 85389099 | 10 | 4011209971035 | 0.001 | G | 82.27 | 82.27 | CP20 | CP20 | Labeling plate for snapping on or gluing to label holder, label size 12.5x27mm, black label, white font, with inscription: Ouvert | - | 0 | 0
3SU1900-0AC16-0GJ0-Z | Y19 | 3SU1900-0AC16-0GJ0-ZY19 | 100 | UN | 1 | 10 | C | D | N | N | 85389099 | 10 |  | 0.001 | G | 83.22 | 83.22 | CP20 | CP20 | Labeling plate for snapping on or gluing on label holder, label size 12.5x27 mm, black label, white font, with inscription: Ouvert, Customer-specific selection with SIRIUS ACT configurator (CIN) | - | 0 | 0
3SU1900-0AC16-0GK0 |  | 3SU1900-0AC16-0GK0 | 100 | UN | 1 | 5 | B | D | N | N | 85389099 | 10 | 4011209971042 | 0.001 | KG | 82.27 | 82.27 | CP20 | CP20 | Labeling plate for snapping on or gluing to label holder, label size 12.5x27mm, black label, white font, with inscription: Ferme | - | 0 | 0
3SU1900-0AC16-0GK0-Z | Y19 | 3SU1900-0AC16-0GK0-ZY19 | 100 | UN | 1 | 10 | C | D | N | N | 85389099 | 10 |  | 0.001 | KG | 83.22 | 83.22 | CP20 | CP20 | Labeling plate for snapping on or gluing on label holder, label size 12.5x27 mm, black label, white font, with inscription: Ferme, Customer-specific selection with SIRIUS ACT configurator (CIN) | - | 0 | 0
3SU1900-0AC16-0GL0 |  | 3SU1900-0AC16-0GL0 | 100 | UN | 1 | 5 | B | D | N | N | 85389099 | 10 | 4011209971059 | 0.001 | G | 82.27 | 82.27 | CP20 | CP20 | Labeling plate for snapping on or gluing to label holder, label size 12.5x27mm, black label, white font, with inscription: Rapide | - | 0 | 0
3SU1900-0AC16-0GL0-Z | Y19 | 3SU1900-0AC16-0GL0-ZY19 | 100 | UN | 1 | 10 | C | D | N | N | 85389099 | 10 |  | 0.001 | G | 83.22 | 83.22 | CP20 | CP20 | Labeling plate for snapping on or gluing on label holder, label size 12.5x27 mm, black label, white font, with inscription: Rapide, Customer-specific selection with SIRIUS ACT configurator (CIN) | - | 0 | 0
3SU1900-0AC16-0GM0 |  | 3SU1900-0AC16-0GM0 | 100 | UN | 1 | 5 | B | D | N | N | 85389099 | 10 | 4011209971066 | 0.002 | KG | 82.27 | 82.27 | CP20 | CP20 | Labeling plate for snapping on or gluing to label holder, label size 12.5x27mm, black label, white font, with inscription: En Service | - | 0 | 0
3SU1900-0AC16-0GM0-Z | Y19 | 3SU1900-0AC16-0GM0-ZY19 | 100 | UN | 1 | 10 | C | D | N | N | 85389099 | 10 |  | 0.004 | KG | 83.22 | 83.22 | CP20 | CP20 | Labeling plate for snapping on or gluing on label holder, label size 12.5x27 mm, black label, white font, with inscription: En Service, Customer-specific selection with SIRIUS ACT configurator (CIN) | - | 0 | 0
3SU1900-0AC16-0GN0 |  | 3SU1900-0AC16-0GN0 | 100 | UN | 1 | 5 | B | D | N | N | 85389099 | 10 | 4011209971073 | 0.6 | G | 82.27 | 82.27 | CP20 | CP20 | Labeling plate for snapping on or gluing on label holder, label size 12.5x27 mm, black label, white font, with inscription: DÃ©faut | - | 0 | 0
3SU1900-0AC16-0GN0-Z | Y19 | 3SU1900-0AC16-0GN0-ZY19 | 100 | UN | 1 | 10 | C | D | N | N | 85389099 | 10 |  | 0.001 | G | 83.22 | 83.22 | CP20 | CP20 | Labeling plate for snapping on or gluing on label holder, label size 12.5x27 mm, black label, white font, with inscription: DÃ©faut, Customer-specific selection with SIRIUS ACT configurator (CIN) | - | 0 | 0
3SU1900-0AC16-0GP0 |  | 3SU1900-0AC16-0GP0 | 100 | UN | 1 | 5 | B | D | N | N | 85389099 | 10 | 4011209971080 | 0.001 | KG | 82.27 | 82.27 | CP20 | CP20 | Labeling plate for snapping on or gluing to label holder, label size 12.5x27mm, black label, white font, with inscription: Reglage | - | 0 | 0
3SU1900-0AC16-0GP0-Z | Y19 | 3SU1900-0AC16-0GP0-ZY19 | 100 | UN | 1 | 10 | C | D | N | N | 85389099 | 10 |  | 0.001 | KG | 83.22 | 83.22 | CP20 | CP20 | Labeling plate for snapping on or gluing on label holder, label size 12.5x27 mm, black label, white font, with inscription: Reglage, Customer-specific selection with SIRIUS ACT configurator (CIN) | - | 0 | 0
3SU1900-0AC16-0GQ0 |  | 3SU1900-0AC16-0GQ0 | 100 | UN | 1 | 5 | B | D | N | N | 85389099 | 10 | 4011209971097 | 0.88 | G | 82.27 | 82.27 | CP20 | CP20 | Labeling plate for snapping on or gluing to label holder, label size 12.5x27mm, black label, white font, with inscription: ArrÃªt d'urgence | - | 0 | 0
3SU1900-0AC16-0GQ0-Z | Y19 | 3SU1900-0AC16-0GQ0-ZY19 | 100 | UN | 1 | 10 | C | D | N | N | 85389099 | 10 |  | 0.88 | G | 83.22 | 83.22 | CP20 | CP20 | Labeling plate for snapping on or gluing on label holder, label size 12.5x27 mm, black label, white font, with inscription: ArrÃªt d'urgence, Customer-specific selection with SIRIUS ACT configurator (CIN) | - | 0 | 0
3SU1900-0AC16-0GR0 |  | 3SU1900-0AC16-0GR0 | 100 | UN | 1 | 5 | B | D | N | N | 85389099 | 10 | 4011209971103 | 0.001 | KG | 82.27 | 82.27 | CP20 | CP20 | Labeling plate for snapping on or gluing to label holder, label size 12.5x27mm, black label, white font, with inscription: Hors service | - | 0 | 0
3SU1900-0AC16-0GR0-Z | Y19 | 3SU1900-0AC16-0GR0-ZY19 | 100 | UN | 1 | 10 | C | D | N | N | 85389099 | 10 |  | 0.001 | KG | 83.22 | 83.22 | CP20 | CP20 | Labeling plate for snapping on or gluing on label holder, label size 12.5x27 mm, black label, white font, with inscription: Hors service, Customer-specific selection with SIRIUS ACT configurator (CIN) | - | 0 | 0
3SU1900-0AC16-0GS0 |  | 3SU1900-0AC16-0GS0 | 100 | UN | 1 | 5 | B | D | N | N | 85389099 | 10 | 4011209971110 | 0.8 | G | 82.27 | 82.27 | CP20 | CP20 | Labeling plate for snapping on or gluing to label holder, label size 12.5x27mm, black label, white font, with inscription: Sous tension | - | 0 | 0
3SU1900-0AC16-0GS0-Z | Y19 | 3SU1900-0AC16-0GS0-ZY19 | 100 | UN | 1 | 10 | C | D | N | N | 85389099 | 10 |  | 0.666 | G | 83.22 | 83.22 | CP20 | CP20 | Labeling plate for snapping on or gluing on label holder, label size 12.5x27 mm, black label, white font, with inscription: Sous tension, Customer-specific selection with SIRIUS ACT configurator (CIN) | - | 0 | 0
3SU1900-0AC16-0GT0 |  | 3SU1900-0AC16-0GT0 | 100 | UN | 1 | 5 | B | D | N | N | 85389099 | 10 | 4011209971127 | 0.001 | G | 82.27 | 82.27 | CP20 | CP20 | Labeling plate for snapping on or gluing to label holder, label size 12.5x27mm, black label, white font, with inscription: Manu Auto | - | 0 | 0
3SU1900-0AC16-0GT0-Z | Y19 | 3SU1900-0AC16-0GT0-ZY19 | 100 | UN | 1 | 10 | C | D | N | N | 85389099 | 10 |  | 0.001 | G | 83.22 | 83.22 | CP20 | CP20 | Labeling plate for snapping on or gluing on label holder, label size 12.5x27 mm, black label, white font, with inscription: Manu Auto, Customer-specific selection with SIRIUS ACT configurator (CIN) | - | 0 | 0
3SU1900-0AC16-0GU0 |  | 3SU1900-0AC16-0GU0 | 100 | UN | 1 | 5 | B | D | N | N | 85389099 | 10 | 4011209971134 | 0.8 | G | 82.27 | 82.27 | CP20 | CP20 | Labeling plate for snapping on or gluing to label holder, label size 12.5x27mm, black label, white font, with inscription: Marche ArrÃªt | - | 0 | 0
3SU1900-0AC16-0GU0-Z | Y19 | 3SU1900-0AC16-0GU0-ZY19 | 100 | UN | 1 | 10 | C | D | N | N | 85389099 | 10 |  | 0.002 | KG | 83.22 | 83.22 | CP20 | CP20 | Labeling plate for snapping on or gluing on label holder, label size 12.5x27 mm, black label, white font, with inscription: Marche ArrÃªt, Customer-specific selection with SIRIUS ACT configurator (CIN) | - | 0 | 0
3SU1900-0AC16-0GV0 |  | 3SU1900-0AC16-0GV0 | 100 | UN | 1 | 5 | B | D | N | N | 85389099 | 10 | 4011209971141 | 0.599 | G | 82.27 | 82.27 | CP20 | CP20 | Labeling plate for snapping on or gluing to label holder, label size 12.5x27mm, black label, white font, with inscription: Rearmement | - | 0 | 0
3SU1900-0AC16-0GV0-Z | Y19 | 3SU1900-0AC16-0GV0-ZY19 | 100 | UN | 1 | 10 | C | D | N | N | 85389099 | 10 |  | 0.004 | KG | 83.22 | 83.22 | CP20 | CP20 | Labeling plate for snapping on or gluing on label holder, label size 12.5x27 mm, black label, white font, with inscription: Rearmement, Customer-specific selection with SIRIUS ACT configurator (CIN) | - | 0 | 0
3SU1900-0AC16-0QA0 |  | 3SU1900-0AC16-0QA0 | 100 | UN | 1 | 5 | B | D | N | N | 85389099 | 10 | 4011209971158 | 0.003 | KG | 82.27 | 82.27 | CP20 | CP20 | Labeling plate for snapping on or gluing to label holder, label size 12.5x27mm, black label, white font, with graphic symbol: O | - | 0 | 0
3SU1900-0AC16-0QA0-Z | Y19 | 3SU1900-0AC16-0QA0-ZY19 | 100 | UN | 1 | 10 | C | D | N | N | 85389099 | 10 |  | 0.997 | G | 83.22 | 83.22 | CP20 | CP20 | Labeling plate for snapping on or gluing on label holder, label size 12.5x27 mm, black label, white font, with graphic symbol: O Customer-specific selection with SIRIUS ACT configurator (CIN) | - | 0 | 0
3SU1900-0AC16-0QB0 |  | 3SU1900-0AC16-0QB0 | 100 | UN | 1 | 5 | B | D | N | N | 85389099 | 10 | 4011209971165 | 0.001 | KG | 82.27 | 82.27 | CP20 | CP20 | Labeling plate for snapping on or gluing to label holder, label size 12.5x27mm, black label, white font, with graphic symbol: I | - | 0 | 0
3SU1900-0AC16-0QB0-Z | Y19 | 3SU1900-0AC16-0QB0-ZY19 | 100 | UN | 1 | 10 | C | D | N | N | 85389099 | 10 |  | 0.1 | G | 83.22 | 83.22 | CP20 | CP20 | Labeling plate for snapping on or gluing on label holder, label size 12.5x27 mm, black label, white font, with graphic symbol: I, Customer-specific selection with SIRIUS ACT configurator (CIN) | - | 0 | 0
3SU1900-0AC16-0QG0 |  | 3SU1900-0AC16-0QG0 | 100 | UN | 1 | 3 | B | D | N | N | 85389099 | 10 | 4011209971172 | 0.52 | G | 82.27 | 82.27 | CP20 | CP20 | Labeling plate for snapping on or gluing to label holder, label size 12.5x27mm, black label, white font, with graphic symbol: O I | - | 0 | 0
3SU1900-0AC16-0QG0-Z | Y19 | 3SU1900-0AC16-0QG0-ZY19 | 100 | UN | 1 | 10 | C | D | N | N | 85389099 | 10 |  | 0.798 | G | 83.22 | 83.22 | CP20 | CP20 | Labeling plate for snapping on or gluing on label holder, label size 12.5x27 mm, black label, white font, with graphic symbol: O I, Customer-specific selection with SIRIUS ACT configurator (CIN) | - | 0 | 0
3SU1900-0AC16-0QJ0 |  | 3SU1900-0AC16-0QJ0 | 100 | UN | 1 | 5 | B | D | N | N | 85389099 | 10 | 4011209971189 | 0.003 | KG | 82.27 | 82.27 | CP20 | CP20 | Labeling plate for snapping on or gluing to label holder, label size 12.5x27mm, black label, white font, with graphic symbol: 1 2 | - | 0 | 0
3SU1900-0AC16-0QJ0-Z | Y19 | 3SU1900-0AC16-0QJ0-ZY19 | 100 | UN | 1 | 10 | C | D | N | N | 85389099 | 10 |  | 0.001 | G | 83.22 | 83.22 | CP20 | CP20 | Labeling plate for snapping on or gluing on label holder, label size 12.5x27 mm, black label, white font, with graphic symbol: 1 2, Customer-specific selection with SIRIUS ACT configurator (CIN) | - | 0 | 0
3SU1900-0AC16-0QS0 |  | 3SU1900-0AC16-0QS0 | 100 | UN | 1 | 5 | B | D | N | N | 85389099 | 10 | 4011209972001 | 0.003 | KG | 82.27 | 82.27 | CP20 | CP20 | Labeling plate for snapping on or gluing to label holder, label size 12.5x27mm, black label, white font, with graphic symbol: | - | 0 | 0
3SU1900-0AC16-0QS0-Z | Y19 | 3SU1900-0AC16-0QS0-ZY19 | 100 | UN | 1 | 10 | C | D | N | N | 85389099 | 10 |  | 0.5 | G | 83.22 | 83.22 | CP20 | CP20 | Labeling plate for snapping on or gluing on label holder, label size 12.5x27 mm, black label, white font, with graphic symbol:, Customer-specific selection with SIRIUS ACT configurator (CIN) | - | 0 | 0
3SU1900-0AC26-0AA0 |  | 3SU1900-0AC26-0AA0 | 1 | UN | 1 | 5 | B | D | N | N | 85389099 | 10 | 4011209971301 | 0.5 | G | 3.12 | 3.12 | CP20 | CP20 | Labeling plate for snapping on or gluing to label holder, label size 12.5x27mm, Label red, white font, without inscription, for self-labeling | - | 0 | 0
3SU1900-0AC26-0AA0-Z | Y19 | 3SU1900-0AC26-0AA0-ZY19 | 1 | UN | 1 | 10 | C | D | N | N | 85389099 | 10 |  | 0.5 | G | 4.07 | 4.07 | CP20 | CP20 | Labeling plate for snapping on or gluing on label holder, label size 12.5x27 mm, red label, white font, without inscription, for self-labeling, customer-specific selection with SIRIUS ACT configurator (CIN) | - | 0 | 0
3SU1900-0AC81-0AA0 |  | 3SU1900-0AC81-0AA0 | 100 | UN | 1 | 1 | A | D | N | N | 85389099 | 10 | 4011209973213 | 0.54 | G | 72.87 | 72.87 | CP20 | CP20 | Labeling plate for snapping on or gluing to label holder, label size 12.5x27mm, silver label, black font, without inscription, for self-labeling | - | 0 | 0
3SU1900-0AC81-0AA0-Z | X90 | 3SU1900-0AC81-0AA0-ZX90 | 100 | UN | 1 | 5 | B | D | N | N | 85389099 | 150 |  | 0.55 | G | 72.87 | 72.87 | CP20 | CP20 | Labeling plate for snapping on or gluing, on label holder, label size 12.5x27 mm, silver label, black characters, without inscription, for self-labeling, Z=150-unit packaging |  | 0 | 0
3SU1900-0AC81-0AA0-Z | Y19 | 3SU1900-0AC81-0AA0-ZY19 | 100 | UN | 1 | 10 | C | D | N | N | 85389099 | 10 |  | 0.52 | G | 73.82 | 73.82 | CP20 | CP20 | Labeling plate for snapping on or gluing on label holder, label size 12.5x27 mm, silver label, black font, without inscription, for self-labeling, customer-specific selection with SIRIUS ACT configurator (CIN) | - | 0 | 0
3SU1900-0AC81-0AB0 |  | 3SU1900-0AC81-0AB0 | 100 | UN | 1 | 5 | B | D | N | N | 85389099 | 10 | 4011209973220 | 0.59 | G | 104.5 | 104.5 | CP20 | CP20 | Labeling plate for snapping on or gluing, on label holder, label size 12.5x27 mm, silver label, black font with inscription: Ein | - | 0 | 0
3SU1900-0AC81-0AB0-Z | Y19 | 3SU1900-0AC81-0AB0-ZY19 | 100 | UN | 1 | 10 | C | D | N | N | 85389099 | 10 |  | 0.002 | KG | 105.45 | 105.45 | CP20 | CP20 | Labeling plate for snapping on or adhering to label holder, label size 12.5x27 mm, silver label, black font, with inscription: On Customer-specific selection with SIRIUS ACT configurator (CIN) | - | 0 | 0
3SU1900-0AC81-0AC0 |  | 3SU1900-0AC81-0AC0 | 100 | UN | 1 | 5 | B | D | N | N | 85389099 | 10 | 4011209973237 | 0.6 | G | 104.5 | 104.5 | CP20 | CP20 | Labeling plate for snapping on or gluing, on label holder, label size 12.5x27 mm, silver label, black font with inscription: Aus | - | 0 | 0
3SU1900-0AC81-0AC0-Z | Y19 | 3SU1900-0AC81-0AC0-ZY19 | 100 | UN | 1 | 10 | C | D | N | N | 85389099 | 10 |  | 0.5 | G | 105.45 | 105.45 | CP20 | CP20 | Labeling plate for snapping on or gluing, on label holder, label size 12.5x27 mm, silver label, black font with inscription: Aus, customer-specific selection with SIRIUS ACT configurator (CIN) | - | 0 | 0
3SU1900-0AC81-0AD0 |  | 3SU1900-0AC81-0AD0 | 100 | UN | 1 | 5 | B | D | N | N | 85389099 | 10 | 4011209973244 | 0.6 | G | 104.5 | 104.5 | CP20 | CP20 | Labeling plate for snapping on or gluing, on label holder, label size 12.5x27 mm, silver label, black font with inscription: Auf | - | 0 | 0
3SU1900-0AC81-0AD0-Z | Y19 | 3SU1900-0AC81-0AD0-ZY19 | 100 | UN | 1 | 10 | C | D | N | N | 85389099 | 10 |  | 0.002 | KG | 105.45 | 105.45 | CP20 | CP20 | Labeling plate for snapping on or gluing, on label holder, label size 12.5x27 mm, silver label, black font with inscription: Auf, customer-specific selection with SIRIUS ACT configurator (CIN) | - | 0 | 0
3SU1900-0AC81-0AE0 |  | 3SU1900-0AC81-0AE0 | 100 | UN | 1 | 5 | B | D | N | N | 85389099 | 10 | 4011209973251 | 0.001 | KG | 104.5 | 104.5 | CP20 | CP20 | Labeling plate for snapping on or gluing, on label holder, label size 12.5x27 mm, silver label, black font with inscription: Ab | - | 0 | 0
3SU1900-0AC81-0AE0-Z | Y19 | 3SU1900-0AC81-0AE0-ZY19 | 100 | UN | 1 | 10 | C | D | N | N | 85389099 | 10 |  | 0.004 | KG | 105.45 | 105.45 | CP20 | CP20 | Labeling plate for snapping on or gluing, on label holder, label size 12.5x27 mm, silver label, black font with inscription: Ab, customer-specific selection with SIRIUS ACT configurator (CIN) | - | 0 | 0
3SU1900-0AC81-0AF0 |  | 3SU1900-0AC81-0AF0 | 100 | UN | 1 | 5 | B | D | N | N | 85389099 | 10 | 4011209973268 | 0.001 | KG | 104.5 | 104.5 | CP20 | CP20 | Labeling plate for snapping on or gluing, on label holder, label size 12.5x27 mm, silver label, black font with inscription: Vor | - | 0 | 0
3SU1900-0AC81-0AF0-Z | Y19 | 3SU1900-0AC81-0AF0-ZY19 | 100 | UN | 1 | 10 | C | D | N | N | 85389099 | 10 |  | 0.001 | KG | 105.45 | 105.45 | CP20 | CP20 | Labeling plate for snapping on or gluing, on label holder, label size 12.5x27 mm, silver label, black font with inscription: Vor, customer-specific selection with SIRIUS ACT configurator (CIN) | - | 0 | 0
3SU1900-0AC81-0AG0 |  | 3SU1900-0AC81-0AG0 | 100 | UN | 1 | 5 | B | D | N | N | 85389099 | 10 | 4011209973275 | 0.004 | KG | 104.5 | 104.5 | CP20 | CP20 | Labeling plate for snapping on or gluing, on label holder, label size 12.5x27 mm, silver label, black font with inscription: ZurÃ¼ck | - | 0 | 0
3SU1900-0AC81-0AG0-Z | Y19 | 3SU1900-0AC81-0AG0-ZY19 | 100 | UN | 1 | 10 | C | D | N | N | 85389099 | 10 |  | 0.001 | G | 105.45 | 105.45 | CP20 | CP20 | Labeling plate for snapping on or gluing on label holder, label size 12.5x27 mm, silver label, black font with inscription: ZurÃ¼ck, Customer-specific selection with SIRIUS ACT configurator (CIN) | - | 0 | 0
3SU1900-0AC81-0AH0 |  | 3SU1900-0AC81-0AH0 | 100 | UN | 1 | 5 | B | D | N | N | 85389099 | 10 | 4011209973282 | 0.002 | KG | 104.5 | 104.5 | CP20 | CP20 | Labeling plate for snapping on or gluing, on label holder, label size 12.5x27 mm, silver label, black font with inscription: Rechts | - | 0 | 0
3SU1900-0AC81-0AH0-Z | Y19 | 3SU1900-0AC81-0AH0-ZY19 | 100 | UN | 1 | 10 | C | D | N | N | 85389099 | 10 |  | 0.002 | KG | 105.45 | 105.45 | CP20 | CP20 | Labeling plate for snapping on or gluing on label holder, label size 12.5x27 mm, silver label, black font with inscription: Rechts, Customer-specific selection with SIRIUS ACT configurator (CIN) | - | 0 | 0
3SU1900-0AC81-0AJ0 |  | 3SU1900-0AC81-0AJ0 | 100 | UN | 1 | 5 | B | D | N | N | 85389099 | 10 | 4011209959675 | 0.002 | KG | 104.5 | 104.5 | CP20 | CP20 | Labeling plate for snapping on or gluing, on label holder, label size 12.5x27 mm, silver label, black font with inscription: Links | - | 0 | 0
3SU1900-0AC81-0AJ0-Z | Y19 | 3SU1900-0AC81-0AJ0-ZY19 | 100 | UN | 1 | 10 | C | D | N | N | 85389099 | 10 |  | 0.002 | KG | 105.45 | 105.45 | CP20 | CP20 | Labeling plate for snapping on or gluing on label holder, label size 12.5x27 mm, silver label, black font with inscription: Links, Customer-specific selection with SIRIUS ACT configurator (CIN) | - | 0 | 0
3SU1900-0AC81-0AK0 |  | 3SU1900-0AC81-0AK0 | 100 | UN | 1 | 5 | B | D | N | N | 85389099 | 10 | 4011209959682 | 0.003 | KG | 104.5 | 104.5 | CP20 | CP20 | Labeling plate for snapping on or gluing, on label holder, label size 12.5x27 mm, silver label, black font with inscription: Halt | - | 0 | 0
3SU1900-0AC81-0AK0-Z | Y19 | 3SU1900-0AC81-0AK0-ZY19 | 100 | UN | 1 | 10 | C | D | N | N | 85389099 | 10 |  | 0.001 | KG | 105.45 | 105.45 | CP20 | CP20 | Labeling plate for snapping on or gluing on label holder, label size 12.5x27 mm, silver label, black font with inscription: Halt, Customer-specific selection with SIRIUS ACT configurator (CIN) | - | 0 | 0
3SU1900-0AC81-0AL0 |  | 3SU1900-0AC81-0AL0 | 100 | UN | 1 | 5 | B | D | N | N | 85389099 | 10 | 4011209959699 | 0.5 | G | 104.5 | 104.5 | CP20 | CP20 | Labeling plate for snapping on or gluing, on label holder, label size 12.5x27 mm, silver label, black font with inscription: Zu | - | 0 | 0
3SU1900-0AC81-0AL0-Z | Y19 | 3SU1900-0AC81-0AL0-ZY19 | 100 | UN | 1 | 10 | C | D | N | N | 85389099 | 10 |  | 0.5 | G | 105.45 | 105.45 | CP20 | CP20 | Labeling plate for snapping on or gluing, on label holder, label size 12.5x27 mm, silver label, black font with inscription: Zu, customer-specific selection with SIRIUS ACT configurator (CIN) | - | 0 | 0
3SU1900-0AC81-0AM0 |  | 3SU1900-0AC81-0AM0 | 100 | UN | 1 | 5 | B | D | N | N | 85389099 | 10 | 4011209959705 | 0.5 | G | 104.5 | 104.5 | CP20 | CP20 | Labeling plate for snapping on or gluing, on label holder, label size 12.5x27 mm, silver label, black font with inscription: Schnell | - | 0 | 0
3SU1900-0AC81-0AM0-Z | Y19 | 3SU1900-0AC81-0AM0-ZY19 | 100 | UN | 1 | 10 | C | D | N | N | 85389099 | 10 |  | 0.5 | G | 105.45 | 105.45 | CP20 | CP20 | Labeling plate for snapping on or gluing on label holder, label size 12.5x27 mm, silver label, black font with inscription: Schnell, Customer-specific selection with SIRIUS ACT configurator (CIN) | - | 0 | 0
3SU1900-0AC81-0AN0 |  | 3SU1900-0AC81-0AN0 | 100 | UN | 1 | 5 | B | D | N | N | 85389099 | 10 | 4011209959712 | 0.5 | G | 104.5 | 104.5 | CP20 | CP20 | Labeling plate for snapping on or gluing, on label holder, label size 12.5x27 mm, silver label, black font with inscription: Langsam | - | 0 | 0
3SU1900-0AC81-0AN0-Z | Y19 | 3SU1900-0AC81-0AN0-ZY19 | 100 | UN | 1 | 10 | C | D | N | N | 85389099 | 10 |  | 0.5 | G | 105.45 | 105.45 | CP20 | CP20 | Labeling plate for snapping on or gluing on label holder, label size 12.5x27 mm, silver label, black font with inscription: Langsam, Customer-specific selection with SIRIUS ACT configurator (CIN) | - | 0 | 0
3SU1900-0AC81-0AP0 |  | 3SU1900-0AC81-0AP0 | 100 | UN | 1 | 5 | B | D | N | N | 85389099 | 10 | 4011209959729 | 0.5 | G | 104.5 | 104.5 | CP20 | CP20 | Labeling plate for snapping on or gluing, on label holder, label size 12.5x27 mm, silver label, black font with inscription: Betrieb | - | 0 | 0
3SU1900-0AC81-0AP0-Z | Y19 | 3SU1900-0AC81-0AP0-ZY19 | 100 | UN | 1 | 10 | C | D | N | N | 85389099 | 10 |  | 0.004 | KG | 105.45 | 105.45 | CP20 | CP20 | Labeling plate for snapping on or gluing, on label holder, label size 12.5x27 mm, silver label, black font with inscription: Betrieb, customer-specific selection with SIRIUS ACT configurator (CIN) | - | 0 | 0
3SU1900-0AC81-0AQ0 |  | 3SU1900-0AC81-0AQ0 | 100 | UN | 1 | 5 | B | D | N | N | 85389099 | 10 | 4011209959736 | 0.59 | G | 104.5 | 104.5 | CP20 | CP20 | Labeling plate for snapping on or gluing, on label holder, label size 12.5x27 mm, silver label, black font with inscription: StÃ¶rung | - | 0 | 0
3SU1900-0AC81-0AQ0-Z | Y19 | 3SU1900-0AC81-0AQ0-ZY19 | 100 | UN | 1 | 10 | C | D | N | N | 85389099 | 10 |  | 0.001 | KG | 105.45 | 105.45 | CP20 | CP20 | Labeling plate for snapping on or gluing on label holder, label size 12.5x27 mm, silver label, black font with inscription: StÃ¶rung, Customer-specific selection with SIRIUS ACT configurator (CIN) | - | 0 | 0
3SU1900-0AC81-0AR0 |  | 3SU1900-0AC81-0AR0 | 100 | UN | 1 | 5 | B | D | N | N | 85389099 | 10 | 4011209959743 | 0.002 | KG | 104.5 | 104.5 | CP20 | CP20 | Labeling plate for snapping on or gluing, on label holder, label size 12.5x27 mm, silver label, black font with inscription: Einrichten | - | 0 | 0
3SU1900-0AC81-0AR0-Z | Y19 | 3SU1900-0AC81-0AR0-ZY19 | 100 | UN | 1 | 10 | C | D | N | N | 85389099 | 10 |  | 0.5 | G | 105.45 | 105.45 | CP20 | CP20 | Labeling plate for snapping on or gluing on label holder, label size 12.5x27 mm, silver label, black font with inscription: Einrichten, Customer-specific selection with SIRIUS ACT configurator (CIN) | - | 0 | 0
3SU1900-0AC81-0AZ0 | Q0Y | 3SU1900-0AC81-0AZ0Q0Y | 1 | UN | 1 | 10 | C | D | N | N | 85389099 | 1 |  | 0.615 | G | 4.53 | 4.53 | CP20 | CP20 | labeling plate for snapping on or gluing, on label holder, Label size 12.5 x 27mm silver label, black font, customer-specific inscription, upper case and lower case, always upper case at beginning of line | - | 0 | 0
3SU1900-0AC81-0AZ0 | Q1Y | 3SU1900-0AC81-0AZ0Q1Y | 1 | UN | 1 | 10 | C | D | N | N | 85389099 | 1 |  | 0.005 | KG | 4.53 | 4.53 | CP20 | CP20 | labeling plate for snapping on or gluing, on label holder, Label size 12.5 x 27mm silver label, black font, customer-specific inscription, upper case, | - | 0 | 0
3SU1900-0AC81-0AZ0 | Q2Y | 3SU1900-0AC81-0AZ0Q2Y | 1 | UN | 1 | 10 | C | D | N | N | 85389099 | 1 |  | 0.2 | G | 4.53 | 4.53 | CP20 | CP20 | labeling plate for snapping on or gluing, on label holder, Label size 12.5 x 27mm silver label, black font, customer-specific inscription, lower case, | - | 0 | 0
3SU1900-0AC81-0AZ0 | Q3Y | 3SU1900-0AC81-0AZ0Q3Y | 1 | UN | 1 | 10 | C | D | N | N | 85389099 | 1 |  | 0.5 | G | 4.53 | 4.53 | CP20 | CP20 | labeling plate for snapping on or gluing, on label holder, Label size 12.5 x 27mm silver label, black font, customer-specific inscription, symbol number according to ISO7000 or IEC60417 | - | 0 | 0
3SU1900-0AC81-0AZ0 | Q5Y | 3SU1900-0AC81-0AZ0Q5Y | 1 | UN | 1 | 10 | C | D | N | N | 85389099 | 1 |  | 0.001 | G | 4.53 | 4.53 | CP20 | CP20 | labeling plate for snapping on or gluing, on label holder, Label size 12.5 x 27mm silver label, black font, customer-specific inscription, upper case and lower case, always upper case at the beginning of the word | - | 0 | 0
3SU1900-0AC81-0AZ0 | Q9Y | 3SU1900-0AC81-0AZ0Q9Y | 1 | UN | 1 | 10 | C | D | N | N | 85389099 | 1 |  | 0.76 | G | 4.53 | 4.53 | CP20 | CP20 | labeling plate for snapping on or gluing, on label holder, Label size 12.5 x 27mm silver label, black font, customer-specific inscription, inscription or symbol, Customer-specific selection with SIRIUS ACT configurator (CIN) | - | 0 | 0
3SU1900-0AC81-0DB0 |  | 3SU1900-0AC81-0DB0 | 100 | UN | 1 | 5 | B | D | N | N | 85389099 | 10 | 4011209959750 | 0.002 | KG | 104.5 | 104.5 | CP20 | CP20 | Labeling plate for snapping on or gluing, on label holder, label size 12.5x27 mm, silver label, black font with inscription: Hand Auto | - | 0 | 0
3SU1900-0AC81-0DB0-Z | Y19 | 3SU1900-0AC81-0DB0-ZY19 | 100 | UN | 1 | 10 | C | D | N | N | 85389099 | 10 |  | 0.003 | KG | 105.45 | 105.45 | CP20 | CP20 | Labeling plate for snapping on or gluing, on label holder, label size 12.5x27 mm, silver label, black font with inscription: Hand Auto, customer-specific selection with SIRIUS ACT configurator (CIN) | - | 0 | 0
3SU1900-0AC81-0DC0 |  | 3SU1900-0AC81-0DC0 | 100 | UN | 1 | 5 | B | D | N | N | 85389099 | 10 | 4011209959767 | 0.002 | KG | 104.5 | 104.5 | CP20 | CP20 | Labeling plate for snapping on or adhering to label holder, label size 12.5x27 mm, silver label, black font, with inscription: Stop Start | - | 0 | 0
3SU1900-0AC81-0DC0-Z | Y19 | 3SU1900-0AC81-0DC0-ZY19 | 100 | UN | 1 | 10 | C | D | N | N | 85389099 | 10 |  | 0.5 | G | 105.45 | 105.45 | CP20 | CP20 | Labeling plate for snapping on or adhering to label holder, label size 12.5x27 mm, silver label, black font, with inscription: Stop Start Customer-specific selection with SIRIUS ACT configurator (CIN) | - | 0 | 0
3SU1900-0AC81-0DD0 |  | 3SU1900-0AC81-0DD0 | 100 | UN | 1 | 5 | B | D | N | N | 85389099 | 10 | 4011209959774 | 0.6 | G | 104.5 | 104.5 | CP20 | CP20 | Labeling plate for snapping on or gluing, on label holder, label size 12.5x27 mm, silver label, black font with inscription: Hand O Auto | - | 0 | 0
3SU1900-0AC81-0DD0-Z | Y19 | 3SU1900-0AC81-0DD0-ZY19 | 100 | UN | 1 | 10 | C | D | N | N | 85389099 | 10 |  | 0.004 | KG | 105.45 | 105.45 | CP20 | CP20 | Labeling plate for snapping on or gluing on label holder, label size 12.5x27 mm, silver label, black font with inscription: Hand O Auto, Customer-specific selection with SIRIUS ACT configurator (CIN) | - | 0 | 0
3SU1900-0AC81-0DJ0 |  | 3SU1900-0AC81-0DJ0 | 100 | UN | 1 | 5 | B | D | N | N | 85389099 | 10 | 4011209959781 | 0.363 | G | 104.5 | 104.5 | CP20 | CP20 | Labeling plate for snapping on or adhering to label holder, label size 12.5x27 mm, silver label, black font, with inscription: On | - | 0 | 0
3SU1900-0AC81-0DJ0-Z | Y19 | 3SU1900-0AC81-0DJ0-ZY19 | 100 | UN | 1 | 10 | C | D | N | N | 85389099 | 10 |  | 0.5 | G | 105.45 | 105.45 | CP20 | CP20 | Labeling plate for snapping on or adhering to label holder, label size 12.5x27 mm, silver label, black font, with inscription: On Customer-specific selection with SIRIUS ACT configurator (CIN) | - | 0 | 0
3SU1900-0AC81-0DK0 |  | 3SU1900-0AC81-0DK0 | 100 | UN | 1 | 5 | B | D | N | N | 85389099 | 10 | 4011209959798 | 0.002 | KG | 104.5 | 104.5 | CP20 | CP20 | Labeling plate for snapping on or adhering to label holder, label size 12.5x27 mm, silver label, black font, with inscription: Off | - | 0 | 0
3SU1900-0AC81-0DK0-Z | Y19 | 3SU1900-0AC81-0DK0-ZY19 | 100 | UN | 1 | 10 | C | D | N | N | 85389099 | 10 |  | 0.5 | G | 105.45 | 105.45 | CP20 | CP20 | Labeling plate for snapping on or adhering to label holder, label size 12.5x27 mm, silver label, black font, with inscription: Off Customer-specific selection with SIRIUS ACT configurator (CIN) | - | 0 | 0
3SU1900-0AC81-0DL0 |  | 3SU1900-0AC81-0DL0 | 100 | UN | 1 | 5 | B | D | N | N | 85389099 | 10 | 4011209959804 | 0.5 | G | 104.5 | 104.5 | CP20 | CP20 | Labeling plate for snapping on or adhering to label holder, label size 12.5x27 mm, silver label, black font, with inscription: Up | - | 0 | 0
3SU1900-0AC81-0DL0-Z | Y19 | 3SU1900-0AC81-0DL0-ZY19 | 100 | UN | 1 | 10 | C | D | N | N | 85389099 | 10 |  | 0.5 | G | 105.45 | 105.45 | CP20 | CP20 | Labeling plate for snapping on or adhering to label holder, label size 12.5x27 mm, silver label, black font, with inscription: Up Customer-specific selection with SIRIUS ACT configurator (CIN) | - | 0 | 0
3SU1900-0AC81-0DM0 |  | 3SU1900-0AC81-0DM0 | 100 | UN | 1 | 5 | B | D | N | N | 85389099 | 10 | 4011209959811 | 0.001 | G | 104.5 | 104.5 | CP20 | CP20 | Labeling plate for snapping on or adhering to label holder, label size 12.5x27 mm, silver label, black font, with inscription: Down | - | 0 | 0
3SU1900-0AC81-0DM0-Z | Y19 | 3SU1900-0AC81-0DM0-ZY19 | 100 | UN | 1 | 10 | C | D | N | N | 85389099 | 10 |  | 0.004 | KG | 105.45 | 105.45 | CP20 | CP20 | Labeling plate for snapping on or adhering to label holder, label size 12.5x27 mm, silver label, black font, with inscription: Down Customer-specific selection with SIRIUS ACT configurator (CIN) | - | 0 | 0
3SU1900-0AC81-0DS0 |  | 3SU1900-0AC81-0DS0 | 100 | UN | 1 | 3 | B | D | N | N | 85389099 | 10 | 4011209959828 | 0.001 | G | 104.5 | 104.5 | CP20 | CP20 | Labeling plate for snapping on or gluing, on label holder, label size 12.5x27 mm, silver label, black font with inscription: Stop | - | 0 | 0
3SU1900-0AC81-0DS0-Z | Y19 | 3SU1900-0AC81-0DS0-ZY19 | 100 | UN | 1 | 10 | C | D | N | N | 85389099 | 10 |  | 0.001 | G | 105.45 | 105.45 | CP20 | CP20 | Labeling plate for snapping on or gluing on label holder, label size 12.5x27 mm, silver label, black font with inscription: Stop, Customer-specific selection with SIRIUS ACT configurator (CIN) | - | 0 | 0
3SU1900-0AC81-0DT0 |  | 3SU1900-0AC81-0DT0 | 100 | UN | 1 | 5 | B | D | N | N | 85389099 | 10 | 4011209959835 | 0.399 | G | 104.5 | 104.5 | CP20 | CP20 | Labeling plate for snapping on or gluing to label holder, label size 12.5x27mm, silver label, black font, with inscription: start | - | 0 | 0
3SU1900-0AC81-0DT0-Z | Y19 | 3SU1900-0AC81-0DT0-ZY19 | 100 | UN | 1 | 10 | C | D | N | N | 85389099 | 10 |  | 0.666 | G | 105.45 | 105.45 | CP20 | CP20 | Labeling plate for snapping on or gluing on label holder, label size 12.5x27 mm, silver label, black font with inscription: Start, Customer-specific selection with SIRIUS ACT configurator (CIN) | - | 0 | 0
3SU1900-0AC81-0DU0 |  | 3SU1900-0AC81-0DU0 | 100 | UN | 1 | 5 | B | D | N | N | 85389099 | 10 | 4011209959842 | 0.59 | G | 104.5 | 104.5 | CP20 | CP20 | Labeling plate for snapping on or gluing to label holder, label size 12.5x27mm, silver label, black font, with inscription: Reset | - | 0 | 0
3SU1900-0AC81-0DU0-Z | Y19 | 3SU1900-0AC81-0DU0-ZY19 | 100 | UN | 1 | 10 | C | D | N | N | 85389099 | 10 |  | 0.002 | KG | 105.45 | 105.45 | CP20 | CP20 | Labeling plate for snapping on or gluing on label holder, label size 12.5x27 mm, silver label, black font with inscription: Reset, Customer-specific selection with SIRIUS ACT configurator (CIN) | - | 0 | 0
3SU1900-0AC81-0DV0 |  | 3SU1900-0AC81-0DV0 | 100 | UN | 1 | 5 | B | D | N | N | 85389099 | 10 | 4011209959859 | 0.002 | KG | 104.5 | 104.5 | CP20 | CP20 | Labeling plate for snapping on or gluing to label holder, label size 12.5x27mm, silver label, black font, with inscription: test | - | 0 | 0
3SU1900-0AC81-0DV0-Z | Y19 | 3SU1900-0AC81-0DV0-ZY19 | 100 | UN | 1 | 10 | C | D | N | N | 85389099 | 10 |  | 0.5 | G | 105.45 | 105.45 | CP20 | CP20 | Labeling plate for snapping on or gluing on label holder, label size 12.5x27 mm, silver label, black font with inscription: Test, Customer-specific selection with SIRIUS ACT configurator (CIN) | - | 0 | 0
3SU1900-0AC81-0DW0 |  | 3SU1900-0AC81-0DW0 | 100 | UN | 1 | 5 | B | D | N | N | 85389099 | 10 | 4011209959866 | 0.5 | G | 104.5 | 104.5 | CP20 | CP20 | Labeling plate for snapping on or gluing to label holder, label size 12.5x27mm, silver label, black font, with inscription: Open | - | 0 | 0
3SU1900-0AC81-0DW0-Z | Y19 | 3SU1900-0AC81-0DW0-ZY19 | 100 | UN | 1 | 10 | C | D | N | N | 85389099 | 10 |  | 0.5 | G | 105.45 | 105.45 | CP20 | CP20 | Labeling plate for snapping on or gluing on label holder, label size 12.5x27 mm, silver label, black font with inscription: Open, Customer-specific selection with SIRIUS ACT configurator (CIN) | - | 0 | 0
3SU1900-0AC81-0DX0 |  | 3SU1900-0AC81-0DX0 | 100 | UN | 1 | 5 | B | D | N | N | 85389099 | 10 | 4011209959873 | 0.5 | G | 104.5 | 104.5 | CP20 | CP20 | Labeling plate for snapping on or gluing to label holder, label size 12.5x27mm, silver label, black font, with inscription: Close | - | 0 | 0
3SU1900-0AC81-0DX0-Z | Y19 | 3SU1900-0AC81-0DX0-ZY19 | 100 | UN | 1 | 10 | C | D | N | N | 85389099 | 10 |  | 0.5 | G | 105.45 | 105.45 | CP20 | CP20 | Labeling plate for snapping on or gluing on label holder, label size 12.5x27 mm, silver label, black font with inscription: Close, Customer-specific selection with SIRIUS ACT configurator (CIN) | - | 0 | 0
3SU1900-0AC81-0DY0 |  | 3SU1900-0AC81-0DY0 | 100 | UN | 1 | 5 | B | D | N | N | 85389099 | 10 | 4011209959903 | 0.8 | G | 104.5 | 104.5 | CP20 | CP20 | Labeling plate for snapping on or gluing, on label holder, label size 12.5x27 mm, silver label, black font with inscription: Man O Auto | - | 0 | 0
3SU1900-0AC81-0DY0-Z | Y19 | 3SU1900-0AC81-0DY0-ZY19 | 100 | UN | 1 | 10 | C | D | N | N | 85389099 | 10 |  | 0.6 | G | 105.45 | 105.45 | CP20 | CP20 | Labeling plate for snapping on or gluing on label holder, label size 12.5x27 mm, silver label, black font with inscription: Man O Auto, Customer-specific selection with SIRIUS ACT configurator (CIN) | - | 0 | 0
3SU1900-0AC81-0EA0 |  | 3SU1900-0AC81-0EA0 | 100 | UN | 1 | 5 | B | D | N | N | 85389099 | 10 | 4011209959910 | 0.8 | G | 104.5 | 104.5 | CP20 | CP20 | Labeling plate for snapping on or gluing, on label holder, label size 12.5x27 mm, silver label, black font with inscription: Man Auto | - | 0 | 0
3SU1900-0AC81-0EA0-Z | Y19 | 3SU1900-0AC81-0EA0-ZY19 | 100 | UN | 1 | 10 | C | D | N | N | 85389099 | 10 |  | 0.004 | KG | 105.45 | 105.45 | CP20 | CP20 | Labeling plate for snapping on or gluing on label holder, label size 12.5x27 mm, silver label, black font with inscription: Man Auto, Customer-specific selection with SIRIUS ACT configurator (CIN) | - | 0 | 0
3SU1900-0AC81-0EB0 |  | 3SU1900-0AC81-0EB0 | 100 | UN | 1 | 5 | B | D | N | N | 85389099 | 10 | 4011209959927 | 0.37 | G | 104.5 | 104.5 | CP20 | CP20 | Labeling plate for snapping on or gluing to label holder, label size 12.5x27mm, silver label, black font, with inscription: Running | - | 0 | 0
3SU1900-0AC81-0EB0-Z | Y19 | 3SU1900-0AC81-0EB0-ZY19 | 100 | UN | 1 | 10 | C | D | N | N | 85389099 | 10 |  | 0.001 | G | 105.45 | 105.45 | CP20 | CP20 | Labeling plate for snapping on or gluing on label holder, label size 12.5x27 mm, silver label, black font with inscription: Running, Customer-specific selection with SIRIUS ACT configurator (CIN) | - | 0 | 0
3SU1900-0AC81-0EC0 |  | 3SU1900-0AC81-0EC0 | 100 | UN | 1 | 5 | B | D | N | N | 85389099 | 10 | 4011209960718 | 0.8 | G | 104.5 | 104.5 | CP20 | CP20 | Labeling plate for snapping on or gluing to label holder, label size 12.5x27mm, silver label, black font, with inscription: Fault | - | 0 | 0
3SU1900-0AC81-0EC0-Z | Y19 | 3SU1900-0AC81-0EC0-ZY19 | 100 | UN | 1 | 10 | C | D | N | N | 85389099 | 10 |  | 0.004 | KG | 105.45 | 105.45 | CP20 | CP20 | Labeling plate for snapping on or gluing on label holder, label size 12.5x27 mm, silver label, black font with inscription: Fault, Customer-specific selection with SIRIUS ACT configurator (CIN) | - | 0 | 0
3SU1900-0AC81-0EE0 |  | 3SU1900-0AC81-0EE0 | 100 | UN | 1 | 5 | B | D | N | N | 85389099 | 10 | 4011209959880 | 0.002 | KG | 104.5 | 104.5 | CP20 | CP20 | Labeling plate for snapping on or gluing to label holder, label size 12.5x27mm, silver label, black font, with inscription: Fast | - | 0 | 0
3SU1900-0AC81-0EE0-Z | Y19 | 3SU1900-0AC81-0EE0-ZY19 | 100 | UN | 1 | 10 | C | D | N | N | 85389099 | 10 |  | 0.002 | KG | 105.45 | 105.45 | CP20 | CP20 | Labeling plate for snapping on or gluing on label holder, label size 12.5x27 mm, silver label, black font with inscription: Fast, Customer-specific selection with SIRIUS ACT configurator (CIN) | - | 0 | 0
3SU1900-0AC81-0EF0 |  | 3SU1900-0AC81-0EF0 | 100 | UN | 1 | 5 | B | D | N | N | 85389099 | 10 | 4011209959897 | 0.5 | G | 104.5 | 104.5 | CP20 | CP20 | Labeling plate for snapping on or gluing to label holder, label size 12.5x27mm, silver label, black font, with inscription: Slow | - | 0 | 0
3SU1900-0AC81-0EF0-Z | Y19 | 3SU1900-0AC81-0EF0-ZY19 | 100 | UN | 1 | 10 | C | D | N | N | 85389099 | 10 |  | 0.5 | G | 105.45 | 105.45 | CP20 | CP20 | Labeling plate for snapping on or gluing on label holder, label size 12.5x27 mm, silver label, black font with inscription: Slow, Customer-specific selection with SIRIUS ACT configurator (CIN) | - | 0 | 0
3SU1900-0AC81-0QA0 |  | 3SU1900-0AC81-0QA0 | 100 | UN | 1 | 5 | B | D | N | N | 85389099 | 10 | 4011209971219 | 0.001 | KG | 104.5 | 104.5 | CP20 | CP20 | Labeling plate for snapping on or gluing to label holder, label size 12.5x27mm, silver label, black font, with graphic symbol: | - | 0 | 0
3SU1900-0AC81-0QA0-Z | Y19 | 3SU1900-0AC81-0QA0-ZY19 | 100 | UN | 1 | 10 | C | D | N | N | 85389099 | 10 |  | 0.001 | KG | 105.45 | 105.45 | CP20 | CP20 | Labeling plate for snapping on or gluing on label holder, label size 12.5x27 mm, silver label, black font with graphic symbol:, Customer-specific selection with SIRIUS ACT configurator (CIN) | - | 0 | 0
3SU1900-0AC81-0QB0 |  | 3SU1900-0AC81-0QB0 | 100 | UN | 1 | 5 | B | D | N | N | 85389099 | 10 | 4011209971226 | 0.8 | G | 104.5 | 104.5 | CP20 | CP20 | Labeling plate for snapping on or gluing to label holder, label size 12.5x27mm, silver label, black font, with graphic symbol: I | - | 0 | 0
3SU1900-0AC81-0QB0-Z | Y19 | 3SU1900-0AC81-0QB0-ZY19 | 100 | UN | 1 | 10 | C | D | N | N | 85389099 | 10 |  | 0.5 | G | 105.45 | 105.45 | CP20 | CP20 | Labeling plate for snapping on or gluing on label holder, label size 12.5x27 mm, silver label, black font with graphic symbol: I, Customer-specific selection with SIRIUS ACT configurator (CIN) | - | 0 | 0
3SU1900-0AC81-0QC0 |  | 3SU1900-0AC81-0QC0 | 100 | UN | 1 | 5 | B | D | N | N | 85389099 | 10 | 4011209971233 | 0.8 | G | 104.5 | 104.5 | CP20 | CP20 | Labeling plate for snapping on or gluing to label holder, label size 12.5x27mm, silver label, black font, with graphic symbol: II | - | 0 | 0
3SU1900-0AC81-0QC0-Z | Y19 | 3SU1900-0AC81-0QC0-ZY19 | 100 | UN | 1 | 10 | C | D | N | N | 85389099 | 10 |  | 0.5 | G | 105.45 | 105.45 | CP20 | CP20 | Labeling plate for snapping on or gluing on label holder, label size 12.5x27 mm, silver label, black font with graphic symbol: II, Customer-specific selection with SIRIUS ACT configurator (CIN) | - | 0 | 0
3SU1900-0AC81-0QD0 |  | 3SU1900-0AC81-0QD0 | 100 | UN | 1 | 5 | B | D | N | N | 85389099 | 10 | 4011209971240 | 0.001 | KG | 104.5 | 104.5 | CP20 | CP20 | Labeling plate for snapping on or gluing to label holder, label size 12.5x27mm, silver label, black font, with graphic symbol: III | - | 0 | 0
3SU1900-0AC81-0QD0-Z | Y19 | 3SU1900-0AC81-0QD0-ZY19 | 100 | UN | 1 | 10 | C | D | N | N | 85389099 | 10 |  | 0.001 | KG | 105.45 | 105.45 | CP20 | CP20 | Labeling plate for snapping on or gluing on label holder, label size 12.5x27 mm, silver label, black font with graphic symbol: III, Customer-specific selection with SIRIUS ACT configurator (CIN) | - | 0 | 0
3SU1900-0AC81-0QG0 |  | 3SU1900-0AC81-0QG0 | 100 | UN | 1 | 5 | B | D | N | N | 85389099 | 10 | 4011209971257 | 0.85 | G | 104.5 | 104.5 | CP20 | CP20 | Labeling plate for snapping on or gluing to label holder, label size 12.5x27mm, silver label, black font, with graphic symbol: O I | - | 0 | 0
3SU1900-0AC81-0QG0-Z | Y19 | 3SU1900-0AC81-0QG0-ZY19 | 100 | UN | 1 | 10 | C | D | N | N | 85389099 | 10 |  | 0.5 | G | 105.45 | 105.45 | CP20 | CP20 | Labeling plate for snapping on or gluing on label holder, label size 12.5x27 mm, silver label, black font with graphic symbol: O I, Customer-specific selection with SIRIUS ACT configurator (CIN) | - | 0 | 0
3SU1900-0AC81-0QK0 |  | 3SU1900-0AC81-0QK0 | 100 | UN | 1 | 5 | B | D | N | N | 85389099 | 10 | 4011209971264 | 0.6 | G | 104.5 | 104.5 | CP20 | CP20 | Labeling plate for snapping on or gluing to label holder, label size 12.5x27mm, silver label, black font, with graphic symbol: I O II | - | 0 | 0
3SU1900-0AC81-0QK0-Z | Y19 | 3SU1900-0AC81-0QK0-ZY19 | 100 | UN | 1 | 10 | C | D | N | N | 85389099 | 10 |  | 0.5 | G | 105.45 | 105.45 | CP20 | CP20 | Labeling plate for snapping on or gluing on label holder, label size 12.5x27 mm, silver label, black font with graphic symbol: I O II, Customer-specific selection with SIRIUS ACT configurator (CIN) | - | 0 | 0
3SU1900-0AC81-0QL0 |  | 3SU1900-0AC81-0QL0 | 100 | UN | 1 | 5 | B | D | N | N | 85389099 | 10 | 4011209971271 | 0.001 | KG | 104.5 | 104.5 | CP20 | CP20 | Labeling plate for snapping on or gluing to label holder, label size 12.5x27mm, silver label, black font, with graphic symbol: 1 O 2 | - | 0 | 0
3SU1900-0AC81-0QL0-Z | Y19 | 3SU1900-0AC81-0QL0-ZY19 | 100 | UN | 1 | 10 | C | D | N | N | 85389099 | 10 |  | 0.33 | G | 105.45 | 105.45 | CP20 | CP20 | Labeling plate for snapping on or gluing on label holder, label size 12.5x27 mm, silver label, black font with graphic symbol: 1 O 2, Customer-specific selection with SIRIUS ACT configurator (CIN) | - | 0 | 0
3SU1900-0AC81-0QR0 |  | 3SU1900-0AC81-0QR0 | 100 | UN | 1 | 5 | B | D | N | N | 85389099 | 10 | 4011209971288 | 0.7 | G | 104.5 | 104.5 | CP20 | CP20 | Labeling plate for snapping on or gluing to label holder, label size 12.5x27mm, silver label, black font, with graphic symbol: arrow pointing to the right | - | 0 | 0
3SU1900-0AC81-0QR0-Z | Y19 | 3SU1900-0AC81-0QR0-ZY19 | 100 | UN | 1 | 10 | C | D | N | N | 85389099 | 10 |  | 0.7 | G | 105.45 | 105.45 | CP20 | CP20 | Labeling plate for snapping on or gluing on label holder, label size 12.5x27 mm, silver label, black font with graphic symbol: Arrow pointing to the right Customer-specific selection with SIRIUS ACT configurator (CIN) | - | 0 | 0
3SU1900-0AC81-0QS0 |  | 3SU1900-0AC81-0QS0 | 100 | UN | 1 | 5 | B | D | N | N | 85389099 | 10 | 4011209971295 | 0.5 | G | 104.5 | 104.5 | CP20 | CP20 | Labeling plate for snapping on or gluing to label holder, label size 12.5x27mm, silver label, black font, with graphic symbol: arrow pointing up | - | 0 | 0
3SU1900-0AC81-0QS0-Z | Y19 | 3SU1900-0AC81-0QS0-ZY19 | 100 | UN | 1 | 10 | C | D | N | N | 85389099 | 10 |  | 0.001 | KG | 105.45 | 105.45 | CP20 | CP20 | Labeling plate for snapping on or gluing on label holder, label size 12.5x27 mm, silver label, black font with graphic symbol: Arrow pointing up Customer-specific selection with SIRIUS ACT configurator (CIN) | - | 0 | 0
3SU1900-0AD16-0AA0 |  | 3SU1900-0AD16-0AA0 | 100 | UN | 1 | 1 | A | D | N | N | 85389099 | 10 | 4011209971196 | 0.68 | G | 59.95 | 59.95 | CP20 | CP20 | Labeling plate for snapping on or gluing on label holder, Label size 17.5 x 27 mm, black label, white font, without inscription, for self-labeling | - | 0 | 0
3SU1900-0AD16-0AA0-Z | X90 | 3SU1900-0AD16-0AA0-ZX90 | 100 | UN | 1 | 5 | B | D | N | N | 85389099 | 150 |  | 0.68 | G | 59.95 | 59.95 | CP20 | CP20 | Labeling plate for snapping on or gluing, on label holder, label size 17.5 x 27 mm, black label, white characters, without inscription, for self-labeling, Z=150-unit packaging |  | 0 | 0
3SU1900-0AD16-0AA0-Z | Y19 | 3SU1900-0AD16-0AA0-ZY19 | 100 | UN | 1 | 10 | C | D | N | N | 85389099 | 10 |  | 0.66 | G | 60.9 | 60.9 | CP20 | CP20 | Labeling plate for snapping on or gluing on label holder, label size 17.5 x 27 mm, black label, white font, without inscription, for self-labeling, customer-specific selection with SIRIUS ACT configurator (CIN) | - | 0 | 0
3SU1900-0AD16-0AB0 |  | 3SU1900-0AD16-0AB0 | 100 | UN | 1 | 1 | A | D | N | N | 85389099 | 10 | 4011209971202 | 0.004 | KG | 82.27 | 82.27 | CP20 | CP20 | Labeling plate for snapping on or gluing, on label holder, label size 17.5 x 27 mm, black label, white font, with inscription: Ein | - | 0 | 0
3SU1900-0AD16-0AB0-Z | Y19 | 3SU1900-0AD16-0AB0-ZY19 | 100 | UN | 1 | 10 | C | D | N | N | 85389099 | 10 |  | 0.8 | G | 83.22 | 83.22 | CP20 | CP20 | Labeling plate for snapping on or gluing on label holder, label size 17.5 x 27 mm, black label, white font, with inscription: Ein, Customer-specific selection with SIRIUS ACT configurator (CIN) | - | 0 | 0
3SU1900-0AD16-0AC0 |  | 3SU1900-0AD16-0AC0 | 100 | UN | 1 | 1 | A | D | N | N | 85389099 | 10 | 4011209971998 | 0.001 | KG | 82.27 | 82.27 | CP20 | CP20 | Labeling plate for snapping on or gluing, on label holder, label size 17.5 x 27 mm, black label, white font, with inscription: Aus | - | 0 | 0
3SU1900-0AD16-0AC0-Z | Y19 | 3SU1900-0AD16-0AC0-ZY19 | 100 | UN | 1 | 10 | C | D | N | N | 85389099 | 10 |  | 0.4 | G | 83.22 | 83.22 | CP20 | CP20 | Labeling plate for snapping on or gluing on label holder, label size 17.5 x 27 mm, black label, white font, with inscription: Aus, Customer-specific selection with SIRIUS ACT configurator (CIN) | - | 0 | 0
3SU1900-0AD16-0AD0 |  | 3SU1900-0AD16-0AD0 | 100 | UN | 1 | 5 | B | D | N | N | 85389099 | 10 | 4011209972025 | 0.5 | G | 82.27 | 82.27 | CP20 | CP20 | Labeling plate for snapping on or gluing, on label holder, label size 17.5 x 27 mm, black label, white font, with inscription: Auf | - | 0 | 0
3SU1900-0AD16-0AD0-Z | Y19 | 3SU1900-0AD16-0AD0-ZY19 | 100 | UN | 1 | 10 | C | D | N | N | 85389099 | 10 |  | 0.5 | G | 83.22 | 83.22 | CP20 | CP20 | Labeling plate for snapping on or gluing on label holder, label size 17.5 x 27 mm, black label, white font, with inscription: Auf, Customer-specific selection with SIRIUS ACT configurator (CIN) | - | 0 | 0
3SU1900-0AD16-0AE0 |  | 3SU1900-0AD16-0AE0 | 100 | UN | 1 | 5 | B | D | N | N | 85389099 | 10 | 4011209972032 | 0.5 | G | 82.27 | 82.27 | CP20 | CP20 | Labeling plate for snapping on or gluing, on label holder, label size 17.5 x 27 mm, black label, white font, with inscription: Ab | - | 0 | 0
3SU1900-0AD16-0AE0-Z | Y19 | 3SU1900-0AD16-0AE0-ZY19 | 100 | UN | 1 | 10 | C | D | N | N | 85389099 | 10 |  | 0.5 | G | 83.22 | 83.22 | CP20 | CP20 | Labeling plate for snapping on or gluing on label holder, label size 17.5 x 27 mm, black label, white font, with inscription: Ab, Customer-specific selection with SIRIUS ACT configurator (CIN) | - | 0 | 0
3SU1900-0AD16-0AF0 |  | 3SU1900-0AD16-0AF0 | 100 | UN | 1 | 5 | B | D | N | N | 85389099 | 10 | 4011209972049 | 0.001 | KG | 82.27 | 82.27 | CP20 | CP20 | Labeling plate for snapping on or gluing, on label holder, label size 17.5 x 27 mm, black label, white font, with inscription: Vor | - | 0 | 0
3SU1900-0AD16-0AF0-Z | Y19 | 3SU1900-0AD16-0AF0-ZY19 | 100 | UN | 1 | 10 | C | D | N | N | 85389099 | 10 |  | 0.5 | G | 83.22 | 83.22 | CP20 | CP20 | Labeling plate for snapping on or gluing on label holder, label size 17.5 x 27 mm, black label, white font, with inscription: vor, Customer-specific selection with SIRIUS ACT configurator (CIN) | - | 0 | 0
3SU1900-0AD16-0AG0 |  | 3SU1900-0AD16-0AG0 | 100 | UN | 1 | 5 | B | D | N | N | 85389099 | 10 | 4011209972056 | 0.001 | G | 82.27 | 82.27 | CP20 | CP20 | Labeling plate for snapping on or gluing, on label holder, label size 17.5 x 27 mm, black label, white font, with inscription: ZurÃ¼ck | - | 0 | 0
3SU1900-0AD16-0AG0-Z | Y19 | 3SU1900-0AD16-0AG0-ZY19 | 100 | UN | 1 | 10 | C | D | N | N | 85389099 | 10 |  | 0.5 | G | 83.22 | 83.22 | CP20 | CP20 | Labeling plate for snapping on or gluing on label holder, label size 17.5 x 27 mm, black label, white font, with inscription: ZurÃ¼ck, Customer-specific selection with SIRIUS ACT configurator (CIN) | - | 0 | 0
3SU1900-0AD16-0AK0 |  | 3SU1900-0AD16-0AK0 | 100 | UN | 1 | 5 | B | D | N | N | 85389099 | 10 | 4011209972063 | 0.001 | KG | 82.27 | 82.27 | CP20 | CP20 | Labeling plate for snapping on or gluing, on label holder, label size 17.5 x 27 mm, black label, white font, with inscription: Halt | - | 0 | 0
3SU1900-0AD16-0AK0-Z | Y19 | 3SU1900-0AD16-0AK0-ZY19 | 100 | UN | 1 | 10 | C | D | N | N | 85389099 | 10 |  | 0.001 | KG | 83.22 | 83.22 | CP20 | CP20 | Labeling plate for snapping on or gluing on label holder, label size 17.5 x 27 mm, black label, white font, with inscription: Halt, Customer-specific selection with SIRIUS ACT configurator (CIN) | - | 0 | 0
3SU1900-0AD16-0AL0 |  | 3SU1900-0AD16-0AL0 | 100 | UN | 1 | 5 | B | D | N | N | 85389099 | 10 | 4011209972070 | 0.5 | G | 82.27 | 82.27 | CP20 | CP20 | Labeling plate for snapping on or gluing, on label holder, label size 17.5 x 27 mm, black label, white font, with inscription: Zu | - | 0 | 0
3SU1900-0AD16-0AL0-Z | Y19 | 3SU1900-0AD16-0AL0-ZY19 | 100 | UN | 1 | 10 | C | D | N | N | 85389099 | 10 |  | 0.5 | G | 83.22 | 83.22 | CP20 | CP20 | Labeling plate for snapping on or gluing on label holder, label size 17.5 x 27 mm, black label, white font, with inscription: Zu, Customer-specific selection with SIRIUS ACT configurator (CIN) | - | 0 | 0
3SU1900-0AD16-0AP0 |  | 3SU1900-0AD16-0AP0 | 100 | UN | 1 | 1 | A | D | N | N | 85389099 | 10 | 4011209972087 | 0.001 | KG | 82.27 | 82.27 | CP20 | CP20 | Labeling plate for snapping on or gluing, on label holder, label size 17.5 x 27 mm, black label, white font, with inscription: Betrieb | - | 0 | 0
3SU1900-0AD16-0AP0-Z | Y19 | 3SU1900-0AD16-0AP0-ZY19 | 100 | UN | 1 | 10 | C | D | N | N | 85389099 | 10 |  | 0.001 | KG | 83.22 | 83.22 | CP20 | CP20 | Labeling plate for snapping on or gluing on label holder, label size 17.5 x 27 mm, black label, white font, with inscription: Betrieb, Customer-specific selection with SIRIUS ACT configurator (CIN) | - | 0 | 0
3SU1900-0AD16-0AQ0 |  | 3SU1900-0AD16-0AQ0 | 100 | UN | 1 | 1 | A | D | N | N | 85389099 | 10 | 4011209972094 | 0.6 | G | 82.27 | 82.27 | CP20 | CP20 | Labeling plate for snapping on or gluing, on label holder, label size 17.5 x 27 mm, black label, white font, with inscription: StÃ¶rung | - | 0 | 0
3SU1900-0AD16-0AQ0-Z | Y19 | 3SU1900-0AD16-0AQ0-ZY19 | 100 | UN | 1 | 10 | C | D | N | N | 85389099 | 10 |  | 0.6 | G | 83.22 | 83.22 | CP20 | CP20 | Labeling plate for snapping on or gluing on label holder, label size 17.5 x 27 mm, black label, white font, with inscription: StÃ¶rung, Customer-specific selection with SIRIUS ACT configurator (CIN) | - | 0 | 0
3SU1900-0AD16-0AZ0 | Q0Y | 3SU1900-0AD16-0AZ0Q0Y | 1 | UN | 1 | 10 | C | D | N | N | 85389099 | 1 |  | 0.001 | G | 4.02 | 4.02 | CP20 | CP20 | labeling plate for snapping on or gluing, on label holder, Label size 17.5 x 27mm black label, white font, customer-specific inscription, upper case and lower case, always upper case at beginning of line | - | 0 | 0
3SU1900-0AD16-0AZ0 | Q1Y | 3SU1900-0AD16-0AZ0Q1Y | 1 | UN | 1 | 10 | C | D | N | N | 85389099 | 1 |  | 0.8 | G | 4.02 | 4.02 | CP20 | CP20 | labeling plate for snapping on or gluing, on label holder, Label size 17.5 x 27mm black label, white font, customer-specific inscription, upper case, | - | 0 | 0
3SU1900-0AD16-0AZ0 | Q2Y | 3SU1900-0AD16-0AZ0Q2Y | 1 | UN | 1 | 10 | C | D | N | N | 85389099 | 1 |  | 0.01 | KG | 4.02 | 4.02 | CP20 | CP20 | labeling plate for snapping on or gluing, on label holder, Label size 17.5 x 27mm black label, white font, customer-specific inscription, lower case, | - | 0 | 0
3SU1900-0AD16-0AZ0 | Q3Y | 3SU1900-0AD16-0AZ0Q3Y | 1 | UN | 1 | 10 | C | D | N | N | 85389099 | 1 |  | 0.7 | G | 4.02 | 4.02 | CP20 | CP20 | labeling plate for snapping on or gluing, on label holder, Label size 17.5 x 27mm black label, white font, customer-specific inscription, symbol number according to ISO7000 or IEC60417 | - | 0 | 0
3SU1900-0AD16-0AZ0 | Q5Y | 3SU1900-0AD16-0AZ0Q5Y | 1 | UN | 1 | 10 | C | D | N | N | 85389099 | 1 |  | 0.004 | KG | 4.02 | 4.02 | CP20 | CP20 | labeling plate for snapping on or gluing, on label holder, Label size 17.5 x 27mm black label, white font, customer-specific inscription, upper case and lower case, always upper case at the beginning of the word | - | 0 | 0
3SU1900-0AD16-0AZ0 | Q9Y | 3SU1900-0AD16-0AZ0Q9Y | 1 | UN | 1 | 10 | C | D | N | N | 85389099 | 1 |  | 0.333 | G | 4.02 | 4.02 | CP20 | CP20 | labeling plate for snapping on or gluing, on label holder, Label size 17.5 x 27mm black label, white font, customer-specific inscription, inscription or symbol, Customer-specific selection with SIRIUS ACT configurator (CIN) | - | 0 | 0
3SU1900-0AD16-0DB0 |  | 3SU1900-0AD16-0DB0 | 100 | UN | 1 | 1 | A | D | N | N | 85389099 | 10 | 4011209972117 | 0.599 | G | 82.27 | 82.27 | CP20 | CP20 | Labeling plate for snapping on or gluing, on label holder, label size 17.5 x 27 mm, black label, white font, with inscription: Hand Auto | - | 0 | 0
3SU1900-0AD16-0DB0-Z | Y19 | 3SU1900-0AD16-0DB0-ZY19 | 100 | UN | 1 | 10 | C | D | N | N | 85389099 | 10 |  | 0.599 | G | 83.22 | 83.22 | CP20 | CP20 | Labeling plate for snapping on or gluing on label holder, label size 17.5 x 27 mm, black label, white font, with inscription: Hand Auto, Customer-specific selection with SIRIUS ACT configurator (CIN) | - | 0 | 0
3SU1900-0AD16-0DC0 |  | 3SU1900-0AD16-0DC0 | 100 | UN | 1 | 5 | B | D | N | N | 85389099 | 10 | 4011209972124 | 0.002 | KG | 82.27 | 82.27 | CP20 | CP20 | Labeling plate for snapping on or gluing on label holder, Label size 17.5 x 27 mm, black label, white font, with inscription: Stop Start | - | 0 | 0
3SU1900-0AD16-0DC0-Z | Y19 | 3SU1900-0AD16-0DC0-ZY19 | 100 | UN | 1 | 10 | C | D | N | N | 85389099 | 10 |  | 0.002 | KG | 83.22 | 83.22 | CP20 | CP20 | Labeling plate for snapping on or gluing on label holder, label size 17.5 x 27 mm, black label, white font, with inscription: Stop Start, Customer-specific selection with SIRIUS ACT configurator (CIN) | - | 0 | 0
3SU1900-0AD16-0DJ0 |  | 3SU1900-0AD16-0DJ0 | 100 | UN | 1 | 5 | B | D | N | N | 85389099 | 10 | 4011209972131 | 0.7 | G | 82.27 | 82.27 | CP20 | CP20 | Labeling plate for snapping on or gluing on label holder, Label size 17.5 x 27 mm, black label, white font, with inscription: On | - | 0 | 0
3SU1900-0AD16-0DJ0-Z | Y19 | 3SU1900-0AD16-0DJ0-ZY19 | 100 | UN | 1 | 10 | C | D | N | N | 85389099 | 10 |  | 0.7 | G | 83.22 | 83.22 | CP20 | CP20 | Labeling plate for snapping on or gluing on label holder, label size 17.5 x 27 mm, black label, white font, with inscription: On, Customer-specific selection with SIRIUS ACT configurator (CIN) | - | 0 | 0
3SU1900-0AD16-0DK0 |  | 3SU1900-0AD16-0DK0 | 100 | UN | 1 | 5 | B | D | N | N | 85389099 | 10 | 4011209972148 | 0.6 | G | 82.27 | 82.27 | CP20 | CP20 | Labeling plate for snapping on or gluing on label holder, Label size 17.5 x 27 mm, black label, white font, with inscription: Off | - | 0 | 0
3SU1900-0AD16-0DK0-Z | Y19 | 3SU1900-0AD16-0DK0-ZY19 | 100 | UN | 1 | 10 | C | D | N | N | 85389099 | 10 |  | 0.6 | G | 83.22 | 83.22 | CP20 | CP20 | Labeling plate for snapping on or gluing on label holder, label size 17.5 x 27 mm, black label, white font, with inscription: Off, Customer-specific selection with SIRIUS ACT configurator (CIN) | - | 0 | 0
3SU1900-0AD16-0DL0 |  | 3SU1900-0AD16-0DL0 | 100 | UN | 1 | 5 | B | D | N | N | 85389099 | 10 | 4011209972155 | 0.5 | G | 82.27 | 82.27 | CP20 | CP20 | Labeling plate for snapping on or gluing on label holder, Label size 17.5 x 27 mm, black label, white font, with inscription: Up | - | 0 | 0
3SU1900-0AD16-0DL0-Z | Y19 | 3SU1900-0AD16-0DL0-ZY19 | 100 | UN | 1 | 10 | C | D | N | N | 85389099 | 10 |  | 0.5 | G | 83.22 | 83.22 | CP20 | CP20 | Labeling plate for snapping on or gluing on label holder, label size 17.5 x 27 mm, black label, white font, with inscription: Up, Customer-specific selection with SIRIUS ACT configurator (CIN) | - | 0 | 0
3SU1900-0AD16-0DM0 |  | 3SU1900-0AD16-0DM0 | 100 | UN | 1 | 5 | B | D | N | N | 85389099 | 10 | 4011209972162 | 0.05 | G | 82.27 | 82.27 | CP20 | CP20 | Labeling plate for snapping on or gluing on label holder, Label size 17.5 x 27 mm, black label, white font, with inscription: Down | - | 0 | 0
3SU1900-0AD16-0DM0-Z | Y19 | 3SU1900-0AD16-0DM0-ZY19 | 100 | UN | 1 | 10 | C | D | N | N | 85389099 | 10 |  | 0.5 | G | 83.22 | 83.22 | CP20 | CP20 | Labeling plate for snapping on or gluing on label holder, label size 17.5 x 27 mm, black label, white font, with inscription: Down, Customer-specific selection with SIRIUS ACT configurator (CIN) | - | 0 | 0
3SU1900-0AD16-0DN0 |  | 3SU1900-0AD16-0DN0 | 100 | UN | 1 | 5 | B | D | N | N | 85389099 | 10 | 4011209972179 | 0.003 | KG | 82.27 | 82.27 | CP20 | CP20 | Labeling plate for snapping on or gluing on label holder, Label size 17.5 x 27 mm, black label, white font, with inscription: Forward | - | 0 | 0
3SU1900-0AD16-0DN0-Z | Y19 | 3SU1900-0AD16-0DN0-ZY19 | 100 | UN | 1 | 10 | C | D | N | N | 85389099 | 10 |  | 0.001 | KG | 83.22 | 83.22 | CP20 | CP20 | Labeling plate for snapping on or gluing on label holder, label size 17.5 x 27 mm, black label, white font, with inscription: Forward, Customer-specific selection with SIRIUS ACT configurator (CIN) | - | 0 | 0
3SU1900-0AD16-0DP0 |  | 3SU1900-0AD16-0DP0 | 100 | UN | 1 | 5 | B | D | N | N | 85389099 | 10 | 4011209972186 | 0.004 | KG | 82.27 | 82.27 | CP20 | CP20 | Labeling plate for snapping on or gluing on label holder, Label size 17.5 x 27 mm, black label, white font, with inscription: Reverse | - | 0 | 0
3SU1900-0AD16-0DP0-Z | Y19 | 3SU1900-0AD16-0DP0-ZY19 | 100 | UN | 1 | 10 | C | D | N | N | 85389099 | 10 |  | 0.001 | KG | 83.22 | 83.22 | CP20 | CP20 | Labeling plate for snapping on or gluing on label holder, label size 17.5 x 27 mm, black label, white font, with inscription: Reverse, Customer-specific selection with SIRIUS ACT configurator (CIN) | - | 0 | 0
3SU1900-0AD16-0DQ0 |  | 3SU1900-0AD16-0DQ0 | 100 | UN | 1 | 5 | B | D | N | N | 85389099 | 10 | 4011209972193 | 0.002 | KG | 82.27 | 82.27 | CP20 | CP20 | Labeling plate for snapping on or gluing on label holder, Label size 17.5 x 27 mm, black label, white font, with inscription: Right | - | 0 | 0
3SU1900-0AD16-0DQ0-Z | Y19 | 3SU1900-0AD16-0DQ0-ZY19 | 100 | UN | 1 | 10 | C | D | N | N | 85389099 | 10 |  | 0.002 | KG | 83.22 | 83.22 | CP20 | CP20 | Labeling plate for snapping on or gluing on label holder, label size 17.5 x 27 mm, black label, white font, with inscription: Right, Customer-specific selection with SIRIUS ACT configurator (CIN) | - | 0 | 0
3SU1900-0AD16-0DS0 |  | 3SU1900-0AD16-0DS0 | 100 | UN | 1 | 5 | B | D | N | N | 85389099 | 10 | 4011209972209 | 0.714 | G | 82.27 | 82.27 | CP20 | CP20 | Labeling plate for snapping on or gluing on label holder, Label size 17.5 x 27 mm, black label, white font, with inscription: Stop | - | 0 | 0
3SU1900-0AD16-0DS0-Z | Y19 | 3SU1900-0AD16-0DS0-ZY19 | 100 | UN | 1 | 10 | C | D | N | N | 85389099 | 10 |  | 0.5 | G | 83.22 | 83.22 | CP20 | CP20 | Labeling plate for snapping on or gluing on label holder, label size 17.5 x 27 mm, black label, white font, with inscription: Stop, Customer-specific selection with SIRIUS ACT configurator (CIN) | - | 0 | 0
3SU1900-0AD16-0DT0 |  | 3SU1900-0AD16-0DT0 | 100 | UN | 1 | 5 | B | D | N | N | 85389099 | 10 | 4011209972216 | 0.1 | G | 82.27 | 82.27 | CP20 | CP20 | Labeling plate for snapping on or gluing on label holder, Label size 17.5 x 27 mm, black label, white font, with inscription: start | - | 0 | 0
3SU1900-0AD16-0DT0-Z | Y19 | 3SU1900-0AD16-0DT0-ZY19 | 100 | UN | 1 | 10 | C | D | N | N | 85389099 | 10 |  | 0.5 | G | 83.22 | 83.22 | CP20 | CP20 | Labeling plate for snapping on or gluing on label holder, label size 17.5 x 27 mm, black label, white font, with inscription: Start, Customer-specific selection with SIRIUS ACT configurator (CIN) | - | 0 | 0
3SU1900-0AD16-0DW0 |  | 3SU1900-0AD16-0DW0 | 100 | UN | 1 | 5 | B | D | N | N | 85389099 | 10 | 4011209972223 | 0.995 | G | 82.27 | 82.27 | CP20 | CP20 | Labeling plate for snapping on or gluing on label holder, Label size 17.5 x 27 mm, black label, white font, with inscription: Open | - | 0 | 0
3SU1900-0AD16-0DW0-Z | Y19 | 3SU1900-0AD16-0DW0-ZY19 | 100 | UN | 1 | 10 | C | D | N | N | 85389099 | 10 |  | 0.004 | KG | 83.22 | 83.22 | CP20 | CP20 | Labeling plate for snapping on or gluing on label holder, label size 17.5 x 27 mm, black label, white font, with inscription: Open, Customer-specific selection with SIRIUS ACT configurator (CIN) | - | 0 | 0
3SU1900-0AD16-0DX0 |  | 3SU1900-0AD16-0DX0 | 100 | UN | 1 | 5 | B | D | N | N | 85389099 | 10 | 4011209972230 | 0.001 | KG | 82.27 | 82.27 | CP20 | CP20 | Labeling plate for snapping on or gluing on label holder, Label size 17.5 x 27 mm, black label, white font, with inscription: Close | - | 0 | 0
3SU1900-0AD16-0DX0-Z | Y19 | 3SU1900-0AD16-0DX0-ZY19 | 100 | UN | 1 | 10 | C | D | N | N | 85389099 | 10 |  | 0.001 | KG | 83.22 | 83.22 | CP20 | CP20 | Labeling plate for snapping on or gluing on label holder, label size 17.5 x 27 mm, black label, white font, with inscription: Close, Customer-specific selection with SIRIUS ACT configurator (CIN) | - | 0 | 0
3SU1900-0AD16-0EA0 |  | 3SU1900-0AD16-0EA0 | 100 | UN | 1 | 5 | B | D | N | N | 85389099 | 10 | 4011209972247 | 0.004 | KG | 82.27 | 82.27 | CP20 | CP20 | Labeling plate for snapping on or gluing, on label holder, label size 17.5 x 27 mm, black label, white font, with inscription: Man Auto | - | 0 | 0
3SU1900-0AD16-0EA0-Z | Y19 | 3SU1900-0AD16-0EA0-ZY19 | 100 | UN | 1 | 10 | C | D | N | N | 85389099 | 10 |  | 0.5 | G | 83.22 | 83.22 | CP20 | CP20 | Labeling plate for snapping on or gluing on label holder, label size 17.5 x 27 mm, black label, white font, with inscription: Man Auto, Customer-specific selection with SIRIUS ACT configurator (CIN) | - | 0 | 0
3SU1900-0AD16-0EB0 |  | 3SU1900-0AD16-0EB0 | 100 | UN | 1 | 5 | B | D | N | N | 85389099 | 10 | 4011209973039 | 0.6 | G | 82.27 | 82.27 | CP20 | CP20 | Labeling plate for snapping on or gluing on label holder, Label size 17.5 x 27 mm, black label, white font, with inscription: Running | - | 0 | 0
3SU1900-0AD16-0EB0-Z | Y19 | 3SU1900-0AD16-0EB0-ZY19 | 100 | UN | 1 | 10 | C | D | N | N | 85389099 | 10 |  | 0.001 | KG | 83.22 | 83.22 | CP20 | CP20 | Labeling plate for snapping on or gluing on label holder, label size 17.5 x 27 mm, black label, white font, with inscription: Running, Customer-specific selection with SIRIUS ACT configurator (CIN) | - | 0 | 0
3SU1900-0AD16-0EC0 |  | 3SU1900-0AD16-0EC0 | 100 | UN | 1 | 1 | A | D | N | N | 85389099 | 10 | 4011209973046 | 0.5 | G | 82.27 | 82.27 | CP20 | CP20 | Labeling plate for snapping on or gluing on label holder, Label size 17.5 x 27 mm, black label, white font, with inscription: Fault | - | 0 | 0
3SU1900-0AD16-0EC0-Z | Y19 | 3SU1900-0AD16-0EC0-ZY19 | 100 | UN | 1 | 10 | C | D | N | N | 85389099 | 10 |  | 0.5 | G | 83.22 | 83.22 | CP20 | CP20 | Labeling plate for snapping on or gluing on label holder, label size 17.5 x 27 mm, black label, white font, with inscription: Fault, Customer-specific selection with SIRIUS ACT configurator (CIN) | - | 0 | 0
3SU1900-0AD16-0GA0 |  | 3SU1900-0AD16-0GA0 | 100 | UN | 1 | 5 | B | D | N | N | 85389099 | 10 | 4011209973053 | 0.001 | KG | 82.27 | 82.27 | CP20 | CP20 | Labeling plate for snapping on or gluing on label holder, Label size 17.5 x 27 mm, black label, white font, with inscription: Marche | - | 0 | 0
3SU1900-0AD16-0GA0-Z | Y19 | 3SU1900-0AD16-0GA0-ZY19 | 100 | UN | 1 | 10 | C | D | N | N | 85389099 | 10 |  | 0.001 | KG | 83.22 | 83.22 | CP20 | CP20 | Labeling plate for snapping on or gluing on label holder, label size 17.5 x 27 mm, black label, white font, with inscription: Marche, Customer-specific selection with SIRIUS ACT configurator (CIN) | - | 0 | 0
3SU1900-0AD16-0GB0 |  | 3SU1900-0AD16-0GB0 | 100 | UN | 1 | 5 | B | D | N | N | 85389099 | 10 | 4011209973060 | 0.001 | G | 82.27 | 82.27 | CP20 | CP20 | Labeling plate for snapping on or gluing on label holder, Label size 17.5 x 27 mm, black label, white font, with inscription: Arret | - | 0 | 0
3SU1900-0AD16-0GB0-Z | Y19 | 3SU1900-0AD16-0GB0-ZY19 | 100 | UN | 1 | 10 | C | D | N | N | 85389099 | 10 |  | 0.003 | KG | 83.22 | 83.22 | CP20 | CP20 | Labeling plate for snapping on or gluing on label holder, label size 17.5 x 27 mm, black label, white font, with inscription: Arret, Customer-specific selection with SIRIUS ACT configurator (CIN) | - | 0 | 0
3SU1900-0AD16-0GG0 |  | 3SU1900-0AD16-0GG0 | 100 | UN | 1 | 5 | B | D | N | N | 85389099 | 10 | 4011209973077 | 0.002 | KG | 82.27 | 82.27 | CP20 | CP20 | Labeling plate for snapping on or gluing on label holder, Label size 17.5 x 27 mm, black label, white font, with inscription: Droite | - | 0 | 0
3SU1900-0AD16-0GG0-Z | Y19 | 3SU1900-0AD16-0GG0-ZY19 | 100 | UN | 1 | 10 | C | D | N | N | 85389099 | 10 |  | 0.002 | KG | 83.22 | 83.22 | CP20 | CP20 | Labeling plate for snapping on or gluing on label holder, label size 17.5 x 27 mm, black label, white font, with inscription: Droite, Customer-specific selection with SIRIUS ACT configurator (CIN) | - | 0 | 0
3SU1900-0AD16-0GH0 |  | 3SU1900-0AD16-0GH0 | 100 | UN | 1 | 5 | B | D | N | N | 85389099 | 10 | 4011209973084 | 0.002 | KG | 82.27 | 82.27 | CP20 | CP20 | Labeling plate for snapping on or gluing on label holder, Label size 17.5 x 27 mm, black label, white font, with inscription: Gauche | - | 0 | 0
3SU1900-0AD16-0GH0-Z | Y19 | 3SU1900-0AD16-0GH0-ZY19 | 100 | UN | 1 | 10 | C | D | N | N | 85389099 | 10 |  | 0.002 | KG | 83.22 | 83.22 | CP20 | CP20 | Labeling plate for snapping on or gluing on label holder, label size 17.5 x 27 mm, black label, white font, with inscription: Gauche, Customer-specific selection with SIRIUS ACT configurator (CIN) | - | 0 | 0
3SU1900-0AD16-0GM0 |  | 3SU1900-0AD16-0GM0 | 100 | UN | 1 | 5 | B | D | N | N | 85389099 | 10 | 4011209973091 | 0.002 | KG | 82.27 | 82.27 | CP20 | CP20 | Labeling plate for snapping on or gluing on label holder, Label size 17.5 x 27 mm, black label, white font, with inscription: En Service | - | 0 | 0
3SU1900-0AD16-0GM0-Z | Y19 | 3SU1900-0AD16-0GM0-ZY19 | 100 | UN | 1 | 10 | C | D | N | N | 85389099 | 10 |  | 0.002 | KG | 83.22 | 83.22 | CP20 | CP20 | Labeling plate for snapping on or gluing on label holder, label size 17.5 x 27 mm, black label, white font, with inscription: En Service, Customer-specific selection with SIRIUS ACT configurator (CIN) | - | 0 | 0
3SU1900-0AD16-0GN0 |  | 3SU1900-0AD16-0GN0 | 100 | UN | 1 | 5 | B | D | N | N | 85389099 | 10 | 4011209973107 | 0.001 | KG | 82.27 | 82.27 | CP20 | CP20 | Labeling plate for snapping on or gluing on label holder, Label size 17.5 x 27 mm, black label, white font, with inscription: Defaut | - | 0 | 0
3SU1900-0AD16-0GN0-Z | Y19 | 3SU1900-0AD16-0GN0-ZY19 | 100 | UN | 1 | 10 | C | D | N | N | 85389099 | 10 |  | 0.003 | KG | 83.22 | 83.22 | CP20 | CP20 | Labeling plate for snapping on or gluing on label holder, label size 17.5 x 27 mm, black label, white font, with inscription: Defaut, Customer-specific selection with SIRIUS ACT configurator (CIN) | - | 0 | 0
3SU1900-0AD16-0GS0 |  | 3SU1900-0AD16-0GS0 | 100 | UN | 1 | 5 | B | D | N | N | 85389099 | 10 | 4011209973114 | 0.002 | KG | 82.27 | 82.27 | CP20 | CP20 | Labeling plate for snapping on or gluing on label holder, Label size 17.5 x 27 mm, black label, white font, with inscription: Sous Tension | - | 0 | 0
3SU1900-0AD16-0GS0-Z | Y19 | 3SU1900-0AD16-0GS0-ZY19 | 100 | UN | 1 | 10 | C | D | N | N | 85389099 | 10 |  | 0.5 | G | 83.22 | 83.22 | CP20 | CP20 | Labeling plate for snapping on or gluing on label holder, label size 17.5 x 27 mm, black label, white font, with inscription: Sous Tension, Customer-specific selection with SIRIUS ACT configurator (CIN) | - | 0 | 0
3SU1900-0AD16-0GT0 |  | 3SU1900-0AD16-0GT0 | 100 | UN | 1 | 5 | B | D | N | N | 85389099 | 10 | 4011209973121 | 0.001 | KG | 82.27 | 82.27 | CP20 | CP20 | Labeling plate for snapping on or gluing on label holder, Label size 17.5 x 27 mm, black label, white font, with inscription: Manu Auto | - | 0 | 0
3SU1900-0AD16-0GT0-Z | Y19 | 3SU1900-0AD16-0GT0-ZY19 | 100 | UN | 1 | 10 | C | D | N | N | 85389099 | 10 |  | 0.001 | KG | 83.22 | 83.22 | CP20 | CP20 | Labeling plate for snapping on or gluing on label holder, label size 17.5 x 27 mm, black label, white font, with inscription: Manu Auto, Customer-specific selection with SIRIUS ACT configurator (CIN) | - | 0 | 0
3SU1900-0AD16-0GU0 |  | 3SU1900-0AD16-0GU0 | 100 | UN | 1 | 5 | B | D | N | N | 85389099 | 10 | 4011209973138 | 0.5 | G | 82.27 | 82.27 | CP20 | CP20 | Labeling plate for snapping on or gluing on label holder, Label size 17.5 x 27 mm, black label, white font, with inscription: Marche ArrÃªt | - | 0 | 0
3SU1900-0AD16-0GU0-Z | Y19 | 3SU1900-0AD16-0GU0-ZY19 | 100 | UN | 1 | 10 | C | D | N | N | 85389099 | 10 |  | 0.5 | G | 83.22 | 83.22 | CP20 | CP20 | Labeling plate for snapping on or gluing on label holder, label size 17.5 x 27 mm, black label, white font, with inscription: Marche ArrÃªt, Customer-specific selection with SIRIUS ACT configurator (CIN) | - | 0 | 0
3SU1900-0AD16-0GV0 |  | 3SU1900-0AD16-0GV0 | 100 | UN | 1 | 5 | B | D | N | N | 85389099 | 10 | 4011209973145 | 0.004 | KG | 82.27 | 82.27 | CP20 | CP20 | Labeling plate for snapping on or gluing on label holder, Label size 17.5 x 27 mm, black label, white font, with inscription: Rearmement | - | 0 | 0
3SU1900-0AD16-0GV0-Z | Y19 | 3SU1900-0AD16-0GV0-ZY19 | 100 | UN | 1 | 10 | C | D | N | N | 85389099 | 10 |  | 0.004 | KG | 83.22 | 83.22 | CP20 | CP20 | Labeling plate for snapping on or gluing on label holder, label size 17.5 x 27 mm, black label, white font, with inscription: Rearmement, Customer-specific selection with SIRIUS ACT configurator (CIN) | - | 0 | 0
3SU1900-0AD16-0QA0 |  | 3SU1900-0AD16-0QA0 | 100 | UN | 1 | 5 | B | D | N | N | 85389099 | 10 | 4011209973152 | 0.798 | G | 82.27 | 82.27 | CP20 | CP20 | Labeling plate for snapping on or gluing on label holder, Label size 17.5 x 27 mm, black label, white font, with graphic symbol: O | - | 0 | 0
3SU1900-0AD16-0QA0-Z | Y19 | 3SU1900-0AD16-0QA0-ZY19 | 100 | UN | 1 | 10 | C | D | N | N | 85389099 | 10 |  | 0.5 | G | 83.22 | 83.22 | CP20 | CP20 | Labeling plate for snapping on or gluing on label holder, label size 17.5 x 27 mm, black label, white font, with graphic symbol: O Customer-specific selection with SIRIUS ACT configurator (CIN) | - | 0 | 0
3SU1900-0AD16-0QB0 |  | 3SU1900-0AD16-0QB0 | 100 | UN | 1 | 5 | B | D | N | N | 85389099 | 10 | 4011209973169 | 0.001 | KG | 82.27 | 82.27 | CP20 | CP20 | Labeling plate for snapping on or gluing on label holder, Label size 17.5 x 27 mm, black label, white font, with graphic symbol: I | - | 0 | 0
3SU1900-0AD16-0QB0-Z | Y19 | 3SU1900-0AD16-0QB0-ZY19 | 100 | UN | 1 | 10 | C | D | N | N | 85389099 | 10 |  | 0.001 | KG | 83.22 | 83.22 | CP20 | CP20 | Labeling plate for snapping on or gluing on label holder, label size 17.5 x 27 mm, black label, white font, with graphic symbol: I, Customer-specific selection with SIRIUS ACT configurator (CIN) | - | 0 | 0
3SU1900-0AD16-0QG0 |  | 3SU1900-0AD16-0QG0 | 100 | UN | 1 | 5 | B | D | N | N | 85389099 | 10 | 4011209973176 | 0.8 | G | 82.27 | 82.27 | CP20 | CP20 | Labeling plate for snapping on or gluing on label holder, Label size 17.5 x 27 mm, black label, white font, with graphic symbol: O I | - | 0 | 0
3SU1900-0AD16-0QG0-Z | Y19 | 3SU1900-0AD16-0QG0-ZY19 | 100 | UN | 1 | 10 | C | D | N | N | 85389099 | 10 |  | 0.001 | G | 83.22 | 83.22 | CP20 | CP20 | Labeling plate for snapping on or gluing on label holder, label size 17.5 x 27 mm, black label, white font, with graphic symbol: O I, Customer-specific selection with SIRIUS ACT configurator (CIN) | - | 0 | 0
3SU1900-0AD16-0QR0 |  | 3SU1900-0AD16-0QR0 | 100 | UN | 1 | 5 | B | D | N | N | 85389099 | 10 | 4011209973183 | 0.6 | G | 82.27 | 82.27 | CP20 | CP20 | Labeling plate for snapping on or gluing on label holder, Label size 17.5 x 27 mm, black label, white font, with graphic symbol: arrow pointing to the right | - | 0 | 0
3SU1900-0AD16-0QR0-Z | Y19 | 3SU1900-0AD16-0QR0-ZY19 | 100 | UN | 1 | 10 | C | D | N | N | 85389099 | 10 |  | 0.6 | G | 83.22 | 83.22 | CP20 | CP20 | Labeling plate for snapping on or gluing on label holder, label size 17.5 x 27 mm, black label, white font, with graphic symbol: Arrow pointing to the right Customer-specific selection with SIRIUS ACT configurator (CIN) | - | 0 | 0
3SU1900-0AD16-0QS0 |  | 3SU1900-0AD16-0QS0 | 100 | UN | 1 | 5 | B | D | N | N | 85389099 | 10 | 4011209973190 | 0.6 | G | 82.27 | 82.27 | CP20 | CP20 | Labeling plate for snapping on or gluing on label holder, Label size 17.5 x 27 mm, black label, white font, with graphic symbol: arrow pointing up | - | 0 | 0
3SU1900-0AD16-0QS0-Z | Y19 | 3SU1900-0AD16-0QS0-ZY19 | 100 | UN | 1 | 10 | C | D | N | N | 85389099 | 10 |  | 0.6 | G | 83.22 | 83.22 | CP20 | CP20 | Labeling plate for snapping on or gluing on label holder, label size 17.5 x 27 mm, black label, white font, with graphic symbol: Arrow pointing up Customer-specific selection with SIRIUS ACT configurator (CIN) | - | 0 | 0
3SU1900-0AD16-0SB0 |  | 3SU1900-0AD16-0SB0 | 1 | UN | 1 | 5 | B | D | N | N | 85389099 | 1 | 4047621052335 | 0.004 | KG | 4.02 | 4.02 | CP20 | CP20 | Labeling plate for snapping on or gluing, on label holder, Label size 17.5 x 27mm black label, white font, with customer-specific symbol, Customer material number 38.0460 on packaging | - | 0 | 7
3SU1900-0AD70-0AA0 |  | 3SU1900-0AD70-0AA0 | 100 | UN | 1 | 5 | B | D | N | N | 85389099 | 10 | 4011209972100 | 0.7 | G | 82.27 | 82.27 | CP20 | CP20 | Labeling plate for snapping on or gluing on label holder, Label size 17.5 x 27 mm, transparent, without inscription, for self-labeling | - | 0 | 0
3SU1900-0AD70-0AA0-Z | Y19 | 3SU1900-0AD70-0AA0-ZY19 | 100 | UN | 1 | 10 | C | D | N | N | 85389099 | 10 |  | 0.7 | G | 83.22 | 83.22 | CP20 | CP20 | Labeling plate for snapping on or gluing on label holder, label size 17.5 x 27 mm, transparent, without inscription, for self-labeling, customer-specific selection with SIRIUS ACT configurator (CIN) | - | 0 | 0
3SU1900-0AD81-0AA0 |  | 3SU1900-0AD81-0AA0 | 100 | UN | 1 | 1 | A | D | N | N | 85389099 | 10 | 4011209971325 | 0.64 | G | 72.87 | 72.87 | CP20 | CP20 | Labeling plate for snapping on or gluing on label holder, Label size 17.5 x 27 mm, silver label, black font, without inscription, for self-labeling | - | 0 | 0
3SU1900-0AD81-0AA0-Z | X90 | 3SU1900-0AD81-0AA0-ZX90 | 100 | UN | 1 | 5 | B | D | N | N | 85389099 | 150 |  | 0.64 | G | 72.87 | 72.87 | CP20 | CP20 | Labeling plate for snapping on or gluing on label holder, label size 17.5 x 27 mm, silver label, black characters, without inscription, for self-labeling, Z=150-unit packaging |  | 0 | 0
3SU1900-0AD81-0AA0-Z | Y19 | 3SU1900-0AD81-0AA0-ZY19 | 100 | UN | 1 | 10 | C | D | N | N | 85389099 | 10 |  | 0.68 | G | 73.82 | 73.82 | CP20 | CP20 | Labeling plate for snapping on or gluing on label holder, label size 17.5 x 27 mm, silver label, black font, without inscription, for self-labeling, customer-specific selection with SIRIUS ACT configurator (CIN) | - | 0 | 0
3SU1900-0AD81-0AB0 |  | 3SU1900-0AD81-0AB0 | 100 | UN | 1 | 5 | B | D | N | N | 85389099 | 10 | 4011209971332 | 0.663 | G | 104.5 | 104.5 | CP20 | CP20 | Labeling plate for snapping on or gluing, on label holder, label size 17.5 x 27 mm, silver label, black font with inscription: Ein | - | 0 | 0
3SU1900-0AD81-0AB0-Z | Y19 | 3SU1900-0AD81-0AB0-ZY19 | 100 | UN | 1 | 10 | C | D | N | N | 85389099 | 10 |  | 0.6 | G | 105.45 | 105.45 | CP20 | CP20 | Labeling plate for snapping on or gluing on label holder, label size 17.5 x 27 mm, silver label, black font with inscription: Ein, Customer-specific selection with SIRIUS ACT configurator (CIN) | - | 0 | 0
3SU1900-0AD81-0AC0 |  | 3SU1900-0AD81-0AC0 | 100 | UN | 1 | 5 | B | D | N | N | 85389099 | 10 | 4011209971349 | 0.002 | KG | 104.5 | 104.5 | CP20 | CP20 | Labeling plate for snapping on or gluing, on label holder, label size 17.5 x 27 mm, silver label, black font with inscription: Aus | - | 0 | 0
3SU1900-0AD81-0AC0-Z | Y19 | 3SU1900-0AD81-0AC0-ZY19 | 100 | UN | 1 | 10 | C | D | N | N | 85389099 | 10 |  | 0.001 | KG | 105.45 | 105.45 | CP20 | CP20 | Labeling plate for snapping on or gluing on label holder, label size 17.5 x 27 mm, silver label, black font with inscription: Aus, Customer-specific selection with SIRIUS ACT configurator (CIN) | - | 0 | 0
3SU1900-0AD81-0AD0 |  | 3SU1900-0AD81-0AD0 | 100 | UN | 1 | 5 | B | D | N | N | 85389099 | 10 | 4011209971356 | 0.001 | G | 104.5 | 104.5 | CP20 | CP20 | Labeling plate for snapping on or gluing, on label holder, label size 17.5 x 27 mm, silver label, black font with inscription: Auf | - | 0 | 0
3SU1900-0AD81-0AD0-Z | Y19 | 3SU1900-0AD81-0AD0-ZY19 | 100 | UN | 1 | 10 | C | D | N | N | 85389099 | 10 |  | 0.004 | KG | 105.45 | 105.45 | CP20 | CP20 | Labeling plate for snapping on or gluing on label holder, label size 17.5 x 27 mm, silver label, black font with inscription: Auf, Customer-specific selection with SIRIUS ACT configurator (CIN) | - | 0 | 0
3SU1900-0AD81-0AE0 |  | 3SU1900-0AD81-0AE0 | 100 | UN | 1 | 5 | B | D | N | N | 85389099 | 10 | 4011209971363 | 0.001 | G | 104.5 | 104.5 | CP20 | CP20 | Labeling plate for snapping on or gluing, on label holder, label size 17.5 x 27 mm, silver label, black font with inscription: Ab | - | 0 | 0
3SU1900-0AD81-0AE0-Z | Y19 | 3SU1900-0AD81-0AE0-ZY19 | 100 | UN | 1 | 10 | C | D | N | N | 85389099 | 10 |  | 0.001 | KG | 105.45 | 105.45 | CP20 | CP20 | Labeling plate for snapping on or gluing on label holder, label size 17.5 x 27 mm, silver label, black font with inscription: Ab, Customer-specific selection with SIRIUS ACT configurator (CIN) | - | 0 | 0
3SU1900-0AD81-0AF0 |  | 3SU1900-0AD81-0AF0 | 100 | UN | 1 | 5 | B | D | N | N | 85389099 | 10 | 4011209971370 | 0.004 | KG | 104.5 | 104.5 | CP20 | CP20 | Labeling plate for snapping on or gluing, on label holder, label size 17.5 x 27 mm, silver label, black font with inscription: Vor | - | 0 | 0
3SU1900-0AD81-0AF0-Z | Y19 | 3SU1900-0AD81-0AF0-ZY19 | 100 | UN | 1 | 10 | C | D | N | N | 85389099 | 10 |  | 0.5 | G | 105.45 | 105.45 | CP20 | CP20 | Labeling plate for snapping on or gluing on label holder, label size 17.5 x 27 mm, silver label, black font with inscription: vor, Customer-specific selection with SIRIUS ACT configurator (CIN) | - | 0 | 0
3SU1900-0AD81-0AG0 |  | 3SU1900-0AD81-0AG0 | 100 | UN | 1 | 5 | B | D | N | N | 85389099 | 10 | 4011209971387 | 0.5 | G | 104.5 | 104.5 | CP20 | CP20 | Labeling plate for snapping on or gluing, on label holder, label size 17.5 x 27 mm, silver label, black font with inscription: ZurÃ¼ck | - | 0 | 0
3SU1900-0AD81-0AG0-Z | Y19 | 3SU1900-0AD81-0AG0-ZY19 | 100 | UN | 1 | 10 | C | D | N | N | 85389099 | 10 |  | 0.5 | G | 105.45 | 105.45 | CP20 | CP20 | Labeling plate for snapping on or gluing on label holder, label size 17.5 x 27 mm, silver label, black font with inscription: ZurÃ¼ck, Customer-specific selection with SIRIUS ACT configurator (CIN) | - | 0 | 0
3SU1900-0AD81-0AH0 |  | 3SU1900-0AD81-0AH0 | 100 | UN | 1 | 5 | B | D | N | N | 85389099 | 10 | 4011209971394 | 0.001 | KG | 104.5 | 104.5 | CP20 | CP20 | Labeling plate for snapping on or gluing, on label holder, label size 17.5 x 27 mm, silver label, black font with inscription: Rechts | - | 0 | 0
3SU1900-0AD81-0AH0-Z | Y19 | 3SU1900-0AD81-0AH0-ZY19 | 100 | UN | 1 | 10 | C | D | N | N | 85389099 | 10 |  | 0.001 | KG | 105.45 | 105.45 | CP20 | CP20 | Labeling plate for snapping on or gluing on label holder, label size 17.5 x 27 mm, silver label, black font with inscription: Rechts, Customer-specific selection with SIRIUS ACT configurator (CIN) | - | 0 | 0
3SU1900-0AD81-0AK0 |  | 3SU1900-0AD81-0AK0 | 100 | UN | 1 | 5 | B | D | N | N | 85389099 | 10 | 4011209971400 | 0.5 | G | 104.5 | 104.5 | CP20 | CP20 | Labeling plate for snapping on or gluing, on label holder, label size 17.5 x 27 mm, silver label, black font with inscription: Halt | - | 0 | 0
3SU1900-0AD81-0AK0-Z | Y19 | 3SU1900-0AD81-0AK0-ZY19 | 100 | UN | 1 | 10 | C | D | N | N | 85389099 | 10 |  | 0.5 | G | 105.45 | 105.45 | CP20 | CP20 | Labeling plate for snapping on or gluing on label holder, label size 17.5 x 27 mm, silver label, black font with inscription: Halt, Customer-specific selection with SIRIUS ACT configurator (CIN) | - | 0 | 0
3SU1900-0AD81-0AL0 |  | 3SU1900-0AD81-0AL0 | 100 | UN | 1 | 5 | B | D | N | N | 85389099 | 10 | 4011209971417 | 0.001 | G | 104.5 | 104.5 | CP20 | CP20 | Labeling plate for snapping on or gluing, on label holder, label size 17.5 x 27 mm, silver label, black font with inscription: Zu | - | 0 | 0
3SU1900-0AD81-0AL0-Z | Y19 | 3SU1900-0AD81-0AL0-ZY19 | 100 | UN | 1 | 10 | C | D | N | N | 85389099 | 10 |  | 0.004 | KG | 105.45 | 105.45 | CP20 | CP20 | Labeling plate for snapping on or gluing on label holder, label size 17.5 x 27 mm, silver label, black font with inscription: Zu, Customer-specific selection with SIRIUS ACT configurator (CIN) | - | 0 | 0
3SU1900-0AD81-0AP0 |  | 3SU1900-0AD81-0AP0 | 100 | UN | 1 | 1 | A | D | N | N | 85389099 | 10 | 4011209971424 | 0.8 | G | 104.5 | 104.5 | CP20 | CP20 | Labeling plate for snapping on or gluing, on label holder, label size 17.5 x 27 mm, silver label, black font with inscription: Betrieb | - | 0 | 0
3SU1900-0AD81-0AP0-Z | Y19 | 3SU1900-0AD81-0AP0-ZY19 | 100 | UN | 1 | 10 | C | D | N | N | 85389099 | 10 |  | 0.72 | G | 105.45 | 105.45 | CP20 | CP20 | Labeling plate for snapping on or gluing on label holder, label size 17.5 x 27 mm, silver label, black font with inscription: Betrieb, Customer-specific selection with SIRIUS ACT configurator (CIN) | - | 0 | 0
3SU1900-0AD81-0AQ0 |  | 3SU1900-0AD81-0AQ0 | 100 | UN | 1 | 5 | B | D | N | N | 85389099 | 10 | 4011209971431 | 0.001 | KG | 104.5 | 104.5 | CP20 | CP20 | Labeling plate for snapping on or gluing, on label holder, label size 17.5 x 27 mm, silver label, black font with inscription: StÃ¶rung | - | 0 | 0
3SU1900-0AD81-0AQ0-Z | Y19 | 3SU1900-0AD81-0AQ0-ZY19 | 100 | UN | 1 | 10 | C | D | N | N | 85389099 | 10 |  | 0.6 | G | 105.45 | 105.45 | CP20 | CP20 | Labeling plate for snapping on or gluing on label holder, label size 17.5 x 27 mm, silver label, black font with inscription: StÃ¶rung, Customer-specific selection with SIRIUS ACT configurator (CIN) | - | 0 | 0
3SU1900-0AD81-0AZ0 | Q0Y | 3SU1900-0AD81-0AZ0Q0Y | 1 | UN | 1 | 10 | C | D | N | N | 85389099 | 1 |  | 0.001 | G | 4.53 | 4.53 | CP20 | CP20 | labeling plate for snapping on or gluing, on label holder, Label size 17.5 x 27mm silver label, black font, customer-specific inscription, upper case and lower case, always upper case at beginning of line | - | 0 | 0
3SU1900-0AD81-0AZ0 | Q1Y | 3SU1900-0AD81-0AZ0Q1Y | 1 | UN | 1 | 10 | C | D | N | N | 85389099 | 1 |  | 0.001 | KG | 4.53 | 4.53 | CP20 | CP20 | labeling plate for snapping on or gluing, on label holder, Label size 17.5 x 27mm silver label, black font, customer-specific inscription, upper case, | - | 0 | 0
3SU1900-0AD81-0AZ0 | Q2Y | 3SU1900-0AD81-0AZ0Q2Y | 1 | UN | 1 | 10 | C | D | N | N | 85389099 | 1 |  | 0.001 | G | 4.53 | 4.53 | CP20 | CP20 | labeling plate for snapping on or gluing, on label holder, Label size 17.5 x 27mm silver label, black font, customer-specific inscription, lower case, | - | 0 | 0
3SU1900-0AD81-0AZ0 | Q3Y | 3SU1900-0AD81-0AZ0Q3Y | 1 | UN | 1 | 10 | C | D | N | N | 85389099 | 1 |  | 0.002 | KG | 4.53 | 4.53 | CP20 | CP20 | labeling plate for snapping on or gluing, on label holder, Label size 17.5 x 27mm silver label, black font, customer-specific inscription, symbol number according to ISO7000 or IEC60417 | - | 0 | 0
3SU1900-0AD81-0AZ0 | Q5Y | 3SU1900-0AD81-0AZ0Q5Y | 1 | UN | 1 | 10 | C | D | N | N | 85389099 | 1 |  | 0.004 | KG | 4.53 | 4.53 | CP20 | CP20 | labeling plate for snapping on or gluing, on label holder, Label size 17.5 x 27mm silver label, black font, customer-specific inscription, upper case and lower case, always upper case at the beginning of the word | - | 0 | 0
3SU1900-0AD81-0AZ0 | Q9Y | 3SU1900-0AD81-0AZ0Q9Y | 1 | UN | 1 | 10 | C | D | N | N | 85389099 | 1 |  | 0.001 | G | 4.53 | 4.53 | CP20 | CP20 | labeling plate for snapping on or gluing, on label holder, Label size 17.5 x 27mm silver label, black font, customer-specific inscription, inscription or symbol, Customer-specific selection with SIRIUS ACT configurator (CIN) | - | 0 | 0
3SU1900-0AD81-0DB0 |  | 3SU1900-0AD81-0DB0 | 100 | UN | 1 | 5 | B | D | N | N | 85389099 | 10 | 4011209971448 | 0.001 | G | 104.5 | 104.5 | CP20 | CP20 | Labeling plate for snapping on or gluing, on label holder, label size 17.5 x 27 mm, silver label, black font with inscription: Hand Auto | - | 0 | 0
3SU1900-0AD81-0DB0-Z | Y19 | 3SU1900-0AD81-0DB0-ZY19 | 100 | UN | 1 | 10 | C | D | N | N | 85389099 | 10 |  | 0.004 | KG | 105.45 | 105.45 | CP20 | CP20 | Labeling plate for snapping on or gluing on label holder, label size 17.5 x 27 mm, silver label, black font with inscription: Hand Auto, Customer-specific selection with SIRIUS ACT configurator (CIN) | - | 0 | 0
3SU1900-0AD81-0DD0 |  | 3SU1900-0AD81-0DD0 | 100 | UN | 1 | 5 | B | D | N | N | 85389099 | 10 | 4011209971455 | 0.001 | G | 104.5 | 104.5 | CP20 | CP20 | Labeling plate for snapping on or gluing, on label holder, label size 17.5 x 27 mm, silver label, black font with inscription: Hand O Auto | - | 0 | 0
3SU1900-0AD81-0DD0-Z | Y19 | 3SU1900-0AD81-0DD0-ZY19 | 100 | UN | 1 | 10 | C | D | N | N | 85389099 | 10 |  | 0.001 | G | 105.45 | 105.45 | CP20 | CP20 | Labeling plate for snapping on or gluing on label holder, label size 17.5 x 27 mm, silver label, black font with inscription: Hand O Auto, Customer-specific selection with SIRIUS ACT configurator (CIN) | - | 0 | 0
3SU1900-0AD81-0DJ0 |  | 3SU1900-0AD81-0DJ0 | 100 | UN | 1 | 5 | B | D | N | N | 85389099 | 10 | 4011209971462 | 0.5 | G | 104.5 | 104.5 | CP20 | CP20 | Labeling plate for snapping on or gluing on label holder, Label size 17.5 x 27 mm, silver label, black font, with inscription: On | - | 0 | 0
3SU1900-0AD81-0DJ0-Z | Y19 | 3SU1900-0AD81-0DJ0-ZY19 | 100 | UN | 1 | 10 | C | D | N | N | 85389099 | 10 |  | 0.003 | KG | 105.45 | 105.45 | CP20 | CP20 | Labeling plate for snapping on or gluing on label holder, label size 17.5 x 27 mm, silver label, black font with inscription: On, Customer-specific selection with SIRIUS ACT configurator (CIN) | - | 0 | 0
3SU1900-0AD81-0DK0 |  | 3SU1900-0AD81-0DK0 | 100 | UN | 1 | 5 | B | D | N | N | 85389099 | 10 | 4011209972254 | 0.001 | G | 104.5 | 104.5 | CP20 | CP20 | Labeling plate for snapping on or gluing on label holder, Label size 17.5 x 27 mm, silver label, black font, with inscription: Off | - | 0 | 0
3SU1900-0AD81-0DK0-Z | Y19 | 3SU1900-0AD81-0DK0-ZY19 | 100 | UN | 1 | 10 | C | D | N | N | 85389099 | 10 |  | 0.001 | G | 105.45 | 105.45 | CP20 | CP20 | Labeling plate for snapping on or gluing on label holder, label size 17.5 x 27 mm, silver label, black font with inscription: Off, Customer-specific selection with SIRIUS ACT configurator (CIN) | - | 0 | 0
3SU1900-0AD81-0DS0 |  | 3SU1900-0AD81-0DS0 | 100 | UN | 1 | 5 | B | D | N | N | 85389099 | 10 | 4011209972261 | 0.001 | G | 104.5 | 104.5 | CP20 | CP20 | Labeling plate for snapping on or gluing on label holder, Label size 17.5 x 27 mm, silver label, black font, with inscription: Stop | - | 0 | 0
3SU1900-0AD81-0DS0-Z | Y19 | 3SU1900-0AD81-0DS0-ZY19 | 100 | UN | 1 | 10 | C | D | N | N | 85389099 | 10 |  | 0.66 | G | 105.45 | 105.45 | CP20 | CP20 | Labeling plate for snapping on or gluing on label holder, label size 17.5 x 27 mm, silver label, black font with inscription: Stop, Customer-specific selection with SIRIUS ACT configurator (CIN) | - | 0 | 0
3SU1900-0AD81-0DT0 |  | 3SU1900-0AD81-0DT0 | 100 | UN | 1 | 5 | B | D | N | N | 85389099 | 10 | 4011209972278 | 0.8 | G | 104.5 | 104.5 | CP20 | CP20 | Labeling plate for snapping on or gluing on label holder, Label size 17.5 x 27 mm, silver label, black font, with inscription: start | - | 0 | 0
3SU1900-0AD81-0DT0-Z | Y19 | 3SU1900-0AD81-0DT0-ZY19 | 100 | UN | 1 | 10 | C | D | N | N | 85389099 | 10 |  | 0.8 | G | 105.45 | 105.45 | CP20 | CP20 | Labeling plate for snapping on or gluing on label holder, label size 17.5 x 27 mm, silver label, black font with inscription: Start, Customer-specific selection with SIRIUS ACT configurator (CIN) | - | 0 | 0
3SU1900-0AD81-0DU0 |  | 3SU1900-0AD81-0DU0 | 100 | UN | 1 | 5 | B | D | N | N | 85389099 | 10 | 4011209972285 | 0.588 | G | 104.5 | 104.5 | CP20 | CP20 | Labeling plate for snapping on or gluing on label holder, Label size 17.5 x 27 mm, silver label, black font, with inscription: Reset | - | 0 | 0
3SU1900-0AD81-0DU0-Z | Y19 | 3SU1900-0AD81-0DU0-ZY19 | 100 | UN | 1 | 10 | C | D | N | N | 85389099 | 10 |  | 0.002 | KG | 105.45 | 105.45 | CP20 | CP20 | Labeling plate for snapping on or gluing on label holder, label size 17.5 x 27 mm, silver label, black font with inscription: Reset, Customer-specific selection with SIRIUS ACT configurator (CIN) | - | 0 | 0
3SU1900-0AD81-0DY0 |  | 3SU1900-0AD81-0DY0 | 100 | UN | 1 | 5 | B | D | N | N | 85389099 | 10 | 4011209972292 | 0.001 | KG | 104.5 | 104.5 | CP20 | CP20 | Labeling plate for snapping on or gluing, on label holder, label size 17.5 x 27 mm, silver label, black font with inscription: Man O Auto | - | 0 | 0
3SU1900-0AD81-0DY0-Z | Y19 | 3SU1900-0AD81-0DY0-ZY19 | 100 | UN | 1 | 10 | C | D | N | N | 85389099 | 10 |  | 0.001 | KG | 105.45 | 105.45 | CP20 | CP20 | Labeling plate for snapping on or gluing on label holder, label size 17.5 x 27 mm, silver label, black font with inscription: Man O Auto, Customer-specific selection with SIRIUS ACT configurator (CIN) | - | 0 | 0
3SU1900-0AD81-0EC0 |  | 3SU1900-0AD81-0EC0 | 100 | UN | 1 | 5 | B | D | N | N | 85389099 | 10 | 4011209972308 | 0.004 | KG | 104.5 | 104.5 | CP20 | CP20 | Labeling plate for snapping on or gluing on label holder, Label size 17.5 x 27 mm, silver label, black font, with inscription: Fault | - | 0 | 0
3SU1900-0AD81-0EC0-Z | Y19 | 3SU1900-0AD81-0EC0-ZY19 | 100 | UN | 1 | 10 | C | D | N | N | 85389099 | 10 |  | 0.5 | G | 105.45 | 105.45 | CP20 | CP20 | Labeling plate for snapping on or gluing on label holder, label size 17.5 x 27 mm, silver label, black font with inscription: Fault, Customer-specific selection with SIRIUS ACT configurator (CIN) | - | 0 | 0
3SU1900-0AD81-0QA0 |  | 3SU1900-0AD81-0QA0 | 100 | UN | 1 | 5 | B | D | N | N | 85389099 | 10 | 4011209972315 | 0.001 | KG | 104.5 | 104.5 | CP20 | CP20 | Labeling plate for snapping on or gluing on label holder, Label size 17.5 x 27 mm, silver label, black font, with graphic symbol: O | - | 0 | 0
3SU1900-0AD81-0QA0-Z | Y19 | 3SU1900-0AD81-0QA0-ZY19 | 100 | UN | 1 | 10 | C | D | N | N | 85389099 | 10 |  | 0.001 | KG | 105.45 | 105.45 | CP20 | CP20 | Labeling plate for snapping on or gluing on label holder, label size 17.5 x 27 mm, silver label, black font with graphic symbol: O Customer-specific selection with SIRIUS ACT configurator (CIN) | - | 0 | 0
3SU1900-0AD81-0QB0 |  | 3SU1900-0AD81-0QB0 | 100 | UN | 1 | 5 | B | D | N | N | 85389099 | 10 | 4011209972322 | 0.002 | KG | 104.5 | 104.5 | CP20 | CP20 | Labeling plate for snapping on or gluing on label holder, Label size 17.5 x 27 mm, silver label, black font, with graphic symbol: I | - | 0 | 0
3SU1900-0AD81-0QB0-Z | Y19 | 3SU1900-0AD81-0QB0-ZY19 | 100 | UN | 1 | 10 | C | D | N | N | 85389099 | 10 |  | 0.002 | KG | 105.45 | 105.45 | CP20 | CP20 | Labeling plate for snapping on or gluing on label holder, label size 17.5 x 27 mm, silver label, black font with graphic symbol: I, Customer-specific selection with SIRIUS ACT configurator (CIN) | - | 0 | 0
3SU1900-0AD81-0QG0 |  | 3SU1900-0AD81-0QG0 | 100 | UN | 1 | 5 | B | D | N | N | 85389099 | 10 | 4011209972339 | 0.6 | G | 104.5 | 104.5 | CP20 | CP20 | Labeling plate for snapping on or gluing on label holder, Label size 17.5 x 27 mm, silver label, black font, with graphic symbol: O I | - | 0 | 0
3SU1900-0AD81-0QG0-Z | Y19 | 3SU1900-0AD81-0QG0-ZY19 | 100 | UN | 1 | 10 | C | D | N | N | 85389099 | 10 |  | 0.331 | G | 105.45 | 105.45 | CP20 | CP20 | Labeling plate for snapping on or gluing on label holder, label size 17.5 x 27 mm, silver label, black font with graphic symbol: O I, Customer-specific selection with SIRIUS ACT configurator (CIN) | - | 0 | 0
3SU1900-0AD81-0QK0 |  | 3SU1900-0AD81-0QK0 | 100 | UN | 1 | 1 | A | D | N | N | 85389099 | 10 | 4011209972346 | 0.59 | G | 104.5 | 104.5 | CP20 | CP20 | Labeling plate for snapping on or gluing on label holder, Label size 17.5 x 27 mm, silver label, black font, with graphic symbol: I O II | - | 0 | 0
3SU1900-0AD81-0QK0-Z | Y19 | 3SU1900-0AD81-0QK0-ZY19 | 100 | UN | 1 | 10 | C | D | N | N | 85389099 | 10 |  | 0.001 | KG | 105.45 | 105.45 | CP20 | CP20 | Labeling plate for snapping on or gluing on label holder, label size 17.5 x 27 mm, silver label, black font with graphic symbol: I O II, Customer-specific selection with SIRIUS ACT configurator (CIN) | - | 0 | 0
3SU1900-0AD81-0QL0 |  | 3SU1900-0AD81-0QL0 | 100 | UN | 1 | 5 | B | D | N | N | 85389099 | 10 | 4011209972353 | 0.001 | KG | 104.5 | 104.5 | CP20 | CP20 | Labeling plate for snapping on or gluing on label holder, Label size 17.5 x 27 mm, silver label, black font, with graphic symbol: 1 O 2 | - | 0 | 0
3SU1900-0AD81-0QL0-Z | Y19 | 3SU1900-0AD81-0QL0-ZY19 | 100 | UN | 1 | 10 | C | D | N | N | 85389099 | 10 |  | 0.6 | G | 105.45 | 105.45 | CP20 | CP20 | Labeling plate for snapping on or gluing on label holder, label size 17.5 x 27 mm, silver label, black font with graphic symbol: 1 O 2, Customer-specific selection with SIRIUS ACT configurator (CIN) | - | 0 | 0
3SU1900-0AD81-0QR0 |  | 3SU1900-0AD81-0QR0 | 100 | UN | 1 | 5 | B | D | N | N | 85389099 | 10 | 4011209972360 | 0.68 | G | 104.5 | 104.5 | CP20 | CP20 | Labeling plate for snapping on or gluing on label holder, Label size 17.5 x 27 mm, silver label, black font, with graphic symbol: arrow pointing to the right | - | 0 | 0
3SU1900-0AD81-0QR0-Z | Y19 | 3SU1900-0AD81-0QR0-ZY19 | 100 | UN | 1 | 10 | C | D | N | N | 85389099 | 10 |  | 0.6 | G | 105.45 | 105.45 | CP20 | CP20 | Labeling plate for snapping on or gluing on label holder, label size 17.5 x 27 mm, silver label, black font with graphic symbol: Arrow pointing to the right Customer-specific selection with SIRIUS ACT configurator (CIN) | - | 0 | 0
3SU1900-0AD81-0QS0 |  | 3SU1900-0AD81-0QS0 | 100 | UN | 1 | 5 | B | D | N | N | 85389099 | 10 | 4011209972377 | 0.001 | G | 104.5 | 104.5 | CP20 | CP20 | Labeling plate for snapping on or gluing on label holder, Label size 17.5 x 27 mm, silver label, black font, with graphic symbol: arrow pointing up | - | 0 | 0
3SU1900-0AD81-0QS0-Z | Y19 | 3SU1900-0AD81-0QS0-ZY19 | 100 | UN | 1 | 10 | C | D | N | N | 85389099 | 10 |  | 0.001 | G | 105.45 | 105.45 | CP20 | CP20 | Labeling plate for snapping on or gluing on label holder, label size 17.5 x 27 mm, silver label, black font with graphic symbol: Arrow pointing up Customer-specific selection with SIRIUS ACT configurator (CIN) | - | 0 | 0
3SU1900-0AE16-0AA0 |  | 3SU1900-0AE16-0AA0 | 100 | UN | 1 | 1 | A | D | N | N | 85389099 | 10 | 4011209972391 | 0.91 | G | 76.29 | 76.29 | CP20 | CP20 | Labeling plate for snapping on or gluing on label holder, Label size 27x27 mm, black label, white font, without inscription, for self-labeling | - | 0 | 0
3SU1900-0AE16-0AA0-Z | X90 | 3SU1900-0AE16-0AA0-ZX90 | 100 | UN | 1 | 5 | B | D | N | N | 85389099 | 150 | 4047621073910 | 0.91 | KG | 76.29 | 76.29 | CP20 | CP20 | Labeling plate for snapping on or gluing on label holder, label size 27x27 mm, black label, white characters, without inscription, for self-labeling, Z=150-unit packaging |  | 0 | 0
3SU1900-0AE16-0AA0-Z | Y19 | 3SU1900-0AE16-0AA0-ZY19 | 100 | UN | 1 | 10 | C | D | N | N | 85389099 | 10 |  | 0.91 | G | 77.24 | 77.24 | CP20 | CP20 | Labeling plate for snapping on or gluing on label holder, label size 27x27 mm, black label, white font, without inscription, for self-labeling, customer-specific selection with SIRIUS ACT configurator (CIN) | - | 0 | 0
3SU1900-0AE16-0AB0 |  | 3SU1900-0AE16-0AB0 | 100 | UN | 1 | 5 | B | D | N | N | 85389099 | 10 | 4011209972407 | 0.004 | KG | 91.3 | 91.3 | CP20 | CP20 | Labeling plate for snapping on or gluing, on label holder, label size 27x27 mm, black label, white font, with inscription: Ein | - | 0 | 0
3SU1900-0AE16-0AB0-Z | Y19 | 3SU1900-0AE16-0AB0-ZY19 | 100 | UN | 1 | 10 | C | D | N | N | 85389099 | 10 |  | 0.004 | KG | 92.25 | 92.25 | CP20 | CP20 | Labeling plate for snapping on or gluing on label holder, label size 27x27 mm, black label, white font, with inscription: Ein, Customer-specific selection with SIRIUS ACT configurator (CIN) | - | 0 | 0
3SU1900-0AE16-0AC0 |  | 3SU1900-0AE16-0AC0 | 100 | UN | 1 | 5 | B | D | N | N | 85389099 | 10 | 4011209972414 | 0.001 | KG | 91.3 | 91.3 | CP20 | CP20 | Labeling plate for snapping on or gluing, on label holder, label size 27x27 mm, black label, white font, with inscription: Aus | - | 0 | 0
3SU1900-0AE16-0AC0-Z | Y19 | 3SU1900-0AE16-0AC0-ZY19 | 100 | UN | 1 | 10 | C | D | N | N | 85389099 | 10 |  | 0.001 | KG | 92.25 | 92.25 | CP20 | CP20 | Labeling plate for snapping on or gluing on label holder, label size 27x27 mm, black label, white font, with inscription: Aus, Customer-specific selection with SIRIUS ACT configurator (CIN) | - | 0 | 0
3SU1900-0AE16-0AD0 |  | 3SU1900-0AE16-0AD0 | 100 | UN | 1 | 5 | B | D | N | N | 85389099 | 10 | 4011209972421 | 0.5 | G | 91.3 | 91.3 | CP20 | CP20 | Labeling plate for snapping on or gluing, on label holder, label size 27x27 mm, black label, white font, with inscription: Auf | - | 0 | 0
3SU1900-0AE16-0AD0-Z | Y19 | 3SU1900-0AE16-0AD0-ZY19 | 100 | UN | 1 | 10 | C | D | N | N | 85389099 | 10 |  | 0.003 | KG | 92.25 | 92.25 | CP20 | CP20 | Labeling plate for snapping on or gluing on label holder, label size 27x27 mm, black label, white font, with inscription: Auf, Customer-specific selection with SIRIUS ACT configurator (CIN) | - | 0 | 0
3SU1900-0AE16-0AE0 |  | 3SU1900-0AE16-0AE0 | 100 | UN | 1 | 5 | B | D | N | N | 85389099 | 10 | 4011209972438 | 0.001 | KG | 91.3 | 91.3 | CP20 | CP20 | Labeling plate for snapping on or gluing, on label holder, label size 27x27 mm, black label, white font, with inscription: Ab | - | 0 | 0
3SU1900-0AE16-0AE0-Z | Y19 | 3SU1900-0AE16-0AE0-ZY19 | 100 | UN | 1 | 10 | C | D | N | N | 85389099 | 10 |  | 0.001 | KG | 92.25 | 92.25 | CP20 | CP20 | Labeling plate for snapping on or gluing on label holder, label size 27x27 mm, black label, white font, with inscription: Ab, Customer-specific selection with SIRIUS ACT configurator (CIN) | - | 0 | 0
3SU1900-0AE16-0AF0 |  | 3SU1900-0AE16-0AF0 | 100 | UN | 1 | 5 | B | D | N | N | 85389099 | 10 | 4011209972445 | 0.001 | G | 91.3 | 91.3 | CP20 | CP20 | Labeling plate for snapping on or gluing, on label holder, label size 27x27 mm, black label, white font, with inscription: Vor | - | 0 | 0
3SU1900-0AE16-0AF0-Z | Y19 | 3SU1900-0AE16-0AF0-ZY19 | 100 | UN | 1 | 10 | C | D | N | N | 85389099 | 10 |  | 0.9 | G | 92.25 | 92.25 | CP20 | CP20 | Labeling plate for snapping on or gluing on label holder, label size 27x27 mm, black label, white font, with inscription: Vor, Customer-specific selection with SIRIUS ACT configurator (CIN) | - | 0 | 0
3SU1900-0AE16-0AG0 |  | 3SU1900-0AE16-0AG0 | 100 | UN | 1 | 5 | B | D | N | N | 85389099 | 10 | 4011209972452 | 0.004 | KG | 91.3 | 91.3 | CP20 | CP20 | Labeling plate for snapping on or gluing on label holder, Label size 27x27 mm, black label, white font, with inscription: Back | - | 0 | 0
3SU1900-0AE16-0AG0-Z | Y19 | 3SU1900-0AE16-0AG0-ZY19 | 100 | UN | 1 | 10 | C | D | N | N | 85389099 | 10 |  | 0.001 | KG | 92.25 | 92.25 | CP20 | CP20 | Labeling plate for snapping on or gluing on label holder, label size 27x27 mm, black label, white font, with inscription: ZurÃ¼ck, Customer-specific selection with SIRIUS ACT configurator (CIN) | - | 0 | 0
3SU1900-0AE16-0AH0 |  | 3SU1900-0AE16-0AH0 | 100 | UN | 1 | 5 | B | D | N | N | 85389099 | 10 | 4011209972469 | 0.5 | G | 91.3 | 91.3 | CP20 | CP20 | Labeling plate for snapping on or gluing, on label holder, label size 27x27 mm, black label, white font, with inscription: Rechts | - | 0 | 0
3SU1900-0AE16-0AH0-Z | Y19 | 3SU1900-0AE16-0AH0-ZY19 | 100 | UN | 1 | 10 | C | D | N | N | 85389099 | 10 |  | 0.5 | G | 92.25 | 92.25 | CP20 | CP20 | Labeling plate for snapping on or gluing on label holder, label size 27x27 mm, black label, white font, with inscription: Rechts, Customer-specific selection with SIRIUS ACT configurator (CIN) | - | 0 | 0
3SU1900-0AE16-0AJ0 |  | 3SU1900-0AE16-0AJ0 | 100 | UN | 1 | 5 | B | D | N | N | 85389099 | 10 | 4011209972476 | 0.001 | KG | 91.3 | 91.3 | CP20 | CP20 | Labeling plate for snapping on or gluing, on label holder, label size 27x27 mm, black label, white font, with inscription: Links | - | 0 | 0
3SU1900-0AE16-0AJ0-Z | Y19 | 3SU1900-0AE16-0AJ0-ZY19 | 100 | UN | 1 | 10 | C | D | N | N | 85389099 | 10 |  | 0.001 | KG | 92.25 | 92.25 | CP20 | CP20 | Labeling plate for snapping on or gluing on label holder, label size 27x27 mm, black label, white font, with inscription: Links, Customer-specific selection with SIRIUS ACT configurator (CIN) | - | 0 | 0
3SU1900-0AE16-0AK0 |  | 3SU1900-0AE16-0AK0 | 100 | UN | 1 | 5 | B | D | N | N | 85389099 | 10 | 4011209972483 | 0.004 | KG | 91.3 | 91.3 | CP20 | CP20 | Labeling plate for snapping on or gluing, on label holder, label size 27x27 mm, black label, white font, with inscription: Halt | - | 0 | 0
3SU1900-0AE16-0AK0-Z | Y19 | 3SU1900-0AE16-0AK0-ZY19 | 100 | UN | 1 | 10 | C | D | N | N | 85389099 | 10 |  | 0.001 | KG | 92.25 | 92.25 | CP20 | CP20 | Labeling plate for snapping on or gluing on label holder, label size 27x27 mm, black label, white font, with inscription: Halt, Customer-specific selection with SIRIUS ACT configurator (CIN) | - | 0 | 0
3SU1900-0AE16-0AL0 |  | 3SU1900-0AE16-0AL0 | 100 | UN | 1 | 5 | B | D | N | N | 85389099 | 10 | 4011209972490 | 0.001 | G | 91.3 | 91.3 | CP20 | CP20 | Labeling plate for snapping on or gluing, on label holder, label size 27x27 mm, black label, white font, with inscription: Zu | - | 0 | 0
3SU1900-0AE16-0AL0-Z | Y19 | 3SU1900-0AE16-0AL0-ZY19 | 100 | UN | 1 | 10 | C | D | N | N | 85389099 | 10 |  | 0.01 | G | 92.25 | 92.25 | CP20 | CP20 | Labeling plate for snapping on or gluing on label holder, label size 27x27 mm, black label, white font, with inscription: Zu, Customer-specific selection with SIRIUS ACT configurator (CIN) | - | 0 | 0
3SU1900-0AE16-0AP0 |  | 3SU1900-0AE16-0AP0 | 100 | UN | 1 | 5 | B | D | N | N | 85389099 | 10 | 4011209972506 | 0.001 | KG | 91.3 | 91.3 | CP20 | CP20 | Labeling plate for snapping on or gluing, on label holder, label size 27x27 mm, black label, white font, with inscription: Betrieb | - | 0 | 0
3SU1900-0AE16-0AP0-Z | Y19 | 3SU1900-0AE16-0AP0-ZY19 | 100 | UN | 1 | 10 | C | D | N | N | 85389099 | 10 |  | 0.004 | KG | 92.25 | 92.25 | CP20 | CP20 | Labeling plate for snapping on or gluing on label holder, label size 27x27 mm, black label, white font, with inscription: Betrieb, Customer-specific selection with SIRIUS ACT configurator (CIN) | - | 0 | 0
3SU1900-0AE16-0AQ0 |  | 3SU1900-0AE16-0AQ0 | 100 | UN | 1 | 5 | B | D | N | N | 85389099 | 10 | 4011209973299 | 0.001 | G | 91.3 | 91.3 | CP20 | CP20 | Labeling plate for snapping on or gluing, on label holder, label size 27x27 mm, black label, white font, with inscription: StÃ¶rung | - | 0 | 0
3SU1900-0AE16-0AQ0-Z | Y19 | 3SU1900-0AE16-0AQ0-ZY19 | 100 | UN | 1 | 10 | C | D | N | N | 85389099 | 10 |  | 0.004 | KG | 92.25 | 92.25 | CP20 | CP20 | Labeling plate for snapping on or gluing on label holder, label size 27x27 mm, black label, white font, with inscription: StÃ¶rung, Customer-specific selection with SIRIUS ACT configurator (CIN) | - | 0 | 0
3SU1900-0AE16-0AZ0 | Q0Y | 3SU1900-0AE16-0AZ0Q0Y | 1 | UN | 1 | 10 | C | D | N | N | 85389099 | 1 |  | 0.66 | G | 4.15 | 4.15 | CP20 | CP20 | labeling plate for snapping on or gluing, on label holder, Label size 27 x 27 mm black label, white font, customer-specific inscription, upper case and lower case, always upper case at beginning of line | - | 0 | 0
3SU1900-0AE16-0AZ0 | Q1Y | 3SU1900-0AE16-0AZ0Q1Y | 1 | UN | 1 | 10 | C | D | N | N | 85389099 | 1 |  | 0.01 | KG | 4.15 | 4.15 | CP20 | CP20 | labeling plate for snapping on or gluing, on label holder, Label size 27 x 27 mm black label, white font, customer-specific inscription, upper case, | - | 0 | 0
3SU1900-0AE16-0AZ0 | Q2Y | 3SU1900-0AE16-0AZ0Q2Y | 1 | UN | 1 | 10 | C | D | N | N | 85389099 | 1 |  | 0.002 | KG | 4.15 | 4.15 | CP20 | CP20 | labeling plate for snapping on or gluing, on label holder, Label size 27 x 27 mm black label, white font, customer-specific inscription, lower case, | - | 0 | 0
3SU1900-0AE16-0AZ0 | Q3Y | 3SU1900-0AE16-0AZ0Q3Y | 1 | UN | 1 | 10 | C | D | N | N | 85389099 | 1 |  | 0.2 | G | 4.15 | 4.15 | CP20 | CP20 | labeling plate for snapping on or gluing, on label holder, Label size 27 x 27 mm black label, white font, customer-specific inscription, symbol number according to ISO7000 or IEC60417 | - | 0 | 0
3SU1900-0AE16-0AZ0 | Q5Y | 3SU1900-0AE16-0AZ0Q5Y | 1 | UN | 1 | 10 | C | D | N | N | 85389099 | 1 |  | 0.02 | KG | 4.15 | 4.15 | CP20 | CP20 | labeling plate for snapping on or gluing, on label holder, Label size 27 x 27 mm black label, white font, customer-specific inscription, upper case and lower case, always upper case at the beginning of the word | - | 0 | 0
3SU1900-0AE16-0AZ0 | Q9Y | 3SU1900-0AE16-0AZ0Q9Y | 1 | UN | 1 | 10 | C | D | N | N | 85389099 | 1 |  | 0.005 | KG | 4.15 | 4.15 | CP20 | CP20 | labeling plate for snapping on or gluing, on label holder, Label size 27 x 27 mm black label, white font, customer-specific inscription, inscription or symbol, Customer-specific selection with SIRIUS ACT configurator (CIN) | - | 0 | 0
3SU1900-0AE16-0DA0 |  | 3SU1900-0AE16-0DA0 | 100 | UN | 1 | 5 | B | D | N | N | 85389099 | 10 | 4011209973305 | 0.002 | KG | 91.3 | 91.3 | CP20 | CP20 | Labeling plate for snapping on or gluing on label holder, Label size 27x27 mm, black label, white font, with inscription: EMERGENCY STOP | - | 0 | 0
3SU1900-0AE16-0DA0-Z | Y19 | 3SU1900-0AE16-0DA0-ZY19 | 100 | UN | 1 | 10 | C | D | N | N | 85389099 | 10 |  | 0.5 | G | 92.25 | 92.25 | CP20 | CP20 | Labeling plate for snapping on or gluing on label holder, label size 27x27 mm, black label, white font, with inscription: EMERGENCY STOP, Customer-specific selection with SIRIUS ACT configurator (CIN) | - | 0 | 0
3SU1900-0AE16-0DB0 |  | 3SU1900-0AE16-0DB0 | 100 | UN | 1 | 5 | B | D | N | N | 85389099 | 10 | 4011209973312 | 0.002 | KG | 91.3 | 91.3 | CP20 | CP20 | Labeling plate for snapping on or gluing, on label holder, label size 27x27 mm, black label, white font, with inscription: Hand Auto | - | 0 | 0
3SU1900-0AE16-0DB0-Z | Y19 | 3SU1900-0AE16-0DB0-ZY19 | 100 | UN | 1 | 10 | C | D | N | N | 85389099 | 10 |  | 0.003 | KG | 92.25 | 92.25 | CP20 | CP20 | Labeling plate for snapping on or gluing on label holder, label size 27x27 mm, black label, white font, with inscription: Hand Auto, Customer-specific selection with SIRIUS ACT configurator (CIN) | - | 0 | 0
3SU1900-0AE16-0DC0 |  | 3SU1900-0AE16-0DC0 | 100 | UN | 1 | 5 | B | D | N | N | 85389099 | 10 | 4011209973329 | 0.001 | KG | 91.3 | 91.3 | CP20 | CP20 | Labeling plate for snapping on or gluing on label holder, Label size 27x27 mm, black label, white font, with inscription: Stop Start | - | 0 | 0
3SU1900-0AE16-0DC0-Z | Y19 | 3SU1900-0AE16-0DC0-ZY19 | 100 | UN | 1 | 10 | C | D | N | N | 85389099 | 10 |  | 0.001 | KG | 92.25 | 92.25 | CP20 | CP20 | Labeling plate for snapping on or gluing on label holder, label size 27x27 mm, black label, white font, with inscription: Stop Start, Customer-specific selection with SIRIUS ACT configurator (CIN) | - | 0 | 0
3SU1900-0AE16-0DJ0 |  | 3SU1900-0AE16-0DJ0 | 100 | UN | 1 | 5 | B | D | N | N | 85389099 | 10 | 4011209973336 | 0.002 | KG | 91.3 | 91.3 | CP20 | CP20 | Labeling plate for snapping on or gluing on label holder, Label size 27x27 mm, black label, white font, with inscription: On | - | 0 | 0
3SU1900-0AE16-0DJ0-Z | Y19 | 3SU1900-0AE16-0DJ0-ZY19 | 100 | UN | 1 | 10 | C | D | N | N | 85389099 | 10 |  | 0.002 | KG | 92.25 | 92.25 | CP20 | CP20 | Labeling plate for snapping on or gluing on label holder, label size 27x27 mm, black label, white font, with inscription: On, Customer-specific selection with SIRIUS ACT configurator (CIN) | - | 0 | 0
3SU1900-0AE16-0DK0 |  | 3SU1900-0AE16-0DK0 | 100 | UN | 1 | 5 | B | D | N | N | 85389099 | 10 | 4011209973343 | 0.001 | G | 91.3 | 91.3 | CP20 | CP20 | Labeling plate for snapping on or gluing on label holder, Label size 27x27 mm, black label, white font, with inscription: Off | - | 0 | 0
3SU1900-0AE16-0DK0-Z | Y19 | 3SU1900-0AE16-0DK0-ZY19 | 100 | UN | 1 | 10 | C | D | N | N | 85389099 | 10 |  | 0.9 | G | 92.25 | 92.25 | CP20 | CP20 | Labeling plate for snapping on or gluing on label holder, label size 27x27 mm, black label, white font, with inscription: Off, Customer-specific selection with SIRIUS ACT configurator (CIN) | - | 0 | 0
3SU1900-0AE16-0DL0 |  | 3SU1900-0AE16-0DL0 | 100 | UN | 1 | 5 | B | D | N | N | 85389099 | 10 | 4011209973350 | 0.001 | KG | 91.3 | 91.3 | CP20 | CP20 | Labeling plate for snapping on or gluing on label holder, Label size 27x27 mm, black label, white font, with inscription: Up | - | 0 | 0
3SU1900-0AE16-0DL0-Z | Y19 | 3SU1900-0AE16-0DL0-ZY19 | 100 | UN | 1 | 10 | C | D | N | N | 85389099 | 10 |  | 0.9 | G | 92.25 | 92.25 | CP20 | CP20 | Labeling plate for snapping on or gluing on label holder, label size 27x27 mm, black label, white font, with inscription: Up, Customer-specific selection with SIRIUS ACT configurator (CIN) | - | 0 | 0
3SU1900-0AE16-0DM0 |  | 3SU1900-0AE16-0DM0 | 100 | UN | 1 | 5 | B | D | N | N | 85389099 | 10 | 4011209973367 | 0.9 | G | 91.3 | 91.3 | CP20 | CP20 | Labeling plate for snapping on or gluing on label holder, Label size 27x27 mm, black label, white font, with inscription: Down | - | 0 | 0
3SU1900-0AE16-0DM0-Z | Y19 | 3SU1900-0AE16-0DM0-ZY19 | 100 | UN | 1 | 10 | C | D | N | N | 85389099 | 10 |  | 0.9 | G | 92.25 | 92.25 | CP20 | CP20 | Labeling plate for snapping on or gluing on label holder, label size 27x27 mm, black label, white font, with inscription: Down, Customer-specific selection with SIRIUS ACT configurator (CIN) | - | 0 | 0
3SU1900-0AE16-0DN0 |  | 3SU1900-0AE16-0DN0 | 100 | UN | 1 | 5 | B | D | N | N | 85389099 | 10 | 4011209973374 | 0.003 | KG | 91.3 | 91.3 | CP20 | CP20 | Labeling plate for snapping on or gluing on label holder, Label size 27x27 mm, black label, white font, with inscription: Forward | - | 0 | 0
3SU1900-0AE16-0DN0-Z | Y19 | 3SU1900-0AE16-0DN0-ZY19 | 100 | UN | 1 | 10 | C | D | N | N | 85389099 | 10 |  | 0.003 | KG | 92.25 | 92.25 | CP20 | CP20 | Labeling plate for snapping on or gluing on label holder, label size 27x27 mm, black label, white font, with inscription: Forward, Customer-specific selection with SIRIUS ACT configurator (CIN) | - | 0 | 0
3SU1900-0AE16-0DP0 |  | 3SU1900-0AE16-0DP0 | 100 | UN | 1 | 5 | B | D | N | N | 85389099 | 10 | 4011209973381 | 0.001 | G | 91.3 | 91.3 | CP20 | CP20 | Labeling plate for snapping on or gluing on label holder, Label size 27x27 mm, black label, white font, with inscription: Reverse | - | 0 | 0
3SU1900-0AE16-0DP0-Z | Y19 | 3SU1900-0AE16-0DP0-ZY19 | 100 | UN | 1 | 10 | C | D | N | N | 85389099 | 10 |  | 0.001 | G | 92.25 | 92.25 | CP20 | CP20 | Labeling plate for snapping on or gluing on label holder, label size 27x27 mm, black label, white font, with inscription: Reverse, Customer-specific selection with SIRIUS ACT configurator (CIN) | - | 0 | 0
3SU1900-0AE16-0DS0 |  | 3SU1900-0AE16-0DS0 | 100 | UN | 1 | 5 | B | D | N | N | 85389099 | 10 | 4011209973398 | 0.01 | G | 91.3 | 91.3 | CP20 | CP20 | Labeling plate for snapping on or gluing on label holder, Label size 27x27 mm, black label, white font, with inscription: Stop | - | 0 | 0
3SU1900-0AE16-0DS0-Z | Y19 | 3SU1900-0AE16-0DS0-ZY19 | 100 | UN | 1 | 10 | C | D | N | N | 85389099 | 10 |  | 0.001 | KG | 92.25 | 92.25 | CP20 | CP20 | Labeling plate for snapping on or gluing on label holder, label size 27x27 mm, black label, white font, with inscription: Stop, Customer-specific selection with SIRIUS ACT configurator (CIN) | - | 0 | 0
3SU1900-0AE16-0DT0 |  | 3SU1900-0AE16-0DT0 | 100 | UN | 1 | 5 | B | D | N | N | 85389099 | 10 | 4011209973404 | 0.001 | G | 91.3 | 91.3 | CP20 | CP20 | Labeling plate for snapping on or gluing on label holder, Label size 27x27 mm, black label, white font, with inscription: start | - | 0 | 0
3SU1900-0AE16-0DT0-Z | Y19 | 3SU1900-0AE16-0DT0-ZY19 | 100 | UN | 1 | 10 | C | D | N | N | 85389099 | 10 |  | 0.003 | KG | 92.25 | 92.25 | CP20 | CP20 | Labeling plate for snapping on or gluing on label holder, label size 27x27 mm, black label, white font, with inscription: Start, Customer-specific selection with SIRIUS ACT configurator (CIN) | - | 0 | 0
3SU1900-0AE16-0GA0 |  | 3SU1900-0AE16-0GA0 | 100 | UN | 1 | 5 | B | D | N | N | 85389099 | 10 | 4011209973411 | 0.7 | G | 91.3 | 91.3 | CP20 | CP20 | Labeling plate for snapping on or gluing on label holder, Label size 27x27 mm, black label, white font, with inscription: Marche | - | 0 | 0
3SU1900-0AE16-0GA0-Z | Y19 | 3SU1900-0AE16-0GA0-ZY19 | 100 | UN | 1 | 10 | C | D | N | N | 85389099 | 10 |  | 0.004 | KG | 92.25 | 92.25 | CP20 | CP20 | Labeling plate for snapping on or gluing on label holder, label size 27x27 mm, black label, white font, with inscription: Marche, Customer-specific selection with SIRIUS ACT configurator (CIN) | - | 0 | 0
3SU1900-0AE16-0GB0 |  | 3SU1900-0AE16-0GB0 | 100 | UN | 1 | 5 | B | D | N | N | 85389099 | 10 | 4011209973428 | 0.004 | KG | 91.3 | 91.3 | CP20 | CP20 | Labeling plate for snapping on or gluing on label holder, Label size 27x27 mm, black label, white font, with inscription: Arret | - | 0 | 0
3SU1900-0AE16-0GB0-Z | Y19 | 3SU1900-0AE16-0GB0-ZY19 | 100 | UN | 1 | 10 | C | D | N | N | 85389099 | 10 |  | 0.004 | KG | 92.25 | 92.25 | CP20 | CP20 | Labeling plate for snapping on or gluing on label holder, label size 27x27 mm, black label, white font, with inscription: Arret, Customer-specific selection with SIRIUS ACT configurator (CIN) | - | 0 | 0
3SU1900-0AE16-0GC0 |  | 3SU1900-0AE16-0GC0 | 100 | UN | 1 | 5 | B | D | N | N | 85389099 | 10 | 4011209973435 | 0.995 | G | 91.3 | 91.3 | CP20 | CP20 | Labeling plate for snapping on or gluing on label holder, Label size 27x27 mm, black label, white font, with inscription: Montee | - | 0 | 0
3SU1900-0AE16-0GC0-Z | Y19 | 3SU1900-0AE16-0GC0-ZY19 | 100 | UN | 1 | 10 | C | D | N | N | 85389099 | 10 |  | 0.995 | G | 92.25 | 92.25 | CP20 | CP20 | Labeling plate for snapping on or gluing on label holder, label size 27x27 mm, black label, white font, with inscription: Montee, Customer-specific selection with SIRIUS ACT configurator (CIN) | - | 0 | 0
3SU1900-0AE16-0GD0 |  | 3SU1900-0AE16-0GD0 | 100 | UN | 1 | 5 | B | D | N | N | 85389099 | 10 | 4011209973442 | 0.995 | G | 91.3 | 91.3 | CP20 | CP20 | Labeling plate for snapping on or gluing on label holder, Label size 27x27 mm, black label, white font, with inscription: Descente | - | 0 | 0
3SU1900-0AE16-0GD0-Z | Y19 | 3SU1900-0AE16-0GD0-ZY19 | 100 | UN | 1 | 10 | C | D | N | N | 85389099 | 10 |  | 0.995 | G | 92.25 | 92.25 | CP20 | CP20 | Labeling plate for snapping on or gluing on label holder, label size 27x27 mm, black label, white font, with inscription: Descente, Customer-specific selection with SIRIUS ACT configurator (CIN) | - | 0 | 0
3SU1900-0AE16-0GM0 |  | 3SU1900-0AE16-0GM0 | 100 | UN | 1 | 5 | B | D | N | N | 85389099 | 10 | 4011209973459 | 0.002 | KG | 91.3 | 91.3 | CP20 | CP20 | Labeling plate for snapping on or gluing on label holder, Label size 27x27 mm, black label, white font, with inscription: En Service | - | 0 | 0
3SU1900-0AE16-0GM0-Z | Y19 | 3SU1900-0AE16-0GM0-ZY19 | 100 | UN | 1 | 10 | C | D | N | N | 85389099 | 10 |  | 0.002 | KG | 92.25 | 92.25 | CP20 | CP20 | Labeling plate for snapping on or gluing on label holder, label size 27x27 mm, black label, white font, with inscription: En Service, Customer-specific selection with SIRIUS ACT configurator (CIN) | - | 0 | 0
3SU1900-0AE16-0GN0 |  | 3SU1900-0AE16-0GN0 | 100 | UN | 1 | 5 | B | D | N | N | 85389099 | 10 | 4011209973466 | 0.001 | KG | 91.3 | 91.3 | CP20 | CP20 | Labeling plate for snapping on or gluing on label holder, Label size 27x27 mm, black label, white font, with inscription: Defaut | - | 0 | 0
3SU1900-0AE16-0GN0-Z | Y19 | 3SU1900-0AE16-0GN0-ZY19 | 100 | UN | 1 | 10 | C | D | N | N | 85389099 | 10 |  | 0.5 | G | 92.25 | 92.25 | CP20 | CP20 | Labeling plate for snapping on or gluing on label holder, label size 27x27 mm, black label, white font, with inscription: Defaut, Customer-specific selection with SIRIUS ACT configurator (CIN) | - | 0 | 0
3SU1900-0AE16-0GS0 |  | 3SU1900-0AE16-0GS0 | 100 | UN | 1 | 5 | B | D | N | N | 85389099 | 10 | 4011209973473 | 0.001 | KG | 91.3 | 91.3 | CP20 | CP20 | Labeling plate for snapping on or gluing on label holder, Label size 27x27 mm, black label, white font, with inscription: Sous tension | - | 0 | 0
3SU1900-0AE16-0GS0-Z | Y19 | 3SU1900-0AE16-0GS0-ZY19 | 100 | UN | 1 | 10 | C | D | N | N | 85389099 | 10 |  | 0.002 | KG | 92.25 | 92.25 | CP20 | CP20 | Labeling plate for snapping on or gluing on label holder, label size 27x27 mm, black label, white font, with inscription: Sous tension, Customer-specific selection with SIRIUS ACT configurator (CIN) | - | 0 | 0
3SU1900-0AE16-0GT0 |  | 3SU1900-0AE16-0GT0 | 100 | UN | 1 | 5 | B | D | N | N | 85389099 | 10 | 4011209973480 | 0.5 | G | 91.3 | 91.3 | CP20 | CP20 | Labeling plate for snapping on or gluing on label holder, Label size 27x27 mm, black label, white font, with inscription: Manu Auto | - | 0 | 0
3SU1900-0AE16-0GT0-Z | Y19 | 3SU1900-0AE16-0GT0-ZY19 | 100 | UN | 1 | 10 | C | D | N | N | 85389099 | 10 |  | 0.5 | G | 92.25 | 92.25 | CP20 | CP20 | Labeling plate for snapping on or gluing on label holder, label size 27x27 mm, black label, white font, with inscription: Manu Auto, Customer-specific selection with SIRIUS ACT configurator (CIN) | - | 0 | 0
3SU1900-0AE16-0GU0 |  | 3SU1900-0AE16-0GU0 | 100 | UN | 1 | 5 | B | D | N | N | 85389099 | 10 | 4011209973497 | 0.8 | G | 91.3 | 91.3 | CP20 | CP20 | Labeling plate for snapping on or gluing on label holder, Label size 27x27 mm, black label, white font, with inscription: Marche ArrÃªt | - | 0 | 0
3SU1900-0AE16-0GU0-Z | Y19 | 3SU1900-0AE16-0GU0-ZY19 | 100 | UN | 1 | 10 | C | D | N | N | 85389099 | 10 |  | 0.002 | KG | 92.25 | 92.25 | CP20 | CP20 | Labeling plate for snapping on or gluing on label holder, label size 27x27 mm, black label, white font, with inscription: Marche ArrÃªt, Customer-specific selection with SIRIUS ACT configurator (CIN) | - | 0 | 0
3SU1900-0AE16-0QG0 |  | 3SU1900-0AE16-0QG0 | 100 | UN | 1 | 5 | B | D | N | N | 85389099 | 10 | 4011209973503 | 0.002 | KG | 91.3 | 91.3 | CP20 | CP20 | Labeling plate for snapping on or gluing on label holder, Label size 27x27 mm, black label, white font, with graphic symbol: O I | - | 0 | 0
3SU1900-0AE16-0QG0-Z | Y19 | 3SU1900-0AE16-0QG0-ZY19 | 100 | UN | 1 | 10 | C | D | N | N | 85389099 | 10 |  | 0.9 | G | 92.25 | 92.25 | CP20 | CP20 | Labeling plate for snapping on or gluing on label holder, label size 27x27 mm, black label, white font, with graphic symbol: O I, Customer-specific selection with SIRIUS ACT configurator (CIN) | - | 0 | 0
3SU1900-0AE16-0QR0 |  | 3SU1900-0AE16-0QR0 | 100 | UN | 1 | 5 | B | D | N | N | 85389099 | 10 | 4011209973510 | 0.86 | G | 91.3 | 91.3 | CP20 | CP20 | Labeling plate for snapping on or gluing on label holder, Label size 27x27 mm, black label, white font, with graphic symbol: arrow pointing to the right | - | 0 | 0
3SU1900-0AE16-0QR0-Z | Y19 | 3SU1900-0AE16-0QR0-ZY19 | 100 | UN | 1 | 10 | C | D | N | N | 85389099 | 10 |  | 0.001 | KG | 92.25 | 92.25 | CP20 | CP20 | Labeling plate for snapping on or gluing on label holder, label size 27x27 mm, black label, white font, with graphic symbol: Arrow pointing to the right Customer-specific selection with SIRIUS ACT configurator (CIN) | - | 0 | 0
3SU1900-0AE81-0AA0 |  | 3SU1900-0AE81-0AA0 | 100 | UN | 1 | 1 | A | D | N | N | 85389099 | 10 | 4011209973534 | 0.923 | G | 95.95 | 95.95 | CP20 | CP20 | Labeling plate for snapping on or gluing on label holder, Label size 27x27 mm, silver label, black font, without inscription, for self-labeling | - | 0 | 0
3SU1900-0AE81-0AA0-Z | X90 | 3SU1900-0AE81-0AA0-ZX90 | 100 | UN | 1 | 5 | B | D | N | N | 85389099 | 150 | 4047621073927 | 0.923 | KG | 95.95 | 95.95 | CP20 | CP20 | Labeling plate for snapping on or gluing on label holder, label size 27x27 mm, silver label, black characters, without inscription, for self-labeling, Z=150-unit packaging |  | 0 | 0
3SU1900-0AE81-0AA0-Z | Y19 | 3SU1900-0AE81-0AA0-ZY19 | 100 | UN | 1 | 10 | C | D | N | N | 85389099 | 10 |  | 0.923 | G | 96.9 | 96.9 | CP20 | CP20 | Labeling plate for snapping on or gluing on label holder, label size 27x27 mm, silver label, black font, without inscription, for self-labeling, customer-specific selection with SIRIUS ACT configurator (CIN) | - | 0 | 0
3SU1900-0AE81-0AZ0 | Q0Y | 3SU1900-0AE81-0AZ0Q0Y | 1 | UN | 1 | 10 | C | D | N | N | 85389099 | 1 |  | 0.03 | KG | 4.28 | 4.28 | CP20 | CP20 | labeling plate for snapping on or gluing, on label holder, Label size 27 x 27 mm silver label, black font, customer-specific inscription, upper case and lower case, always upper case at beginning of line | - | 0 | 0
3SU1900-0AE81-0AZ0 | Q1Y | 3SU1900-0AE81-0AZ0Q1Y | 1 | UN | 1 | 10 | C | D | N | N | 85389099 | 1 |  | 0.001 | G | 4.28 | 4.28 | CP20 | CP20 | labeling plate for snapping on or gluing, on label holder, Label size 27 x 27 mm silver label, black font, customer-specific inscription, upper case, | - | 0 | 0
3SU1900-0AE81-0AZ0 | Q2Y | 3SU1900-0AE81-0AZ0Q2Y | 1 | UN | 1 | 10 | C | D | N | N | 85389099 | 1 |  | 0.002 | KG | 4.28 | 4.28 | CP20 | CP20 | labeling plate for snapping on or gluing, on label holder, Label size 27 x 27 mm silver label, black font, customer-specific inscription, lower case, | - | 0 | 0
3SU1900-0AE81-0AZ0 | Q3Y | 3SU1900-0AE81-0AZ0Q3Y | 1 | UN | 1 | 10 | C | D | N | N | 85389099 | 1 |  | 0.001 | KG | 4.28 | 4.28 | CP20 | CP20 | labeling plate for snapping on or gluing, on label holder, Label size 27 x 27 mm silver label, black font, customer-specific inscription, symbol number according to ISO7000 or IEC60417 | - | 0 | 0
3SU1900-0AE81-0AZ0 | Q5Y | 3SU1900-0AE81-0AZ0Q5Y | 1 | UN | 1 | 10 | C | D | N | N | 85389099 | 1 |  | 0.002 | KG | 4.28 | 4.28 | CP20 | CP20 | labeling plate for snapping on or gluing, on label holder, Label size 27 x 27 mm silver label, black font, customer-specific inscription, upper case and lower case, always upper case at the beginning of the word | - | 0 | 0
3SU1900-0AE81-0AZ0 | Q9Y | 3SU1900-0AE81-0AZ0Q9Y | 1 | UN | 1 | 10 | C | D | N | N | 85389099 | 1 |  | 0.001 | G | 4.28 | 4.28 | CP20 | CP20 | labeling plate for snapping on or gluing, on label holder, Label size 27 x 27 mm silver label, black font, customer-specific inscription, inscription or symbol, Customer-specific selection with SIRIUS ACT configurator (CIN) | - | 0 | 0
3SU1900-0AF16-0AA0 |  | 3SU1900-0AF16-0AA0 | 100 | UN | 1 | 1 | A | D | N | N | 85389099 | 10 | 4011209960008 | 0.68 | G | 76.29 | 76.29 | CP20 | CP20 | Labeling plate for gluing on enclosure, label size 22x22 mm, black label, white font, without inscription, for self-labeling | - | 0 | 0
3SU1900-0AF16-0AA0-Z | X90 | 3SU1900-0AF16-0AA0-ZX90 | 100 | UN | 1 | 5 | B | D | N | N | 85389099 | 150 |  | 0.68 | G | 76.29 | 76.29 | CP20 | CP20 | Labeling plate for gluing on enclosure, label size 22x22 mm, black label, white characters, without inscription, for self-labeling, Z=150-unit packaging |  | 0 | 0
3SU1900-0AF16-0AA0-Z | Y19 | 3SU1900-0AF16-0AA0-ZY19 | 100 | UN | 1 | 10 | C | D | N | N | 85389099 | 10 |  | 0.68 | G | 77.24 | 77.24 | CP20 | CP20 | Labeling plate for gluing on enclosure, label size 22x22 mm, black label, white font, without inscription, for self-labeling, customer-specific selection with SIRIUS ACT configurator (CIN) | - | 0 | 0
3SU1900-0AF16-0AB0 |  | 3SU1900-0AF16-0AB0 | 1 | UN | 1 | 5 | B | D | N | N | 85389099 | 10 | 4011209960015 | 0.68 | G | 2 | 2 | CP20 | CP20 | Labeling plate for gluing on enclosure, label size 22x22 mm, black label, white font, with inscription: Ein | - | 0 | 0
3SU1900-0AF16-0AB0-Z | Y19 | 3SU1900-0AF16-0AB0-ZY19 | 1 | UN | 1 | 10 | C | D | N | N | 85389099 | 10 |  | 0.6 | G | 2.95 | 2.95 | CP20 | CP20 | Labeling plate for gluing on enclosure, label size 22x22 mm, black label, white font, with inscription: Ein, Customer-specific selection with SIRIUS ACT configurator (CIN) | - | 0 | 0
3SU1900-0AF16-0AC0 |  | 3SU1900-0AF16-0AC0 | 1 | UN | 1 | 5 | B | D | N | N | 85389099 | 10 | 4011209960022 | 0.01 | G | 2 | 2 | CP20 | CP20 | Labeling plate for gluing on enclosure, label size 22x22 mm, black label, white font, with inscription: Aus | - | 0 | 0
3SU1900-0AF16-0AC0-Z | Y19 | 3SU1900-0AF16-0AC0-ZY19 | 1 | UN | 1 | 10 | C | D | N | N | 85389099 | 10 |  | 0.001 | G | 2.95 | 2.95 | CP20 | CP20 | Labeling plate for gluing on enclosure, label size 22x22 mm, black label, white font, with inscription: Aus, Customer-specific selection with SIRIUS ACT configurator (CIN) | - | 0 | 0
3SU1900-0AF16-0AD0 |  | 3SU1900-0AF16-0AD0 | 1 | UN | 1 | 5 | B | D | N | N | 85389099 | 10 | 4011209960039 | 0.8 | G | 2 | 2 | CP20 | CP20 | Labeling plate for gluing on enclosure, label size 22x22 mm, black label, white font, with inscription: Auf | - | 0 | 0
3SU1900-0AF16-0AD0-Z | Y19 | 3SU1900-0AF16-0AD0-ZY19 | 1 | UN | 1 | 10 | C | D | N | N | 85389099 | 10 |  | 0.002 | KG | 2.95 | 2.95 | CP20 | CP20 | Labeling plate for gluing on enclosure, label size 22x22 mm, black label, white font, with inscription: Auf, Customer-specific selection with SIRIUS ACT configurator (CIN) | - | 0 | 0
3SU1900-0AF16-0AE0 |  | 3SU1900-0AF16-0AE0 | 1 | UN | 1 | 5 | B | D | N | N | 85389099 | 10 | 4011209960046 | 0.57 | G | 2 | 2 | CP20 | CP20 | Labeling plate for gluing on enclosure, label size 22x22 mm, black label, white font, with inscription: Ab | - | 0 | 0
3SU1900-0AF16-0AE0-Z | Y19 | 3SU1900-0AF16-0AE0-ZY19 | 1 | UN | 1 | 10 | C | D | N | N | 85389099 | 10 |  | 0.001 | KG | 2.95 | 2.95 | CP20 | CP20 | Labeling plate for gluing on enclosure, label size 22x22 mm, black label, white font, with inscription: Ab, Customer-specific selection with SIRIUS ACT configurator (CIN) | - | 0 | 0
3SU1900-0AF16-0AF0 |  | 3SU1900-0AF16-0AF0 | 1 | UN | 1 | 5 | B | D | N | N | 85389099 | 10 | 4011209960053 | 0.1 | G | 2 | 2 | CP20 | CP20 | Labeling plate for gluing on enclosure, label size 22x22 mm, black label, white font, with inscription: Vor | - | 0 | 0
3SU1900-0AF16-0AF0-Z | Y19 | 3SU1900-0AF16-0AF0-ZY19 | 1 | UN | 1 | 10 | C | D | N | N | 85389099 | 10 |  | 0.003 | KG | 2.95 | 2.95 | CP20 | CP20 | Labeling plate for gluing on enclosure, label size 22x22 mm, black label, white font, with inscription: Vor, Customer-specific selection with SIRIUS ACT configurator (CIN) | - | 0 | 0
3SU1900-0AF16-0AG0 |  | 3SU1900-0AF16-0AG0 | 1 | UN | 1 | 5 | B | D | N | N | 85389099 | 10 | 4011209960060 | 0.002 | KG | 2 | 2 | CP20 | CP20 | Labeling plate for gluing on enclosure, label size 22x22 mm, black label, white font, with inscription: ZurÃ¼ck | - | 0 | 0
3SU1900-0AF16-0AG0-Z | Y19 | 3SU1900-0AF16-0AG0-ZY19 | 1 | UN | 1 | 10 | C | D | N | N | 85389099 | 10 |  | 0.6 | G | 2.95 | 2.95 | CP20 | CP20 | Labeling plate for gluing on enclosure, label size 22x22 mm, black label, white font, with inscription: ZurÃ¼ck, Customer-specific selection with SIRIUS ACT configurator (CIN) | - | 0 | 0
3SU1900-0AF16-0AH0 |  | 3SU1900-0AF16-0AH0 | 1 | UN | 1 | 5 | B | D | N | N | 85389099 | 10 | 4011209960077 | 0.001 | KG | 2 | 2 | CP20 | CP20 | Labeling plate for gluing on enclosure, label size 22x22 mm, black label, white font, with inscription: Rechts | - | 0 | 0
3SU1900-0AF16-0AH0-Z | Y19 | 3SU1900-0AF16-0AH0-ZY19 | 1 | UN | 1 | 10 | C | D | N | N | 85389099 | 10 |  | 0.5 | G | 2.95 | 2.95 | CP20 | CP20 | Labeling plate for gluing on enclosure, label size 22x22 mm, black label, white font, with inscription: Rechts, Customer-specific selection with SIRIUS ACT configurator (CIN) | - | 0 | 0
3SU1900-0AF16-0AJ0 |  | 3SU1900-0AF16-0AJ0 | 1 | UN | 1 | 5 | B | D | N | N | 85389099 | 10 | 4011209960084 | 0.5 | G | 2 | 2 | CP20 | CP20 | Labeling plate for gluing on enclosure, label size 22x22 mm, black label, white font, with inscription: Links | - | 0 | 0
3SU1900-0AF16-0AJ0-Z | Y19 | 3SU1900-0AF16-0AJ0-ZY19 | 1 | UN | 1 | 10 | C | D | N | N | 85389099 | 10 |  | 0.5 | G | 2.95 | 2.95 | CP20 | CP20 | Labeling plate for gluing on enclosure, label size 22x22 mm, black label, white font, with inscription: Links, Customer-specific selection with SIRIUS ACT configurator (CIN) | - | 0 | 0
3SU1900-0AF16-0AK0 |  | 3SU1900-0AF16-0AK0 | 1 | UN | 1 | 5 | B | D | N | N | 85389099 | 10 | 4011209960091 | 0.001 | G | 2 | 2 | CP20 | CP20 | Labeling plate for gluing on enclosure, label size 22x22 mm, black label, white font, with inscription: Halt | - | 0 | 0
3SU1900-0AF16-0AK0-Z | Y19 | 3SU1900-0AF16-0AK0-ZY19 | 1 | UN | 1 | 10 | C | D | N | N | 85389099 | 10 |  | 0.06 | KG | 2.95 | 2.95 | CP20 | CP20 | Labeling plate for gluing on enclosure, label size 22x22 mm, black label, white font, with inscription: Halt, Customer-specific selection with SIRIUS ACT configurator (CIN) | - | 0 | 0
3SU1900-0AF16-0AL0 |  | 3SU1900-0AF16-0AL0 | 1 | UN | 1 | 5 | B | D | N | N | 85389099 | 10 | 4011209960107 | 0.6 | G | 2 | 2 | CP20 | CP20 | Labeling plate for gluing on enclosure, label size 22x22 mm, black label, white font, with inscription: Zu | - | 0 | 0
3SU1900-0AF16-0AL0-Z | Y19 | 3SU1900-0AF16-0AL0-ZY19 | 1 | UN | 1 | 10 | C | D | N | N | 85389099 | 10 |  | 0.001 | G | 2.95 | 2.95 | CP20 | CP20 | Labeling plate for gluing on enclosure, label size 22x22 mm, black label, white font, with inscription: Zu, Customer-specific selection with SIRIUS ACT configurator (CIN) | - | 0 | 0
3SU1900-0AF16-0AM0 |  | 3SU1900-0AF16-0AM0 | 1 | UN | 1 | 5 | B | D | N | N | 85389099 | 10 | 4011209960114 | 0.001 | KG | 2 | 2 | CP20 | CP20 | Labeling plate for gluing on enclosure, label size 22x22 mm, black label, white font, with inscription: Schnell | - | 0 | 0
3SU1900-0AF16-0AM0-Z | Y19 | 3SU1900-0AF16-0AM0-ZY19 | 1 | UN | 1 | 10 | C | D | N | N | 85389099 | 10 |  | 0.003 | KG | 2.95 | 2.95 | CP20 | CP20 | Labeling plate for gluing on enclosure, label size 22x22 mm, black label, white font, with inscription: Schnell, Customer-specific selection with SIRIUS ACT configurator (CIN) | - | 0 | 0
3SU1900-0AF16-0AN0 |  | 3SU1900-0AF16-0AN0 | 1 | UN | 1 | 5 | B | D | N | N | 85389099 | 10 | 4011209960121 | 0.1 | G | 2 | 2 | CP20 | CP20 | Labeling plate for gluing on enclosure, label size 22x22 mm, black label, white font, with inscription: Langsam | - | 0 | 0
3SU1900-0AF16-0AN0-Z | Y19 | 3SU1900-0AF16-0AN0-ZY19 | 1 | UN | 1 | 10 | C | D | N | N | 85389099 | 10 |  | 0.003 | KG | 2.95 | 2.95 | CP20 | CP20 | Labeling plate for gluing on enclosure, label size 22x22 mm, black label, white font, with inscription: Langsam, Customer-specific selection with SIRIUS ACT configurator (CIN) | - | 0 | 0
3SU1900-0AF16-0AP0 |  | 3SU1900-0AF16-0AP0 | 1 | UN | 1 | 5 | B | D | N | N | 85389099 | 10 | 4011209960138 | 0.001 | G | 2 | 2 | CP20 | CP20 | Labeling plate for gluing on enclosure, label size 22x22 mm, black label, white font, with inscription: Betrieb | - | 0 | 0
3SU1900-0AF16-0AP0-Z | Y19 | 3SU1900-0AF16-0AP0-ZY19 | 1 | UN | 1 | 10 | C | D | N | N | 85389099 | 10 |  | 0.99 | G | 2.95 | 2.95 | CP20 | CP20 | Labeling plate for gluing on enclosure, label size 22x22 mm, black label, white font, with inscription: Betrieb, Customer-specific selection with SIRIUS ACT configurator (CIN) | - | 0 | 0
3SU1900-0AF16-0AQ0 |  | 3SU1900-0AF16-0AQ0 | 1 | UN | 1 | 5 | B | D | N | N | 85389099 | 10 | 4011209960145 | 0.8 | G | 2 | 2 | CP20 | CP20 | Labeling plate for gluing on enclosure, label size 22x22 mm, black label, white font, with inscription: StÃ¶rung | - | 0 | 0
3SU1900-0AF16-0AQ0-Z | Y19 | 3SU1900-0AF16-0AQ0-ZY19 | 1 | UN | 1 | 10 | C | D | N | N | 85389099 | 10 |  | 0.001 | G | 2.95 | 2.95 | CP20 | CP20 | Labeling plate for gluing on enclosure, label size 22x22 mm, black label, white font, with inscription: StÃ¶rung, Customer-specific selection with SIRIUS ACT configurator (CIN) | - | 0 | 0
3SU1900-0AF16-0AR0 |  | 3SU1900-0AF16-0AR0 | 1 | UN | 1 | 5 | B | D | N | N | 85389099 | 10 | 4011209960152 | 0.002 | KG | 2 | 2 | CP20 | CP20 | Labeling plate for gluing on enclosure, label size 22x22 mm, black label, white font, with inscription: Einrichten | - | 0 | 0
3SU1900-0AF16-0AR0-Z | Y19 | 3SU1900-0AF16-0AR0-ZY19 | 1 | UN | 1 | 10 | C | D | N | N | 85389099 | 10 |  | 0.5 | G | 2.95 | 2.95 | CP20 | CP20 | Labeling plate for gluing on enclosure, label size 22x22 mm, black label, white font, with inscription: Einrichten, Customer-specific selection with SIRIUS ACT configurator (CIN) | - | 0 | 0
3SU1900-0AF16-0AS0 |  | 3SU1900-0AF16-0AS0 | 1 | UN | 1 | 5 | B | D | N | N | 85389099 | 10 | 4011209960169 | 0.001 | G | 2 | 2 | CP20 | CP20 | Labeling plate for gluing on enclosure, label size 22x22 mm, black label, white font, with inscription: NOT-AUS | - | 0 | 0
3SU1900-0AF16-0AS0-Z | Y19 | 3SU1900-0AF16-0AS0-ZY19 | 1 | UN | 1 | 10 | C | D | N | N | 85389099 | 10 |  | 0.833 | G | 2.95 | 2.95 | CP20 | CP20 | Labeling plate for gluing on enclosure, label size 22x22 mm, black label, white font, with inscription: NOT-AUS, Customer-specific selection with SIRIUS ACT configurator (CIN) | - | 0 | 0
3SU1900-0AF16-0AZ0 | Q0Y | 3SU1900-0AF16-0AZ0Q0Y | 1 | UN | 1 | 10 | C | D | N | N | 85389099 | 1 | 4011209962354 | 0.002 | KG | 5.58 | 5.58 | CP20 | CP20 | labeling plate for gluing, on enclosure, Label size 22 x 22 mm black label, white font, customer-specific inscription, upper case and lower case, always upper case at beginning of line | - | 0 | 0
3SU1900-0AF16-0AZ0 | Q1Y | 3SU1900-0AF16-0AZ0Q1Y | 1 | UN | 1 | 10 | C | D | N | N | 85389099 | 1 |  | 0.04 | KG | 5.58 | 5.58 | CP20 | CP20 | labeling plate for gluing, on enclosure, Label size 22 x 22 mm black label, white font, customer-specific inscription, upper case, | - | 0 | 0
3SU1900-0AF16-0AZ0 | Q2Y | 3SU1900-0AF16-0AZ0Q2Y | 1 | UN | 1 | 10 | C | D | N | N | 85389099 | 1 |  | 0.002 | KG | 5.58 | 5.58 | CP20 | CP20 | labeling plate for gluing, on enclosure, Label size 22 x 22 mm black label, white font, customer-specific inscription, lower case, | - | 0 | 0
3SU1900-0AF16-0AZ0 | Q3Y | 3SU1900-0AF16-0AZ0Q3Y | 1 | UN | 1 | 10 | C | D | N | N | 85389099 | 1 |  | 0.001 | G | 5.58 | 5.58 | CP20 | CP20 | labeling plate for gluing, on enclosure, Label size 22 x 22 mm black label, white font, customer-specific inscription, symbol number according to ISO7000 or IEC60417 | - | 0 | 0
3SU1900-0AF16-0AZ0 | Q5Y | 3SU1900-0AF16-0AZ0Q5Y | 1 | UN | 1 | 10 | C | D | N | N | 85389099 | 1 |  | 0.001 | G | 5.58 | 5.58 | CP20 | CP20 | labeling plate for gluing, on enclosure, Label size 22 x 22 mm black label, white font, customer-specific inscription, upper case and lower case, always upper case at the beginning of the word | - | 0 | 0
3SU1900-0AF16-0AZ0 | Q9Y | 3SU1900-0AF16-0AZ0Q9Y | 1 | UN | 1 | 10 | C | D | N | N | 85389099 | 1 |  | 0.008 | KG | 5.58 | 5.58 | CP20 | CP20 | labeling plate for gluing, on enclosure, Label size 22 x 22 mm black label, white font, customer-specific inscription, inscription or symbol, Customer-specific selection with SIRIUS ACT configurator (CIN) | - | 0 | 0
3SU1900-0AF16-0DA0 |  | 3SU1900-0AF16-0DA0 | 1 | UN | 1 | 5 | B | D | N | N | 85389099 | 10 | 4011209960923 | 0.8 | G | 2 | 2 | CP20 | CP20 | Labeling plate for gluing on enclosure, label size 22x22 mm, black label, white font, with inscription: EMERGENCY STOP | - | 0 | 0
3SU1900-0AF16-0DA0-Z | Y19 | 3SU1900-0AF16-0DA0-ZY19 | 1 | UN | 1 | 10 | C | D | N | N | 85389099 | 10 |  | 0.001 | KG | 2.95 | 2.95 | CP20 | CP20 | Labeling plate for gluing on enclosure, label size 22x22 mm, black label, white font, with inscription: EMERGENCY STOP, Customer-specific selection with SIRIUS ACT configurator (CIN) | - | 0 | 0
3SU1900-0AF16-0DJ0 |  | 3SU1900-0AF16-0DJ0 | 1 | UN | 1 | 5 | B | D | N | N | 85389099 | 10 | 4011209960749 | 0.001 | G | 2 | 2 | CP20 | CP20 | Labeling plate for gluing on enclosure, label size 22x22 mm, black label, white font, with inscription: On | - | 0 | 0
3SU1900-0AF16-0DJ0-Z | Y19 | 3SU1900-0AF16-0DJ0-ZY19 | 1 | UN | 1 | 10 | C | D | N | N | 85389099 | 10 |  | 0.8 | G | 2.95 | 2.95 | CP20 | CP20 | Labeling plate for gluing on enclosure, label size 22x22 mm, black label, white font, with inscription: On, Customer-specific selection with SIRIUS ACT configurator (CIN) | - | 0 | 0
3SU1900-0AF16-0DK0 |  | 3SU1900-0AF16-0DK0 | 1 | UN | 1 | 5 | B | D | N | N | 85389099 | 10 | 4011209960756 | 0.8 | G | 2 | 2 | CP20 | CP20 | Labeling plate for gluing on enclosure, label size 22x22 mm, black label, white font, with inscription: Off | - | 0 | 0
3SU1900-0AF16-0DK0-Z | Y19 | 3SU1900-0AF16-0DK0-ZY19 | 1 | UN | 1 | 10 | C | D | N | N | 85389099 | 10 |  | 0.002 | KG | 2.95 | 2.95 | CP20 | CP20 | Labeling plate for gluing on enclosure, label size 22x22 mm, black label, white font, with inscription: Off, Customer-specific selection with SIRIUS ACT configurator (CIN) | - | 0 | 0
3SU1900-0AF16-0DL0 |  | 3SU1900-0AF16-0DL0 | 1 | UN | 1 | 5 | B | D | N | N | 85389099 | 10 | 4011209960763 | 0.6 | G | 2 | 2 | CP20 | CP20 | Labeling plate for gluing on enclosure, label size 22x22 mm, black label, white font, with inscription: Up | - | 0 | 0
3SU1900-0AF16-0DL0-Z | Y19 | 3SU1900-0AF16-0DL0-ZY19 | 1 | UN | 1 | 10 | C | D | N | N | 85389099 | 10 |  | 0.001 | KG | 2.95 | 2.95 | CP20 | CP20 | Labeling plate for gluing on enclosure, label size 22x22 mm, black label, white font, with inscription: Up, Customer-specific selection with SIRIUS ACT configurator (CIN) | - | 0 | 0
3SU1900-0AF16-0DM0 |  | 3SU1900-0AF16-0DM0 | 1 | UN | 1 | 5 | B | D | N | N | 85389099 | 10 | 4011209960770 | 0.004 | KG | 2 | 2 | CP20 | CP20 | Labeling plate for gluing on enclosure, label size 22x22 mm, black label, white font, with inscription: Down | - | 0 | 0
3SU1900-0AF16-0DM0-Z | Y19 | 3SU1900-0AF16-0DM0-ZY19 | 1 | UN | 1 | 10 | C | D | N | N | 85389099 | 10 |  | 0.001 | KG | 2.95 | 2.95 | CP20 | CP20 | Labeling plate for gluing on enclosure, label size 22x22 mm, black label, white font, with inscription: Down, Customer-specific selection with SIRIUS ACT configurator (CIN) | - | 0 | 0
3SU1900-0AF16-0DN0 |  | 3SU1900-0AF16-0DN0 | 1 | UN | 1 | 5 | B | D | N | N | 85389099 | 10 | 4011209960787 | 0.002 | KG | 2 | 2 | CP20 | CP20 | Labeling plate for gluing on enclosure, label size 22x22 mm, black label, white font, with inscription: forward | - | 0 | 0
3SU1900-0AF16-0DN0-Z | Y19 | 3SU1900-0AF16-0DN0-ZY19 | 1 | UN | 1 | 10 | C | D | N | N | 85389099 | 10 |  | 0.002 | KG | 2.95 | 2.95 | CP20 | CP20 | Labeling plate for gluing on enclosure, label size 22x22 mm, black label, white font, with inscription: forward, Customer-specific selection with SIRIUS ACT configurator (CIN) | - | 0 | 0
3SU1900-0AF16-0DP0 |  | 3SU1900-0AF16-0DP0 | 1 | UN | 1 | 5 | B | D | N | N | 85389099 | 10 | 4011209960794 | 0.001 | G | 2 | 2 | CP20 | CP20 | Labeling plate for gluing on enclosure, label size 22x22 mm, black label, white font, with inscription: Reverse | - | 0 | 0
3SU1900-0AF16-0DP0-Z | Y19 | 3SU1900-0AF16-0DP0-ZY19 | 1 | UN | 1 | 10 | C | D | N | N | 85389099 | 10 |  | 0.5 | G | 2.95 | 2.95 | CP20 | CP20 | Labeling plate for gluing on enclosure, label size 22x22 mm, black label, white font, with inscription: Reverse, Customer-specific selection with SIRIUS ACT configurator (CIN) | - | 0 | 0
3SU1900-0AF16-0DQ0 |  | 3SU1900-0AF16-0DQ0 | 1 | UN | 1 | 5 | B | D | N | N | 85389099 | 10 | 4011209960800 | 0.001 | KG | 2 | 2 | CP20 | CP20 | Labeling plate for gluing on enclosure, label size 22x22 mm, black label, white font, with inscription: Right | - | 0 | 0
3SU1900-0AF16-0DQ0-Z | Y19 | 3SU1900-0AF16-0DQ0-ZY19 | 1 | UN | 1 | 10 | C | D | N | N | 85389099 | 10 |  | 0.001 | KG | 2.95 | 2.95 | CP20 | CP20 | Labeling plate for gluing on enclosure, label size 22x22 mm, black label, white font, with inscription: Right, Customer-specific selection with SIRIUS ACT configurator (CIN) | - | 0 | 0
3SU1900-0AF16-0DR0 |  | 3SU1900-0AF16-0DR0 | 1 | UN | 1 | 5 | B | D | N | N | 85389099 | 10 | 4011209960817 | 0.001 | G | 2 | 2 | CP20 | CP20 | Labeling plate for gluing on enclosure, label size 22x22 mm, black label, white font, with inscription: left | - | 0 | 0
3SU1900-0AF16-0DR0-Z | Y19 | 3SU1900-0AF16-0DR0-ZY19 | 1 | UN | 1 | 10 | C | D | N | N | 85389099 | 10 |  | 0.001 | KG | 2.95 | 2.95 | CP20 | CP20 | Labeling plate for gluing on enclosure, label size 22x22 mm, black label, white font, with inscription: left, Customer-specific selection with SIRIUS ACT configurator (CIN) | - | 0 | 0
3SU1900-0AF16-0DS0 |  | 3SU1900-0AF16-0DS0 | 1 | UN | 1 | 5 | B | D | N | N | 85389099 | 10 | 4011209960824 | 0.8 | G | 2 | 2 | CP20 | CP20 | Labeling plate for gluing on enclosure, label size 22x22 mm, black label, white font, with inscription: Stop | - | 0 | 0
3SU1900-0AF16-0DS0-Z | Y19 | 3SU1900-0AF16-0DS0-ZY19 | 1 | UN | 1 | 10 | C | D | N | N | 85389099 | 10 |  | 0.8 | G | 2.95 | 2.95 | CP20 | CP20 | Labeling plate for gluing on enclosure, label size 22x22 mm, black label, white font, with inscription: Stop, Customer-specific selection with SIRIUS ACT configurator (CIN) | - | 0 | 0
3SU1900-0AF16-0DT0 |  | 3SU1900-0AF16-0DT0 | 1 | UN | 1 | 5 | B | D | N | N | 85389099 | 10 | 4011209960831 | 0.8 | G | 2 | 2 | CP20 | CP20 | Labeling plate for gluing on enclosure, label size 22x22 mm, black label, white font, with inscription: start | - | 0 | 0
3SU1900-0AF16-0DT0-Z | Y19 | 3SU1900-0AF16-0DT0-ZY19 | 1 | UN | 1 | 10 | C | D | N | N | 85389099 | 10 |  | 0.001 | KG | 2.95 | 2.95 | CP20 | CP20 | Labeling plate for gluing on enclosure, label size 22x22 mm, black label, white font, with inscription: Start, Customer-specific selection with SIRIUS ACT configurator (CIN) | - | 0 | 0
3SU1900-0AF16-0DU0 |  | 3SU1900-0AF16-0DU0 | 1 | UN | 1 | 5 | B | D | N | N | 85389099 | 10 | 4011209960848 | 0.599 | G | 2 | 2 | CP20 | CP20 | Labeling plate for gluing on enclosure, label size 22x22 mm, black label, white font, with inscription: Reset | - | 0 | 0
3SU1900-0AF16-0DU0-Z | Y19 | 3SU1900-0AF16-0DU0-ZY19 | 1 | UN | 1 | 10 | C | D | N | N | 85389099 | 10 |  | 0.001 | KG | 2.95 | 2.95 | CP20 | CP20 | Labeling plate for gluing on enclosure, label size 22x22 mm, black label, white font, with inscription: Reset, Customer-specific selection with SIRIUS ACT configurator (CIN) | - | 0 | 0
3SU1900-0AF16-0DV0 |  | 3SU1900-0AF16-0DV0 | 1 | UN | 1 | 5 | B | D | N | N | 85389099 | 10 | 4011209960855 | 0.5 | G | 2 | 2 | CP20 | CP20 | Labeling plate for gluing on enclosure, label size 22x22 mm, black label, white font, with inscription: test | - | 0 | 0
3SU1900-0AF16-0DV0-Z | Y19 | 3SU1900-0AF16-0DV0-ZY19 | 1 | UN | 1 | 10 | C | D | N | N | 85389099 | 10 |  | 0.5 | G | 2.95 | 2.95 | CP20 | CP20 | Labeling plate for gluing on enclosure, label size 22x22 mm, black label, white font, with inscription: Test, Customer-specific selection with SIRIUS ACT configurator (CIN) | - | 0 | 0
3SU1900-0AF16-0DW0 |  | 3SU1900-0AF16-0DW0 | 1 | UN | 1 | 5 | B | D | N | N | 85389099 | 10 | 4011209960862 | 0.8 | G | 2 | 2 | CP20 | CP20 | Labeling plate for gluing on enclosure, label size 22x22 mm, black label, white font, with inscription: Open | - | 0 | 0
3SU1900-0AF16-0DW0-Z | Y19 | 3SU1900-0AF16-0DW0-ZY19 | 1 | UN | 1 | 10 | C | D | N | N | 85389099 | 10 |  | 0.002 | KG | 2.95 | 2.95 | CP20 | CP20 | Labeling plate for gluing on enclosure, label size 22x22 mm, black label, white font, with inscription: Open, Customer-specific selection with SIRIUS ACT configurator (CIN) | - | 0 | 0
3SU1900-0AF16-0DX0 |  | 3SU1900-0AF16-0DX0 | 1 | UN | 1 | 5 | B | D | N | N | 85389099 | 10 | 4011209960879 | 0.001 | G | 2 | 2 | CP20 | CP20 | Labeling plate for gluing on enclosure, label size 22x22 mm, black label, white font, with inscription: Close | - | 0 | 0
3SU1900-0AF16-0DX0-Z | Y19 | 3SU1900-0AF16-0DX0-ZY19 | 1 | UN | 1 | 10 | C | D | N | N | 85389099 | 10 |  | 0.001 | G | 2.95 | 2.95 | CP20 | CP20 | Labeling plate for gluing on enclosure, label size 22x22 mm, black label, white font, with inscription: Close, Customer-specific selection with SIRIUS ACT configurator (CIN) | - | 0 | 0
3SU1900-0AF16-0EB0 |  | 3SU1900-0AF16-0EB0 | 1 | UN | 1 | 5 | B | D | N | N | 85389099 | 10 | 4011209960909 | 0.001 | KG | 2 | 2 | CP20 | CP20 | Labeling plate for gluing on enclosure, label size 22x22 mm, black label, white font, with inscription: Running | - | 0 | 0
3SU1900-0AF16-0EB0-Z | Y19 | 3SU1900-0AF16-0EB0-ZY19 | 1 | UN | 1 | 10 | C | D | N | N | 85389099 | 10 |  | 0.001 | KG | 2.95 | 2.95 | CP20 | CP20 | Labeling plate for gluing on enclosure, label size 22x22 mm, black label, white font, with inscription: Running, Customer-specific selection with SIRIUS ACT configurator (CIN) | - | 0 | 0
3SU1900-0AF16-0EC0 |  | 3SU1900-0AF16-0EC0 | 1 | UN | 1 | 5 | B | D | N | N | 85389099 | 10 | 4011209960916 | 0.004 | KG | 2 | 2 | CP20 | CP20 | Labeling plate for gluing on enclosure, label size 22x22 mm, black label, white font, with inscription: Fault | - | 0 | 0
3SU1900-0AF16-0EC0-Z | Y19 | 3SU1900-0AF16-0EC0-ZY19 | 1 | UN | 1 | 10 | C | D | N | N | 85389099 | 10 |  | 0.4 | G | 2.95 | 2.95 | CP20 | CP20 | Labeling plate for gluing on enclosure, label size 22x22 mm, black label, white font, with inscription: Fault, Customer-specific selection with SIRIUS ACT configurator (CIN) | - | 0 | 0
3SU1900-0AF16-0EE0 |  | 3SU1900-0AF16-0EE0 | 1 | UN | 1 | 5 | B | D | N | N | 85389099 | 10 | 4011209960886 | 0.5 | G | 2 | 2 | CP20 | CP20 | Labeling plate for gluing on enclosure, label size 22x22 mm, black label, white font, with inscription: Fast | - | 0 | 0
3SU1900-0AF16-0EE0-Z | Y19 | 3SU1900-0AF16-0EE0-ZY19 | 1 | UN | 1 | 10 | C | D | N | N | 85389099 | 10 |  | 0.002 | KG | 2.95 | 2.95 | CP20 | CP20 | Labeling plate for gluing on enclosure, label size 22x22 mm, black label, white font, with inscription: Fast, Customer-specific selection with SIRIUS ACT configurator (CIN) | - | 0 | 0
3SU1900-0AF16-0EF0 |  | 3SU1900-0AF16-0EF0 | 1 | UN | 1 | 5 | B | D | N | N | 85389099 | 10 | 4011209960893 | 0.001 | KG | 2 | 2 | CP20 | CP20 | Labeling plate for gluing on enclosure, label size 22x22 mm, black label, white font, with inscription: Slow | - | 0 | 0
3SU1900-0AF16-0EF0-Z | Y19 | 3SU1900-0AF16-0EF0-ZY19 | 1 | UN | 1 | 10 | C | D | N | N | 85389099 | 10 |  | 0.002 | KG | 2.95 | 2.95 | CP20 | CP20 | Labeling plate for gluing on enclosure, label size 22x22 mm, black label, white font, with inscription: Slow, Customer-specific selection with SIRIUS ACT configurator (CIN) | - | 0 | 0
3SU1900-0AF16-0GA0 |  | 3SU1900-0AF16-0GA0 | 1 | UN | 1 | 5 | B | D | N | N | 85389099 | 10 | 4011209960930 | 0.003 | KG | 2 | 2 | CP20 | CP20 | Labeling plate for gluing on enclosure, label size 22x22 mm, black label, white font, with inscription: Marche | - | 0 | 0
3SU1900-0AF16-0GA0-Z | Y19 | 3SU1900-0AF16-0GA0-ZY19 | 1 | UN | 1 | 10 | C | D | N | N | 85389099 | 10 |  | 0.428 | G | 2.95 | 2.95 | CP20 | CP20 | Labeling plate for gluing on enclosure, label size 22x22 mm, black label, white font, with inscription: Marche, Customer-specific selection with SIRIUS ACT configurator (CIN) | - | 0 | 0
3SU1900-0AF16-0GB0 |  | 3SU1900-0AF16-0GB0 | 1 | UN | 1 | 5 | B | D | N | N | 85389099 | 10 | 4011209960947 | 0.004 | KG | 2 | 2 | CP20 | CP20 | Labeling plate for gluing on enclosure, label size 22x22 mm, black label, white font, with inscription: Arret | - | 0 | 0
3SU1900-0AF16-0GB0-Z | Y19 | 3SU1900-0AF16-0GB0-ZY19 | 1 | UN | 1 | 10 | C | D | N | N | 85389099 | 10 |  | 0.001 | G | 2.95 | 2.95 | CP20 | CP20 | Labeling plate for gluing on enclosure, label size 22x22 mm, black label, white font, with inscription: Arret, Customer-specific selection with SIRIUS ACT configurator (CIN) | - | 0 | 0
3SU1900-0AF16-0GC0 |  | 3SU1900-0AF16-0GC0 | 1 | UN | 1 | 5 | B | D | N | N | 85389099 | 10 | 4011209960954 | 0.001 | KG | 2 | 2 | CP20 | CP20 | Labeling plate for gluing on enclosure, label size 22x22 mm, black label, white font, with inscription: Montee | - | 0 | 0
3SU1900-0AF16-0GC0-Z | Y19 | 3SU1900-0AF16-0GC0-ZY19 | 1 | UN | 1 | 10 | C | D | N | N | 85389099 | 10 |  | 0.004 | KG | 2.95 | 2.95 | CP20 | CP20 | Labeling plate for gluing on enclosure, label size 22x22 mm, black label, white font, with inscription: Montee, Customer-specific selection with SIRIUS ACT configurator (CIN) | - | 0 | 0
3SU1900-0AF16-0GD0 |  | 3SU1900-0AF16-0GD0 | 1 | UN | 1 | 5 | B | D | N | N | 85389099 | 10 | 4011209960961 | 0.001 | KG | 2 | 2 | CP20 | CP20 | Labeling plate for gluing on enclosure, label size 22x22 mm, black label, white font, with inscription: descente | - | 0 | 0
3SU1900-0AF16-0GD0-Z | Y19 | 3SU1900-0AF16-0GD0-ZY19 | 1 | UN | 1 | 10 | C | D | N | N | 85389099 | 10 |  | 0.5 | G | 2.95 | 2.95 | CP20 | CP20 | Labeling plate for gluing on enclosure, label size 22x22 mm, black label, white font, with inscription: descente, Customer-specific selection with SIRIUS ACT configurator (CIN) | - | 0 | 0
3SU1900-0AF16-0GF0 |  | 3SU1900-0AF16-0GF0 | 1 | UN | 1 | 5 | B | D | N | N | 85389099 | 10 | 4011209961609 | 0.004 | KG | 2 | 2 | CP20 | CP20 | Labeling plate for gluing on enclosure, label size 22x22 mm, black label, white font, with inscription: Retour | - | 0 | 0
3SU1900-0AF16-0GF0-Z | Y19 | 3SU1900-0AF16-0GF0-ZY19 | 1 | UN | 1 | 10 | C | D | N | N | 85389099 | 10 |  | 0.004 | KG | 2.95 | 2.95 | CP20 | CP20 | Labeling plate for gluing on enclosure, label size 22x22 mm, black label, white font, with inscription: Retour, Customer-specific selection with SIRIUS ACT configurator (CIN) | - | 0 | 0
3SU1900-0AF16-0GG0 |  | 3SU1900-0AF16-0GG0 | 1 | UN | 1 | 5 | B | D | N | N | 85389099 | 10 | 4011209962132 | 0.001 | KG | 2 | 2 | CP20 | CP20 | Labeling plate for gluing on enclosure, label size 22x22 mm, black label, white font, with inscription: Droite | - | 0 | 0
3SU1900-0AF16-0GG0-Z | Y19 | 3SU1900-0AF16-0GG0-ZY19 | 1 | UN | 1 | 10 | C | D | N | N | 85389099 | 10 |  | 0.001 | KG | 2.95 | 2.95 | CP20 | CP20 | Labeling plate for gluing on enclosure, label size 22x22 mm, black label, white font, with inscription: Droite, Customer-specific selection with SIRIUS ACT configurator (CIN) | - | 0 | 0
3SU1900-0AF16-0GH0 |  | 3SU1900-0AF16-0GH0 | 1 | UN | 1 | 5 | B | D | N | N | 85389099 | 10 | 4011209962149 | 0.003 | KG | 2 | 2 | CP20 | CP20 | Labeling plate for gluing on enclosure, label size 22x22 mm, black label, white font, with inscription: Gauche | - | 0 | 0
3SU1900-0AF16-0GH0-Z | Y19 | 3SU1900-0AF16-0GH0-ZY19 | 1 | UN | 1 | 10 | C | D | N | N | 85389099 | 10 |  | 0.003 | KG | 2.95 | 2.95 | CP20 | CP20 | Labeling plate for gluing on enclosure, label size 22x22 mm, black label, white font, with inscription: Gauche, Customer-specific selection with SIRIUS ACT configurator (CIN) | - | 0 | 0
3SU1900-0AF16-0GJ0 |  | 3SU1900-0AF16-0GJ0 | 1 | UN | 1 | 5 | B | D | N | N | 85389099 | 10 | 4011209962156 | 0.5 | G | 2 | 2 | CP20 | CP20 | Labeling plate for gluing on enclosure, label size 22x22 mm, black label, white font, with inscription: Ouvert | - | 0 | 0
3SU1900-0AF16-0GJ0-Z | Y19 | 3SU1900-0AF16-0GJ0-ZY19 | 1 | UN | 1 | 10 | C | D | N | N | 85389099 | 10 |  | 0.5 | G | 2.95 | 2.95 | CP20 | CP20 | Labeling plate for gluing on enclosure, label size 22x22 mm, black label, white font, with inscription: Ouvert, Customer-specific selection with SIRIUS ACT configurator (CIN) | - | 0 | 0
3SU1900-0AF16-0GK0 |  | 3SU1900-0AF16-0GK0 | 1 | UN | 1 | 5 | B | D | N | N | 85389099 | 10 | 4011209962163 | 0.5 | G | 2 | 2 | CP20 | CP20 | Labeling plate for gluing on enclosure, label size 22x22 mm, black label, white font, with inscription: Ferme | - | 0 | 0
3SU1900-0AF16-0GK0-Z | Y19 | 3SU1900-0AF16-0GK0-ZY19 | 1 | UN | 1 | 10 | C | D | N | N | 85389099 | 10 |  | 0.5 | G | 2.95 | 2.95 | CP20 | CP20 | Labeling plate for gluing on enclosure, label size 22x22 mm, black label, white font, with inscription: Ferme, Customer-specific selection with SIRIUS ACT configurator (CIN) | - | 0 | 0
3SU1900-0AF16-0GL0 |  | 3SU1900-0AF16-0GL0 | 1 | UN | 1 | 5 | B | D | N | N | 85389099 | 10 | 4011209962170 | 0.5 | G | 2 | 2 | CP20 | CP20 | Labeling plate for gluing on enclosure, label size 22x22 mm, black label, white font, with inscription: Rapide | - | 0 | 0
3SU1900-0AF16-0GL0-Z | Y19 | 3SU1900-0AF16-0GL0-ZY19 | 1 | UN | 1 | 10 | C | D | N | N | 85389099 | 10 |  | 0.002 | KG | 2.95 | 2.95 | CP20 | CP20 | Labeling plate for gluing on enclosure, label size 22x22 mm, black label, white font, with inscription: Rapide, Customer-specific selection with SIRIUS ACT configurator (CIN) | - | 0 | 0
3SU1900-0AF16-0GM0 |  | 3SU1900-0AF16-0GM0 | 1 | UN | 1 | 5 | B | D | N | N | 85389099 | 10 | 4011209962194 | 0.003 | KG | 2 | 2 | CP20 | CP20 | Labeling plate for gluing on enclosure, label size 22x22 mm, black label, white font, with inscription: En Service | - | 0 | 0
3SU1900-0AF16-0GM0-Z | Y19 | 3SU1900-0AF16-0GM0-ZY19 | 1 | UN | 1 | 10 | C | D | N | N | 85389099 | 10 |  | 0.5 | G | 2.95 | 2.95 | CP20 | CP20 | Labeling plate for gluing on enclosure, label size 22x22 mm, black label, white font, with inscription: En Service, Customer-specific selection with SIRIUS ACT configurator (CIN) | - | 0 | 0
3SU1900-0AF16-0GN0 |  | 3SU1900-0AF16-0GN0 | 1 | UN | 1 | 5 | B | D | N | N | 85389099 | 10 | 4011209962200 | 0.001 | G | 2 | 2 | CP20 | CP20 | Labeling plate for gluing on enclosure, label size 22x22 mm, black label, white font, with inscription: Defaut | - | 0 | 0
3SU1900-0AF16-0GN0-Z | Y19 | 3SU1900-0AF16-0GN0-ZY19 | 1 | UN | 1 | 10 | C | D | N | N | 85389099 | 10 |  | 0.001 | G | 2.95 | 2.95 | CP20 | CP20 | Labeling plate for gluing on enclosure, label size 22x22 mm, black label, white font, with inscription: Defaut, Customer-specific selection with SIRIUS ACT configurator (CIN) | - | 0 | 0
3SU1900-0AF16-0GQ0 |  | 3SU1900-0AF16-0GQ0 | 1 | UN | 1 | 5 | B | D | N | N | 85389099 | 10 | 4047621012742 | 0.003 | KG | 2 | 2 | CP20 | CP20 | Labeling plate for gluing on enclosure, label size 22x22 mm, black label, white font, with inscription: ArrÃªt d'urgence | - | 0 | 0
3SU1900-0AF16-0GQ0-Z | Y19 | 3SU1900-0AF16-0GQ0-ZY19 | 1 | UN | 1 | 10 | C | D | N | N | 85389099 | 10 |  | 0.5 | G | 2.95 | 2.95 | CP20 | CP20 | Labeling plate for gluing on enclosure, label size 22x22 mm, black label, white font, with inscription: ArrÃªt d'urgence, Customer-specific selection with SIRIUS ACT configurator (CIN) | - | 0 | 0
3SU1900-0AF16-0GS0 |  | 3SU1900-0AF16-0GS0 | 1 | UN | 1 | 5 | B | D | N | N | 85389099 | 10 | 4011209962224 | 0.005 | G | 2 | 2 | CP20 | CP20 | Labeling plate for gluing on enclosure, label size 22x22 mm, black label, white font, with inscription: Sous tension | - | 0 | 0
3SU1900-0AF16-0GS0-Z | Y19 | 3SU1900-0AF16-0GS0-ZY19 | 1 | UN | 1 | 10 | C | D | N | N | 85389099 | 10 |  | 0.001 | KG | 2.95 | 2.95 | CP20 | CP20 | Labeling plate for gluing on enclosure, label size 22x22 mm, black label, white font, with inscription: Sous tension, Customer-specific selection with SIRIUS ACT configurator (CIN) | - | 0 | 0
3SU1900-0AF16-0GT0 |  | 3SU1900-0AF16-0GT0 | 1 | UN | 1 | 5 | B | D | N | N | 85389099 | 10 | 4011209962231 | 0.004 | KG | 2 | 2 | CP20 | CP20 | Labeling plate for gluing on enclosure, label size 22x22 mm, black label, white font, with inscription: Manu Auto | - | 0 | 0
3SU1900-0AF16-0GT0-Z | Y19 | 3SU1900-0AF16-0GT0-ZY19 | 1 | UN | 1 | 10 | C | D | N | N | 85389099 | 10 |  | 0.1 | G | 2.95 | 2.95 | CP20 | CP20 | Labeling plate for gluing on enclosure, label size 22x22 mm, black label, white font, with inscription: Manu Auto, Customer-specific selection with SIRIUS ACT configurator (CIN) | - | 0 | 0
3SU1900-0AF16-0GU0 |  | 3SU1900-0AF16-0GU0 | 1 | UN | 1 | 5 | B | D | N | N | 85389099 | 10 | 4011209962248 | 0.004 | KG | 2 | 2 | CP20 | CP20 | Labeling plate for gluing on enclosure, label size 22x22 mm, black label, white font, with inscription: Marche ArrÃªt | - | 0 | 0
3SU1900-0AF16-0GU0-Z | Y19 | 3SU1900-0AF16-0GU0-ZY19 | 1 | UN | 1 | 10 | C | D | N | N | 85389099 | 10 |  | 0.5 | G | 2.95 | 2.95 | CP20 | CP20 | Labeling plate for gluing on enclosure, label size 22x22 mm, black label, white font, with inscription: Marche ArrÃªt, Customer-specific selection with SIRIUS ACT configurator (CIN) | - | 0 | 0
3SU1900-0AF16-0GV0 |  | 3SU1900-0AF16-0GV0 | 1 | UN | 1 | 5 | B | D | N | N | 85389099 | 10 | 4011209962255 | 0.001 | G | 2 | 2 | CP20 | CP20 | Labeling plate for gluing on enclosure, label size 22x22 mm, black label, white font, with inscription: Rearmement | - | 0 | 0
3SU1900-0AF16-0GV0-Z | Y19 | 3SU1900-0AF16-0GV0-ZY19 | 1 | UN | 1 | 10 | C | D | N | N | 85389099 | 10 |  | 0.001 | KG | 2.95 | 2.95 | CP20 | CP20 | Labeling plate for gluing on enclosure, label size 22x22 mm, black label, white font, with inscription: Rearmement, Customer-specific selection with SIRIUS ACT configurator (CIN) | - | 0 | 0
3SU1900-0AF16-0GW0 |  | 3SU1900-0AF16-0GW0 | 1 | UN | 1 | 5 | B | D | N | N | 85389099 | 10 | 4011209962187 | 0.004 | KG | 2 | 2 | CP20 | CP20 | Labeling plate for gluing on enclosure, label size 22x22 mm, black label, white font, with inscription: Lent | - | 0 | 0
3SU1900-0AF16-0GW0-Z | Y19 | 3SU1900-0AF16-0GW0-ZY19 | 1 | UN | 1 | 10 | C | D | N | N | 85389099 | 10 |  | 0.002 | KG | 2.95 | 2.95 | CP20 | CP20 | Labeling plate for gluing on enclosure, label size 22x22 mm, black label, white font, with inscription: Lent, Customer-specific selection with SIRIUS ACT configurator (CIN) | - | 0 | 0
3SU1900-0AF16-0GX0 |  | 3SU1900-0AF16-0GX0 | 1 | UN | 1 | 5 | B | D | N | N | 85389099 | 10 | 4011209962217 | 0.002 | KG | 2.48 | 2.48 | CP20 | CP20 | Labeling plate for gluing on enclosure, label size 22x22 mm, black label, white font, with inscription: D'Urgent | - | 0 | 7
3SU1900-0AF16-0QA0 |  | 3SU1900-0AF16-0QA0 | 1 | UN | 1 | 5 | B | D | N | N | 85389099 | 10 | 4011209962262 | 0.65 | G | 2 | 2 | CP20 | CP20 | Labeling plate for gluing on enclosure, label size 22x22 mm, black label, white font, with graphic symbol: O | - | 0 | 0
3SU1900-0AF16-0QA0-Z | Y19 | 3SU1900-0AF16-0QA0-ZY19 | 1 | UN | 1 | 10 | C | D | N | N | 85389099 | 10 |  | 0.001 | G | 2.95 | 2.95 | CP20 | CP20 | Labeling plate for gluing on enclosure, label size 22x22 mm, black label, white font, with graphic symbol: O Customer-specific selection with SIRIUS ACT configurator (CIN) | - | 0 | 0
3SU1900-0AF16-0QB0 |  | 3SU1900-0AF16-0QB0 | 1 | UN | 1 | 5 | B | D | N | N | 85389099 | 10 | 4011209962279 | 0.6 | G | 2 | 2 | CP20 | CP20 | Labeling plate for gluing on enclosure, label size 22x22 mm, black label, white font, with graphic symbol: I | - | 0 | 0
3SU1900-0AF16-0QB0-Z | Y19 | 3SU1900-0AF16-0QB0-ZY19 | 1 | UN | 1 | 10 | C | D | N | N | 85389099 | 10 |  | 0.001 | KG | 2.95 | 2.95 | CP20 | CP20 | Labeling plate for gluing on enclosure, label size 22x22 mm, black label, white font, with graphic symbol: I, Customer-specific selection with SIRIUS ACT configurator (CIN) | - | 0 | 0
3SU1900-0AF16-0QC0 |  | 3SU1900-0AF16-0QC0 | 1 | UN | 1 | 5 | B | D | N | N | 85389099 | 10 | 4011209962286 | 0.002 | KG | 2 | 2 | CP20 | CP20 | Labeling plate for gluing on enclosure, label size 22x22 mm, black label, white font, with graphic symbol: II | - | 0 | 0
3SU1900-0AF16-0QC0-Z | Y19 | 3SU1900-0AF16-0QC0-ZY19 | 1 | UN | 1 | 10 | C | D | N | N | 85389099 | 10 |  | 0.5 | G | 2.95 | 2.95 | CP20 | CP20 | Labeling plate for gluing on enclosure, label size 22x22 mm, black label, white font, with graphic symbol: II, Customer-specific selection with SIRIUS ACT configurator (CIN) | - | 0 | 0
3SU1900-0AF16-0QD0 |  | 3SU1900-0AF16-0QD0 | 1 | UN | 1 | 5 | B | D | N | N | 85389099 | 10 | 4011209962293 | 0.004 | KG | 2 | 2 | CP20 | CP20 | Labeling plate for gluing on enclosure, label size 22x22 mm, black label, white font, with graphic symbol: III | - | 0 | 0
3SU1900-0AF16-0QD0-Z | Y19 | 3SU1900-0AF16-0QD0-ZY19 | 1 | UN | 1 | 10 | C | D | N | N | 85389099 | 10 |  | 0.004 | KG | 2.95 | 2.95 | CP20 | CP20 | Labeling plate for gluing on enclosure, label size 22x22 mm, black label, white font, with graphic symbol: III, Customer-specific selection with SIRIUS ACT configurator (CIN) | - | 0 | 0
3SU1900-0AF16-0QG0 |  | 3SU1900-0AF16-0QG0 | 1 | UN | 1 | 5 | B | D | N | N | 85389099 | 10 | 4011209962309 | 0.001 | G | 2 | 2 | CP20 | CP20 | Labeling plate for gluing on enclosure, label size 22x22 mm, black label, white font, with graphic symbol: O I | - | 0 | 0
3SU1900-0AF16-0QG0-Z | Y19 | 3SU1900-0AF16-0QG0-ZY19 | 1 | UN | 1 | 10 | C | D | N | N | 85389099 | 10 |  | 0.75 | G | 2.95 | 2.95 | CP20 | CP20 | Labeling plate for gluing on enclosure, label size 22x22 mm, black label, white font, with graphic symbol: O I, Customer-specific selection with SIRIUS ACT configurator (CIN) | - | 0 | 0
3SU1900-0AF16-0QK0 |  | 3SU1900-0AF16-0QK0 | 1 | UN | 1 | 5 | B | D | N | N | 85389099 | 10 | 4011209962316 | 0.004 | KG | 2 | 2 | CP20 | CP20 | Labeling plate for gluing on enclosure, label size 22x22 mm, black label, white font, with graphic symbol: I O II | - | 0 | 0
3SU1900-0AF16-0QK0-Z | Y19 | 3SU1900-0AF16-0QK0-ZY19 | 1 | UN | 1 | 10 | C | D | N | N | 85389099 | 10 |  | 0.003 | KG | 2.95 | 2.95 | CP20 | CP20 | Labeling plate for gluing on enclosure, label size 22x22 mm, black label, white font, with graphic symbol: I O II, Customer-specific selection with SIRIUS ACT configurator (CIN) | - | 0 | 0
3SU1900-0AF16-0QP0 |  | 3SU1900-0AF16-0QP0 | 1 | UN | 1 | 5 | B | D | N | N | 85389099 | 10 | 4011209962323 | 0.001 | KG | 2 | 2 | CP20 | CP20 | Labeling plate for gluing on enclosure, label size 22x22 mm, black label, white font, with graphic symbol: I O | - | 0 | 0
3SU1900-0AF16-0QP0-Z | Y19 | 3SU1900-0AF16-0QP0-ZY19 | 1 | UN | 1 | 10 | C | D | N | N | 85389099 | 10 |  | 0.003 | KG | 2.95 | 2.95 | CP20 | CP20 | Labeling plate for gluing on enclosure, label size 22x22 mm, black label, white font, with graphic symbol: I O, Customer-specific selection with SIRIUS ACT configurator (CIN) | - | 0 | 0
3SU1900-0AF16-0QQ0 |  | 3SU1900-0AF16-0QQ0 | 1 | UN | 1 | 5 | B | D | N | N | 85389099 | 10 | 4011209962330 | 0.6 | G | 2 | 2 | CP20 | CP20 | Labeling plate for gluing on enclosure, label size 22x22 mm, black label, white font, with graphic symbol: II O I | - | 0 | 0
3SU1900-0AF16-0QQ0-Z | Y19 | 3SU1900-0AF16-0QQ0-ZY19 | 1 | UN | 1 | 10 | C | D | N | N | 85389099 | 10 |  | 0.6 | G | 2.95 | 2.95 | CP20 | CP20 | Labeling plate for gluing on enclosure, label size 22x22 mm, black label, white font, with graphic symbol: II O I, Customer-specific selection with SIRIUS ACT configurator (CIN) | - | 0 | 0
3SU1900-0AF16-0QR0 |  | 3SU1900-0AF16-0QR0 | 1 | UN | 1 | 5 | B | D | N | N | 85389099 | 10 | 4011209962347 | 0.667 | G | 2 | 2 | CP20 | CP20 | Labeling plate for gluing on enclosure, label size 22x22 mm, black label, white font, with graphic symbol: arrow pointing to the right | - | 0 | 0
3SU1900-0AF16-0QR0-Z | Y19 | 3SU1900-0AF16-0QR0-ZY19 | 1 | UN | 1 | 10 | C | D | N | N | 85389099 | 10 |  | 0.001 | KG | 2.95 | 2.95 | CP20 | CP20 | Labeling plate for gluing on enclosure, label size 22x22 mm, black label, white font, with graphic symbol: Arrow pointing to the right Customer-specific selection with SIRIUS ACT configurator (CIN) | - | 0 | 0
3SU1900-0AF16-0RD0 |  | 3SU1900-0AF16-0RD0 | 1 | UN | 1 | 5 | B | D | N | N | 85389099 | 10 | 4011209960183 | 0.004 | KG | 2 | 2 | CP20 | CP20 | Labeling plate for gluing on enclosure, Label size 22x22 mm, black label, white font, with symbol: pump | - | 0 | 0
3SU1900-0AF16-0RD0-Z | Y19 | 3SU1900-0AF16-0RD0-ZY19 | 1 | UN | 1 | 10 | C | D | N | N | 85389099 | 10 |  | 0.002 | KG | 2.95 | 2.95 | CP20 | CP20 | Labeling plate for gluing on enclosure, Label size 22x22 mm, black label, white font, with symbol: pump, Customer-specific selection with SIRIUS ACT configurator (CIN) | - | 0 | 0
3SU1900-0AF16-0RV0 |  | 3SU1900-0AF16-0RV0 | 1 | UN | 1 | 5 | B | D | N | N | 85389099 | 10 | 4011209960176 | 0.001 | KG | 2 | 2 | CP20 | CP20 | Labeling plate for gluing on enclosure, Label size 22x22 mm, black label, white font, with symbol: fan | - | 0 | 0
3SU1900-0AF16-0RV0-Z | Y19 | 3SU1900-0AF16-0RV0-ZY19 | 1 | UN | 1 | 10 | C | D | N | N | 85389099 | 10 |  | 0.001 | KG | 2.95 | 2.95 | CP20 | CP20 | Labeling plate for gluing on enclosure, Label size 22x22 mm, black label, white font, with symbol: fan, Customer-specific selection with SIRIUS ACT configurator (CIN) | - | 0 | 0
3SU1900-0AF16-0RW0 |  | 3SU1900-0AF16-0RW0 | 1 | UN | 1 | 5 | B | D | N | N | 85389099 | 10 | 4011209960978 | 0.5 | G | 2 | 2 | CP20 | CP20 | Labeling plate for gluing on enclosure, Label size 22x22 mm, black label, white font, with symbol: cooling | - | 0 | 0
3SU1900-0AF16-0RW0-Z | Y19 | 3SU1900-0AF16-0RW0-ZY19 | 1 | UN | 1 | 10 | C | D | N | N | 85389099 | 10 |  | 0.002 | KG | 2.95 | 2.95 | CP20 | CP20 | Labeling plate for gluing on enclosure, Label size 22x22 mm, black label, white font, with symbol: cooling, Customer-specific selection with SIRIUS ACT configurator (CIN) | - | 0 | 0
3SU1900-0AF16-0RX0 |  | 3SU1900-0AF16-0RX0 | 1 | UN | 1 | 5 | B | D | N | N | 85389099 | 10 | 4011209960725 | 0.001 | G | 2 | 2 | CP20 | CP20 | Labeling plate for gluing on enclosure, Label size 22x22 mm, black label, white font, with symbol: lighting | - | 0 | 0
3SU1900-0AF16-0RX0-Z | Y19 | 3SU1900-0AF16-0RX0-ZY19 | 1 | UN | 1 | 10 | C | D | N | N | 85389099 | 10 |  | 0.004 | KG | 2.95 | 2.95 | CP20 | CP20 | Labeling plate for gluing on enclosure, Label size 22x22 mm, black label, white font, with symbol: lighting, Customer-specific selection with SIRIUS ACT configurator (CIN) | - | 0 | 0
3SU1900-0AF16-0RY0 |  | 3SU1900-0AF16-0RY0 | 1 | UN | 1 | 5 | B | D | N | N | 85389099 | 10 | 4011209960732 | 0.001 | G | 2 | 2 | CP20 | CP20 | Labeling plate for gluing on enclosure, Label size 22x22 mm, black label, white font, with symbol: motor | - | 0 | 0
3SU1900-0AF16-0RY0-Z | Y19 | 3SU1900-0AF16-0RY0-ZY19 | 1 | UN | 1 | 10 | C | D | N | N | 85389099 | 10 |  | 0.004 | KG | 2.95 | 2.95 | CP20 | CP20 | Labeling plate for gluing on enclosure, Label size 22x22 mm, black label, white font, with symbol: motor, Customer-specific selection with SIRIUS ACT configurator (CIN) | - | 0 | 0
3SU1900-0AF81-0AA0 |  | 3SU1900-0AF81-0AA0 | 100 | UN | 1 | 1 | A | D | N | N | 85389099 | 10 | 4011209962361 | 0.68 | G | 95.95 | 95.95 | CP20 | CP20 | Labeling plate for gluing on enclosure, label size 22x22mm, silver label, black font, without inscription, for self-labeling | - | 0 | 0
3SU1900-0AF81-0AA0-Z | X90 | 3SU1900-0AF81-0AA0-ZX90 | 100 | UN | 1 | 5 | B | D | N | N | 85389099 | 150 |  | 0.68 | G | 95.95 | 95.95 | CP20 | CP20 | Labeling plate for gluing on enclosure, label size 22x22 mm, silver label, black characters, without inscription, for self-labeling, Z=150-unit packaging |  | 0 | 0
3SU1900-0AF81-0AA0-Z | Y19 | 3SU1900-0AF81-0AA0-ZY19 | 100 | UN | 1 | 10 | C | D | N | N | 85389099 | 10 |  | 0.68 | G | 96.9 | 96.9 | CP20 | CP20 | Labeling plate for gluing on enclosure, label size 22x22 mm, silver label, black font, without inscription, for self-labeling, customer-specific selection with SIRIUS ACT configurator (CIN) | - | 0 | 0
3SU1900-0AF81-0AB0 |  | 3SU1900-0AF81-0AB0 | 1 | UN | 1 | 5 | B | D | N | N | 85389099 | 10 | 4011209962378 | 0.39 | G | 2.46 | 2.46 | CP20 | CP20 | Labeling plate for gluing on enclosure, label size 22x22 mm, silver label, black font with inscription: Ein | - | 0 | 0
3SU1900-0AF81-0AB0-Z | Y19 | 3SU1900-0AF81-0AB0-ZY19 | 1 | UN | 1 | 10 | C | D | N | N | 85389099 | 10 |  | 0.8 | G | 3.41 | 3.41 | CP20 | CP20 | Labeling plate for gluing on enclosure, label size 22x22 mm, silver label, black font with inscription: Ein, Customer-specific selection with SIRIUS ACT configurator (CIN) | - | 0 | 0
3SU1900-0AF81-0AC0 |  | 3SU1900-0AF81-0AC0 | 1 | UN | 1 | 5 | B | D | N | N | 85389099 | 10 | 4011209962385 | 0.002 | KG | 2.46 | 2.46 | CP20 | CP20 | Labeling plate for gluing on enclosure, label size 22x22 mm, silver label, black font with inscription: Aus | - | 0 | 0
3SU1900-0AF81-0AC0-Z | Y19 | 3SU1900-0AF81-0AC0-ZY19 | 1 | UN | 1 | 10 | C | D | N | N | 85389099 | 10 |  | 0.8 | G | 3.41 | 3.41 | CP20 | CP20 | Labeling plate for gluing on enclosure, label size 22x22 mm, silver label, black font with inscription: Aus, Customer-specific selection with SIRIUS ACT configurator (CIN) | - | 0 | 0
3SU1900-0AF81-0AD0 |  | 3SU1900-0AF81-0AD0 | 1 | UN | 1 | 5 | B | D | N | N | 85389099 | 10 | 4011209962910 | 0.8 | G | 2.46 | 2.46 | CP20 | CP20 | Labeling plate for gluing on enclosure, label size 22x22 mm, silver label, black font with inscription: Auf | - | 0 | 0
3SU1900-0AF81-0AD0-Z | Y19 | 3SU1900-0AF81-0AD0-ZY19 | 1 | UN | 1 | 10 | C | D | N | N | 85389099 | 10 |  | 0.004 | KG | 3.41 | 3.41 | CP20 | CP20 | Labeling plate for gluing on enclosure, label size 22x22 mm, silver label, black font with inscription: Auf, Customer-specific selection with SIRIUS ACT configurator (CIN) | - | 0 | 0
3SU1900-0AF81-0AE0 |  | 3SU1900-0AF81-0AE0 | 1 | UN | 1 | 5 | B | D | N | N | 85389099 | 10 | 4011209962927 | 0.6 | G | 2.46 | 2.46 | CP20 | CP20 | Labeling plate for gluing on enclosure, label size 22x22 mm, silver label, black font with inscription: Ab | - | 0 | 0
3SU1900-0AF81-0AE0-Z | Y19 | 3SU1900-0AF81-0AE0-ZY19 | 1 | UN | 1 | 10 | C | D | N | N | 85389099 | 10 |  | 0.2 | G | 3.41 | 3.41 | CP20 | CP20 | Labeling plate for gluing on enclosure, label size 22x22 mm, silver label, black font with inscription: Ab, Customer-specific selection with SIRIUS ACT configurator (CIN) | - | 0 | 0
3SU1900-0AF81-0AF0 |  | 3SU1900-0AF81-0AF0 | 1 | UN | 1 | 5 | B | D | N | N | 85389099 | 10 | 4011209962934 | 0.004 | KG | 2.46 | 2.46 | CP20 | CP20 | Labeling plate for gluing on enclosure, label size 22x22 mm, silver label, black font with inscription: Vor | - | 0 | 0
3SU1900-0AF81-0AF0-Z | Y19 | 3SU1900-0AF81-0AF0-ZY19 | 1 | UN | 1 | 10 | C | D | N | N | 85389099 | 10 |  | 0.003 | KG | 3.41 | 3.41 | CP20 | CP20 | Labeling plate for gluing on enclosure, label size 22x22 mm, silver label, black font with inscription: vor, Customer-specific selection with SIRIUS ACT configurator (CIN) | - | 0 | 0
3SU1900-0AF81-0AG0 |  | 3SU1900-0AF81-0AG0 | 1 | UN | 1 | 5 | B | D | N | N | 85389099 | 10 | 4011209962941 | 0.002 | KG | 2.46 | 2.46 | CP20 | CP20 | Labeling plate for gluing on enclosure, label size 22x22 mm, silver label, black font with inscription: ZurÃ¼ck | - | 0 | 0
3SU1900-0AF81-0AG0-Z | Y19 | 3SU1900-0AF81-0AG0-ZY19 | 1 | UN | 1 | 10 | C | D | N | N | 85389099 | 10 |  | 0.001 | KG | 3.41 | 3.41 | CP20 | CP20 | Labeling plate for gluing on enclosure, label size 22x22 mm, silver label, black font with inscription: ZurÃ¼ck, Customer-specific selection with SIRIUS ACT configurator (CIN) | - | 0 | 0
3SU1900-0AF81-0AH0 |  | 3SU1900-0AF81-0AH0 | 1 | UN | 1 | 5 | B | D | N | N | 85389099 | 10 | 4011209962958 | 0.004 | KG | 2.46 | 2.46 | CP20 | CP20 | Labeling plate for gluing on enclosure, label size 22x22 mm, silver label, black font with inscription: Rechts | - | 0 | 0
3SU1900-0AF81-0AH0-Z | Y19 | 3SU1900-0AF81-0AH0-ZY19 | 1 | UN | 1 | 10 | C | D | N | N | 85389099 | 10 |  | 0.01 | G | 3.41 | 3.41 | CP20 | CP20 | Labeling plate for gluing on enclosure, label size 22x22 mm, silver label, black font with inscription: Rechts, Customer-specific selection with SIRIUS ACT configurator (CIN) | - | 0 | 0
3SU1900-0AF81-0AJ0 |  | 3SU1900-0AF81-0AJ0 | 1 | UN | 1 | 5 | B | D | N | N | 85389099 | 10 | 4011209962965 | 0.001 | KG | 2.46 | 2.46 | CP20 | CP20 | Labeling plate for gluing on enclosure, label size 22x22 mm, silver label, black font with inscription: Links | - | 0 | 0
3SU1900-0AF81-0AJ0-Z | Y19 | 3SU1900-0AF81-0AJ0-ZY19 | 1 | UN | 1 | 10 | C | D | N | N | 85389099 | 10 |  | 0.001 | KG | 3.41 | 3.41 | CP20 | CP20 | Labeling plate for gluing on enclosure, label size 22x22 mm, silver label, black font with inscription: Links, Customer-specific selection with SIRIUS ACT configurator (CIN) | - | 0 | 0
3SU1900-0AF81-0AK0 |  | 3SU1900-0AF81-0AK0 | 1 | UN | 1 | 5 | B | D | N | N | 85389099 | 10 | 4011209962972 | 0.001 | KG | 2.46 | 2.46 | CP20 | CP20 | Labeling plate for gluing on enclosure, label size 22x22 mm, silver label, black font with inscription: Halt | - | 0 | 0
3SU1900-0AF81-0AK0-Z | Y19 | 3SU1900-0AF81-0AK0-ZY19 | 1 | UN | 1 | 10 | C | D | N | N | 85389099 | 10 |  | 0.633 | G | 3.41 | 3.41 | CP20 | CP20 | Labeling plate for gluing on enclosure, label size 22x22 mm, silver label, black font with inscription: Halt, Customer-specific selection with SIRIUS ACT configurator (CIN) | - | 0 | 0
3SU1900-0AF81-0AL0 |  | 3SU1900-0AF81-0AL0 | 1 | UN | 1 | 5 | B | D | N | N | 85389099 | 10 | 4011209962989 | 0.001 | G | 2.46 | 2.46 | CP20 | CP20 | Labeling plate for gluing on enclosure, label size 22x22 mm, silver label, black font with inscription: Zu | - | 0 | 0
3SU1900-0AF81-0AL0-Z | Y19 | 3SU1900-0AF81-0AL0-ZY19 | 1 | UN | 1 | 10 | C | D | N | N | 85389099 | 10 |  | 0.002 | KG | 3.41 | 3.41 | CP20 | CP20 | Labeling plate for gluing on enclosure, label size 22x22 mm, silver label, black font with inscription: Zu, Customer-specific selection with SIRIUS ACT configurator (CIN) | - | 0 | 0
3SU1900-0AF81-0AM0 |  | 3SU1900-0AF81-0AM0 | 1 | UN | 1 | 5 | B | D | N | N | 85389099 | 10 | 4011209962996 | 0.002 | KG | 2.46 | 2.46 | CP20 | CP20 | Labeling plate for gluing on enclosure, label size 22x22 mm, silver label, black font with inscription: Schnell | - | 0 | 0
3SU1900-0AF81-0AM0-Z | Y19 | 3SU1900-0AF81-0AM0-ZY19 | 1 | UN | 1 | 10 | C | D | N | N | 85389099 | 10 |  | 0.001 | KG | 3.41 | 3.41 | CP20 | CP20 | Labeling plate for gluing on enclosure, label size 22x22 mm, silver label, black font with inscription: Schnell, Customer-specific selection with SIRIUS ACT configurator (CIN) | - | 0 | 0
3SU1900-0AF81-0AN0 |  | 3SU1900-0AF81-0AN0 | 1 | UN | 1 | 5 | B | D | N | N | 85389099 | 10 | 4011209963009 | 0.001 | G | 2.46 | 2.46 | CP20 | CP20 | Labeling plate for gluing on enclosure, label size 22x22 mm, silver label, black font with inscription: Langsam | - | 0 | 0
3SU1900-0AF81-0AN0-Z | Y19 | 3SU1900-0AF81-0AN0-ZY19 | 1 | UN | 1 | 10 | C | D | N | N | 85389099 | 10 |  | 0.003 | KG | 3.41 | 3.41 | CP20 | CP20 | Labeling plate for gluing on enclosure, label size 22x22 mm, silver label, black font with inscription: Langsam, Customer-specific selection with SIRIUS ACT configurator (CIN) | - | 0 | 0
3SU1900-0AF81-0AP0 |  | 3SU1900-0AF81-0AP0 | 1 | UN | 1 | 5 | B | D | N | N | 85389099 | 10 | 4011209963016 | 0.6 | G | 2.46 | 2.46 | CP20 | CP20 | Labeling plate for gluing on enclosure, label size 22x22 mm, silver label, black font with inscription: Betrieb | - | 0 | 0
3SU1900-0AF81-0AP0-Z | Y19 | 3SU1900-0AF81-0AP0-ZY19 | 1 | UN | 1 | 10 | C | D | N | N | 85389099 | 10 |  | 0.001 | KG | 3.41 | 3.41 | CP20 | CP20 | Labeling plate for gluing on enclosure, label size 22x22 mm, silver label, black font with inscription: Betrieb, Customer-specific selection with SIRIUS ACT configurator (CIN) | - | 0 | 0
3SU1900-0AF81-0AQ0 |  | 3SU1900-0AF81-0AQ0 | 1 | UN | 1 | 5 | B | D | N | N | 85389099 | 10 | 4011209963023 | 0.001 | G | 2.46 | 2.46 | CP20 | CP20 | Labeling plate for gluing on enclosure, label size 22x22 mm, silver label, black font with inscription: StÃ¶rung | - | 0 | 0
3SU1900-0AF81-0AQ0-Z | Y19 | 3SU1900-0AF81-0AQ0-ZY19 | 1 | UN | 1 | 10 | C | D | N | N | 85389099 | 10 |  | 0.7 | G | 3.41 | 3.41 | CP20 | CP20 | Labeling plate for gluing on enclosure, label size 22x22 mm, silver label, black font with inscription: StÃ¶rung, Customer-specific selection with SIRIUS ACT configurator (CIN) | - | 0 | 0
3SU1900-0AF81-0AR0 |  | 3SU1900-0AF81-0AR0 | 1 | UN | 1 | 5 | B | D | N | N | 85389099 | 10 | 4011209963030 | 0.6 | G | 2.46 | 2.46 | CP20 | CP20 | Labeling plate for gluing on enclosure, label size 22x22 mm, silver label, black font with inscription: Einrichten | - | 0 | 0
3SU1900-0AF81-0AR0-Z | Y19 | 3SU1900-0AF81-0AR0-ZY19 | 1 | UN | 1 | 10 | C | D | N | N | 85389099 | 10 |  | 0.6 | G | 3.41 | 3.41 | CP20 | CP20 | Labeling plate for gluing on enclosure, label size 22x22 mm, silver label, black font with inscription: Einrichten, Customer-specific selection with SIRIUS ACT configurator (CIN) | - | 0 | 0
3SU1900-0AF81-0AS0 |  | 3SU1900-0AF81-0AS0 | 1 | UN | 1 | 5 | B | D | N | N | 85389099 | 10 | 4011209963047 | 0.003 | KG | 2.46 | 2.46 | CP20 | CP20 | Labeling plate for gluing on enclosure, label size 22x22 mm, silver label, black font with inscription: Not-Aus | - | 0 | 0
3SU1900-0AF81-0AS0-Z | Y19 | 3SU1900-0AF81-0AS0-ZY19 | 1 | UN | 1 | 10 | C | D | N | N | 85389099 | 10 |  | 0.7 | G | 3.41 | 3.41 | CP20 | CP20 | Labeling plate for gluing on enclosure, label size 22x22 mm, silver label, black font with inscription: Not-Aus, Customer-specific selection with SIRIUS ACT configurator (CIN) | - | 0 | 0
3SU1900-0AF81-0AT0 |  | 3SU1900-0AF81-0AT0 | 1 | UN | 1 | 5 | B | D | N | N | 85389099 | 10 | 4011209963054 | 0.6 | G | 2.46 | 2.46 | CP20 | CP20 | Labeling plate for gluing on enclosure, label size 22x22 mm, silver label, black font with inscription: NOT-HALT | - | 0 | 0
3SU1900-0AF81-0AT0-Z | Y19 | 3SU1900-0AF81-0AT0-ZY19 | 1 | UN | 1 | 10 | C | D | N | N | 85389099 | 10 |  | 0.75 | G | 3.41 | 3.41 | CP20 | CP20 | Labeling plate for gluing on enclosure, label size 22x22 mm, silver label, black font with inscription: NOT-HALT, EMERGENCY STOP, Customer-specific selection with SIRIUS ACT configurator (CIN) | - | 0 | 0
3SU1900-0AF81-0AZ0 | Q0Y | 3SU1900-0AF81-0AZ0Q0Y | 1 | UN | 1 | 10 | C | D | N | N | 85389099 | 1 |  | 0.526 | G | 5.44 | 5.44 | CP20 | CP20 | labeling plate for gluing, on enclosure, Label size 22 x 22 mm silver label, black font, customer-specific inscription, upper case and lower case, always upper case at beginning of line | - | 0 | 0
3SU1900-0AF81-0AZ0 | Q1Y | 3SU1900-0AF81-0AZ0Q1Y | 1 | UN | 1 | 10 | C | D | N | N | 85389099 | 1 |  | 0.002 | KG | 5.44 | 5.44 | CP20 | CP20 | labeling plate for gluing, on enclosure, Label size 22 x 22 mm silver label, black font, customer-specific inscription, upper case, | - | 0 | 0
3SU1900-0AF81-0AZ0 | Q2Y | 3SU1900-0AF81-0AZ0Q2Y | 1 | UN | 1 | 10 | C | D | N | N | 85389099 | 1 |  | 0.039 | KG | 5.44 | 5.44 | CP20 | CP20 | labeling plate for gluing, on enclosure, Label size 22 x 22 mm silver label, black font, customer-specific inscription, lower case, | - | 0 | 0
3SU1900-0AF81-0AZ0 | Q3Y | 3SU1900-0AF81-0AZ0Q3Y | 1 | UN | 1 | 10 | C | D | N | N | 85389099 | 1 |  | 0.002 | KG | 5.44 | 5.44 | CP20 | CP20 | labeling plate for gluing, on enclosure, Label size 22 x 22 mm silver label, black font, customer-specific inscription, symbol number according to ISO7000 or IEC60417 | - | 0 | 0
3SU1900-0AF81-0AZ0 | Q5Y | 3SU1900-0AF81-0AZ0Q5Y | 1 | UN | 1 | 10 | C | D | N | N | 85389099 | 1 |  | 0.001 | G | 5.44 | 5.44 | CP20 | CP20 | labeling plate for gluing, on enclosure, Label size 22 x 22 mm silver label, black font, customer-specific inscription, upper case and lower case, always upper case at the beginning of the word | - | 0 | 0
3SU1900-0AF81-0AZ0 | Q9Y | 3SU1900-0AF81-0AZ0Q9Y | 1 | UN | 1 | 10 | C | D | N | N | 85389099 | 1 |  | 0.002 | KG | 5.44 | 5.44 | CP20 | CP20 | labeling plate for gluing, on enclosure, Label size 22 x 22 mm silver label, black font, customer-specific inscription, inscription or symbol, Customer-specific selection with SIRIUS ACT configurator (CIN) | - | 0 | 0
3SU1900-0AF81-0DD0 |  | 3SU1900-0AF81-0DD0 | 1 | UN | 1 | 5 | B | D | N | N | 85389099 | 10 | 4011209963726 | 0.001 | G | 2.46 | 2.46 | CP20 | CP20 | Labeling plate for gluing on enclosure, label size 22x22 mm, silver label, black font with inscription: Hand O Auto | - | 0 | 0
3SU1900-0AF81-0DD0-Z | Y19 | 3SU1900-0AF81-0DD0-ZY19 | 1 | UN | 1 | 10 | C | D | N | N | 85389099 | 10 |  | 0.001 | G | 3.41 | 3.41 | CP20 | CP20 | Labeling plate for gluing on enclosure, label size 22x22 mm, silver label, black font with inscription: Hand O Auto,, Customer-specific selection with SIRIUS ACT configurator (CIN) | - | 0 | 0
3SU1900-0AF81-0DS0 |  | 3SU1900-0AF81-0DS0 | 1 | UN | 1 | 5 | B | D | N | N | 85389099 | 10 | 4011209963061 | 0.8 | G | 2.46 | 2.46 | CP20 | CP20 | Labeling plate for gluing on enclosure, label size 22x22mm, silver label, black font, with inscription: Stop | - | 0 | 0
3SU1900-0AF81-0DS0-Z | Y19 | 3SU1900-0AF81-0DS0-ZY19 | 1 | UN | 1 | 10 | C | D | N | N | 85389099 | 10 |  | 0.857 | G | 3.41 | 3.41 | CP20 | CP20 | Labeling plate for gluing on enclosure, label size 22x22 mm, silver label, black font with inscription: Stop, Customer-specific selection with SIRIUS ACT configurator (CIN) | - | 0 | 0
3SU1900-0AF81-0DT0 |  | 3SU1900-0AF81-0DT0 | 1 | UN | 1 | 5 | B | D | N | N | 85389099 | 10 | 4011209963078 | 0.8 | G | 2.46 | 2.46 | CP20 | CP20 | Labeling plate for gluing on enclosure, label size 22x22mm, silver label, black font, with inscription: start | - | 0 | 0
3SU1900-0AF81-0DT0-Z | Y19 | 3SU1900-0AF81-0DT0-ZY19 | 1 | UN | 1 | 10 | C | D | N | N | 85389099 | 10 |  | 0.8 | G | 3.41 | 3.41 | CP20 | CP20 | Labeling plate for gluing on enclosure, label size 22x22 mm, silver label, black font with inscription: Start, Customer-specific selection with SIRIUS ACT configurator (CIN) | - | 0 | 0
3SU1900-0AF81-0DU0 |  | 3SU1900-0AF81-0DU0 | 1 | UN | 1 | 5 | B | D | N | N | 85389099 | 10 | 4011209963085 | 0.002 | KG | 2.46 | 2.46 | CP20 | CP20 | Labeling plate for gluing on enclosure, label size 22x22mm, silver label, black font, with inscription: Reset | - | 0 | 0
3SU1900-0AF81-0DU0-Z | Y19 | 3SU1900-0AF81-0DU0-ZY19 | 1 | UN | 1 | 10 | C | D | N | N | 85389099 | 10 |  | 0.001 | G | 3.41 | 3.41 | CP20 | CP20 | Labeling plate for gluing on enclosure, label size 22x22 mm, silver label, black font with inscription: Reset, Customer-specific selection with SIRIUS ACT configurator (CIN) | - | 0 | 0
3SU1900-0AF81-0DV0 |  | 3SU1900-0AF81-0DV0 | 1 | UN | 1 | 5 | B | D | N | N | 85389099 | 10 | 4011209963092 | 0.6 | G | 2.46 | 2.46 | CP20 | CP20 | Labeling plate for gluing on enclosure, label size 22x22mm, silver label, black font, with inscription: test | - | 0 | 0
3SU1900-0AF81-0DV0-Z | Y19 | 3SU1900-0AF81-0DV0-ZY19 | 1 | UN | 1 | 10 | C | D | N | N | 85389099 | 10 |  | 0.6 | G | 3.41 | 3.41 | CP20 | CP20 | Labeling plate for gluing on enclosure, label size 22x22 mm, silver label, black font with inscription: Test, Customer-specific selection with SIRIUS ACT configurator (CIN) | - | 0 | 0
3SU1900-0AF81-0DW0 |  | 3SU1900-0AF81-0DW0 | 1 | UN | 1 | 5 | B | D | N | N | 85389099 | 10 | 4011209963108 | 0.004 | KG | 2.46 | 2.46 | CP20 | CP20 | Labeling plate for gluing on enclosure, label size 22x22mm, silver label, black font, with inscription: Open | - | 0 | 0
3SU1900-0AF81-0DW0-Z | Y19 | 3SU1900-0AF81-0DW0-ZY19 | 1 | UN | 1 | 10 | C | D | N | N | 85389099 | 10 |  | 0.001 | KG | 3.41 | 3.41 | CP20 | CP20 | Labeling plate for gluing on enclosure, label size 22x22 mm, silver label, black font with inscription: Open, Customer-specific selection with SIRIUS ACT configurator (CIN) | - | 0 | 0
3SU1900-0AF81-0QA0 |  | 3SU1900-0AF81-0QA0 | 1 | UN | 1 | 5 | B | D | N | N | 85389099 | 10 | 4011209963115 | 0.83 | G | 2.46 | 2.46 | CP20 | CP20 | Labeling plate for gluing on enclosure, label size 22x22mm, silver label, black font, with graphic symbol: O | - | 0 | 0
3SU1900-0AF81-0QA0-Z | Y19 | 3SU1900-0AF81-0QA0-ZY19 | 1 | UN | 1 | 10 | C | D | N | N | 85389099 | 10 |  | 0.83 | G | 3.41 | 3.41 | CP20 | CP20 | Labeling plate for gluing on enclosure, label size 22x22 mm, silver label, black font with graphic symbol: O Customer-specific selection with SIRIUS ACT configurator (CIN) | - | 0 | 0
3SU1900-0AF81-0QB0 |  | 3SU1900-0AF81-0QB0 | 1 | UN | 1 | 5 | B | D | N | N | 85389099 | 10 | 4011209963122 | 0.6 | G | 2.46 | 2.46 | CP20 | CP20 | Labeling plate for gluing on enclosure, label size 22x22mm, silver label, black font, with graphic symbol: I | - | 0 | 0
3SU1900-0AF81-0QB0-Z | Y19 | 3SU1900-0AF81-0QB0-ZY19 | 1 | UN | 1 | 10 | C | D | N | N | 85389099 | 10 |  | 0.1 | G | 3.41 | 3.41 | CP20 | CP20 | Labeling plate for gluing on enclosure, label size 22x22 mm, silver label, black font with graphic symbol: I, Customer-specific selection with SIRIUS ACT configurator (CIN) | - | 0 | 0
3SU1900-0AF81-0QC0 |  | 3SU1900-0AF81-0QC0 | 1 | UN | 1 | 5 | B | D | N | N | 85389099 | 10 | 4011209963139 | 0.004 | KG | 2.46 | 2.46 | CP20 | CP20 | Labeling plate for gluing on enclosure, label size 22x22mm, silver label, black font, with graphic symbol: II | - | 0 | 0
3SU1900-0AF81-0QC0-Z | Y19 | 3SU1900-0AF81-0QC0-ZY19 | 1 | UN | 1 | 10 | C | D | N | N | 85389099 | 10 |  | 0.004 | KG | 3.41 | 3.41 | CP20 | CP20 | Labeling plate for gluing on enclosure, label size 22x22 mm, silver label, black font with graphic symbol: II, Customer-specific selection with SIRIUS ACT configurator (CIN) | - | 0 | 0
3SU1900-0AF81-0QD0 |  | 3SU1900-0AF81-0QD0 | 1 | UN | 1 | 5 | B | D | N | N | 85389099 | 10 | 4011209963146 | 0.004 | KG | 2.46 | 2.46 | CP20 | CP20 | Labeling plate for gluing on enclosure, label size 22x22mm, silver label, black font, with graphic symbol: III | - | 0 | 0
3SU1900-0AF81-0QD0-Z | Y19 | 3SU1900-0AF81-0QD0-ZY19 | 1 | UN | 1 | 10 | C | D | N | N | 85389099 | 10 |  | 0.004 | KG | 3.41 | 3.41 | CP20 | CP20 | Labeling plate for gluing on enclosure, label size 22x22 mm, silver label, black font with graphic symbol: III, Customer-specific selection with SIRIUS ACT configurator (CIN) | - | 0 | 0
3SU1900-0AF81-0QG0 |  | 3SU1900-0AF81-0QG0 | 1 | UN | 1 | 5 | B | D | N | N | 85389099 | 10 | 4011209963153 | 0.995 | G | 2.46 | 2.46 | CP20 | CP20 | Labeling plate for gluing on enclosure, label size 22x22mm, silver label, black font, with graphic symbol: O I | - | 0 | 0
3SU1900-0AF81-0QG0-Z | Y19 | 3SU1900-0AF81-0QG0-ZY19 | 1 | UN | 1 | 10 | C | D | N | N | 85389099 | 10 |  | 0.008 | KG | 3.41 | 3.41 | CP20 | CP20 | Labeling plate for gluing on enclosure, label size 22x22 mm, silver label, black font with graphic symbol: O I, Customer-specific selection with SIRIUS ACT configurator (CIN) | - | 0 | 0
3SU1900-0AF81-0QK0 |  | 3SU1900-0AF81-0QK0 | 1 | UN | 1 | 5 | B | D | N | N | 85389099 | 10 | 4011209963160 | 0.003 | KG | 2.46 | 2.46 | CP20 | CP20 | Labeling plate for gluing on enclosure, label size 22x22mm, silver label, black font, with graphic symbol: I O II | - | 0 | 0
3SU1900-0AF81-0QK0-Z | Y19 | 3SU1900-0AF81-0QK0-ZY19 | 1 | UN | 1 | 10 | C | D | N | N | 85389099 | 10 |  | 0.004 | KG | 3.41 | 3.41 | CP20 | CP20 | Labeling plate for gluing on enclosure, label size 22x22 mm, silver label, black font with graphic symbol: I O II, Customer-specific selection with SIRIUS ACT configurator (CIN) | - | 0 | 0
3SU1900-0AF81-0QP0 |  | 3SU1900-0AF81-0QP0 | 1 | UN | 1 | 5 | B | D | N | N | 85389099 | 10 | 4011209963689 | 0.8 | G | 2.46 | 2.46 | CP20 | CP20 | Labeling plate for gluing on enclosure, label size 22x22mm, silver label, black font, with graphic symbol: I O (one below the other) | - | 0 | 0
3SU1900-0AF81-0QP0-Z | Y19 | 3SU1900-0AF81-0QP0-ZY19 | 1 | UN | 1 | 10 | C | D | N | N | 85389099 | 10 |  | 0.6 | G | 3.41 | 3.41 | CP20 | CP20 | Labeling plate for gluing on enclosure, label size 22x22 mm, silver label, black font with graphic symbol: I O (one below the other), Customer-specific selection with SIRIUS ACT configurator (CIN) | - | 0 | 0
3SU1900-0AF81-0QQ0 |  | 3SU1900-0AF81-0QQ0 | 1 | UN | 1 | 5 | B | D | N | N | 85389099 | 10 | 4011209963696 | 0.001 | KG | 2.46 | 2.46 | CP20 | CP20 | Labeling plate for gluing on enclosure, label size 22x22mm, silver label, black font, with graphic symbol: I O II (one below the other) | - | 0 | 0
3SU1900-0AF81-0QQ0-Z | Y19 | 3SU1900-0AF81-0QQ0-ZY19 | 1 | UN | 1 | 10 | C | D | N | N | 85389099 | 10 |  | 0.003 | KG | 3.41 | 3.41 | CP20 | CP20 | Labeling plate for gluing on enclosure, label size 22x22 mm, silver label, black font with graphic symbol: I O II (one below the other), Customer-specific selection with SIRIUS ACT configurator (CIN) | - | 0 | 0
3SU1900-0AF81-0QR0 |  | 3SU1900-0AF81-0QR0 | 1 | UN | 1 | 5 | B | D | N | N | 85389099 | 10 | 4011209963702 | 0.8 | G | 2.46 | 2.46 | CP20 | CP20 | Labeling plate for gluing on enclosure, label size 22x22mm, silver label, black font, with graphic symbol: arrow pointing to the right | - | 0 | 0
3SU1900-0AF81-0QR0-Z | Y19 | 3SU1900-0AF81-0QR0-ZY19 | 1 | UN | 1 | 10 | C | D | N | N | 85389099 | 10 |  | 0.6 | G | 3.41 | 3.41 | CP20 | CP20 | Labeling plate for gluing on enclosure, label size 22x22 mm, silver label, black font with graphic symbol: Arrow pointing to the right Customer-specific selection with SIRIUS ACT configurator (CIN) | - | 0 | 0
3SU1900-0AG10-0AA0 |  | 3SU1900-0AG10-0AA0 | 100 | UN | 1 | 1 | A | D | N | N | 85389099 | 10 | 4011209959934 | 0.002 | KG | 75.05 | 75.05 | CP20 | CP20 | Label holder, 22mm, flat, Frame rounded off at the bottom black, for labeling plate 12.5 mm x 27 mm, for gluing | - | 0 | 0
3SU1900-0AG10-0AA0-Z | X90 | 3SU1900-0AG10-0AA0-ZX90 | 100 | UN | 1 | 1 | A | D | N | N | 85389099 | 100 | 4047621029733 | 0.003 | KG | 75.05 | 75.05 | CP20 | CP20 | Label holder, flat, Frame rounded off at the bottom, black, for labeling plate 12.5 mm x 27 mm for gluing, Z=100-unit packaging | - | 0 | 0
3SU1900-0AG10-0AA0-Z | Y19 | 3SU1900-0AG10-0AA0-ZY19 | 100 | UN | 1 | 10 | C | D | N | N | 85389099 | 10 |  | 0.002 | KG | 76 | 76 | CP20 | CP20 | Label holder, 22 mm, flat, frame rounded off at the bottom, black, for labeling plate 12.5 mm x 27 mm, for gluing, customer-specific selection with SIRIUS ACT configurator (CIN) | - | 0 | 0
3SU1900-0AH10-0AA0 |  | 3SU1900-0AH10-0AA0 | 100 | UN | 1 | 1 | A | D | N | N | 85389099 | 10 | 4011209959941 | 0.002 | KG | 75.05 | 75.05 | CP20 | CP20 | Label holder, 22mm, flat, Frame rounded off at the bottom black, for labeling plate 17.5 mm x 27 mm, for gluing | - | 0 | 0
3SU1900-0AH10-0AA0-Z | X90 | 3SU1900-0AH10-0AA0-ZX90 | 100 | UN | 1 | 1 | A | D | N | N | 85389099 | 100 | 4047621029740 | 0.003 | KG | 75.05 | 75.05 | CP20 | CP20 | Label holder, flat, Frame rounded off at the bottom, black, for labeling plate 17.5 mm x 27 mm for gluing, Z=100-unit packaging | - | 0 | 0
3SU1900-0AH10-0AA0-Z | Y19 | 3SU1900-0AH10-0AA0-ZY19 | 100 | UN | 1 | 10 | C | D | N | N | 85389099 | 10 |  | 0.002 | KG | 76 | 76 | CP20 | CP20 | Label holder, 22 mm, flat, frame rounded off at the bottom, black, for labeling plate 17.5 mm x 27 mm, for gluing, customer-specific selection with SIRIUS ACT configurator (CIN) | - | 0 | 0
3SU1900-0AJ10-0AA0 |  | 3SU1900-0AJ10-0AA0 | 100 | UN | 1 | 1 | A | D | N | N | 85389099 | 10 | 4011209959958 | 0.003 | KG | 75.05 | 75.05 | CP20 | CP20 | Label holder, 22mm, flat, Frame rounded off at the bottom black, for labeling plate 27mm x 27mm, for gluing | - | 0 | 0
3SU1900-0AJ10-0AA0-Z | X90 | 3SU1900-0AJ10-0AA0-ZX90 | 100 | UN | 1 | 1 | A | D | N | N | 85389099 | 100 | 4047621029757 | 0.003 | KG | 75.05 | 75.05 | CP20 | CP20 | Label holder, flat, Frame rounded off at the bottom, black, for labeling plate 27mm x 27mm for gluing, Z=100-unit packaging | - | 0 | 0
3SU1900-0AJ10-0AA0-Z | Y19 | 3SU1900-0AJ10-0AA0-ZY19 | 100 | UN | 1 | 10 | C | D | N | N | 85389099 | 10 |  | 0.003 | KG | 76 | 76 | CP20 | CP20 | Label holder, 22 mm, flat, frame rounded off at the bottom, black, for labeling plate 27 mm x 27 mm, for gluing, customer-specific selection with SIRIUS ACT configurator (CIN) | - | 0 | 0
3SU1900-0AK10-0AA0 |  | 3SU1900-0AK10-0AA0 | 100 | UN | 1 | 1 | A | D | N | N | 85389099 | 10 | 4011209959965 | 0.003 | KG | 71.82 | 71.82 | CP20 | CP20 | Label holder, 22mm, for twin pushbutton, flat, black, for labeling plate 12.5 mm x 27 mm | - | 0 | 0
3SU1900-0AK10-0AA0-Z | X90 | 3SU1900-0AK10-0AA0-ZX90 | 100 | UN | 1 | 1 | A | D | N | N | 85389099 | 100 | 4047621029764 | 0.004 | KG | 71.82 | 71.82 | CP20 | CP20 | Label holder for twin pushbutton flat, black, for labeling plate 12.5 mm x 27 mm Z=100-unit packaging | - | 0 | 0
3SU1900-0AK10-0AA0-Z | Y19 | 3SU1900-0AK10-0AA0-ZY19 | 100 | UN | 1 | 10 | C | D | N | N | 85389099 | 10 |  | 0.003 | KG | 72.77 | 72.77 | CP20 | CP20 | Label holder, 22 mm, for twin pushbutton, flat, black, for labeling plate 12.5 mm x 27 mm, customer-specific selection with SIRIUS ACT configurator (CIN) | - | 0 | 0
3SU1900-0AL10-0AA0 |  | 3SU1900-0AL10-0AA0 | 1 | UN | 1 | 1 | A | D | N | N | 85389099 | 1 | 4011209954304 | 0.006 | KG | 4.02 | 4.02 | CP20 | CP20 | Label holder for Coordinate switch, 22mm, 2 switch positions, black, for labeling plates 27mm x 27mm | - | 0 | 0
3SU1900-0AL10-0AA0-Z | X90 | 3SU1900-0AL10-0AA0-ZX90 | 1 | UN | 1 | 1 | A | D | N | N | 85389099 | 100 | 4047621051598 | 0.004 | KG | 4.02 | 4.02 | CP20 | CP20 | Label holder for coordinate switch, 2 switch positions, black, for labeling plates, 27 mm x 27 mm, Z=100-unit packaging | - | 0 | 0
3SU1900-0AL10-0AA0-Z | Y19 | 3SU1900-0AL10-0AA0-ZY19 | 1 | UN | 1 | 10 | C | D | N | N | 85389099 | 1 |  | 0.006 | KG | 4.97 | 4.97 | CP20 | CP20 | Label holder for coordinate switch, 22 mm, 2 switch positions, black, for labeling plates 27 mm x 27 mm, customer-specific selection with SIRIUS ACT configurator (CIN) | - | 0 | 0
3SU1900-0AM10-0AA0 |  | 3SU1900-0AM10-0AA0 | 1 | UN | 1 | 1 | A | D | N | N | 85389099 | 1 | 4011209954335 | 0.012 | KG | 6.88 | 6.88 | CP20 | CP20 | Label holder for Coordinate switch, 22mm, 4 switch positions, black, for labeling plates 27mm x 27mm | - | 0 | 0
3SU1900-0AM10-0AA0-Z | X90 | 3SU1900-0AM10-0AA0-ZX90 | 1 | UN | 1 | 5 | B | D | N | N | 85369095 | 100 |  | 0.01 | KG | 6.88 | 6.88 | CP20 | CP20 | Label holder for coordinate switch, 4 switch positions, black, for labeling plate 27 mm x 27 mm, Z=100-unit packaging | - | 0 | 0
3SU1900-0AM10-0AA0-Z | Y19 | 3SU1900-0AM10-0AA0-ZY19 | 1 | UN | 1 | 10 | C | D | N | N | 85389099 | 1 |  | 0.012 | KG | 7.83 | 7.83 | CP20 | CP20 | Label holder for coordinate switch, 22 mm, 4 switch positions, black, for labeling plates 27 mm x 27 mm, customer-specific selection with SIRIUS ACT configurator (CIN) | - | 0 | 0
3SU1900-0AN10-0AA0 |  | 3SU1900-0AN10-0AA0 | 100 | UN | 1 | 3 | B | D | N | N | 85389099 | 10 | 4011209959972 | 0.002 | KG | 75.05 | 75.05 | CP20 | CP20 | Label holder, 22mm, frame rectangular at the bottom, black, for labeling plate 12.5 mm x 27 mm, for gluing | - | 0 | 0
3SU1900-0AN10-0AA0-Z | X90 | 3SU1900-0AN10-0AA0-ZX90 | 100 | UN | 1 | 3 | B | D | N | N | 85389099 | 100 | 4047621029771 | 0.003 | KG | 75.05 | 75.05 | CP20 | CP20 | Label holder, frame rectangular at the bottom, black, for labeling plate 12.5 mm x 27 mm for gluing, Z=100-unit packaging | - | 0 | 0
3SU1900-0AN10-0AA0-Z | Y19 | 3SU1900-0AN10-0AA0-ZY19 | 100 | UN | 1 | 10 | C | D | N | N | 85389099 | 10 |  | 0.002 | KG | 76 | 76 | CP20 | CP20 | Label holder, 22 mm, frame rectangular at the bottom, black, for labeling plate 12.5 mm x 27 mm, for gluing, customer-specific selection with SIRIUS ACT configurator (CIN) | - | 0 | 0
3SU1900-0AP10-0AA0 |  | 3SU1900-0AP10-0AA0 | 100 | UN | 1 | 1 | A | D | N | N | 85389099 | 10 | 4011209959989 | 0.003 | KG | 75.05 | 75.05 | CP20 | CP20 | Label holder, 22mm, frame rectangular at the bottom, black, for labeling plate 17.5 mm x 27 mm, for gluing | - | 0 | 0
3SU1900-0AP10-0AA0-Z | X90 | 3SU1900-0AP10-0AA0-ZX90 | 100 | UN | 1 | 5 | B | D | N | N | 85389099 | 100 | 4047621029788 | 0.003 | KG | 75.05 | 75.05 | CP20 | CP20 | Label holder, frame rectangular at the bottom, black, for labeling plate 17.5 mm x 27 mm for gluing, Z=100-unit packaging | - | 0 | 0
3SU1900-0AP10-0AA0-Z | Y19 | 3SU1900-0AP10-0AA0-ZY19 | 100 | UN | 1 | 10 | C | D | N | N | 85389099 | 10 |  | 0.002 | KG | 76 | 76 | CP20 | CP20 | Label holder, 22 mm, frame rectangular at the bottom, black, for labeling plate 17.5 mm x 27 mm, for gluing, customer-specific selection with SIRIUS ACT configurator (CIN) | - | 0 | 0
3SU1900-0AQ10-0AA0 |  | 3SU1900-0AQ10-0AA0 | 100 | UN | 1 | 5 | B | D | N | N | 85389099 | 10 | 4011209959996 | 0.003 | KG | 75.05 | 75.05 | CP20 | CP20 | Label holder, 22mm, frame rectangular at the bottom, black, for labeling plate 27mm x 27mm, for gluing | - | 0 | 0
3SU1900-0AQ10-0AA0-Z | X90 | 3SU1900-0AQ10-0AA0-ZX90 | 100 | UN | 1 | 5 | B | D | N | N | 85389099 | 100 | 4047621029795 | 0.004 | KG | 75.05 | 75.05 | CP20 | CP20 | Label holder, frame rectangular at the bottom, black, for labeling plate 27mm x 27mm for gluing, Z=100-unit packaging | - | 0 | 0
3SU1900-0AQ10-0AA0-Z | Y19 | 3SU1900-0AQ10-0AA0-ZY19 | 100 | UN | 1 | 10 | C | D | N | N | 85389099 | 10 |  | 0.003 | KG | 76 | 76 | CP20 | CP20 | Label holder, 22 mm, frame rectangular at the bottom, black, for labeling plate 27 mm x 27 mm, for gluing, customer-specific selection with SIRIUS ACT configurator (CIN) | - | 0 | 0
3SU1900-0AR10-0AA0 |  | 3SU1900-0AR10-0AA0 | 100 | UN | 1 | 1 | A | D | N | N | 85389099 | 10 | 4011209963733 | 0.002 | KG | 75.05 | 75.05 | CP20 | CP20 | Label holder, 22mm, flat, Frame rounded off at the bottom black, for labeling plate 12.5 mm x 27 mm, for snapping on | - | 0 | 0
3SU1900-0AR10-0AA0-Z | X90 | 3SU1900-0AR10-0AA0-ZX90 | 100 | UN | 1 | 1 | A | D | N | N | 85389099 | 100 | 4047621029801 | 0.003 | KG | 75.05 | 75.05 | CP20 | CP20 | Label holder, flat, Frame rounded off at the bottom, black, for labeling plate 12.5 mm x 27 mm for snapping on, Z=100-unit packaging | - | 0 | 0
3SU1900-0AR10-0AA0-Z | Y19 | 3SU1900-0AR10-0AA0-ZY19 | 100 | UN | 1 | 10 | C | D | N | N | 85389099 | 10 |  | 0.002 | KG | 76 | 76 | CP20 | CP20 | Label holder, 22 mm, flat, frame rounded off at the bottom, black, for labeling plate 12.5 mm x 27 mm, for snapping on, customer-specific selection with SIRIUS ACT configurator (CIN) | - | 0 | 0
3SU1900-0AS10-0AA0 |  | 3SU1900-0AS10-0AA0 | 100 | UN | 1 | 1 | A | D | N | N | 85389099 | 10 | 4011209963740 | 0.002 | KG | 75.05 | 75.05 | CP20 | CP20 | Label holder, 22mm, flat, Frame rounded off at the bottom black, for labeling plate 17.5 mm x 27 mm, for snapping on | - | 0 | 0
3SU1900-0AS10-0AA0-Z | X90 | 3SU1900-0AS10-0AA0-ZX90 | 100 | UN | 1 | 1 | A | D | N | N | 85389099 | 100 | 4047621029818 | 0.003 | KG | 75.05 | 75.05 | CP20 | CP20 | Label holder, flat, Frame rounded off at the bottom, black, for labeling plate 17.5 mm x 27 mm for snapping on, Z=100-unit packaging | - | 0 | 0
3SU1900-0AS10-0AA0-Z | Y19 | 3SU1900-0AS10-0AA0-ZY19 | 100 | UN | 1 | 10 | C | D | N | N | 85389099 | 10 |  | 0.002 | KG | 76 | 76 | CP20 | CP20 | Label holder, 22 mm, flat, frame rounded off at the bottom, black, for labeling plate 17.5 mm x 27 mm, for snapping on, customer-specific selection with SIRIUS ACT configurator (CIN) | - | 0 | 0
3SU1900-0AT10-0AA0 |  | 3SU1900-0AT10-0AA0 | 100 | UN | 1 | 1 | A | D | N | N | 85389099 | 10 | 4011209963757 | 0.002 | KG | 75.05 | 75.05 | CP20 | CP20 | Label holder, 22mm, flat, Frame rounded off at the bottom black, for labeling plate 27mm x 27mm, for snapping on | - | 0 | 0
3SU1900-0AT10-0AA0-Z | X90 | 3SU1900-0AT10-0AA0-ZX90 | 100 | UN | 1 | 1 | A | D | N | N | 85389099 | 100 | 4047621029825 | 0.003 | KG | 75.05 | 75.05 | CP20 | CP20 | Label holder, flat, Frame rounded off at the bottom, black, for labeling plate 27mm x 27mm for snapping on, Z=100-unit packaging | - | 0 | 0
3SU1900-0AT10-0AA0-Z | Y19 | 3SU1900-0AT10-0AA0-ZY19 | 100 | UN | 1 | 10 | C | D | N | N | 85389099 | 10 |  | 0.002 | KG | 76 | 76 | CP20 | CP20 | Label holder, 22 mm, flat, frame rounded off at the bottom, black, for labeling plate 27 mm x 27 mm, for snapping on, customer-specific selection with SIRIUS ACT configurator (CIN) | - | 0 | 0
3SU1900-0AX10-0AA0 |  | 3SU1900-0AX10-0AA0 | 1 | UN | 1 | 1 | A | D | N | N | 85389099 | 10 | 4011209963788 | 0.001 | KG | 2.15 | 2.15 | CP20 | CP20 | Single frame, 22mm, for square design, black | - | 0 | 0
3SU1900-0AX10-0AA0-Z | X90 | 3SU1900-0AX10-0AA0-ZX90 | 1 | UN | 1 | 1 | A | D | N | N | 85389099 | 100 |  | 0.001 | KG | 2.04 | 2.04 | CP20 | CP20 | Single frame, 22 mm, for square design, black, Z=100-unit packaging |  | 0 | 0
3SU1900-0AX10-0AA0-Z | Y19 | 3SU1900-0AX10-0AA0-ZY19 | 1 | UN | 1 | 10 | C | D | N | N | 85389099 | 10 |  | 0.001 | KG | 3.1 | 3.1 | CP20 | CP20 | Single frame, 22 mm, for square design, black, customer-specific selection with SIRIUS ACT configurator (CIN) | - | 0 | 0
3SU1900-0AY61-0AA0 |  | 3SU1900-0AY61-0AA0 | 100 | UN | 1 | 5 | B | D | N | N | 85389099 | 10 | 4011209963795 | 0.4 | G | 71.06 | 71.06 | CP20 | CP20 | Unit labeling plate, white, without inscription, for support of dust resistance, for contact modules | - | 0 | 0
3SU1900-0AY61-0AA0-Z | Y19 | 3SU1900-0AY61-0AA0-ZY19 | 100 | UN | 1 | 10 | C | D | N | N | 85389099 | 10 |  | 0.32 | G | 72.01 | 72.01 | CP20 | CP20 | Unit labeling plate, white, without inscription, for support of dust resistance, for contact modules customer-specific selection with SIRIUS ACT configurator (CIN) | - | 0 | 0
3SU1900-0BA31-0AA0 |  | 3SU1900-0BA31-0AA0 | 1 | UN | 1 | 1 | A | D | N | N | 85389099 | 10 | 4011209954373 | 0.002 | KG | 4.53 | 4.53 | CP20 | CP20 | Washer for EMERGENCY STOP, yellow, without inscription, Outer diameter 45 mm, Inside diameter 22.5 mm, Thickness 2 mm | - | 0 | 0
3SU1900-0BA31-0AA0-Z | X90 | 3SU1900-0BA31-0AA0-ZX90 | 1 | UN | 1 | 1 | A | D | N | N | 85389099 | 100 | 4047621029948 | 0.003 | KG | 4.53 | 4.53 | CP20 | CP20 | Washer for emergency stop, yellow, without inscription Outer diameter 45 mm, Inside diameter 22.5 mm, Thickness 2 mm, Z=100-unit packaging | - | 0 | 0
3SU1900-0BA31-0AA0-Z | Y19 | 3SU1900-0BA31-0AA0-ZY19 | 1 | UN | 1 | 10 | C | D | N | N | 85389099 | 10 |  | 0.002 | KG | 5.48 | 5.48 | CP20 | CP20 | Washer for EMERGENCY STOP, yellow, without inscription, Outer diameter 45 mm, inside diameter 22.5 mm, thickness 2 mm, Customer-specific selection with SIRIUS ACT configurator (CIN) | - | 0 | 0
3SU1900-0BA31-0AZ0 | Q0Y | 3SU1900-0BA31-0AZ0Q0Y | 1 | UN | 1 | 10 | C | D | N | N | 85389099 | 10 |  | 0.001 | KG | 5.97 | 5.97 | CP20 | CP20 | Washer for emergency stop, yellow, Outer diameter 45 mm, Inside diameter 22.5 mm, Thickness 2 mm, customer-specific inscription, upper case and lower case, always upper case at beginning of line | - | 0 | 0
3SU1900-0BA31-0AZ0 | Q1Y | 3SU1900-0BA31-0AZ0Q1Y | 1 | UN | 1 | 10 | C | D | N | N | 85389099 | 10 |  | 0.006 | KG | 5.97 | 5.97 | CP20 | CP20 | Washer for emergency stop, yellow, Outer diameter 45 mm, Inside diameter 22.5 mm, Thickness 2 mm, customer-specific inscription, upper case | - | 0 | 0
3SU1900-0BA31-0AZ0 | Q2Y | 3SU1900-0BA31-0AZ0Q2Y | 1 | UN | 1 | 10 | C | D | N | N | 85389099 | 10 |  | 0.002 | KG | 5.97 | 5.97 | CP20 | CP20 | Washer for emergency stop, yellow, Outer diameter 45 mm, Inside diameter 22.5 mm, Thickness 2 mm, customer-specific inscription, lower case | - | 0 | 0
3SU1900-0BA31-0AZ0 | Q3Y | 3SU1900-0BA31-0AZ0Q3Y | 1 | UN | 1 | 10 | C | D | N | N | 85389099 | 10 |  | 0.003 | KG | 5.97 | 5.97 | CP20 | CP20 | Washer for emergency stop, yellow, Outer diameter 45 mm, Inside diameter 22.5 mm, Thickness 2 mm, customer-specific inscription, symbol number according to ISO7000 or IEC60417 | - | 0 | 0
3SU1900-0BA31-0AZ0 | Q5Y | 3SU1900-0BA31-0AZ0Q5Y | 1 | UN | 1 | 10 | C | D | N | N | 85389099 | 10 |  | 0.003 | KG | 5.97 | 5.97 | CP20 | CP20 | Washer for emergency stop, yellow, Outer diameter 45 mm, Inside diameter 22.5 mm, Thickness 2 mm, customer-specific inscription, upper case and lower case, always upper case at the beginning of the word | - | 0 | 0
3SU1900-0BA31-0AZ0 | Q9Y | 3SU1900-0BA31-0AZ0Q9Y | 1 | UN | 1 | 10 | C | D | N | N | 85389099 | 10 |  | 0.004 | KG | 5.97 | 5.97 | CP20 | CP20 | Washer for emergency stop, yellow, Outer diameter 45 mm, Inside diameter 22.5 mm, Thickness 2 mm, customer-specific inscription, inscription or symbol Customer-specific selection with SIRIUS ACT configurator (CIN) | - | 0 | 0
3SU1900-0BA31-0ND0 |  | 3SU1900-0BA31-0ND0 | 1 | UN | 1 | 5 | B | D | N | N | 85389099 | 10 | 4047621030739 | 0.002 | KG | 5.97 | 5.97 | CP20 | CP20 | Washer for EMERGENCY STOP, yellow, with inscription (Polish): Zatrzymanie Symbol 5638, Awaryjne Symbol 5638, Outer diameter 45 mm, Inside diameter 22.5 mm, Thickness 2 mm | - | 0 | 0
3SU1900-0BA31-0ND0-Z | Y19 | 3SU1900-0BA31-0ND0-ZY19 | 1 | UN | 1 | 10 | C | D | N | N | 85389099 | 10 |  | 0.002 | KG | 6.92 | 6.92 | CP20 | CP20 | Washer for EMERGENCY STOP, yellow, with inscription (Polish): Zatrzymanie Symbol 5638, Awaryjne Symbol 5638, Outer diameter 45 mm, inside diameter 22.5 mm, thickness 2 mm, Customer-specific selection with SIRIUS ACT configurator (CIN) | - | 0 | 0
3SU1900-0BB31-0AA0 |  | 3SU1900-0BB31-0AA0 | 1 | UN | 1 | 1 | A | D | N | N | 85389099 | 10 | 4011209954281 | 0.007 | KG | 5.44 | 5.44 | CP20 | CP20 | Washer for EMERGENCY STOP, yellow, without inscription, Outer diameter 75 mm, Inside diameter 22.5 mm, Thickness 2 mm | - | 0 | 0
3SU1900-0BB31-0AA0-Z | X90 | 3SU1900-0BB31-0AA0-ZX90 | 1 | UN | 1 | 1 | A | D | N | N | 85389099 | 100 | 4047621055015 | 0.008 | KG | 5.44 | 5.44 | CP20 | CP20 | Washer for emergency stop, yellow, without inscription outer diameter 75 mm, Inside diameter 22.5 mm, Thickness 2 mm, Z=100-unit packaging | - | 0 | 0
3SU1900-0BB31-0AA0-Z | Y19 | 3SU1900-0BB31-0AA0-ZY19 | 1 | UN | 1 | 10 | C | D | N | N | 85389099 | 10 |  | 0.008 | KG | 6.39 | 6.39 | CP20 | CP20 | Washer for emergency stop, yellow, without inscription, outer diameter 75 mm, inside diameter 22.5 mm, thickness 2 mm, customer-specific selection with SIRIUS ACT configurator (CIN) | - | 0 | 0
3SU1900-0BB31-0AS0 |  | 3SU1900-0BB31-0AS0 | 1 | UN | 1 | 3 | B | D | N | N | 85389099 | 10 | 4011209954311 | 0.007 | KG | 6.88 | 6.88 | CP20 | CP20 | Washer for EMERGENCY STOP, yellow, with inscription: NOT-AUS, outer diameter 75 mm, Inside diameter 22.5 mm, Thickness 2 mm | - | 0 | 0
3SU1900-0BB31-0AS0-Z | X90 | 3SU1900-0BB31-0AS0-ZX90 | 1 | UN | 1 | 3 | B | D | N | N | 85369095 | 100 |  | 0.009 | KG | 6.88 | 6.88 | CP20 | CP20 | Washer for EMERGENCY STOP, yellow, with inscription: NOT-AUS, outer diameter 75 mm, inside diameter 22.5 mm, thickness 2 mm, Z=100-unit packaging | - | 0 | 0
3SU1900-0BB31-0AS0-Z | Y19 | 3SU1900-0BB31-0AS0-ZY19 | 1 | UN | 1 | 10 | C | D | N | N | 85389099 | 10 |  | 0.006 | KG | 7.83 | 7.83 | CP20 | CP20 | Washer for emergency stop, yellow, with inscription: NOT-AUS, outer diameter 75 mm, inside diameter 22.5 mm, thickness 2 mm, customer-specific selection with SIRIUS ACT configurator (CIN) | - | 0 | 0
3SU1900-0BB31-0AT0 |  | 3SU1900-0BB31-0AT0 | 1 | UN | 1 | 3 | B | D | N | N | 85389099 | 10 | 4011209954328 | 0.007 | KG | 6.88 | 6.88 | CP20 | CP20 | Washer for EMERGENCY STOP, yellow, with inscription: NOT-HALT, outer diameter 75 mm, Inside diameter 22.5 mm, Thickness 2 mm | - | 0 | 0
3SU1900-0BB31-0AT0-Z | X90 | 3SU1900-0BB31-0AT0-ZX90 | 1 | UN | 1 | 3 | B | D | N | N | 85369095 | 100 |  | 0.01 | KG | 6.88 | 6.88 | CP20 | CP20 | Washer for EMERGENCY STOP, yellow, with inscription: NOT-HALT, outer diameter 75 mm, inside diameter 22.5 mm, thickness 2 mm, Z=100-unit packaging | - | 0 | 0
3SU1900-0BB31-0AT0-Z | Y19 | 3SU1900-0BB31-0AT0-ZY19 | 1 | UN | 1 | 10 | C | D | N | N | 85389099 | 10 |  | 0.007 | KG | 7.83 | 7.83 | CP20 | CP20 | Washer for emergency stop, yellow, with inscription: NOT-HALT, outer diameter 75 mm, inside diameter 22.5 mm, thickness 2 mm, customer-specific selection with SIRIUS ACT configurator (CIN) | - | 0 | 0
3SU1900-0BB31-0AZ0 | Q0Y | 3SU1900-0BB31-0AZ0Q0Y | 1 | UN | 1 | 10 | C | D | N | N | 85389099 | 10 |  | 0.008 | KG | 6.88 | 6.88 | CP20 | CP20 | Washer for EMERGENCY STOP yellow, outer diameter 75 mm, Inside diameter 22.5 mm, Thickness 2 mm, customer-specific inscription, upper case and lower case, always upper case at beginning of line | - | 0 | 0
3SU1900-0BB31-0AZ0 | Q1Y | 3SU1900-0BB31-0AZ0Q1Y | 1 | UN | 1 | 10 | C | D | N | N | 85389099 | 10 |  | 0.009 | KG | 6.88 | 6.88 | CP20 | CP20 | Washer for emergency stop, yellow, outer diameter 75 mm, Inside diameter 22.5 mm, Thickness 2 mm, customer-specific inscription, upper case | - | 0 | 0
3SU1900-0BB31-0AZ0 | Q2Y | 3SU1900-0BB31-0AZ0Q2Y | 1 | UN | 1 | 10 | C | D | N | N | 85389099 | 10 |  | 0.008 | KG | 6.88 | 6.88 | CP20 | CP20 | Washer for emergency stop, yellow, outer diameter 75 mm, Inside diameter 22.5 mm, Thickness 2 mm, customer-specific inscription, lower case | - | 0 | 0
3SU1900-0BB31-0AZ0 | Q3Y | 3SU1900-0BB31-0AZ0Q3Y | 1 | UN | 1 | 10 | C | D | N | N | 85389099 | 10 |  | 0.008 | KG | 6.88 | 6.88 | CP20 | CP20 | Washer for emergency stop, yellow, outer diameter 75 mm, Inside diameter 22.5 mm, Thickness 2 mm, customer-specific inscription, symbol number according to ISO7000 or IEC60417 | - | 0 | 0
3SU1900-0BB31-0AZ0 | Q5Y | 3SU1900-0BB31-0AZ0Q5Y | 1 | UN | 1 | 10 | C | D | N | N | 85389099 | 10 |  | 0.007 | KG | 6.88 | 6.88 | CP20 | CP20 | Washer for emergency stop, yellow, outer diameter 75 mm, Inside diameter 22.5 mm, Thickness 2 mm, customer-specific inscription, upper case and lower case, always upper case at the beginning of the word | - | 0 | 0
3SU1900-0BB31-0AZ0 | Q9Y | 3SU1900-0BB31-0AZ0Q9Y | 1 | UN | 1 | 10 | C | D | N | N | 85389099 | 10 |  | 0.008 | KG | 6.88 | 6.88 | CP20 | CP20 | Washer for emergency stop, yellow, outer diameter 75 mm, Inside diameter 22.5 mm, Thickness 2 mm, customer-specific inscription, inscription or symbol Customer-specific selection with SIRIUS ACT configurator (CIN) | - | 0 | 0
3SU1900-0BB31-0DA0 |  | 3SU1900-0BB31-0DA0 | 1 | UN | 1 | 5 | B | D | N | N | 85389099 | 10 | 4047621028910 | 0.007 | KG | 6.88 | 6.88 | CP20 | CP20 | Washer for emergency stop, yellow, with inscription: EMERGENCY STOP, outer diameter 75 mm, Inside diameter 22.5 mm, Thickness 2 mm | - | 0 | 0
3SU1900-0BB31-0DA0-Z | Y19 | 3SU1900-0BB31-0DA0-ZY19 | 1 | UN | 1 | 10 | C | D | N | N | 85389099 | 10 |  | 0.008 | KG | 7.83 | 7.83 | CP20 | CP20 | Washer for emergency stop, yellow, with inscription: EMERGENCY STOP, outer diameter 75 mm, inside diameter 22.5 mm, thickness 2 mm, customer-specific selection with SIRIUS ACT configurator (CIN) | - | 0 | 0
3SU1900-0BB31-0ND0 |  | 3SU1900-0BB31-0ND0 | 1 | UN | 1 | 5 | B | D | N | N | 85389099 | 10 | 4047621028927 | 0.007 | KG | 6.88 | 6.88 | CP20 | CP20 | Washer for EMERGENCY STOP, yellow, with inscription (Polish): Zatrzymanie Symbol 5638, Awaryjne Symbol 5638, outer diameter 75 mm, Inside diameter 22.5 mm, Thickness 2 mm | - | 0 | 0
3SU1900-0BB31-0ND0-Z | Y19 | 3SU1900-0BB31-0ND0-ZY19 | 1 | UN | 1 | 10 | C | D | N | N | 85389099 | 10 |  | 0.008 | KG | 7.83 | 7.83 | CP20 | CP20 | Washer for emergency stop, yellow, with inscription (Polish): Zatrzymanie Symbol 5638, Awaryjne Symbol 5638, outer diameter 75 mm, inside diameter 22.5 mm, thickness 2 mm, customer-specific selection with SIRIUS ACT configurator (CIN) | - | 0 | 0
3SU1900-0BC31-0AA0 |  | 3SU1900-0BC31-0AA0 | 1 | UN | 1 | 1 | A | D | N | N | 85389099 | 10 | 4011209954144 | 0.002 | KG | 4.15 | 4.15 | CP20 | CP20 | Backing plate round, for EMERGENCY STOP mushroom pushbutton, yellow, self-adhesive, Outer diameter 75 mm, inside diameter 23 mm, without inscription | - | 0 | 0
3SU1900-0BC31-0AA0-Z | Y19 | 3SU1900-0BC31-0AA0-ZY19 | 1 | UN | 1 | 10 | C | D | N | N | 85389099 | 10 |  | 0.002 | KG | 5.1 | 5.1 | CP20 | CP20 | Backing plate round, for EMERGENCY STOP mushroom pushbutton, yellow, self-adhesive, outer diameter 75 mm, inside diameter 23 mm, without inscription, Customer-specific selection with SIRIUS ACT configurator (CIN) | - | 0 | 0
3SU1900-0BC31-0AS0 |  | 3SU1900-0BC31-0AS0 | 1 | UN | 1 | 3 | B | D | N | N | 85389099 | 10 | 4011209954151 | 0.001 | KG | 4.15 | 4.15 | CP20 | CP20 | Backing plate round for EMERGENCY STOP mushroom pushbutton, yellow, self-adhesive, Outer diameter 75 mm, inside diameter 23 mm, with inscription: NOT-AUS | - | 0 | 0
3SU1900-0BC31-0AS0-Z | Y19 | 3SU1900-0BC31-0AS0-ZY19 | 1 | UN | 1 | 10 | C | D | N | N | 85389099 | 10 |  | 0.001 | KG | 5.1 | 5.1 | CP20 | CP20 | Backing plate round for EMERGENCY STOP mushroom pushbutton, yellow, self-adhesive, outer diameter 75 mm, inside diameter 23 mm, with inscription: NOT-AUS, Customer-specific selection with SIRIUS ACT configurator (CIN) | - | 0 | 0
3SU1900-0BC31-0AT0 |  | 3SU1900-0BC31-0AT0 | 1 | UN | 1 | 1 | A | D | N | N | 85389099 | 10 | 4011209954267 | 0.001 | KG | 4.15 | 4.15 | CP20 | CP20 | Backing plate round, for EMERGENCY STOP mushroom pushbutton, yellow, self-adhesive, Outer diameter 75 mm, inside diameter 23 mm, with inscription: NOT-HALT | - | 0 | 0
3SU1900-0BC31-0AT0-Z | Y19 | 3SU1900-0BC31-0AT0-ZY19 | 1 | UN | 1 | 10 | C | D | N | N | 85389099 | 10 |  | 0.001 | KG | 5.1 | 5.1 | CP20 | CP20 | Backing plate round, for EMERGENCY STOP mushroom pushbutton, yellow, self-adhesive, outer diameter 75 mm, inside diameter 23 mm, with inscription: NOT-HALT, EMERGENCY STOP, Customer-specific selection with SIRIUS ACT configurator (CIN) | - | 0 | 0
3SU1900-0BC31-0AZ0 | Q0Y | 3SU1900-0BC31-0AZ0Q0Y | 1 | UN | 1 | 10 | C | D | N | N | 85389099 | 1 |  | 0.004 | KG | 5.58 | 5.58 | CP20 | CP20 | Backing plate round for EMERGENCY STOP mushroom-type actuator, yellow, self-adhesive, Outer diameter 75 mm, inside diameter 23 mm, customer-specific inscription, upper case and lower case, always upper case at beginning of line | - | 0 | 0
3SU1900-0BC31-0AZ0 | Q1Y | 3SU1900-0BC31-0AZ0Q1Y | 1 | UN | 1 | 10 | C | D | N | N | 85389099 | 1 |  | 0.004 | KG | 5.58 | 5.58 | CP20 | CP20 | Backing plate round for emergency stop mushroom pushbutton, yellow, self-adhesive, outer diameter 75 mm, inside diameter 23 mm, customer-specific inscription, upper case | - | 0 | 0
3SU1900-0BC31-0AZ0 | Q2Y | 3SU1900-0BC31-0AZ0Q2Y | 1 | UN | 1 | 10 | C | D | N | N | 85389099 | 1 |  | 0.002 | KG | 5.58 | 5.58 | CP20 | CP20 | Backing plate round for emergency stop mushroom pushbutton, yellow, self-adhesive, outer diameter 75 mm, inside diameter 23 mm, customer-specific inscription, lower case | - | 0 | 0
3SU1900-0BC31-0AZ0 | Q3Y | 3SU1900-0BC31-0AZ0Q3Y | 1 | UN | 1 | 10 | C | D | N | N | 85389099 | 1 |  | 0.005 | KG | 5.58 | 5.58 | CP20 | CP20 | Backing plate round for emergency stop mushroom pushbutton, yellow, self-adhesive, outer diameter 75 mm, inside diameter 23 mm, customer-specific inscription, symbol number according to ISO7000 or IEC60417 | - | 0 | 0
3SU1900-0BC31-0AZ0 | Q5Y | 3SU1900-0BC31-0AZ0Q5Y | 1 | UN | 1 | 10 | C | D | N | N | 85389099 | 1 |  | 0.3 | G | 5.58 | 5.58 | CP20 | CP20 | Backing plate round for emergency stop mushroom pushbutton, yellow, self-adhesive, outer diameter 75 mm, inside diameter 23 mm, customer-specific inscription, upper case and lower case, always upper case at the beginning of the word | - | 0 | 0
3SU1900-0BC31-0AZ0 | Q9Y | 3SU1900-0BC31-0AZ0Q9Y | 1 | UN | 1 | 10 | C | D | N | N | 85389099 | 1 |  | 0.002 | KG | 5.58 | 5.58 | CP20 | CP20 | Backing plate round for emergency stop mushroom pushbutton, yellow, self-adhesive, outer diameter 75 mm, inside diameter 23 mm, Customer-specific selection with SIRIUSACT Konfigurator (CIN) | - | 0 | 0
3SU1900-0BC31-0DA0 |  | 3SU1900-0BC31-0DA0 | 1 | UN | 1 | 1 | A | D | N | N | 85389099 | 10 | 4011209954199 | 0.001 | KG | 4.15 | 4.15 | CP20 | CP20 | Backing plate round, for EMERGENCY STOP mushroom pushbutton, yellow, self-adhesive, Outer diameter 75 mm, inside diameter 23 mm, with inscription: EMERGENCY STOP | - | 0 | 0
3SU1900-0BC31-0DA0-Z | Y19 | 3SU1900-0BC31-0DA0-ZY19 | 1 | UN | 1 | 10 | C | D | N | N | 85389099 | 10 |  | 0.001 | KG | 5.1 | 5.1 | CP20 | CP20 | Backing plate round, for EMERGENCY STOP mushroom pushbutton, yellow, self-adhesive, outer diameter 75 mm, inside diameter 23 mm, with inscription: EMERGENCY STOP, Customer-specific selection with SIRIUS ACT configurator (CIN) | - | 0 | 0
3SU1900-0BC31-0GQ0 |  | 3SU1900-0BC31-0GQ0 | 1 | UN | 1 | 3 | B | D | N | N | 85389099 | 10 | 4011209954212 | 0.001 | KG | 4.15 | 4.15 | CP20 | CP20 | Backing plate round, for EMERGENCY STOP mushroom pushbutton, yellow, self-adhesive, outer diameter 75 mm, inside diameter 23 mm, with inscription: ARRÃŠT D'URGENCE | - | 0 | 0
3SU1900-0BC31-0GQ0-Z | Y19 | 3SU1900-0BC31-0GQ0-ZY19 | 1 | UN | 1 | 10 | C | D | N | N | 85389099 | 10 |  | 0.004 | KG | 5.1 | 5.1 | CP20 | CP20 | Backing plate round, for EMERGENCY STOP mushroom pushbutton, yellow, self-adhesive, outer diameter 75 mm, inside diameter 23 mm, with inscription: ARRÃŠT D'URGENCE, EMERGENZA Customer-specific selection with SIRIUS ACT configurator (CIN) | - | 0 | 0
3SU1900-0BC31-0JA0 |  | 3SU1900-0BC31-0JA0 | 1 | UN | 1 | 3 | B | D | N | N | 85389099 | 10 | 4011209954229 | 0.002 | KG | 4.15 | 4.15 | CP20 | CP20 | Backing plate round, for EMERGENCY STOP mushroom pushbutton, yellow, self-adhesive, outer diameter 75 mm, inside diameter 23 mm, with inscription: EMERGENZA | - | 0 | 0
3SU1900-0BC31-0JA0-Z | Y19 | 3SU1900-0BC31-0JA0-ZY19 | 1 | UN | 1 | 10 | C | D | N | N | 85389099 | 10 |  | 0.002 | KG | 5.1 | 5.1 | CP20 | CP20 | Backing plate round, for EMERGENCY STOP mushroom pushbutton, yellow, self-adhesive, outer diameter 75 mm, inside diameter 23 mm, with inscription: EMERGENZA, Customer-specific selection with SIRIUS ACT configurator (CIN) | - | 0 | 0
3SU1900-0BC31-0LA0 |  | 3SU1900-0BC31-0LA0 | 1 | UN | 1 | 5 | B | D | N | N | 85389099 | 10 | 4011209954236 | 0.002 | KG | 4.15 | 4.15 | CP20 | CP20 | Backing plate round, for EMERGENCY STOP mushroom pushbutton, yellow, self-adhesive, outer diameter 75 mm, inside diameter 23 mm, with inscription: Nodstop | - | 0 | 0
3SU1900-0BC31-0LA0-Z | Y19 | 3SU1900-0BC31-0LA0-ZY19 | 1 | UN | 1 | 10 | C | D | N | N | 85389099 | 10 |  | 0.002 | KG | 5.1 | 5.1 | CP20 | CP20 | Backing plate round, for EMERGENCY STOP mushroom pushbutton, yellow, self-adhesive, outer diameter 75 mm, inside diameter 23 mm, with inscription: Nodstop, Customer-specific selection with SIRIUS ACT configurator (CIN) | - | 0 | 0
3SU1900-0BC31-0MA0 |  | 3SU1900-0BC31-0MA0 | 1 | UN | 1 | 5 | B | D | N | N | 85389099 | 10 | 4011209954250 | 0.001 | KG | 4.64 | 4.64 | CP20 | CP20 | Backing plate round, for EMERGENCY STOP mushroom-type actuator, yellow, self-adhesive, outer diameter 75 mm, inside diameter 23 mm, with inscription: EMERGENCY STOP in Chinese | - | 0 | 0
3SU1900-0BC31-0MA0-Z | Y19 | 3SU1900-0BC31-0MA0-ZY19 | 1 | UN | 1 | 10 | C | D | N | N | 85389099 | 10 |  | 0.002 | KG | 5.59 | 5.59 | CP20 | CP20 | Backing plate round, for EMERGENCY STOP mushroom-type actuator, yellow, self-adhesive, outer diameter 75 mm, inside diameter 23 mm, with inscription: EMERGENCY STOP in Chinese, customer-specific selection with SIRIUS ACT configurator (CIN) | - | 0 | 0
3SU1900-0BC31-0NB0 |  | 3SU1900-0BC31-0NB0 | 1 | UN | 1 | 1 | A | D | N | N | 85389099 | 10 | 4011209954243 | 0.001 | KG | 4.64 | 4.64 | CP20 | CP20 | Backing plate round, for EMERGENCY STOP mushroom-type actuator, yellow, self-adhesive, outer diameter 75 mm, inside diameter 23 mm, with inscription: NOT-HALT, EMERGENCY STOP, EMERGENZA, EMERGENCIA 4 languages: DE,EN,IT,SP | - | 0 | 0
3SU1900-0BC31-0NB0-Z | Y19 | 3SU1900-0BC31-0NB0-ZY19 | 1 | UN | 1 | 10 | C | D | N | N | 85389099 | 10 |  | 0.001 | KG | 5.59 | 5.59 | CP20 | CP20 | Backing plate round, for EMERGENCY STOP mushroom pushbutton, yellow, self-adhesive, outer diameter 75 mm, inside diameter 23 mm, with inscription: NOT-HALT, EMERGENCY STOP, EMERGENZA, EMERGENCIA 4 languages: de, en, it, sp Customer-specific selection with SIRIUS ACT configurator (CIN) | - | 0 | 0
3SU1900-0BE31-0AA0 |  | 3SU1900-0BE31-0AA0 | 1 | UN | 1 | 1 | A | D | N | N | 85389099 | 10 | 4011209965331 | 0.002 | KG | 4.42 | 4.42 | CP20 | CP20 | Labeling plate for EMERGENCY STOP mushroom pushbutton in the enclosure, yellow, without inscription, self-adhesive | - | 0 | 0
3SU1900-0BE31-0AA0-Z | Y19 | 3SU1900-0BE31-0AA0-ZY19 | 1 | UN | 1 | 10 | C | D | N | N | 85389099 | 10 |  | 0.002 | KG | 5.37 | 5.37 | CP20 | CP20 | Labeling plate for EMERGENCY OFF mushroom pushbutton in the enclosure, yellow, without inscription, self-adhesive, Customer-specific selection with SIRIUS ACT configurator (CIN) | - | 0 | 0
3SU1900-0BE31-0AS0 |  | 3SU1900-0BE31-0AS0 | 1 | UN | 1 | 3 | B | D | N | N | 85389099 | 10 | 4011209965348 | 0.002 | KG | 5.33 | 5.33 | CP20 | CP20 | Labeling plate for EMERGENCY STOP mushroom pushbutton in the enclosure, yellow, with inscription: NOT-AUS, self-adhesive | - | 0 | 0
3SU1900-0BE31-0AS0-Z | Y19 | 3SU1900-0BE31-0AS0-ZY19 | 1 | UN | 1 | 10 | C | D | N | N | 85389099 | 10 |  | 0.002 | KG | 6.28 | 6.28 | CP20 | CP20 | Labeling plate for EMERGENCY OFF mushroom pushbutton in the enclosure, yellow, with inscription: NOT-AUS, self-adhesive, Customer-specific selection with SIRIUS ACT configurator (CIN) | - | 0 | 0
3SU1900-0BE31-0AT0 |  | 3SU1900-0BE31-0AT0 | 1 | UN | 1 | 3 | B | D | N | N | 85389099 | 10 | 4047621061924 | 0.002 | KG | 5.33 | 5.33 | CP20 | CP20 | Labeling plate for EMERGENCY STOP mushroom-type actuator, in the enclosure, yellow, with inscription: NOT-HALT, self-adhesive | - | 0 | 0
3SU1900-0BE31-0AT0-Z | Y19 | 3SU1900-0BE31-0AT0-ZY19 | 1 | UN | 1 | 10 | C | D | N | N | 85389099 | 10 |  | 0.002 | KG | 6.28 | 6.28 | CP20 | CP20 | Labeling plate for emergency stop mushroom pushbutton in the enclosure, yellow, with inscription: NOT-HALT, self-adhesive, customer-specific selection with SIRIUS ACT configurator (CIN) | - | 0 | 0
3SU1900-0BF31-0AA0 |  | 3SU1900-0BF31-0AA0 | 1 | UN | 1 | 3 | B | D | N | N | 85389099 | 10 | 4011209965355 | 0.002 | KG | 4.39 | 4.39 | CP20 | CP20 | Backing plate for EMERGENCY STOP mushroom pushbutton in the enclosure, yellow, without inscription, self-adhesive with cutout EMERGENCY STOP | - | 0 | 0
3SU1900-0BF31-0AA0-Z | Y19 | 3SU1900-0BF31-0AA0-ZY19 | 1 | UN | 1 | 10 | C | D | N | N | 85389099 | 10 |  | 0.002 | KG | 5.34 | 5.34 | CP20 | CP20 | Backing plate for EMERGENCY OFF mushroom pushbutton in the enclosure, yellow, without inscription, self-adhesive with cutout EMERGENCY STOP, Customer-specific selection with SIRIUS ACT configurator (CIN) | - | 0 | 0
3SU1900-0BG16-0AA0 |  | 3SU1900-0BG16-0AA0 | 1 | UN | 1 | 1 | A | D | N | N | 85389099 | 10 | 4011209954182 | 0.002 | KG | 3.12 | 3.12 | CP20 | CP20 | Labeling plate for potentiometer, black label, without inscription, Outer diameter 40 mm | - | 0 | 0
3SU1900-0BG16-0AA0-Z | Y19 | 3SU1900-0BG16-0AA0-ZY19 | 1 | UN | 1 | 10 | C | D | N | N | 85389099 | 10 |  | 0.002 | KG | 4.07 | 4.07 | CP20 | CP20 | Labeling plate for potentiometer, black label, without inscription, Outer diameter 40 mm customer-specific selection with SIRIUS ACT configurator (CIN), | - | 0 | 0
3SU1900-0BG16-0AZ0 | Q9Y | 3SU1900-0BG16-0AZ0Q9Y | 1 | UN | 1 | 10 | C | D | N | N | 85389099 | 1 |  | 0.002 | KG | 4.18 | 4.18 | CP20 | CP20 | Labeling plate for potentiometer, black label, customer-specific inscription, inscription or symbol customer-specific selection with SIRIUS ACT configurator (CIN), Outer diameter 40 mm | - | 0 | 0
3SU1900-0BG16-0RT0 |  | 3SU1900-0BG16-0RT0 | 1 | UN | 1 | 1 | A | D | N | N | 85389099 | 10 | 4011209954168 | 0.001 | KG | 3.12 | 3.12 | CP20 | CP20 | Labeling plate for potentiometer, black label, white font, with inscription: 0...9 Outer diameter 40 mm | - | 0 | 0
3SU1900-0BG16-0RT0-Z | Y19 | 3SU1900-0BG16-0RT0-ZY19 | 1 | UN | 1 | 10 | C | D | N | N | 85389099 | 10 |  | 0.002 | KG | 4.07 | 4.07 | CP20 | CP20 | Labeling plate for potentiometer, black label, white font, with inscription: 0...9, outer diameter 40 mm, customer-specific selection with SIRIUS ACT configurator (CIN) | - | 0 | 0
3SU1900-0BG16-0RU0 |  | 3SU1900-0BG16-0RU0 | 1 | UN | 1 | 1 | A | D | N | N | 85389099 | 10 | 4011209954175 | 0.001 | KG | 3.12 | 3.12 | CP20 | CP20 | Labeling plate for potentiometer, black label, white font, with inscription: With graphic symbol: run-up, Outer diameter 40 mm | - | 0 | 0
3SU1900-0BG16-0RU0-Z | Y19 | 3SU1900-0BG16-0RU0-ZY19 | 1 | UN | 1 | 10 | C | D | N | N | 85389099 | 10 |  | 0.001 | KG | 4.07 | 4.07 | CP20 | CP20 | Labeling plate for potentiometer, black label, white font, with inscription: With graphic symbol: run-up, outer diameter 40 mm, customer-specific selection with SIRIUS ACT configurator (CIN) | - | 0 | 0
3SU1900-0BG16-0SA0 |  | 3SU1900-0BG16-0SA0 | 1 | UN | 1 | 3 | B | D | N | N | 85389099 | 10 | 4047621028675 | 0.002 | KG | 3.12 | 3.12 | CP20 | CP20 | Labeling plate for potentiometer, black label, white font, with inscription: 0...10, Outer diameter 40 mm | - | 0 | 0
3SU1900-0BG16-0SA0-Z | Y19 | 3SU1900-0BG16-0SA0-ZY19 | 1 | UN | 1 | 10 | C | D | N | N | 85389099 | 10 |  | 0.001 | KG | 4.07 | 4.07 | CP20 | CP20 | Labeling plate for potentiometer, black label, white font, with inscription: 0...10, outer diameter 40 mm, customer-specific selection with SIRIUS ACT configurator (CIN) | - | 0 | 0
3SU1900-0BH60-0AA0 |  | 3SU1900-0BH60-0AA0 | 100 | UN | 1 | 3 | B | D | N | N | 85389099 | 490 | 4011209967052 | 0.261 | G | 51.4 | 51.4 | CP20 | CP20 | Inscription plates for printing for illuminated pushbutton, milky, without inscription, for self-labeling, 7 sheets A4, 490 labels | - | 0 | 0
3SU1900-0BH60-0AA0-Z | Y19 | 3SU1900-0BH60-0AA0-ZY19 | 100 | UN | 1 | 10 | C | D | N | N | 85389099 | 490 |  | 0.292 | G | 52.35 | 52.35 | CP20 | CP20 | Inscription plates for printing for illuminated pushbutton, milky, without inscription, for self-labeling, 7 sheets A4, 490 labels, customer-specific selection with SIRIUS ACT configurator (CIN) | - | 0 | 0
3SU1900-0BJ61-0AA0 |  | 3SU1900-0BJ61-0AA0 | 100 | UN | 1 | 1 | A | D | N | N | 85389099 | 480 | 4011209967069 | 0.292 | G | 44.56 | 44.56 | CP20 | CP20 | Labeling plates for printing and gluing on label holder, label size 12.5x27mm, white, without inscription, for self-labeling, 5 sheets A4, 480 labels | - | 0 | 0
3SU1900-0BJ61-0AA0-Z | Y19 | 3SU1900-0BJ61-0AA0-ZY19 | 100 | UN | 1 | 10 | C | D | N | N | 85389099 | 480 |  | 0.33 | G | 45.51 | 45.51 | CP20 | CP20 | Labeling plates for printing and gluing on label holder, label size 12.5x27 mm, white, without inscription, for self-labeling, 5 sheets A4, 480 labels customer-specific selection with SIRIUS ACT configurator (CIN) | - | 0 | 0
3SU1900-0BK61-0AA0 |  | 3SU1900-0BK61-0AA0 | 100 | UN | 1 | 1 | A | D | EAR99 | N | 85389099 | 720 | 4011209967076 | 0.338 | G | 42.56 | 42.56 | CP20 | CP20 | Labeling plates for printing and gluing on label holder, Label size 17.5 x 27 mm, white, without inscription, for self-labeling, 10 sheets A4, 720 labels | - | 0 | 0
3SU1900-0BK61-0AA0-Z | Y19 | 3SU1900-0BK61-0AA0-ZY19 | 100 | UN | 1 | 10 | C | D | N | N | 85389099 | 720 |  | 0.338 | G | 43.51 | 43.51 | CP20 | CP20 | Labeling plates for printing and gluing on label holder, label size 17.5 x 27 mm, white, without inscription, for self-labeling, 10 sheets A4, 720 labels, customer-specific selection with SIRIUS ACT configurator (CIN) | - | 0 | 0
3SU1900-0BL61-0AA0 |  | 3SU1900-0BL61-0AA0 | 100 | UN | 1 | 1 | A | D | N | N | 85389099 | 480 | 4011209967083 | 0.521 | G | 44.56 | 44.56 | CP20 | CP20 | Labeling plates for printing and gluing on label holder, Label size 27x27 mm, white, without inscription, for self-labeling, 10 sheets A4, 480 labels | - | 0 | 0
3SU1900-0BL61-0AA0-Z | Y19 | 3SU1900-0BL61-0AA0-ZY19 | 100 | UN | 1 | 10 | C | D | N | N | 85389099 | 480 |  | 0.499 | G | 45.51 | 45.51 | CP20 | CP20 | Labeling plates for printing and gluing on label holder, label size 27x27 mm, white, without inscription, for self-labeling, 10 sheets A4, 480 labels, Customer-specific selection with SIRIUS ACT configurator (CIN) | - | 0 | 0
3SU1900-0BM61-0AA0 |  | 3SU1900-0BM61-0AA0 | 100 | UN | 1 | 1 | A | D | N | N | 85389099 | 700 | 4011209967090 | 0.35 | G | 44.56 | 44.56 | CP20 | CP20 | Labeling plates for printing and gluing on enclosure, label size 22x22 mm, white, without inscription, for self-labeling, 10 sheets A4, 700 labels | - | 0 | 0
3SU1900-0BM61-0AA0-Z | Y19 | 3SU1900-0BM61-0AA0-ZY19 | 100 | UN | 1 | 10 | C | D | N | N | 85389099 | 700 |  | 0.34 | G | 45.51 | 45.51 | CP20 | CP20 | Labeling plates for printing and gluing on enclosure, label size 22x22 mm, white, without inscription, for self-labeling, 10 sheets A4, 700 labels, Customer-specific selection with SIRIUS ACT configurator (CIN) | - | 0 | 0
3SU1900-0BN31-0NC0 |  | 3SU1900-0BN31-0NC0 | 1 | UN | 1 | 5 | B | D | N | N | 85389099 | 10 | 4047621019314 | 0.005 | KG | 7.35 | 7.35 | CP20 | CP20 | Washer for EMERGENCY STOP, yellow, outer diameter 60 mm, inside diameter 22.5 mm, thickness 2 mm, with inscription: NOT-HALT, EMERGENCY STOP, ARRÃŠT D'URGENCE, EMERGENZA 4 languages: DE,EN,FR,IT | - | 0 | 0
3SU1900-0BN31-0NC0-Z | Y19 | 3SU1900-0BN31-0NC0-ZY19 | 1 | UN | 1 | 10 | C | D | N | N | 85389099 | 10 |  | 0.004 | KG | 8.3 | 8.3 | CP20 | CP20 | Washer for emergency stop, yellow, outer diameter 60 mm, inside diameter 22.5 mm, thickness 2 mm, with inscription: NOT-HALT, EMERGENCY STOP, ARRÃŠT D'URGENCE, EMERGENZA 4 languages: de,en,fr,it, customer-specific selection with SIRIUS ACT configurator (CIN) | - | 0 | 0
3SU1900-0BQ10-0AA0 |  | 3SU1900-0BQ10-0AA0 | 1 | UN | 1 | 1 | A | D | N | N | 85389099 | 10 | 4047621042664 | 0.003 | KG | 3.95 | 3.95 | CP20 | CP20 | Label holder, flat, Frame rounded off at the bottom black, for 2 labeling plates 17.5 mm x 27 mm, for gluing | - | 0 | 0
3SU1900-0BQ10-0AA0-Z | Y19 | 3SU1900-0BQ10-0AA0-ZY19 | 1 | UN | 1 | 10 | C | D | N | N | 85389099 | 10 |  | 0.003 | KG | 4.9 | 4.9 | CP20 | CP20 | Label holder, flat, frame rounded off at the bottom, black, for 2 labeling plates 17.5 mm x 27 mm, for gluing, Customer-specific selection with SIRIUS ACT configurator (CIN) | - | 0 | 0
3SU1900-0BR10-0AA0 |  | 3SU1900-0BR10-0AA0 | 1 | UN | 1 | 1 | A | D | N | N | 85389099 | 10 | 4047621042671 | 0.003 | KG | 3.95 | 3.95 | CP20 | CP20 | Label holder, flat, Frame rounded off at the bottom black, for 2 labeling plates 17.5 mm x 27 mm, for snapping on | - | 0 | 0
3SU1900-0BR10-0AA0-Z | Y19 | 3SU1900-0BR10-0AA0-ZY19 | 1 | UN | 1 | 10 | C | D | N | N | 85389099 | 10 |  | 0.003 | KG | 4.9 | 4.9 | CP20 | CP20 | Label holder, flat, frame rounded off at the bottom, black, for 2 labeling plates 17.5 mm x 27 mm, for snapping on, Customer-specific selection with SIRIUS ACT configurator (CIN) | - | 0 | 0
3SU1900-0BS10-0AA0 |  | 3SU1900-0BS10-0AA0 | 1 | UN | 1 | 1 | A | D | N | N | 85389099 | 10 | 4047621042688 | 0.006 | KG | 6.59 | 6.59 | CP20 | CP20 | Label holder, flat, black, for 4 labeling plates 17.5 mm x 27 mm, for gluing | - | 0 | 0
3SU1900-0BS10-0AA0-Z | Y19 | 3SU1900-0BS10-0AA0-ZY19 | 1 | UN | 1 | 10 | C | D | N | N | 85389099 | 10 |  | 0.005 | KG | 7.54 | 7.54 | CP20 | CP20 | Label holder, flat, black, for 4 labeling plates 17.5 mm x 27 mm, for gluing, Customer-specific selection with SIRIUS ACT configurator (CIN) | - | 0 | 0
3SU1900-0BT10-0AA0 |  | 3SU1900-0BT10-0AA0 | 1 | UN | 1 | 1 | A | D | N | N | 85389099 | 10 | 4047621042695 | 0.006 | KG | 6.59 | 6.59 | CP20 | CP20 | Label holder, flat, black, for 4 labeling plates 17.5 mm x 27 mm, for snapping on | - | 0 | 0
3SU1900-0BT10-0AA0-Z | Y19 | 3SU1900-0BT10-0AA0-ZY19 | 1 | UN | 1 | 10 | C | D | N | N | 85389099 | 10 |  | 0.005 | KG | 7.54 | 7.54 | CP20 | CP20 | Label holder, flat, black, for 4 labeling plates 17.5 mm x 27 mm, for snapping on, Customer-specific selection with SIRIUS ACT configurator (CIN) | - | 0 | 0
3SU1900-0BU81-0AA0 |  | 3SU1900-0BU81-0AA0 | 1 | UN | 1 | 5 | B | D | N | N | 85389099 | 10 | 4047621050607 | 0.64 | G | 4.56 | 4.56 | CP20 | CP20 | Labeling plate for gluing on enclosure, Label size 25x55 mm, label silver, black font, without inscription, for self-labeling | - | 0 | 0
3SU1900-0BU81-0AA0-Z | Y19 | 3SU1900-0BU81-0AA0-ZY19 | 1 | UN | 1 | 10 | C | D | N | N | 85389099 | 10 |  | 0.64 | G | 5.51 | 5.51 | CP20 | CP20 | Labeling plate for gluing on enclosure, label size 25x55 mm, silver label, black font, without inscription, for self-labeling, customer-specific selection with SIRIUS ACT configurator (CIN) | - | 0 | 0
3SU1900-0BU81-0AZ0 | Q0Y | 3SU1900-0BU81-0AZ0Q0Y | 1 | UN | 1 | 10 | C | D | N | N | 85389099 | 1 |  | 0.006 | KG | 5.62 | 5.62 | CP20 | CP20 | Labeling plate for gluing, on enclosure, Label size 25 x 55 mm label silver, font black, Customer-specific inscription, Upper case and lower case, always upper case at the beginning of the line | - | 0 | 0
3SU1900-0BU81-0AZ0 | Q1Y | 3SU1900-0BU81-0AZ0Q1Y | 1 | UN | 1 | 10 | C | D | N | N | 85389099 | 1 |  | 0.002 | KG | 5.62 | 5.62 | CP20 | CP20 | Labeling plate for gluing, on enclosure, Label size 25 x 55 mm label silver, font black, Customer-specific inscription, Upper case, | - | 0 | 0
3SU1900-0BU81-0AZ0 | Q2Y | 3SU1900-0BU81-0AZ0Q2Y | 1 | UN | 1 | 10 | C | D | N | N | 85389099 | 1 |  | 0.001 | KG | 5.62 | 5.62 | CP20 | CP20 | Labeling plate for gluing, on enclosure, Label size 25 x 55 mm label silver, font black, Customer-specific inscription, Lower case, | - | 0 | 0
3SU1900-0BU81-0AZ0 | Q3Y | 3SU1900-0BU81-0AZ0Q3Y | 1 | UN | 1 | 10 | C | D | N | N | 85389099 | 1 |  | 0.002 | KG | 5.62 | 5.62 | CP20 | CP20 | Labeling plate for gluing, on enclosure, Label size 25 x 55 mm label silver, font black, Customer-specific inscription, Symbol number according to ISO7000 or IEC60417 | - | 0 | 0
3SU1900-0BU81-0AZ0 | Q5Y | 3SU1900-0BU81-0AZ0Q5Y | 1 | UN | 1 | 10 | C | D | N | N | 85389099 | 1 |  | 0.003 | KG | 5.62 | 5.62 | CP20 | CP20 | Labeling plate for gluing, on enclosure, Label size 25 x 55 mm label silver, font black, Customer-specific inscription, Upper case and lower case, always upper case at the beginning of the word | - | 0 | 0
3SU1900-0BU81-0AZ0 | Q9Y | 3SU1900-0BU81-0AZ0Q9Y | 1 | UN | 1 | 10 | C | D | N | N | 85389099 | 1 |  | 0.001 | G | 5.62 | 5.62 | CP20 | CP20 | Labeling plate for gluing, on enclosure, Label size 25 x 55 mm label silver, font black, Customer-specific inscription, inscription or symbol, Customer-specific selection with SIRIUS ACT configurator (CIN) | - | 0 | 0
3SU1900-0BV16-0SA0 |  | 3SU1900-0BV16-0SA0 | 1 | UN | 1 | 8 | C | D | N | N | 85389099 | 10 | 4047621065847 | 0.001 | G | 8.46 | 8.46 | CP20 | CP20 | Labeling plate for potentiometer, black label, white font, with inscription: 0...10 |  | 0 | 7
3SU1900-0DA10-0AA0 |  | 3SU1900-0DA10-0AA0 | 1 | UN | 1 | 3 | B | D | N | N | 85389099 | 1 | 4011209963870 | 0.006 | KG | 2.85 | 2.85 | CP20 | CP20 | Sealable cap for pushbutton, flat, 22 mm, black | - | 0 | 0
3SU1900-0DA10-0AA0-Z | Y19 | 3SU1900-0DA10-0AA0-ZY19 | 1 | UN | 1 | 10 | C | D | N | N | 85389099 | 1 |  | 0.006 | KG | 3.8 | 3.8 | CP20 | CP20 | Sealable cap for pushbutton, flat, 22 mm, black, customer-specific selection with SIRIUS ACT configurator (CIN) | - | 0 | 0
3SU1900-0DA70-0AA0 |  | 3SU1900-0DA70-0AA0 | 1 | UN | 1 | 3 | B | D | N | N | 85389099 | 1 | 4011209963887 | 0.006 | KG | 2.85 | 2.85 | CP20 | CP20 | Sealable cap for pushbutton, flat, 22 mm, clear | - | 0 | 0
3SU1900-0DA70-0AA0-Z | Y19 | 3SU1900-0DA70-0AA0-ZY19 | 1 | UN | 1 | 10 | C | D | N | N | 85389099 | 1 |  | 0.008 | KG | 3.8 | 3.8 | CP20 | CP20 | Sealable cap for pushbutton, flat, 22 mm, clear, customer-specific selection with SIRIUS ACT configurator (CIN) | - | 0 | 0
3SU1900-0DB70-0AA0 |  | 3SU1900-0DB70-0AA0 | 1 | UN | 1 | 1 | A | D | N | N | 85389099 | 1 | 4011209963894 | 0.007 | KG | 3.45 | 3.45 | CP20 | CP20 | Silicone protection cap for pushbutton, flat, 22 mm, clear | - | 0 | 0
3SU1900-0DB70-0AA0-Z | Y19 | 3SU1900-0DB70-0AA0-ZY19 | 1 | UN | 1 | 10 | C | D | N | N | 85389099 | 1 |  | 0.006 | KG | 4.4 | 4.4 | CP20 | CP20 | Silicone protection cap for pushbutton, flat, 22 mm, clear, customer-specific selection with SIRIUS ACT configurator (CIN) | - | 0 | 0
3SU1900-0DC70-0AA0 |  | 3SU1900-0DC70-0AA0 | 1 | UN | 1 | 1 | A | D | N | N | 85389099 | 1 | 4011209963900 | 0.007 | KG | 3.8 | 3.8 | CP20 | CP20 | Silicone protection cap for pushbutton, raised, 22 mm, clear | - | 0 | 0
3SU1900-0DC70-0AA0-Z | Y19 | 3SU1900-0DC70-0AA0-ZY19 | 1 | UN | 1 | 10 | C | D | N | N | 85389099 | 1 |  | 0.007 | KG | 4.75 | 4.75 | CP20 | CP20 | Silicone protection cap for pushbutton, raised, 22 mm, clear, customer-specific selection with SIRIUS ACT configurator (CIN) | - | 0 | 0
3SU1900-0DD70-0AA0 |  | 3SU1900-0DD70-0AA0 | 1 | UN | 1 | 3 | B | D | N | N | 85389099 | 1 | 4011209963917 | 0.009 | KG | 3.45 | 3.45 | CP20 | CP20 | Silicone protection cap for selector switch, short, 22 mm, clear | - | 0 | 0
3SU1900-0DD70-0AA0-Z | Y19 | 3SU1900-0DD70-0AA0-ZY19 | 1 | UN | 1 | 10 | C | D | N | N | 85389099 | 1 |  | 0.009 | KG | 4.4 | 4.4 | CP20 | CP20 | Silicone protection cap for selector switch, short, 22 mm, clear, customer-specific selection with SIRIUS ACT configurator (CIN) | - | 0 | 0
3SU1900-0DE70-0AA0 |  | 3SU1900-0DE70-0AA0 | 1 | UN | 1 | 5 | B | D | N | N | 85389099 | 1 | 4011209963924 | 0.012 | KG | 26.79 | 26.79 | CP20 | CP20 | Silicone protection cap for mushroom pushbutton, 40 mm, 22 mm design, clear | - | 0 | 0
3SU1900-0DE70-0AA0-Z | Y19 | 3SU1900-0DE70-0AA0-ZY19 | 1 | UN | 1 | 10 | C | D | N | N | 85389099 | 1 |  | 0.012 | KG | 27.74 | 27.74 | CP20 | CP20 | Silicone protection cap for mushroom pushbutton, 40 mm, 22 mm design, clear, customer-specific selection with SIRIUS ACT configurator (CIN) | - | 0 | 0
3SU1900-0DF70-0AA0 |  | 3SU1900-0DF70-0AA0 | 1 | UN | 1 | 5 | B | D | N | N | 85389099 | 1 | 4011209963931 | 0.02 | KG | 15.58 | 15.58 | CP20 | CP20 | Silicone protection cap for EMERGENCY-STOP mushroom pushbutton, 40 mm, 22 mm design, clear | - | 0 | 0
3SU1900-0DF70-0AA0-Z | Y19 | 3SU1900-0DF70-0AA0-ZY19 | 1 | UN | 1 | 10 | C | D | N | N | 85389099 | 1 |  | 0.018 | KG | 16.53 | 16.53 | CP20 | CP20 | Silicone protection cap for EMERGENCY-STOP mushroom pushbutton, 40 mm, 22 mm design, clear, customer-specific selection with SIRIUS ACT configurator (CIN) | - | 0 | 0
3SU1900-0DG70-0AA0 |  | 3SU1900-0DG70-0AA0 | 1 | UN | 1 | 1 | A | D | N | N | 85389099 | 1 | 4011209964471 | 0.011 | KG | 4.15 | 4.15 | CP20 | CP20 | Silicone protection cap for Twin pushbutton, flat, clear | - | 0 | 0
3SU1900-0DG70-0AA0-Z | Y19 | 3SU1900-0DG70-0AA0-ZY19 | 1 | UN | 1 | 10 | C | D | N | N | 85389099 | 1 |  | 0.013 | KG | 5.1 | 5.1 | CP20 | CP20 | Silicone protection cap for Twin pushbutton, flat, clear, customer-specific selection with SIRIUS ACT configurator (CIN) | - | 0 | 0
3SU1900-0DH70-0AA0 |  | 3SU1900-0DH70-0AA0 | 1 | UN | 1 | 1 | A | D | N | N | 85389099 | 1 | 4011209964464 | 0.012 | KG | 4.15 | 4.15 | CP20 | CP20 | Silicone protection cap for Twin pushbutton, high, clear | - | 0 | 0
3SU1900-0DH70-0AA0-Z | Y19 | 3SU1900-0DH70-0AA0-ZY19 | 1 | UN | 1 | 10 | C | D | N | N | 85389099 | 1 |  | 0.016 | KG | 5.1 | 5.1 | CP20 | CP20 | Silicone protection cap for Twin pushbutton, high, clear, customer-specific selection with SIRIUS ACT configurator (CIN) | - | 0 | 0
3SU1900-0DJ10-0AA0 |  | 3SU1900-0DJ10-0AA0 | 1 | UN | 1 | 5 | B | D | N | N | 85389099 | 1 | 4011209964488 | 0.004 | KG | 1.66 | 1.66 | CP20 | CP20 | Sun collar, black, for illuminated pushbutton, 22 mm | - | 0 | 0
3SU1900-0DJ10-0AA0-Z | Y19 | 3SU1900-0DJ10-0AA0-ZY19 | 1 | UN | 1 | 10 | C | D | N | N | 85389099 | 1 |  | 0.002 | KG | 2.61 | 2.61 | CP20 | CP20 | Sun collar, black, for illuminated pushbutton, 22 mm, customer-specific selection with SIRIUS ACT configurator (CIN) | - | 0 | 0
3SU1900-0DW10-0AA0 |  | 3SU1900-0DW10-0AA0 | 1 | UN | 1 | 3 | B | D | N | N | 85389099 | 1 | 4011209964693 | 0.007 | KG | 4.42 | 4.42 | CP20 | CP20 | Protective collar for pushbutton, selector switch, short, 22 mm, 360Â° black, plastic | - | 0 | 0
3SU1900-0DW10-0AA0-Z | Y19 | 3SU1900-0DW10-0AA0-ZY19 | 1 | UN | 1 | 10 | C | D | N | N | 85389099 | 1 |  | 0.008 | KG | 5.37 | 5.37 | CP20 | CP20 | Protective collar for pushbutton, selector switch, short, 22 mm, 360Â° black, plastic, customer-specific selection with SIRIUS ACT configurator (CIN) | - | 0 | 0
3SU1900-0DY30-0AA0 |  | 3SU1900-0DY30-0AA0 | 1 | UN | 1 | 1 | A | D | N | N | 85389099 | 1 | 4011209965294 | 0.033 | KG | 8.19 | 8.19 | CP20 | CP20 | Protective collar for EMERGENCY STOP mushroom pushbutton, with and without RONIS lock, 22 mm design, yellow, plastic | - | 0 | 0
3SU1900-0DY30-0AA0-Z | Y19 | 3SU1900-0DY30-0AA0-ZY19 | 1 | UN | 1 | 10 | C | D | N | N | 85389099 | 1 |  | 0.034 | KG | 9.14 | 9.14 | CP20 | CP20 | Protective collar for EMERGENCY STOP mushroom pushbutton, with and without RONIS lock, 22 mm design, yellow, plastic, customer-specific selection with SIRIUS ACT configurator (CIN) | - | 0 | 0
3SU1900-0DY30-0DA0 |  | 3SU1900-0DY30-0DA0 | 1 | UN | 1 | 5 | B | D | N | N | 85389099 | 1 | 4047621054025 | 0.034 | KG | 9.25 | 9.25 | CP20 | CP20 | Protective collar for EMERGENCY STOP mushroom pushbutton, with and without RONIS lock, yellow, plastic, with inscription: EMERGENCY STOP | - | 0 | 0
3SU1900-0DY30-0DA0-Z | Y19 | 3SU1900-0DY30-0DA0-ZY19 | 1 | UN | 1 | 10 | C | D | N | N | 85389099 | 1 |  | 0.034 | KG | 10.17 | 10.17 | CP20 | CP20 | Protective collar for emergency stop mushroom pushbutton, with and without RONIS lock, yellow, plastic, with inscription: EMERGENCY STOP, Customer-specific selection with SIRIUS ACT configurator (CIN) | - | 0 | 0
3SU1900-0DY80-0AA0 |  | 3SU1900-0DY80-0AA0 | 1 | UN | 1 | 1 | A | D | N | N | 85389099 | 1 | 4011209965300 | 0.035 | KG | 10.45 | 10.45 | CP20 | CP20 | Protective collar for EMERGENCY STOP mushroom pushbutton, with and without RONIS lock, 22 mm design, gray, plastic, | - | 0 | 0
3SU1900-0DY80-0AA0-Z | Y19 | 3SU1900-0DY80-0AA0-ZY19 | 1 | UN | 1 | 10 | C | D | N | N | 85389099 | 1 |  | 0.035 | KG | 11.4 | 11.4 | CP20 | CP20 | Protective collar for EMERGENCY STOP mushroom pushbutton, with and without RONIS lock, 22 mm design, gray, plastic, customer-specific selection with SIRIUS ACT configurator (CIN) | - | 0 | 0
3SU1900-0EA30-0AA0 |  | 3SU1900-0EA30-0AA0 | 1 | UN | 1 | 5 | B | D | N | N | 85389099 | 1 | 4011209965317 | 0.044 | KG | 10.36 | 10.36 | CP20 | CP20 | Protective collar for mushroom pushbutton, 22 mm design, 360Â° yellow, plastic | - | 0 | 0
3SU1900-0EA30-0AA0-Z | Y19 | 3SU1900-0EA30-0AA0-ZY19 | 1 | UN | 1 | 10 | C | D | N | N | 85389099 | 1 |  | 0.043 | KG | 11.31 | 11.31 | CP20 | CP20 | Protective collar for mushroom pushbutton, 22 mm design, 360Â° yellow, plastic, customer-specific selection with SIRIUS ACT configurator (CIN) | - | 0 | 0
3SU1900-0EB10-0AA0 |  | 3SU1900-0EB10-0AA0 | 1 | UN | 1 | 1 | A | D | N | N | 85389099 | 1 | 4011209965324 | 0.006 | KG | 2.15 | 2.15 | CP20 | CP20 | Dust cap for key-operated switch CES, BKS, IKON, RONIS and O.M.R., with and without key monitoring, 22 mm, clear | - | 0 | 0
3SU1900-0EB10-0AA0-Z | Y19 | 3SU1900-0EB10-0AA0-ZY19 | 1 | UN | 1 | 10 | C | D | N | N | 85389099 | 1 |  | 0.006 | KG | 3.1 | 3.1 | CP20 | CP20 | Dust cap for key-operated switch CES, BKS, IKON, RONIS and O.M.R., with and without key monitoring, 22 mm, clear, customer-specific selection with SIRIUS ACT configurator (CIN) | - | 0 | 0
3SU1900-0EC10-0AA0 |  | 3SU1900-0EC10-0AA0 | 1 | UN | 1 | 1 | A | D | N | N | 85389099 | 1 | 4011209950597 | 0.115 | KG | 50.26 | 50.26 | CP20 | CP20 | Protection for sensor switch, black | - | 0 | 0
3SU1900-0EC10-0AA0-Z | Y19 | 3SU1900-0EC10-0AA0-ZY19 | 1 | UN | 1 | 10 | C | D | N | N | 85389099 | 1 |  | 0.115 | KG | 51.21 | 51.21 | CP20 | CP20 | Protection for sensor switch, black, customer-specific selection with SIRIUS ACT configurator (CIN) | - | 0 | 0
3SU1900-0ED70-0AA0 |  | 3SU1900-0ED70-0AA0 | 1 | UN | 1 | 1 | A | D | N | N | 85389099 | 1 | 4011209967113 | 0.007 | KG | 3.38 | 3.38 | CP20 | CP20 | Silicone-free protective cover for pushbutton flat, 22 mm, clear | - | 0 | 0
3SU1900-0ED70-0AA0-Z | Y19 | 3SU1900-0ED70-0AA0-ZY19 | 1 | UN | 1 | 10 | C | D | N | N | 85389099 | 1 |  | 0.007 | KG | 4.33 | 4.33 | CP20 | CP20 | Silicone-free protective cover for pushbutton flat, 22 mm, clear, customer-specific selection with SIRIUS ACT configurator (CIN) | - | 0 | 0
3SU1900-0EE70-0AA0 |  | 3SU1900-0EE70-0AA0 | 1 | UN | 1 | 1 | A | D | N | N | 85389099 | 1 | 4011209967120 | 0.007 | KG | 3.75 | 3.75 | CP20 | CP20 | Silicone-free protective cover for pushbutton raised, 22 mm, clear | - | 0 | 0
3SU1900-0EE70-0AA0-Z | Y19 | 3SU1900-0EE70-0AA0-ZY19 | 1 | UN | 1 | 10 | C | D | N | N | 85389099 | 1 |  | 0.006 | KG | 4.7 | 4.7 | CP20 | CP20 | Silicone-free protective cover for pushbutton raised, 22 mm, clear, customer-specific selection with SIRIUS ACT configurator (CIN) | - | 0 | 0
3SU1900-0EF70-0AA0 |  | 3SU1900-0EF70-0AA0 | 1 | UN | 1 | 1 | A | D | N | N | 85389099 | 1 | 4011209967137 | 0.04 | KG | 3.38 | 3.38 | CP20 | CP20 | Silicone-free protective cover for selector switch short, 22 mm, clear | - | 0 | 0
3SU1900-0EF70-0AA0-Z | Y19 | 3SU1900-0EF70-0AA0-ZY19 | 1 | UN | 1 | 10 | C | D | N | N | 85389099 | 1 |  | 0.007 | KG | 4.33 | 4.33 | CP20 | CP20 | Silicone-free protective cover for selector switch short, 22 mm, clear, customer-specific selection with SIRIUS ACT configurator (CIN) | - | 0 | 0
3SU1900-0EG70-0AA0 |  | 3SU1900-0EG70-0AA0 | 1 | UN | 1 | 1 | A | D | N | N | 85389099 | 1 | 4011209967144 | 0.008 | KG | 26.79 | 26.79 | CP20 | CP20 | Silicone-free protective cover for mushroom pushbutton 40 mm 22 mm design, clear | - | 0 | 0
3SU1900-0EG70-0AA0-Z | Y19 | 3SU1900-0EG70-0AA0-ZY19 | 1 | UN | 1 | 10 | C | D | N | N | 85389099 | 1 |  | 0.008 | KG | 27.74 | 27.74 | CP20 | CP20 | Silicone-free protective cover for mushroom pushbutton 40 mm 22 mm design, clear, customer-specific selection with SIRIUS ACT configurator (CIN) | - | 0 | 0
3SU1900-0EK70-0AA0 |  | 3SU1900-0EK70-0AA0 | 1 | UN | 1 | 1 | A | D | N | N | 85389099 | 1 | 4011209967168 | 0.008 | KG | 4.15 | 4.15 | CP20 | CP20 | Silicone-free protective cover for Twin pushbutton, raised clear | - | 0 | 0
3SU1900-0EK70-0AA0-Z | Y19 | 3SU1900-0EK70-0AA0-ZY19 | 1 | UN | 1 | 10 | C | D | N | N | 85389099 | 1 |  | 0.013 | KG | 5.1 | 5.1 | CP20 | CP20 | Silicone-free protective cover for twin pushbutton, raised, clear, customer-specific selection with SIRIUS ACT configurator (CIN) | - | 0 | 0
3SU1900-0EL10-0AA0 |  | 3SU1900-0EL10-0AA0 | 1 | UN | 1 | 3 | B | D | N | N | 85389099 | 1 | 4011209968226 | 0.013 | KG | 3.24 | 3.24 | CP20 | CP20 | Sealable cap for pushbutton, raised, 22 mm, front ring, raised, castellated, black | - | 0 | 0
3SU1900-0EL10-0AA0-Z | Y19 | 3SU1900-0EL10-0AA0-ZY19 | 1 | UN | 1 | 10 | C | D | N | N | 85389099 | 1 |  | 0.008 | KG | 4.19 | 4.19 | CP20 | CP20 | Sealable cap for pushbutton, raised, 22 mm, front ring, raised, castellated, black, customer-specific selection with SIRIUS ACT configurator (CIN) | - | 0 | 0
3SU1900-0EL70-0AA0 |  | 3SU1900-0EL70-0AA0 | 1 | UN | 1 | 3 | B | D | N | N | 85389099 | 1 | 4011209968233 | 0.007 | KG | 3.24 | 3.24 | CP20 | CP20 | Sealable cap for pushbutton, raised, 22 mm, front ring, raised, castellated, clear | - | 0 | 0
3SU1900-0EL70-0AA0-Z | Y19 | 3SU1900-0EL70-0AA0-ZY19 | 1 | UN | 1 | 10 | C | D | N | N | 85389099 | 1 |  | 0.008 | KG | 4.19 | 4.19 | CP20 | CP20 | Sealable cap for pushbutton, raised, 22 mm, front ring, raised, castellated, clear, customer-specific selection with SIRIUS ACT configurator (CIN) | - | 0 | 0
3SU1900-0EM70-0AA0 |  | 3SU1900-0EM70-0AA0 | 1 | UN | 1 | 5 | B | D | N | N | 85389099 | 1 | 4047621042657 | 0.005 | KG | 2.19 | 2.19 | CP20 | CP20 | Dust cap for ID key-operated switch, clear | - | 0 | 0
3SU1900-0EM70-0AA0-Z | Y19 | 3SU1900-0EM70-0AA0-ZY19 | 1 | UN | 1 | 10 | C | D | N | N | 85389099 | 1 |  | 0.006 | KG | 3.14 | 3.14 | CP20 | CP20 | Dust cap for ID key-operated switch, clear, customer-specific selection with SIRIUS ACT configurator (CIN) | - | 0 | 0
3SU1900-0EW70-0AA0 |  | 3SU1900-0EW70-0AA0 | 1 | UN | 1 | 5 | B | D | N | N | 85389099 | 1 | 4047621063546 | 0.042 | KG | 10.64 | 10.64 | CP20 | CP20 | Cover for Module, For protection class IP54 clear | - | 0 | 0
3SU1900-0EX30-0AA0 |  | 3SU1900-0EX30-0AA0 | 1 | UN | 1 | 5 | B | D | N | N | 85389099 | 1 | 4047621061795 | 0.04 | KG | 51.97 | 51.97 | CP20 | CP20 | Protective collar for EMERGENCY STOP mushroom pushbutton, 60 mm, 22 mm design, for 3 padlocks, yellow, plastic | - | 0 | 0
3SU1900-0EX30-0AA0-Z | Y19 | 3SU1900-0EX30-0AA0-ZY19 | 1 | UN | 1 | 10 | C | D | N | N | 85389099 | 1 |  | 0.033 | KG | 52.92 | 52.92 | CP20 | CP20 | Protective collar for emergency stop mushroom pushbutton, 60 mm, 22 mm design, for 3 padlocks, yellow, plastic, customer-specific selection with SIRIUS ACT configurator (CIN) | - | 0 | 0
3SU1900-0FA10-0AA0 |  | 3SU1900-0FA10-0AA0 | 1 | UN | 1 | 1 | A | D | N | N | 85389099 | 1 | 4011209963801 | 0.011 | KG | 3.45 | 3.45 | CP20 | CP20 | Sealing plug for unused round control points, 22 mm, plastic, black | - | 0 | 0
3SU1900-0FA10-0AA0-Z | X90 | 3SU1900-0FA10-0AA0-ZX90 | 1 | UN | 1 | 5 | B | D | N | N | 85389099 | 100 | 4047621011370 | 0.011 | KG | 3.45 | 3.45 | CP20 | CP20 | Sealing plug for unused round control points, 22 mm, plastic, black, Z=100-unit packaging | - | 0 | 0
3SU1900-0FA10-0AA0-Z | Y19 | 3SU1900-0FA10-0AA0-ZY19 | 1 | UN | 1 | 10 | C | D | N | N | 85389099 | 1 |  | 0.011 | KG | 4.4 | 4.4 | CP20 | CP20 | Sealing plug for unused round control points, 22 mm, plastic, black, customer-specific selection with SIRIUS ACT configurator (CIN) | - | 0 | 0
3SU1900-0FA11-0AA0 |  | 3SU1900-0FA11-0AA0 | 1 | UN | 1 | 5 | B | D | N | N | 85389099 | 100 | 4047621073620 | 0.012 | KG | 7.06 | 7.06 | CP20 | CP20 | Sealing plug for unused round control points, 22 mm, plastic, black, complete with lock nut |  | 0 | 9
3SU1900-0FS10-0AA0 |  | 3SU1900-0FS10-0AA0 | 1 | UN | 1 | 5 | B | D | N | N | 85389099 | 10 | 4011209966055 | 0.002 | KG | 3.1 | 3.1 | CP20 | CP20 | pushbutton, high, black, for pushbutton | - | 0 | 0
3SU1900-0FS10-0AA0-Z | Y10 | 3SU1900-0FS10-0AA0-ZY10 | 1 | UN | 1 | 10 | C | D | EAR99 | N | 85389099 | 10 |  | 0.002 | KG | 4.05 | 4.05 | CP20 | CP20 | pushbutton, high, black, for pushbutton, with laser labeling, upper case and lower case, always upper case at beginning of line | - | 0 | 0
3SU1900-0FS10-0AA0-Z | Y11 | 3SU1900-0FS10-0AA0-ZY11 | 1 | UN | 1 | 10 | C | D | EAR99 | N | 85389099 | 10 |  | 0.002 | KG | 4.05 | 4.05 | CP20 | CP20 | pushbutton, high, black, for pushbutton, with laser labeling, upper case | - | 0 | 0
3SU1900-0FS10-0AA0-Z | Y12 | 3SU1900-0FS10-0AA0-ZY12 | 1 | UN | 1 | 10 | C | D | EAR99 | N | 85389099 | 10 |  | 0.002 | KG | 4.05 | 4.05 | CP20 | CP20 | pushbutton, high, black, for pushbutton, with laser labeling, lower case | - | 0 | 0
3SU1900-0FS10-0AA0-Z | Y13 | 3SU1900-0FS10-0AA0-ZY13 | 1 | UN | 1 | 10 | C | D | EAR99 | N | 85389099 | 10 |  | 0.002 | KG | 4.05 | 4.05 | CP20 | CP20 | pushbutton, high, black, for pushbutton, with laser labeling, symbol number according to, ISO 7000 or IEC 60417 | - | 0 | 0
3SU1900-0FS10-0AA0-Z | Y15 | 3SU1900-0FS10-0AA0-ZY15 | 1 | UN | 1 | 10 | C | D | EAR99 | N | 85389099 | 10 |  | 0.002 | KG | 4.05 | 4.05 | CP20 | CP20 | pushbutton, high, black, for pushbutton, with laser labeling, upper case and lower case, always upper case at the beginning of the word | - | 0 | 0
3SU1900-0FS10-0AA0-Z | Y19 | 3SU1900-0FS10-0AA0-ZY19 | 1 | UN | 1 | 10 | C | D | EAR99 | N | 85389099 | 10 |  | 0.002 | KG | 4.05 | 4.05 | CP20 | CP20 | pushbutton, high, black, for pushbutton, with laser labeling, inscription or symbol Customer-specific selection with SIRIUS ACT configurator (CIN) | - | 0 | 0
3SU1900-0FS20-0AA0 |  | 3SU1900-0FS20-0AA0 | 1 | UN | 1 | 5 | B | D | N | N | 85389099 | 10 | 4011209966062 | 0.002 | KG | 3.1 | 3.1 | CP20 | CP20 | pushbutton, high, red, for pushbutton | - | 0 | 0
3SU1900-0FS20-0AA0-Z | Y10 | 3SU1900-0FS20-0AA0-ZY10 | 1 | UN | 1 | 10 | C | D | EAR99 | N | 85389099 | 10 |  | 0.002 | KG | 4.05 | 4.05 | CP20 | CP20 | pushbutton, high, red, for pushbutton, with laser labeling, upper case and lower case, always upper case at beginning of line | - | 0 | 0
3SU1900-0FS20-0AA0-Z | Y11 | 3SU1900-0FS20-0AA0-ZY11 | 1 | UN | 1 | 10 | C | D | EAR99 | N | 85389099 | 10 |  | 0.002 | KG | 4.05 | 4.05 | CP20 | CP20 | pushbutton, high, red, for pushbutton, with laser labeling, upper case | - | 0 | 0
3SU1900-0FS20-0AA0-Z | Y12 | 3SU1900-0FS20-0AA0-ZY12 | 1 | UN | 1 | 10 | C | D | EAR99 | N | 85389099 | 10 |  | 0.002 | KG | 4.05 | 4.05 | CP20 | CP20 | pushbutton, high, red, for pushbutton, with laser labeling, lower case | - | 0 | 0
3SU1900-0FS20-0AA0-Z | Y13 | 3SU1900-0FS20-0AA0-ZY13 | 1 | UN | 1 | 10 | C | D | EAR99 | N | 85389099 | 10 |  | 0.002 | KG | 4.05 | 4.05 | CP20 | CP20 | pushbutton, high, red, for pushbutton, with laser labeling, symbol number according to, ISO 7000 or IEC 60417 | - | 0 | 0
3SU1900-0FS20-0AA0-Z | Y15 | 3SU1900-0FS20-0AA0-ZY15 | 1 | UN | 1 | 10 | C | D | EAR99 | N | 85389099 | 10 |  | 0.002 | KG | 4.05 | 4.05 | CP20 | CP20 | pushbutton, high, red, for pushbutton, with laser labeling, upper case and lower case, always upper case at the beginning of the word | - | 0 | 0
3SU1900-0FS20-0AA0-Z | Y19 | 3SU1900-0FS20-0AA0-ZY19 | 1 | UN | 1 | 10 | C | D | EAR99 | N | 85389099 | 10 |  | 0.002 | KG | 4.05 | 4.05 | CP20 | CP20 | pushbutton, high, red, for pushbutton, with laser labeling, inscription or symbol Customer-specific selection with SIRIUS ACT configurator (CIN) | - | 0 | 0
3SU1900-0FS30-0AA0 |  | 3SU1900-0FS30-0AA0 | 1 | UN | 1 | 5 | B | D | N | N | 85389099 | 10 | 4011209966079 | 0.002 | KG | 3.1 | 3.1 | CP20 | CP20 | pushbutton, high, yellow, for pushbutton | - | 0 | 0
3SU1900-0FS30-0AA0-Z | Y10 | 3SU1900-0FS30-0AA0-ZY10 | 1 | UN | 1 | 10 | C | D | EAR99 | N | 85389099 | 10 |  | 0.002 | KG | 4.05 | 4.05 | CP20 | CP20 | pushbutton, high, yellow, for pushbutton, with laser labeling, upper case and lower case, always upper case at beginning of line | - | 0 | 0
3SU1900-0FS30-0AA0-Z | Y11 | 3SU1900-0FS30-0AA0-ZY11 | 1 | UN | 1 | 10 | C | D | EAR99 | N | 85389099 | 10 |  | 0.002 | KG | 4.05 | 4.05 | CP20 | CP20 | pushbutton, high, yellow, for pushbutton, with laser labeling, upper case | - | 0 | 0
3SU1900-0FS30-0AA0-Z | Y12 | 3SU1900-0FS30-0AA0-ZY12 | 1 | UN | 1 | 10 | C | D | EAR99 | N | 85389099 | 10 |  | 0.002 | KG | 4.05 | 4.05 | CP20 | CP20 | pushbutton, high, yellow, for pushbutton, with laser labeling, lower case | - | 0 | 0
3SU1900-0FS30-0AA0-Z | Y13 | 3SU1900-0FS30-0AA0-ZY13 | 1 | UN | 1 | 10 | C | D | EAR99 | N | 85389099 | 10 |  | 0.002 | KG | 4.05 | 4.05 | CP20 | CP20 | pushbutton, high, yellow, for pushbutton, with laser labeling, symbol number according to, ISO 7000 or IEC 60417 | - | 0 | 0
3SU1900-0FS30-0AA0-Z | Y15 | 3SU1900-0FS30-0AA0-ZY15 | 1 | UN | 1 | 10 | C | D | EAR99 | N | 85389099 | 10 |  | 0.002 | KG | 4.05 | 4.05 | CP20 | CP20 | pushbutton, high, yellow, for pushbutton, with laser labeling, upper case and lower case, always upper case at the beginning of the word | - | 0 | 0
3SU1900-0FS30-0AA0-Z | Y19 | 3SU1900-0FS30-0AA0-ZY19 | 1 | UN | 1 | 10 | C | D | EAR99 | N | 85389099 | 10 |  | 0.002 | KG | 4.05 | 4.05 | CP20 | CP20 | pushbutton, high, yellow, for pushbutton, with laser labeling, inscription or symbol Customer-specific selection with SIRIUS ACT configurator (CIN) | - | 0 | 0
3SU1900-0FS40-0AA0 |  | 3SU1900-0FS40-0AA0 | 1 | UN | 1 | 5 | B | D | N | N | 85389099 | 10 | 4011209966086 | 0.002 | KG | 3.1 | 3.1 | CP20 | CP20 | pushbutton, high, green, for pushbutton | - | 0 | 0
3SU1900-0FS40-0AA0-Z | Y10 | 3SU1900-0FS40-0AA0-ZY10 | 1 | UN | 1 | 10 | C | D | EAR99 | N | 85389099 | 10 |  | 0.002 | KG | 4.05 | 4.05 | CP20 | CP20 | pushbutton, high, green, for pushbutton, with laser labeling, upper case and lower case, always upper case at beginning of line | - | 0 | 0
3SU1900-0FS40-0AA0-Z | Y11 | 3SU1900-0FS40-0AA0-ZY11 | 1 | UN | 1 | 10 | C | D | EAR99 | N | 85389099 | 10 |  | 0.002 | KG | 4.05 | 4.05 | CP20 | CP20 | pushbutton, high, green, for pushbutton, with laser labeling, upper case | - | 0 | 0
3SU1900-0FS40-0AA0-Z | Y12 | 3SU1900-0FS40-0AA0-ZY12 | 1 | UN | 1 | 10 | C | D | EAR99 | N | 85389099 | 10 |  | 0.002 | KG | 4.05 | 4.05 | CP20 | CP20 | pushbutton, high, green, for pushbutton, with laser labeling, lower case | - | 0 | 0
3SU1900-0FS40-0AA0-Z | Y13 | 3SU1900-0FS40-0AA0-ZY13 | 1 | UN | 1 | 10 | C | D | EAR99 | N | 85389099 | 10 |  | 0.002 | KG | 4.05 | 4.05 | CP20 | CP20 | pushbutton, high, green, for pushbutton, with laser labeling, symbol number according to, ISO 7000 or IEC 60417 | - | 0 | 0
3SU1900-0FS40-0AA0-Z | Y15 | 3SU1900-0FS40-0AA0-ZY15 | 1 | UN | 1 | 10 | C | D | EAR99 | N | 85389099 | 10 |  | 0.002 | KG | 4.05 | 4.05 | CP20 | CP20 | pushbutton, high, green, for pushbutton, with laser labeling, upper case and lower case, always upper case at the beginning of the word | - | 0 | 0
3SU1900-0FS40-0AA0-Z | Y19 | 3SU1900-0FS40-0AA0-ZY19 | 1 | UN | 1 | 10 | C | D | EAR99 | N | 85389099 | 10 |  | 0.002 | KG | 4.05 | 4.05 | CP20 | CP20 | pushbutton, high, green, for pushbutton, with laser labeling, inscription or symbol Customer-specific selection with SIRIUS ACT configurator (CIN) | - | 0 | 0
3SU1900-0FT10-0AA0 |  | 3SU1900-0FT10-0AA0 | 100 | UN | 1 | 1 | A | D | N | N | 85389099 | 10 | 4011209966147 | 0.8 | G | 82.27 | 76.29 | CP20 | CP20 | pushbutton, flat, black, for pushbutton | Lista Papel 2020 SI | 0 | 0
3SU1900-0FT10-0AA0-Z | Y10 | 3SU1900-0FT10-0AA0-ZY10 | 1 | UN | 1 | 10 | C | D | N | N | 85389099 | 10 |  | 0.002 | KG | 5.58 | 5.58 | CP20 | CP20 | pushbutton, flat, black, for pushbutton, with laser labeling, upper case and lower case, always upper case at beginning of line | - | 0 | 0
3SU1900-0FT10-0AA0-Z | Y11 | 3SU1900-0FT10-0AA0-ZY11 | 1 | UN | 1 | 10 | C | D | N | N | 85389099 | 10 |  | 0.002 | KG | 5.58 | 5.58 | CP20 | CP20 | pushbutton, flat, black, for pushbutton, with laser labeling, upper case | - | 0 | 0
3SU1900-0FT10-0AA0-Z | Y12 | 3SU1900-0FT10-0AA0-ZY12 | 1 | UN | 1 | 10 | C | D | N | N | 85389099 | 10 |  | 0.002 | KG | 5.58 | 5.58 | CP20 | CP20 | pushbutton, flat, black, for pushbutton, with laser labeling, lower case | - | 0 | 0
3SU1900-0FT10-0AA0-Z | Y13 | 3SU1900-0FT10-0AA0-ZY13 | 1 | UN | 1 | 10 | C | D | N | N | 85389099 | 10 |  | 0.003 | KG | 5.58 | 5.58 | CP20 | CP20 | pushbutton, flat, black, for pushbutton, with laser labeling, symbol number according to, ISO 7000 or IEC 60417 | - | 0 | 0
3SU1900-0FT10-0AA0-Z | Y15 | 3SU1900-0FT10-0AA0-ZY15 | 1 | UN | 1 | 10 | C | D | N | N | 85389099 | 10 |  | 0.002 | KG | 5.58 | 5.58 | CP20 | CP20 | pushbutton, flat, black, for pushbutton, with laser labeling, upper case and lower case, always upper case at the beginning of the word | - | 0 | 0
3SU1900-0FT10-0AA0-Z | Y19 | 3SU1900-0FT10-0AA0-ZY19 | 1 | UN | 1 | 10 | C | D | N | N | 85389099 | 10 |  | 0.004 | KG | 1.78 | 1.78 | CP20 | CP20 | pushbutton, flat, black, for pushbutton, with laser labeling, inscription or symbol Customer-specific selection with SIRIUS ACT configurator (CIN) | - | 0 | 0
3SU1900-0FT20-0AA0 |  | 3SU1900-0FT20-0AA0 | 100 | UN | 1 | 1 | A | D | N | N | 85389099 | 10 | 4011209966154 | 0.599 | G | 82.27 | 76.29 | CP20 | CP20 | pushbutton, flat, red, for pushbutton | Lista Papel 2020 SI | 0 | 0
3SU1900-0FT20-0AA0-Z | Y10 | 3SU1900-0FT20-0AA0-ZY10 | 1 | UN | 1 | 10 | C | D | N | N | 85389099 | 10 | 4047621035086 | 0.002 | KG | 5.58 | 5.58 | CP20 | CP20 | pushbutton, flat, red, for pushbutton, with laser labeling, upper case and lower case, always upper case at beginning of line | - | 0 | 0
3SU1900-0FT20-0AA0-Z | Y11 | 3SU1900-0FT20-0AA0-ZY11 | 1 | UN | 1 | 10 | C | D | N | N | 85389099 | 10 | 4047621035093 | 0.002 | KG | 5.58 | 5.58 | CP20 | CP20 | pushbutton, flat, red, for pushbutton, with laser labeling, upper case | - | 0 | 0
3SU1900-0FT20-0AA0-Z | Y12 | 3SU1900-0FT20-0AA0-ZY12 | 1 | UN | 1 | 10 | C | D | N | N | 85389099 | 10 | 4047621035116 | 0.002 | KG | 5.58 | 5.58 | CP20 | CP20 | pushbutton, flat, red, for pushbutton, with laser labeling, lower case | - | 0 | 0
3SU1900-0FT20-0AA0-Z | Y13 | 3SU1900-0FT20-0AA0-ZY13 | 1 | UN | 1 | 10 | C | D | N | N | 85389099 | 10 | 4047621035123 | 0.002 | KG | 5.58 | 5.58 | CP20 | CP20 | pushbutton, flat, red, for pushbutton, with laser labeling, symbol number according to, ISO 7000 or IEC 60417 | - | 0 | 0
3SU1900-0FT20-0AA0-Z | Y15 | 3SU1900-0FT20-0AA0-ZY15 | 1 | UN | 1 | 10 | C | D | N | N | 85389099 | 10 | 4047621035130 | 0.002 | KG | 5.58 | 5.58 | CP20 | CP20 | pushbutton, flat, red, for pushbutton, with laser labeling, upper case and lower case, always upper case at the beginning of the word | - | 0 | 0
3SU1900-0FT20-0AA0-Z | Y19 | 3SU1900-0FT20-0AA0-ZY19 | 1 | UN | 1 | 10 | C | D | N | N | 85389099 | 10 | 4047621035109 | 0.001 | KG | 1.78 | 1.78 | CP20 | CP20 | pushbutton, flat, red, for pushbutton, with laser labeling, inscription or symbol Customer-specific selection with SIRIUS ACT configurator (CIN) | - | 0 | 0
3SU1900-0FT30-0AA0 |  | 3SU1900-0FT30-0AA0 | 100 | UN | 1 | 1 | A | D | N | N | 85389099 | 10 | 4011209966161 | 0.001 | KG | 82.27 | 76.29 | CP20 | CP20 | pushbutton, flat, yellow, for pushbutton | Lista Papel 2020 SI | 0 | 0
3SU1900-0FT30-0AA0-Z | Y10 | 3SU1900-0FT30-0AA0-ZY10 | 1 | UN | 1 | 10 | C | D | EAR99 | N | 85389099 | 10 |  | 0.002 | KG | 5.58 | 5.58 | CP20 | CP20 | pushbutton, flat, yellow, for pushbutton, with laser labeling, upper case and lower case, always upper case at beginning of line | - | 0 | 0
3SU1900-0FT30-0AA0-Z | Y11 | 3SU1900-0FT30-0AA0-ZY11 | 1 | UN | 1 | 10 | C | D | EAR99 | N | 85389099 | 10 |  | 0.002 | KG | 5.58 | 5.58 | CP20 | CP20 | pushbutton, flat, yellow, for pushbutton, with laser labeling, upper case | - | 0 | 0
3SU1900-0FT30-0AA0-Z | Y12 | 3SU1900-0FT30-0AA0-ZY12 | 1 | UN | 1 | 10 | C | D | EAR99 | N | 85389099 | 10 |  | 0.002 | KG | 5.58 | 5.58 | CP20 | CP20 | pushbutton, flat, yellow, for pushbutton, with laser labeling, lower case | - | 0 | 0
3SU1900-0FT30-0AA0-Z | Y13 | 3SU1900-0FT30-0AA0-ZY13 | 1 | UN | 1 | 10 | C | D | EAR99 | N | 85389099 | 10 |  | 0.002 | KG | 5.58 | 5.58 | CP20 | CP20 | pushbutton, flat, yellow, for pushbutton, with laser labeling, symbol number according to, ISO 7000 or IEC 60417 | - | 0 | 0
3SU1900-0FT30-0AA0-Z | Y15 | 3SU1900-0FT30-0AA0-ZY15 | 1 | UN | 1 | 10 | C | D | EAR99 | N | 85389099 | 10 |  | 0.002 | KG | 5.58 | 5.58 | CP20 | CP20 | pushbutton, flat, yellow, for pushbutton, with laser labeling, upper case and lower case, always upper case at the beginning of the word | - | 0 | 0
3SU1900-0FT30-0AA0-Z | Y19 | 3SU1900-0FT30-0AA0-ZY19 | 1 | UN | 1 | 10 | C | D | EAR99 | N | 85389099 | 10 |  | 0.002 | KG | 1.78 | 1.78 | CP20 | CP20 | pushbutton, flat, yellow, for pushbutton, with laser labeling, inscription or symbol Customer-specific selection with SIRIUS ACT configurator (CIN) | - | 0 | 0
3SU1900-0FT40-0AA0 |  | 3SU1900-0FT40-0AA0 | 100 | UN | 1 | 1 | A | D | N | N | 85389099 | 10 | 4011209966178 | 0.8 | G | 82.27 | 76.29 | CP20 | CP20 | pushbutton, flat, green, for pushbutton | Lista Papel 2020 SI | 0 | 0
3SU1900-0FT40-0AA0-Z | Y10 | 3SU1900-0FT40-0AA0-ZY10 | 1 | UN | 1 | 10 | C | D | N | N | 85389099 | 10 | 4047621035192 | 0.002 | KG | 5.58 | 5.58 | CP20 | CP20 | pushbutton, flat, green, for pushbutton, with laser labeling, upper case and lower case, always upper case at beginning of line | - | 0 | 0
3SU1900-0FT40-0AA0-Z | Y11 | 3SU1900-0FT40-0AA0-ZY11 | 1 | UN | 1 | 10 | C | D | N | N | 85389099 | 10 | 4047621035208 | 0.002 | KG | 5.58 | 5.58 | CP20 | CP20 | pushbutton, flat, green, for pushbutton, with laser labeling, upper case | - | 0 | 0
3SU1900-0FT40-0AA0-Z | Y12 | 3SU1900-0FT40-0AA0-ZY12 | 1 | UN | 1 | 10 | C | D | N | N | 85389099 | 10 | 4047621035215 | 0.002 | KG | 5.58 | 5.58 | CP20 | CP20 | pushbutton, flat, green, for pushbutton, with laser labeling, lower case | - | 0 | 0
3SU1900-0FT40-0AA0-Z | Y13 | 3SU1900-0FT40-0AA0-ZY13 | 1 | UN | 1 | 10 | C | D | N | N | 85389099 | 10 | 4047621035222 | 0.002 | KG | 5.58 | 5.58 | CP20 | CP20 | pushbutton, flat, green, for pushbutton, with laser labeling, symbol number according to, ISO 7000 or IEC 60417 | - | 0 | 0
3SU1900-0FT40-0AA0-Z | Y15 | 3SU1900-0FT40-0AA0-ZY15 | 1 | UN | 1 | 10 | C | D | N | N | 85389099 | 10 | 4047621035239 | 0.002 | KG | 5.58 | 5.58 | CP20 | CP20 | pushbutton, flat, green, for pushbutton, with laser labeling, upper case and lower case, always upper case at the beginning of the word | - | 0 | 0
3SU1900-0FT40-0AA0-Z | Y19 | 3SU1900-0FT40-0AA0-ZY19 | 1 | UN | 1 | 10 | C | D | N | N | 85389099 | 10 | 4047621035246 | 0.6 | G | 1.78 | 1.78 | CP20 | CP20 | pushbutton, flat, green, for pushbutton, with laser labeling, inscription or symbol Customer-specific selection with SIRIUS ACT configurator (CIN) | - | 0 | 0
3SU1900-0FT50-0AA0 |  | 3SU1900-0FT50-0AA0 | 100 | UN | 1 | 1 | A | D | N | N | 85389099 | 10 | 4011209966185 | 0.66 | G | 82.27 | 76.29 | CP20 | CP20 | pushbutton, flat, blue, for pushbutton | Lista Papel 2020 SI | 0 | 0
3SU1900-0FT50-0AA0-Z | Y10 | 3SU1900-0FT50-0AA0-ZY10 | 1 | UN | 1 | 10 | C | D | EAR99 | N | 85389099 | 10 |  | 0.002 | KG | 5.58 | 5.58 | CP20 | CP20 | pushbutton, flat, blue, for pushbutton, with laser labeling, upper case and lower case, always upper case at beginning of line | - | 0 | 0
3SU1900-0FT50-0AA0-Z | Y11 | 3SU1900-0FT50-0AA0-ZY11 | 1 | UN | 1 | 10 | C | D | EAR99 | N | 85389099 | 10 |  | 0.002 | KG | 5.58 | 5.58 | CP20 | CP20 | pushbutton, flat, blue, for pushbutton, with laser labeling, upper case | - | 0 | 0
3SU1900-0FT50-0AA0-Z | Y12 | 3SU1900-0FT50-0AA0-ZY12 | 1 | UN | 1 | 10 | C | D | EAR99 | N | 85389099 | 10 |  | 0.002 | KG | 5.58 | 5.58 | CP20 | CP20 | pushbutton, flat, blue, for pushbutton, with laser labeling, lower case | - | 0 | 0
3SU1900-0FT50-0AA0-Z | Y13 | 3SU1900-0FT50-0AA0-ZY13 | 1 | UN | 1 | 10 | C | D | EAR99 | N | 85389099 | 10 |  | 0.002 | KG | 5.58 | 5.58 | CP20 | CP20 | pushbutton, flat, blue, for pushbutton, with laser labeling, symbol number according to, ISO 7000 or IEC 60417 | - | 0 | 0
3SU1900-0FT50-0AA0-Z | Y15 | 3SU1900-0FT50-0AA0-ZY15 | 1 | UN | 1 | 10 | C | D | EAR99 | N | 85389099 | 10 |  | 0.002 | KG | 5.58 | 5.58 | CP20 | CP20 | pushbutton, flat, blue, for pushbutton, with laser labeling, upper case and lower case, always upper case at the beginning of the word | - | 0 | 0
3SU1900-0FT50-0AA0-Z | Y19 | 3SU1900-0FT50-0AA0-ZY19 | 1 | UN | 1 | 10 | C | D | EAR99 | N | 85389099 | 10 |  | 0.002 | KG | 1.78 | 1.78 | CP20 | CP20 | pushbutton, flat, blue, for pushbutton, with laser labeling, inscription or symbol Customer-specific selection with SIRIUS ACT configurator (CIN) | - | 0 | 0
3SU1900-0FT60-0AA0 |  | 3SU1900-0FT60-0AA0 | 100 | UN | 1 | 1 | A | D | N | N | 85389099 | 10 | 4011209966192 | 0.8 | G | 82.27 | 76.29 | CP20 | CP20 | pushbutton, flat, white, for pushbutton | Lista Papel 2020 SI | 0 | 0
3SU1900-0FT60-0AA0-Z | Y10 | 3SU1900-0FT60-0AA0-ZY10 | 1 | UN | 1 | 10 | C | D | N | N | 85389099 | 10 |  | 0.002 | KG | 5.58 | 5.58 | CP20 | CP20 | pushbutton, flat, white, for pushbutton, with laser labeling, upper case and lower case, always upper case at beginning of line | - | 0 | 0
3SU1900-0FT60-0AA0-Z | Y11 | 3SU1900-0FT60-0AA0-ZY11 | 1 | UN | 1 | 10 | C | D | N | N | 85389099 | 10 |  | 0.002 | KG | 5.58 | 5.58 | CP20 | CP20 | pushbutton, flat, white, for pushbutton, with laser labeling, upper case | - | 0 | 0
3SU1900-0FT60-0AA0-Z | Y12 | 3SU1900-0FT60-0AA0-ZY12 | 1 | UN | 1 | 10 | C | D | N | N | 85389099 | 10 |  | 0.002 | KG | 5.58 | 5.58 | CP20 | CP20 | pushbutton, flat, white, for pushbutton, with laser labeling, lower case | - | 0 | 0
3SU1900-0FT60-0AA0-Z | Y13 | 3SU1900-0FT60-0AA0-ZY13 | 1 | UN | 1 | 10 | C | D | N | N | 85389099 | 10 |  | 0.002 | KG | 5.58 | 5.58 | CP20 | CP20 | pushbutton, flat, white, for pushbutton, with laser labeling, symbol number according to, ISO 7000 or IEC 60417 | - | 0 | 0
3SU1900-0FT60-0AA0-Z | Y15 | 3SU1900-0FT60-0AA0-ZY15 | 1 | UN | 1 | 10 | C | D | N | N | 85389099 | 10 |  | 0.002 | KG | 5.58 | 5.58 | CP20 | CP20 | pushbutton, flat, white, for pushbutton, with laser labeling, upper case and lower case, always upper case at the beginning of the word | - | 0 | 0
3SU1900-0FT60-0AA0-Z | Y19 | 3SU1900-0FT60-0AA0-ZY19 | 1 | UN | 1 | 10 | C | D | N | N | 85389099 | 10 |  | 0.003 | KG | 1.78 | 1.78 | CP20 | CP20 | pushbutton, flat, white, for pushbutton, with laser labeling, inscription or symbol Customer-specific selection with SIRIUS ACT configurator (CIN) | - | 0 | 0
3SU1900-0FU60-0AA0 |  | 3SU1900-0FU60-0AA0 | 1 | UN | 1 | 1 | A | D | N | N | 85235990 | 1 | 4011209946804 | 2 | G | 10.36 | 10.36 | CP20 | CP20 | ID key ID group Individual, white | - | 0 | 0
3SU1900-0FU60-0AA0-Z | Y19 | 3SU1900-0FU60-0AA0-ZY19 | 1 | UN | 1 | 10 | C | D | N | N | 85235990 | 1 |  | 0.006 | KG | 11.31 | 11.31 | CP20 | CP20 | ID key ID group Individual, white, customer-specific selection with SIRIUS ACT configurator (CIN) | - | 0 | 0
3SU1900-0FV40-0AA0 |  | 3SU1900-0FV40-0AA0 | 1 | UN | 1 | 1 | A | D | N | N | 85235990 | 1 | 4011209946675 | 2 | G | 10.36 | 10.36 | CP20 | CP20 | ID key ID Group O, green | - | 0 | 0
3SU1900-0FV40-0AA0-Z | Y19 | 3SU1900-0FV40-0AA0-ZY19 | 1 | UN | 1 | 10 | C | D | N | N | 85235990 | 1 |  | 0.004 | KG | 11.31 | 11.31 | CP20 | CP20 | ID key ID Group O, green, customer-specific selection with SIRIUS ACT configurator (CIN) | - | 0 | 0
3SU1900-0FW30-0AA0 |  | 3SU1900-0FW30-0AA0 | 1 | UN | 1 | 1 | A | D | N | N | 85235990 | 1 | 4011209946682 | 2 | G | 10.36 | 10.36 | CP20 | CP20 | ID key ID Group I, yellow | - | 0 | 0
3SU1900-0FW30-0AA0-Z | Y19 | 3SU1900-0FW30-0AA0-ZY19 | 1 | UN | 1 | 10 | C | D | N | N | 85235990 | 1 |  | 0.005 | KG | 11.31 | 11.31 | CP20 | CP20 | ID key ID Group I, yellow, customer-specific selection with SIRIUS ACT configurator (CIN) | - | 0 | 0
3SU1900-0FX20-0AA0 |  | 3SU1900-0FX20-0AA0 | 1 | UN | 1 | 1 | A | D | N | N | 85235990 | 1 | 4011209946699 | 2 | G | 10.36 | 10.36 | CP20 | CP20 | ID key ID Group II, red | - | 0 | 0
3SU1900-0FX20-0AA0-Z | Y19 | 3SU1900-0FX20-0AA0-ZY19 | 1 | UN | 1 | 10 | C | D | N | N | 85235990 | 1 |  | 0.005 | KG | 11.31 | 11.31 | CP20 | CP20 | ID key ID Group II, red, customer-specific selection with SIRIUS ACT configurator (CIN) | - | 0 | 0
3SU1900-0FY50-0AA0 |  | 3SU1900-0FY50-0AA0 | 1 | UN | 1 | 1 | A | D | N | N | 85235990 | 1 | 4011209946798 | 2 | G | 10.36 | 10.36 | CP20 | CP20 | ID key ID Group III, blue | - | 0 | 0
3SU1900-0FY50-0AA0-Z | Y19 | 3SU1900-0FY50-0AA0-ZY19 | 1 | UN | 1 | 10 | C | D | N | N | 85235990 | 1 |  | 0.004 | KG | 11.31 | 11.31 | CP20 | CP20 | ID key ID Group III, blue, customer-specific selection with SIRIUS ACT configurator (CIN) | - | 0 | 0
3SU1900-0GA10-0AA0 |  | 3SU1900-0GA10-0AA0 | 1 | UN | 1 | 3 | B | D | N | N | 85366990 | 1 | 4047621045832 | 0.026 | KG | 32.97 | 32.97 | CP20 | CP20 | USB port, 22 mm, plastic, black | - | 0 | 0
3SU1900-0GA10-0AA0-Z | Y19 | 3SU1900-0GA10-0AA0-ZY19 | 1 | UN | 1 | 10 | C | D | N | N | 85389099 | 1 |  | 0.024 | KG | 33.92 | 33.92 | CP20 | CP20 | USB port, 22 mm, plastic, black, customer-specific selection with SIRIUS ACT configurator (CIN) | - | 0 | 0
3SU1900-0GB10-0AA0 |  | 3SU1900-0GB10-0AA0 | 1 | UN | 1 | 3 | B | D | N | N | 85389099 | 1 | 4047621045764 | 0.022 | KG | 18.62 | 18.62 | CP20 | CP20 | RJ45 connection: 22 mm, plastic, black | - | 0 | 0
3SU1900-0GB10-0AA0-Z | Y19 | 3SU1900-0GB10-0AA0-ZY19 | 1 | UN | 1 | 10 | C | D | N | N | 85389099 | 1 |  | 0.024 | KG | 19.57 | 19.57 | CP20 | CP20 | RJ45 connection, 22 mm, plastic, black, customer-specific selection with SIRIUS ACT configurator (CIN) | - | 0 | 0
3SU1900-0HE10-0AA0 |  | 3SU1900-0HE10-0AA0 | 1 | UN | 1 | 5 | B | D | N | N | 85389099 | 1 | 4011209964655 | 0.06 | KG | 5.05 | 5.05 | CP20 | CP20 | Metric screw connection M20 for AS-i-profile cable for routing the Flat cable into AS-i-housing for plastic or metal Enclosure with 1-3 control points, | - | 0 | 0
3SU1900-0HE10-0AA0-Z | Y19 | 3SU1900-0HE10-0AA0-ZY19 | 1 | UN | 1 | 10 | C | D | N | N | 85389099 | 1 |  | 0.045 | KG | 6 | 6 | CP20 | CP20 | Metric M20 cable gland for AS-i shaped cable, for routing the flat cable into the AS-i enclosure, for plastic or metal enclosure with 1-3 control points, customer-specific selection with SIRIUS ACT configurator (CIN) | - | 0 | 0
3SU1900-0HF10-0AA0 |  | 3SU1900-0HF10-0AA0 | 1 | UN | 1 | 5 | B | D | N | N | 85389099 | 1 | 4011209964662 | 0.056 | KG | 5.05 | 5.05 | CP20 | CP20 | Metric screw connection M25 for AS-i-profile cable for routing the Flat cable into AS-i-housing for plastic or metal Enclosure with 4-6 control points, | - | 0 | 0
3SU1900-0HF10-0AA0-Z | Y19 | 3SU1900-0HF10-0AA0-ZY19 | 1 | UN | 1 | 10 | C | D | N | N | 85389099 | 1 |  | 0.057 | KG | 6 | 6 | CP20 | CP20 | Metric M25 cable gland for AS-i shaped cable, for routing the flat cable into the AS-i enclosure, for plastic or metal enclosure with 4-6 control points, customer-specific selection with SIRIUS ACT configurator (CIN) | - | 0 | 0
3SU1900-0HG10-0AA0 |  | 3SU1900-0HG10-0AA0 | 1 | UN | 1 | 1 | A | D | N | N | 85389099 | 1 | 4011209964679 | 0.016 | KG | 8.3 | 8.3 | CP20 | CP20 | metric screw connection M20 with hexagon nut for enclosure | - | 0 | 0
3SU1900-0HG10-0AA0-Z | Y19 | 3SU1900-0HG10-0AA0-ZY19 | 1 | UN | 1 | 10 | C | D | N | N | 85389099 | 1 |  | 0.016 | KG | 9.25 | 9.25 | CP20 | CP20 | Metric M20 cable gland with hexagon nut for enclosure, customer-specific selection with SIRIUS ACT configurator (CIN) | - | 0 | 0
3SU1900-0HG10-0AA1 |  | 3SU1900-0HG10-0AA1 | 1 | UN | 1 | 8 | C | D | N | N | 85389099 | 1 | 4011209967205 | 0.026 | KG | 31.07 | 31.07 | CP20 | CP20 | metric screw connection M20 with hexagon nut for enclosure, ATEX | - | 0 | 9
3SU1900-0HH10-0AA0 |  | 3SU1900-0HH10-0AA0 | 1 | UN | 1 | 5 | B | D | N | N | 85389099 | 1 | 4011209964686 | 0.02 | KG | 8.3 | 8.3 | CP20 | CP20 | metric screw connection M25 with hexagon nut for enclosure | - | 0 | 0
3SU1900-0HH10-0AA0-Z | Y19 | 3SU1900-0HH10-0AA0-ZY19 | 1 | UN | 1 | 10 | C | D | N | N | 85389099 | 1 |  | 0.022 | KG | 9.25 | 9.25 | CP20 | CP20 | Metric M25 cable gland with hexagon nut for enclosure, customer-specific selection with SIRIUS ACT configurator (CIN) | - | 0 | 0
3SU1900-0HH10-0AA1 |  | 3SU1900-0HH10-0AA1 | 1 | UN | 1 | 8 | C | D | N | N | 85389099 | 1 | 4011209967212 | 0.037 | KG | 31.07 | 31.07 | CP20 | CP20 | metric screw connection M25 with hexagon nut for enclosure, ATEX | - | 0 | 9
3SU1900-0HJ10-0AA0 |  | 3SU1900-0HJ10-0AA0 | 1 | UN | 1 | 1 | A | D | N | N | 85389099 | 1 | 4011209965232 | 0.05 | KG | 15.49 | 15.49 | CP20 | CP20 | Connecting piece M20/M20 for connection of 2 enclosures, plastic, with hexagon nut | - | 0 | 0
3SU1900-0HJ10-0AA0-Z | Y19 | 3SU1900-0HJ10-0AA0-ZY19 | 1 | UN | 1 | 10 | C | D | N | N | 85389099 | 1 |  | 0.05 | KG | 16.44 | 16.44 | CP20 | CP20 | Connecting piece M20/M20 for connection of 2 enclosures, plastic, with hexagon nut, customer-specific selection with SIRIUS ACT configurator (CIN) | - | 0 | 0
3SU1900-0HK10-0AA0 |  | 3SU1900-0HK10-0AA0 | 1 | UN | 1 | 5 | B | D | N | N | 85389099 | 1 | 4011209965249 | 0.056 | KG | 15.49 | 15.49 | CP20 | CP20 | Connecting piece M20/M25 for connection of 2 enclosures, plastic, with hexagon nut | - | 0 | 0
3SU1900-0HK10-0AA0-Z | Y19 | 3SU1900-0HK10-0AA0-ZY19 | 1 | UN | 1 | 10 | C | D | N | N | 85389099 | 1 |  | 0.058 | KG | 16.44 | 16.44 | CP20 | CP20 | Connecting piece M20/M25 for connection of 2 enclosures, plastic, with hexagon nut, customer-specific selection with SIRIUS ACT configurator (CIN) | - | 0 | 0
3SU1900-0HL10-0AA0 |  | 3SU1900-0HL10-0AA0 | 1 | UN | 1 | 5 | B | D | N | N | 85389099 | 1 | 4011209965256 | 0.06 | KG | 42.56 | 42.56 | CP20 | CP20 | Connecting piece M25/M25 for connection of 2 enclosures, plastic, with hexagon nut | - | 0 | 0
3SU1900-0HL10-0AA0-Z | Y19 | 3SU1900-0HL10-0AA0-ZY19 | 1 | UN | 1 | 10 | C | D | N | N | 85389099 | 1 |  | 0.06 | KG | 43.51 | 43.51 | CP20 | CP20 | Connecting piece M25/M25 for connection of 2 enclosures, plastic, with hexagon nut, customer-specific selection with SIRIUS ACT configurator (CIN) | - | 0 | 0
3SU1900-0HM10-0AA0 |  | 3SU1900-0HM10-0AA0 | 1 | UN | 1 | 3 | B | D | N | N | 85389099 | 1 | 4011209967106 | 0.006 | KG | 3.51 | 3.51 | CP20 | CP20 | Enclosure cover monitoring, module with extension plunger | - | 0 | 0
3SU1900-0HM10-0AA0-Z | Y19 | 3SU1900-0HM10-0AA0-ZY19 | 1 | UN | 1 | 10 | C | D | N | N | 85389099 | 1 |  | 0.006 | KG | 4.46 | 4.46 | CP20 | CP20 | Enclosure cover monitoring, module with extension plunger, customer-specific selection with SIRIUS ACT configurator (CIN) | - | 0 | 0
3SU1900-0HX10-0AA0 |  | 3SU1900-0HX10-0AA0 | 1 | UN | 1 | 3 | B | D | N | N | 85369095 | 1 | 4011209967229 | 0.036 | KG | 8.56 | 8.56 | CP20 | CP20 | Adapter AS-i shaped cable (Insulation displacement system), M20 cable entry | adicionado Março 19 | 0 | 0
3SU1900-0HX10-0AA0-Z | Y19 | 3SU1900-0HX10-0AA0-ZY19 | 1 | UN | 1 | 10 | C | D | N | N | 85369095 | 1 |  | 0.036 | KG | 9.5 | 9.5 | CP20 | CP20 | Adapter AS-i shaped cable (insulation displacement system), M20 cable entry, customer-specific selection with SIRIUS ACT configurator (CIN) | adicionado Março 19 | 0 | 0
3SU1900-0HY10-0AA0 |  | 3SU1900-0HY10-0AA0 | 1 | UN | 1 | 3 | B | D | N | N | 85369095 | 1 | 4011209967236 | 0.048 | KG | 8.56 | 8.56 | CP20 | CP20 | Adapter AS-i shaped cable (Insulation displacement system), M25 cable entry | adicionado Março 19 | 0 | 0
3SU1900-0HY10-0AA0-Z | Y19 | 3SU1900-0HY10-0AA0-ZY19 | 1 | UN | 1 | 10 | C | D | N | N | 85369095 | 1 |  | 0.045 | KG | 9.5 | 9.5 | CP20 | CP20 | Adapter AS-i shaped cable (insulation displacement system), M25 cable entry, customer-specific selection with SIRIUS ACT configurator (CIN) | adicionado Março 19 | 0 | 0
3SU1900-0JA10-0AA0 |  | 3SU1900-0JA10-0AA0 | 1 | UN | 1 | 3 | B | D | N | N | 85389099 | 1 | 4047621006864 | 0.024 | KG | 4.98 | 4.98 | CP20 | CP20 | Metric screw connection M20 for routing the Round cable into AS-i-housing, for plastic or metal Enclosure with 1-3 control points, including 2-pole cable connector for AS-i-module | adicionado Março 19 | 0 | 0
3SU1900-0JA10-0AA0-Z | Y19 | 3SU1900-0JA10-0AA0-ZY19 | 1 | UN | 1 | 10 | C | D | N | N | 85389099 | 1 |  | 0.026 | KG | 5.93 | 5.93 | CP20 | CP20 | Metric M20 cable gland for routing the round cable into the AS-i enclosure, for plastic or metal enclosure with 1-3 control points, including 2-pole cable connector for AS-i module, customer-specific selection with SIRIUS ACT configurator (CIN) | adicionado Março 19 | 0 | 0
3SU1900-0JB10-0AA0 |  | 3SU1900-0JB10-0AA0 | 1 | UN | 1 | 3 | B | D | N | N | 85389099 | 1 | 4047621006871 | 0.02 | KG | 4.98 | 4.98 | CP20 | CP20 | Metric screw connection M25 for routing the Round cable into AS-i-housing, for plastic or metal Enclosure with 4-6 control points, including 2-pole cable connector for AS-i-module | adicionado Março 19 | 0 | 0
3SU1900-0JB10-0AA0-Z | Y19 | 3SU1900-0JB10-0AA0-ZY19 | 1 | UN | 1 | 10 | C | D | N | N | 85389099 | 1 |  | 0.02 | KG | 5.93 | 5.93 | CP20 | CP20 | Metric M25 cable gland for routing the round cable into the AS-i enclosure, for plastic or metal enclosure with 4-6 control points, including 2-pole cable connector for AS-i module, customer-specific selection with SIRIUS ACT configurator (CIN) | adicionado Março 19 | 0 | 0
3SU1900-0JC10-0AA0 |  | 3SU1900-0JC10-0AA0 | 1 | UN | 1 | 1 | A | D | N | N | 85389099 | 1 | 4047621006840 | 0.033 | KG | 4.98 | 4.98 | CP20 | CP20 | Metric screw connection M20 for routing the Round cable into IO link housing, for plastic or metal Enclosure with 1-3 control points, including 10-pole cable connector for IO link module | adicionado Março 19 | 0 | 0
3SU1900-0JC10-0AA0-Z | Y19 | 3SU1900-0JC10-0AA0-ZY19 | 1 | UN | 1 | 10 | C | D | N | N | 85389099 | 1 |  | 0.033 | KG | 5.93 | 5.93 | CP20 | CP20 | Metric M20 cable gland for routing the round cable into the IO-Link enclosure, for plastic or metal enclosure with 1-3 control points, including 10-pole cable connector for IO-Link module, customer-specific selection with SIRIUS ACT configurator (CIN) | adicionado Março 19 | 0 | 0
3SU1900-0JD10-0AA0 |  | 3SU1900-0JD10-0AA0 | 1 | UN | 1 | 1 | A | D | N | N | 85389099 | 1 | 4047621006857 | 0.038 | KG | 4.98 | 4.98 | CP20 | CP20 | Metric screw connection M25 for routing the Round cable into IO link housing, for plastic or metal Enclosure with 4-6 control points, including 10-pole cable connector for IO link module | adicionado Março 19 | 0 | 0
3SU1900-0JD10-0AA0-Z | Y19 | 3SU1900-0JD10-0AA0-ZY19 | 1 | UN | 1 | 10 | C | D | N | N | 85389099 | 1 |  | 0.043 | KG | 5.93 | 5.93 | CP20 | CP20 | Metric M25 cable gland for routing the round cable into the IO-Link enclosure, for plastic or metal enclosure with 4-6 control points, including 10-pole cable connector for IO-Link module, customer-specific selection with SIRIUS ACT configurator (CIN) | adicionado Março 19 | 0 | 0
3SU1900-0JF10-0AA0 |  | 3SU1900-0JF10-0AA0 | 1 | UN | 1 | 5 | B | D | N | N | 85389099 | 1 | 4047621030951 | 0.082 | KG | 9.98 | 9.98 | CP20 | CP20 | Adapter (plastic) between enclosure top and base for installation of two-pole or two single-pole stacked contact modules with front plate mounting | - | 0 | 0
3SU1900-0JF10-0AA0-Z | Y19 | 3SU1900-0JF10-0AA0-ZY19 | 1 | UN | 1 | 10 | C | D | N | N | 85389099 | 1 |  | 0.08 | KG | 10.93 | 10.93 | CP20 | CP20 | Adapter (plastic) between enclosure top and base for installation of two-pole or two single-pole stacked contact modules with front plate mounting customer-specific selection with SIRIUS ACT configurator (CIN) | - | 0 | 0
3SU1900-0JG10-0AA0 |  | 3SU1900-0JG10-0AA0 | 1 | UN | 1 | 10 | C | D | N | N | 85389099 | 1 | 4047621030968 | 0.008 | KG | 2.84 | 2.84 | CP20 | CP20 | Floor mounting adapter, black, for modules with floor mounting without mounting screws | - | 0 | 0
3SU1900-0JG10-0AA0-Z | Y19 | 3SU1900-0JG10-0AA0-ZY19 | 1 | UN | 1 | 10 | C | D | N | N | 85389099 | 1 |  | 0.008 | KG | 3.79 | 3.79 | CP20 | CP20 | Floor mounting adapter, black, for modules with floor mounting without mounting screws, customer-specific selection with SIRIUS ACT configurator (CIN) | - | 0 | 0
3SU1900-0JH30-0AA0 |  | 3SU1900-0JH30-0AA0 | 1 | UN | 1 | 5 | B | D | N | N | 85389099 | 1 | 4047621065298 | 0.036 | KG | 39.81 | 39.81 | CP20 | CP20 | Protective collar for emergency stop mushroom pushbutton, 30 mm and 40 mm, can be mounted on the enclosure, at the top, Space for labeling plate, yellow, plastic | - | 0 | 0
3SU1900-0JH30-0AA0-Z | Y19 | 3SU1900-0JH30-0AA0-ZY19 | 1 | UN | 1 | 10 | C | D | EAR99 | N | 85389099 | 1 |  | 0.03 | KG | 40.76 | 40.76 | CP20 | CP20 | Protective collar for emergency stop mushroom pushbutton, can be mounted on the enclosure, space for labeling plate, yellow, plastic, customer-specific selection with SIRIUS ACT configurator (CIN) | - | 0 | 0
3SU1900-0KA10-0AA0 |  | 3SU1900-0KA10-0AA0 | 100 | UN | 1 | 5 | B | D | N | N | 85389099 | 10 | 4011209963764 | 0.006 | KG | 75.05 | 75.05 | CP20 | CP20 | Printed circuit board holder, with screw, for mounting the command devices with the printed circuit board | - | 0 | 0
3SU1900-0KA10-0AA0-Z | Y19 | 3SU1900-0KA10-0AA0-ZY19 | 100 | UN | 1 | 10 | C | D | N | N | 85389099 | 10 |  | 0.006 | KG | 76 | 76 | CP20 | CP20 | Printed circuit board holder, with screw, for mounting the command devices with the printed circuit board, customer-specific selection with SIRIUS ACT configurator (CIN) | - | 0 | 0
3SU1900-0KC10-0AA0 |  | 3SU1900-0KC10-0AA0 | 100 | UN | 1 | 1 | A | D | N | N | 85389099 | 10 | 4011209964495 | 0.32 | G | 48.07 | 48.07 | CP20 | CP20 | Pressure piece for actuation of the center contact module of 3 contact modules, for selector switch, key-operated switch and twin pushbutton | - | 0 | 0
3SU1900-0KC10-0AA0-Z | Y19 | 3SU1900-0KC10-0AA0-ZY19 | 100 | UN | 1 | 10 | C | D | N | N | 85389099 | 10 |  | 0.39 | G | 49.02 | 49.02 | CP20 | CP20 | Pressure piece for actuation of the center contact module of 3 contact modules, for selector switch, key-operated switch and Twin pushbutton, Customer-specific selection with SIRIUS ACT configurator (CIN) | - | 0 | 0
3SU1900-0KF10-0AA0 |  | 3SU1900-0KF10-0AA0 | 1 | UN | 1 | 5 | B | D | N | N | 85389099 | 1 | 4011209965362 | 0.059 | KG | 4.42 | 4.42 | CP20 | CP20 | Hole drilling template for grid 30 mm x 40 mm, horizontal and vertical distance | - | 0 | 0
3SU1900-0KF10-0AA0-Z | Y19 | 3SU1900-0KF10-0AA0-ZY19 | 1 | UN | 1 | 10 | C | D | N | N | 85389099 | 1 |  | 0.059 | KG | 5.37 | 5.37 | CP20 | CP20 | Hole drilling template for grid 30 mm x 40 mm, horizontal and vertical distance, customer-specific selection with SIRIUS ACT configurator (CIN) | - | 0 | 0
3SU1900-0KG10-0AA0 |  | 3SU1900-0KG10-0AA0 | 1 | UN | 1 | 1 | A | D | N | N | 85389099 | 1 | 4011209965379 | 0.008 | KG | 1.55 | 1.43 | CP20 | CP20 | Extension plunger for pushbutton with extended stroke, for compensation of the gap between pushbutton and release button of a thermal overload relay(e.g.) | Lista Papel 2020 SI | 0 | 0
3SU1900-0KG10-0AA0-Z | Y19 | 3SU1900-0KG10-0AA0-ZY19 | 1 | UN | 1 | 10 | C | D | N | N | 85389099 | 1 |  | 0.008 | KG | 2.5 | 2.5 | CP20 | CP20 | Extension plunger for pushbutton with extended stroke, for compensation of the gap between pushbutton and unlocking button of a thermal overload relay(e.g.), customer-specific selection with SIRIUS ACT configurator (CIN) | - | 0 | 0
3SU1900-0KH80-0AA0 |  | 3SU1900-0KH80-0AA0 | 1 | UN | 1 | 1 | A | D | N | N | 85389099 | 1 | 4011209967199 | 0.048 | KG | 6.48 | 6.48 | CP20 | CP20 | Standard mounting rail adapter, black | - | 0 | 0
3SU1900-0KH80-0AA0-Z | Y19 | 3SU1900-0KH80-0AA0-ZY19 | 1 | UN | 1 | 10 | C | D | N | N | 85389099 | 1 |  | 0.046 | KG | 7.43 | 7.43 | CP20 | CP20 | Standard mounting rail adapter, black, customer-specific selection with SIRIUS ACT configurator (CIN) | - | 0 | 0
3SU1900-0KL10-0AA0 |  | 3SU1900-0KL10-0AA0 | 1 | UN | 1 | 1 | A | D | N | N | 85366990 | 1 | 4047621004945 | 0.02 | KG | 23.66 | 23.66 | CP20 | CP20 | Connector for sensor switch, Angled socket with screw terminal connection | - | 0 | 0
3SU1900-0KL10-0AA0-Z | Y19 | 3SU1900-0KL10-0AA0-ZY19 | 1 | UN | 1 | 10 | C | D | N | N | 85366990 | 1 |  | 0.018 | KG | 24.61 | 24.61 | CP20 | CP20 | Connector for sensor switch, angled socket with screw terminal connection, customer-specific selection with SIRIUS ACT configurator (CIN) | - | 0 | 0
3SU1900-0KP80-0AA0 |  | 3SU1900-0KP80-0AA0 | 1 | UN | 1 | 5 | B | D | N | N | 85444290 | 1 | 4047621027760 | 600 | G | 15.2 | 15.2 | CP20 | CP20 | Flat ribbon cable, 7 cores Length 10 m | adicionado Março 19 | 0 | 0
3SU1900-0KP80-0AA0-Z | Y19 | 3SU1900-0KP80-0AA0-ZY19 | 1 | UN | 1 | 10 | C | D | N | N | 85444290 | 1 |  | 600 | G | 16.15 | 16.15 | CP20 | CP20 | flat ribbon cable, 7 cores, length 10 m, customer-specific selection with SIRIUS ACT configurator (CIN) | adicionado Março 19 | 0 | 0
3SU1900-0KQ80-0AA0 |  | 3SU1900-0KQ80-0AA0 | 1 | UN | 1 | 5 | B | D | N | N | 85444290 | 1 | 4047621027753 | 300 | G | 7.6 | 7.6 | CP20 | CP20 | Flat ribbon cable, 7 cores Length 5 m | adicionado Março 19 | 0 | 0
3SU1900-0KQ80-0AA0-Z | Y19 | 3SU1900-0KQ80-0AA0-ZY19 | 1 | UN | 1 | 10 | C | D | N | N | 85444290 | 1 |  | 300 | G | 8.55 | 8.55 | CP20 | CP20 | flat ribbon cable, 7 cores, length 5 m, customer-specific selection with SIRIUS ACT configurator (CIN) | adicionado Março 19 | 0 | 0
3SU1900-0KS10-0AA0 |  | 3SU1900-0KS10-0AA0 | 1 | UN | 1 | 1 | A | D | N | N | 85389099 | 2 | 4047621051376 | 20 | G | 5.31 | 5.31 | CP20 | CP20 | Connector for communication module, 4-pole, spring-type terminal | adicionado Março 19 | 0 | 0
3SU1900-0KS10-0AA0-Z | Y19 | 3SU1900-0KS10-0AA0-ZY19 | 1 | UN | 1 | 10 | C | D | N | N | 85389099 | 2 |  | 20 | G | 6.26 | 6.26 | CP20 | CP20 | Connector for communication module, 4-pole, spring-type terminal, customer-specific selection with SIRIUS ACT configurator (CIN) | adicionado Março 19 | 0 | 0
3SU1900-0KT10-0AA0 |  | 3SU1900-0KT10-0AA0 | 1 | UN | 1 | 1 | A | D | N | N | 85389099 | 10 | 4047621051390 | 20 | G | 7.42 | 7.42 | CP20 | CP20 | Connector for communication module, 7-pole spring-type terminal | adicionado Março 19 | 0 | 0
3SU1900-0KT10-0AA0-Z | Y19 | 3SU1900-0KT10-0AA0-ZY19 | 1 | UN | 1 | 10 | C | D | N | N | 85389099 | 10 |  | 20 | G | 8.37 | 8.37 | CP20 | CP20 | Connector for communication module, 7-pole, spring-type terminal, customer-specific selection with SIRIUS ACT configurator (CIN) | adicionado Março 19 | 0 | 0
3SU1901-0BD31-0AA0 |  | 3SU1901-0BD31-0AA0 | 1 | UN | 1 | 5 | B | D | N | N | 85389099 | 1 | 4011209963825 | 0.018 | KG | 72.96 | 72.96 | CP20 | CP20 | Washer round for EMERGENCY STOP mushroom pushbutton, yellow, illuminated, thickness 5 mm, outer diameter 60 mm, inside diameter 23 mm, without inscription | - | 0 | 0
3SU1901-0BD31-0AA0-Z | Y19 | 3SU1901-0BD31-0AA0-ZY19 | 1 | UN | 1 | 10 | C | D | N | N | 85389099 | 1 |  | 0.02 | KG | 73.91 | 73.91 | CP20 | CP20 | Washer round for EMERGENCY STOP mushroom pushbutton, yellow, illuminated, thickness 5 mm, outer diameter 60 mm, inside diameter 23 mm, without inscription, Customer-specific selection with SIRIUS ACT configurator (CIN) | - | 0 | 0
3SU1901-0BD31-0AS0 |  | 3SU1901-0BD31-0AS0 | 1 | UN | 1 | 5 | B | D | N | N | 85389099 | 1 | 4011209963832 | 0.018 | KG | 85.41 | 85.41 | CP20 | CP20 | Washer round for EMERGENCY STOP mushroom-type actuator, yellow, illuminated, thickness 5 mm, outer diameter 60 mm, inside diameter 23 mm, with inscription: NOT-AUS | - | 0 | 0
3SU1901-0BD31-0AS0-Z | Y19 | 3SU1901-0BD31-0AS0-ZY19 | 1 | UN | 1 | 10 | C | D | N | N | 85389099 | 1 |  | 0.03 | KG | 86.36 | 86.36 | CP20 | CP20 | Washer round for EMERGENCY STOP mushroom pushbutton, yellow, illuminated, thickness 5 mm, outer diameter 60 mm, inside diameter 23 mm, with inscription: NOT-AUS, customer-specific selection with SIRIUS ACT configurator (CIN) | - | 0 | 0
3SU1901-0BD31-0AT0 |  | 3SU1901-0BD31-0AT0 | 1 | UN | 1 | 5 | B | D | N | N | 85389099 | 1 | 4011209963856 | 0.02 | KG | 85.41 | 85.41 | CP20 | CP20 | Washer round for EMERGENCY STOP mushroom pushbutton, yellow, illuminated, thickness 5 mm, outer diameter 60 mm, inside diameter 23 mm, with inscription: NOT-HALT | - | 0 | 0
3SU1901-0BD31-0AT0-Z | Y19 | 3SU1901-0BD31-0AT0-ZY19 | 1 | UN | 1 | 10 | C | D | N | N | 85389099 | 1 |  | 0.02 | KG | 86.36 | 86.36 | CP20 | CP20 | Washer round for EMERGENCY STOP mushroom pushbutton, yellow, illuminated, thickness 5 mm, outer diameter 60 mm, inside diameter 23 mm, with inscription: NOT-HALT, customer-specific selection with SIRIUS ACT configurator (CIN) | - | 0 | 0
3SU1901-0BD31-0AZ0 | Q0Y | 3SU1901-0BD31-0AZ0Q0Y | 1 | UN | 1 | 10 | C | D | N | N | 85389099 | 1 | 4047621071978 | 0.041 | KG | 85.41 | 85.41 | CP20 | CP20 | Washer round for EMERGENCY STOP mushroom pushbutton, yellow, illuminated, thickness 5 mm, Outer diameter 60 mm, inside diameter 23 mm, customer-specific inscription, upper case and lower case, always upper case at beginning of line | - | 0 | 0
3SU1901-0BD31-0AZ0 | Q1Y | 3SU1901-0BD31-0AZ0Q1Y | 1 | UN | 1 | 10 | C | D | EAR99 | N | 85389099 | 1 |  | 0.041 | KG | 85.41 | 85.41 | CP20 | CP20 | Washer round for EMERGENCY STOP mushroom pushbutton, yellow, illuminated, thickness 5 mm, Outer diameter 60 mm, inside diameter 23 mm, customer-specific inscription, upper case | - | 0 | 0
3SU1901-0BD31-0AZ0 | Q2Y | 3SU1901-0BD31-0AZ0Q2Y | 1 | UN | 1 | 10 | C | D | N | N | 85389099 | 1 | 4047621071992 | 0.041 | KG | 85.41 | 85.41 | CP20 | CP20 | Washer round for EMERGENCY STOP mushroom pushbutton, yellow, illuminated, thickness 5 mm, Outer diameter 60 mm, inside diameter 23 mm, customer-specific inscription, lower case | - | 0 | 0
3SU1901-0BD31-0AZ0 | Q3Y | 3SU1901-0BD31-0AZ0Q3Y | 1 | UN | 1 | 10 | C | D | N | N | 85389099 | 1 | 4047621072005 | 0.041 | KG | 85.41 | 85.41 | CP20 | CP20 | Washer round for EMERGENCY STOP mushroom pushbutton, yellow, illuminated, thickness 5 mm, Outer diameter 60 mm, inside diameter 23 mm, customer-specific inscription, symbol number according to ISO7000 or IEC60417 | - | 0 | 0
3SU1901-0BD31-0AZ0 | Q5Y | 3SU1901-0BD31-0AZ0Q5Y | 1 | UN | 1 | 10 | C | D | N | N | 85389099 | 1 | 4047621072012 | 0.041 | KG | 85.41 | 85.41 | CP20 | CP20 | Washer round for EMERGENCY STOP mushroom pushbutton, yellow, illuminated, thickness 5 mm, Outer diameter 60 mm, inside diameter 23 mm, customer-specific inscription, upper case and lower case, always upper case at the beginning of the word | - | 0 | 0
3SU1901-0BD31-0AZ0 | Q9Y | 3SU1901-0BD31-0AZ0Q9Y | 1 | UN | 1 | 10 | C | D | N | N | 85389099 | 1 | 4047621072029 | 0.02 | KG | 85.41 | 85.41 | CP20 | CP20 | Washer round for EMERGENCY STOP mushroom pushbutton, yellow, illuminated, thickness 5 mm, Outer diameter 60 mm, inside diameter 23 mm, customer-specific inscription, inscription or symbol Customer-specific selection with SIRIUS ACT configurator (CIN) | - | 0 | 0
3SU1901-0BD31-0DA0 |  | 3SU1901-0BD31-0DA0 | 1 | UN | 1 | 5 | B | D | N | N | 85389099 | 1 | 4011209963849 | 0.02 | KG | 85.41 | 85.41 | CP20 | CP20 | Washer round for EMERGENCY STOP mushroom pushbutton, yellow, illuminated, thickness 5 mm, outer diameter 60 mm, inside diameter 23 mm, with inscription: EMERGENCY STOP | - | 0 | 0
3SU1901-0BD31-0DA0-Z | Y19 | 3SU1901-0BD31-0DA0-ZY19 | 1 | UN | 1 | 10 | C | D | N | N | 85389099 | 1 |  | 0.02 | KG | 86.36 | 86.36 | CP20 | CP20 | Washer round for EMERGENCY STOP mushroom pushbutton, yellow, illuminated, thickness 5 mm, outer diameter 60 mm, inside diameter 23 mm, with inscription: EMERGENCY STOP, customer-specific selection with SIRIUS ACT configurator (CIN) | - | 0 | 0
3SU1901-0BD31-0NB0 |  | 3SU1901-0BD31-0NB0 | 1 | UN | 1 | 5 | B | D | N | N | 85389099 | 1 | 4011209963863 | 0.018 | KG | 90.82 | 90.82 | CP20 | CP20 | Washer round for EMERGENCY STOP mushroom-type actuator, yellow, illuminated, thickness 5 mm, outer diameter 60 mm, inside diameter 23 mm, with inscription: NOT-HALT, 4 languages: DE,EN,IT,SP | - | 0 | 0
3SU1901-0BD31-0NB0-Z | Y19 | 3SU1901-0BD31-0NB0-ZY19 | 1 | UN | 1 | 10 | C | D | N | N | 85389099 | 1 |  | 0.02 | KG | 91.77 | 91.77 | CP20 | CP20 | Washer round for EMERGENCY STOP mushroom-type actuator, yellow, illuminated, thickness 5 mm, outer diameter 60 mm, inside diameter 23 mm, with inscription: NOT-HALT, 4 languages: DE,EN,IT,SP, customer-specific selection with SIRIUS ACT configurator (CIN) | - | 0 | 0
3SU1901-0FS20-0AA0 |  | 3SU1901-0FS20-0AA0 | 1 | UN | 1 | 1 | A | D | N | N | 85389099 | 10 | 4011209966093 | 0.001 | KG | 3.1 | 3.1 | CP20 | CP20 | pushbutton, high, red, for illuminated pushbutton | - | 0 | 0
3SU1901-0FS20-0AA0-Z | Y10 | 3SU1901-0FS20-0AA0-ZY10 | 1 | UN | 1 | 10 | C | D | EAR99 | N | 85389099 | 10 |  | 0.002 | KG | 4.05 | 4.05 | CP20 | CP20 | pushbutton, high, red, for illuminated pushbutton, with laser labeling, upper case and lower case, always upper case at beginning of line | - | 0 | 0
3SU1901-0FS20-0AA0-Z | Y11 | 3SU1901-0FS20-0AA0-ZY11 | 1 | UN | 1 | 10 | C | D | EAR99 | N | 85389099 | 10 |  | 0.002 | KG | 4.05 | 4.05 | CP20 | CP20 | pushbutton, high, red, for illuminated pushbutton, with laser labeling, upper case | - | 0 | 0
3SU1901-0FS20-0AA0-Z | Y12 | 3SU1901-0FS20-0AA0-ZY12 | 1 | UN | 1 | 10 | C | D | EAR99 | N | 85389099 | 10 |  | 0.002 | KG | 4.05 | 4.05 | CP20 | CP20 | pushbutton, high, red, for illuminated pushbutton, with laser labeling, lower case | - | 0 | 0
3SU1901-0FS20-0AA0-Z | Y13 | 3SU1901-0FS20-0AA0-ZY13 | 1 | UN | 1 | 10 | C | D | EAR99 | N | 85389099 | 10 |  | 0.002 | KG | 4.05 | 4.05 | CP20 | CP20 | pushbutton, high, red, for illuminated pushbutton, with laser labeling, symbol number according to, ISO 7000 or IEC 60417 | - | 0 | 0
3SU1901-0FS20-0AA0-Z | Y15 | 3SU1901-0FS20-0AA0-ZY15 | 1 | UN | 1 | 10 | C | D | EAR99 | N | 85389099 | 10 |  | 0.002 | KG | 4.05 | 4.05 | CP20 | CP20 | pushbutton, high, red, for illuminated pushbutton, with laser labeling, upper case and lower case, always upper case at the beginning of the word | - | 0 | 0
3SU1901-0FS20-0AA0-Z | Y19 | 3SU1901-0FS20-0AA0-ZY19 | 1 | UN | 1 | 10 | C | D | EAR99 | N | 85389099 | 10 |  | 0.002 | KG | 4.05 | 4.05 | CP20 | CP20 | pushbutton, high, red, for illuminated pushbutton, with laser labeling, inscription or symbol Customer-specific selection with SIRIUS ACT configurator (CIN) | - | 0 | 0
3SU1901-0FS30-0AA0 |  | 3SU1901-0FS30-0AA0 | 1 | UN | 1 | 5 | B | D | N | N | 85389099 | 10 | 4011209966109 | 0.002 | KG | 3.1 | 3.1 | CP20 | CP20 | pushbutton, high, yellow, for illuminated pushbutton | - | 0 | 0
3SU1901-0FS30-0AA0-Z | Y10 | 3SU1901-0FS30-0AA0-ZY10 | 1 | UN | 1 | 10 | C | D | EAR99 | N | 85389099 | 10 |  | 0.002 | KG | 4.05 | 4.05 | CP20 | CP20 | pushbutton, high, yellow, for illuminated pushbutton, with laser labeling, upper case and lower case, always upper case at beginning of line | - | 0 | 0
3SU1901-0FS30-0AA0-Z | Y11 | 3SU1901-0FS30-0AA0-ZY11 | 1 | UN | 1 | 10 | C | D | EAR99 | N | 85389099 | 10 |  | 0.002 | KG | 4.05 | 4.05 | CP20 | CP20 | pushbutton, high, yellow, for illuminated pushbutton, with laser labeling, upper case | - | 0 | 0
3SU1901-0FS30-0AA0-Z | Y12 | 3SU1901-0FS30-0AA0-ZY12 | 1 | UN | 1 | 10 | C | D | EAR99 | N | 85389099 | 10 |  | 0.002 | KG | 4.05 | 4.05 | CP20 | CP20 | pushbutton, high, yellow, for illuminated pushbutton, with laser labeling, lower case | - | 0 | 0
3SU1901-0FS30-0AA0-Z | Y13 | 3SU1901-0FS30-0AA0-ZY13 | 1 | UN | 1 | 10 | C | D | EAR99 | N | 85389099 | 10 |  | 0.002 | KG | 4.05 | 4.05 | CP20 | CP20 | pushbutton, high, yellow, for illuminated pushbutton, with laser labeling, symbol number according to, ISO 7000 or IEC 60417 | - | 0 | 0
3SU1901-0FS30-0AA0-Z | Y15 | 3SU1901-0FS30-0AA0-ZY15 | 1 | UN | 1 | 10 | C | D | EAR99 | N | 85389099 | 10 |  | 0.002 | KG | 4.05 | 4.05 | CP20 | CP20 | pushbutton, high, yellow, for illuminated pushbutton, with laser labeling, upper case and lower case, always upper case at the beginning of the word | - | 0 | 0
3SU1901-0FS30-0AA0-Z | Y19 | 3SU1901-0FS30-0AA0-ZY19 | 1 | UN | 1 | 10 | C | D | EAR99 | N | 85389099 | 10 |  | 0.002 | KG | 4.05 | 4.05 | CP20 | CP20 | pushbutton, high, yellow, for illuminated pushbutton, with laser labeling, inscription or symbol Customer-specific selection with SIRIUS ACT configurator (CIN) | - | 0 | 0
3SU1901-0FS40-0AA0 |  | 3SU1901-0FS40-0AA0 | 1 | UN | 1 | 5 | B | D | N | N | 85389099 | 10 | 4011209966116 | 0.002 | KG | 3.1 | 3.1 | CP20 | CP20 | pushbutton, high, green, for illuminated pushbutton | - | 0 | 0
3SU1901-0FS40-0AA0-Z | Y10 | 3SU1901-0FS40-0AA0-ZY10 | 1 | UN | 1 | 10 | C | D | N | N | 85389099 | 10 |  | 0.017 | KG | 4.05 | 4.05 | CP20 | CP20 | pushbutton, high, green, for illuminated pushbutton, with laser labeling, upper case and lower case, always upper case at beginning of line | - | 0 | 0
3SU1901-0FS40-0AA0-Z | Y11 | 3SU1901-0FS40-0AA0-ZY11 | 1 | UN | 1 | 10 | C | D | N | N | 85389099 | 10 |  | 0.017 | KG | 4.05 | 4.05 | CP20 | CP20 | pushbutton, high, green, for illuminated pushbutton, with laser labeling, upper case | - | 0 | 0
3SU1901-0FS40-0AA0-Z | Y12 | 3SU1901-0FS40-0AA0-ZY12 | 1 | UN | 1 | 10 | C | D | N | N | 85389099 | 10 |  | 0.017 | KG | 4.05 | 4.05 | CP20 | CP20 | pushbutton, high, green, for illuminated pushbutton, with laser labeling, lower case | - | 0 | 0
3SU1901-0FS40-0AA0-Z | Y13 | 3SU1901-0FS40-0AA0-ZY13 | 1 | UN | 1 | 10 | C | D | N | N | 85389099 | 10 |  | 0.017 | KG | 4.05 | 4.05 | CP20 | CP20 | pushbutton, high, green, for illuminated pushbutton, with laser labeling, symbol number according to, ISO 7000 or IEC 60417 | - | 0 | 0
3SU1901-0FS40-0AA0-Z | Y15 | 3SU1901-0FS40-0AA0-ZY15 | 1 | UN | 1 | 10 | C | D | N | N | 85389099 | 10 |  | 0.017 | KG | 4.05 | 4.05 | CP20 | CP20 | pushbutton, high, green, for illuminated pushbutton, with laser labeling, upper case and lower case, always upper case at the beginning of the word | - | 0 | 0
3SU1901-0FS40-0AA0-Z | Y19 | 3SU1901-0FS40-0AA0-ZY19 | 1 | UN | 1 | 10 | C | D | N | N | 85389099 | 10 |  | 0.002 | KG | 4.05 | 4.05 | CP20 | CP20 | pushbutton, high, green, for illuminated pushbutton, with laser labeling, inscription or symbol Customer-specific selection with SIRIUS ACT configurator (CIN) | - | 0 | 0
3SU1901-0FS50-0AA0 |  | 3SU1901-0FS50-0AA0 | 1 | UN | 1 | 5 | B | D | N | N | 85389099 | 10 | 4011209966123 | 0.002 | KG | 3.1 | 3.1 | CP20 | CP20 | pushbutton, high, blue, for illuminated pushbutton | - | 0 | 0
3SU1901-0FS50-0AA0-Z | Y10 | 3SU1901-0FS50-0AA0-ZY10 | 1 | UN | 1 | 10 | C | D | EAR99 | N | 85389099 | 10 |  | 0.002 | KG | 4.05 | 4.05 | CP20 | CP20 | pushbutton, high, blue, for illuminated pushbutton, with laser labeling, upper case and lower case, always upper case at beginning of line | - | 0 | 0
3SU1901-0FS50-0AA0-Z | Y11 | 3SU1901-0FS50-0AA0-ZY11 | 1 | UN | 1 | 10 | C | D | EAR99 | N | 85389099 | 10 |  | 0.002 | KG | 4.05 | 4.05 | CP20 | CP20 | pushbutton, high, blue, for illuminated pushbutton, with laser labeling, upper case | - | 0 | 0
3SU1901-0FS50-0AA0-Z | Y12 | 3SU1901-0FS50-0AA0-ZY12 | 1 | UN | 1 | 10 | C | D | EAR99 | N | 85389099 | 10 |  | 0.002 | KG | 4.05 | 4.05 | CP20 | CP20 | pushbutton, high, blue, for illuminated pushbutton, with laser labeling, lower case | - | 0 | 0
3SU1901-0FS50-0AA0-Z | Y13 | 3SU1901-0FS50-0AA0-ZY13 | 1 | UN | 1 | 10 | C | D | EAR99 | N | 85389099 | 10 |  | 0.002 | KG | 4.05 | 4.05 | CP20 | CP20 | pushbutton, high, blue, for illuminated pushbutton, with laser labeling, symbol number according to, ISO 7000 or IEC 60417 | - | 0 | 0
3SU1901-0FS50-0AA0-Z | Y15 | 3SU1901-0FS50-0AA0-ZY15 | 1 | UN | 1 | 10 | C | D | EAR99 | N | 85389099 | 10 |  | 0.002 | KG | 4.05 | 4.05 | CP20 | CP20 | pushbutton, high, blue, for illuminated pushbutton, with laser labeling, upper case and lower case, always upper case at the beginning of the word | - | 0 | 0
3SU1901-0FS50-0AA0-Z | Y19 | 3SU1901-0FS50-0AA0-ZY19 | 1 | UN | 1 | 10 | C | D | EAR99 | N | 85389099 | 10 |  | 0.002 | KG | 4.05 | 4.05 | CP20 | CP20 | pushbutton, high, blue, for illuminated pushbutton, with laser labeling, inscription or symbol Customer-specific selection with SIRIUS ACT configurator (CIN) | - | 0 | 0
3SU1901-0FS70-0AA0 |  | 3SU1901-0FS70-0AA0 | 1 | UN | 1 | 5 | B | D | N | N | 85389099 | 10 | 4011209966130 | 0.002 | KG | 3.1 | 3.1 | CP20 | CP20 | pushbutton, high, clear, for illuminated pushbutton | - | 0 | 0
3SU1901-0FS70-0AA0-Z | Y10 | 3SU1901-0FS70-0AA0-ZY10 | 1 | UN | 1 | 10 | C | D | EAR99 | N | 85389099 | 10 |  | 0.002 | KG | 4.05 | 4.05 | CP20 | CP20 | pushbutton, high, clear, for illuminated pushbutton, with laser labeling, upper case and lower case, always upper case at beginning of line | - | 0 | 0
3SU1901-0FS70-0AA0-Z | Y11 | 3SU1901-0FS70-0AA0-ZY11 | 1 | UN | 1 | 10 | C | D | EAR99 | N | 85389099 | 10 |  | 0.002 | KG | 4.05 | 4.05 | CP20 | CP20 | pushbutton, high, clear, for illuminated pushbutton, with laser labeling, upper case | - | 0 | 0
3SU1901-0FS70-0AA0-Z | Y12 | 3SU1901-0FS70-0AA0-ZY12 | 1 | UN | 1 | 10 | C | D | EAR99 | N | 85389099 | 10 |  | 0.002 | KG | 4.05 | 4.05 | CP20 | CP20 | pushbutton, high, clear, for illuminated pushbutton, with laser labeling, lower case | - | 0 | 0
3SU1901-0FS70-0AA0-Z | Y13 | 3SU1901-0FS70-0AA0-ZY13 | 1 | UN | 1 | 10 | C | D | EAR99 | N | 85389099 | 10 |  | 0.002 | KG | 4.05 | 4.05 | CP20 | CP20 | pushbutton, high, clear, for illuminated pushbutton, with laser labeling, symbol number according to, ISO 7000 or IEC 60417 | - | 0 | 0
3SU1901-0FS70-0AA0-Z | Y15 | 3SU1901-0FS70-0AA0-ZY15 | 1 | UN | 1 | 10 | C | D | EAR99 | N | 85389099 | 10 |  | 0.002 | KG | 4.05 | 4.05 | CP20 | CP20 | pushbutton, high, clear, for illuminated pushbutton, with laser labeling, upper case and lower case, always upper case at the beginning of the word | - | 0 | 0
3SU1901-0FS70-0AA0-Z | Y19 | 3SU1901-0FS70-0AA0-ZY19 | 1 | UN | 1 | 10 | C | D | EAR99 | N | 85389099 | 10 |  | 0.002 | KG | 4.05 | 4.05 | CP20 | CP20 | pushbutton, high, clear, for illuminated pushbutton, with laser labeling, inscription or symbol Customer-specific selection with SIRIUS ACT configurator (CIN) | - | 0 | 0
3SU1901-0FT00-0AA0 |  | 3SU1901-0FT00-0AA0 | 100 | UN | 1 | 5 | B | D | N | N | 85389099 | 10 | 4011209966260 | 0.001 | KG | 82.27 | 82.27 | CP20 | CP20 | pushbutton, flat, amber, for illuminated pushbutton | - | 0 | 0
3SU1901-0FT00-0AA0-Z | Y10 | 3SU1901-0FT00-0AA0-ZY10 | 1 | UN | 1 | 10 | C | D | N | N | 85389099 | 10 |  | 0.002 | KG | 5.58 | 5.58 | CP20 | CP20 | pushbutton, flat, amber, for illuminated pushbutton, with laser labeling, upper case and lower case, always upper case at beginning of line | - | 0 | 0
3SU1901-0FT00-0AA0-Z | Y11 | 3SU1901-0FT00-0AA0-ZY11 | 1 | UN | 1 | 10 | C | D | N | N | 85389099 | 10 |  | 0.002 | KG | 5.58 | 5.58 | CP20 | CP20 | pushbutton, flat, amber, for illuminated pushbutton, with laser labeling, upper case | - | 0 | 0
3SU1901-0FT00-0AA0-Z | Y12 | 3SU1901-0FT00-0AA0-ZY12 | 1 | UN | 1 | 10 | C | D | N | N | 85389099 | 10 |  | 0.002 | KG | 5.58 | 5.58 | CP20 | CP20 | pushbutton, flat, amber, for illuminated pushbutton, with laser labeling, lower case | - | 0 | 0
3SU1901-0FT00-0AA0-Z | Y13 | 3SU1901-0FT00-0AA0-ZY13 | 1 | UN | 1 | 10 | C | D | N | N | 85389099 | 10 |  | 0.5 | G | 5.58 | 5.58 | CP20 | CP20 | pushbutton, flat, amber, for illuminated pushbutton, with laser labeling, symbol number according to, ISO 7000 or IEC 60417 | - | 0 | 0
3SU1901-0FT00-0AA0-Z | Y15 | 3SU1901-0FT00-0AA0-ZY15 | 1 | UN | 1 | 10 | C | D | N | N | 85389099 | 10 |  | 0.002 | KG | 5.58 | 5.58 | CP20 | CP20 | pushbutton, flat, amber, for illuminated pushbutton, with laser labeling, upper case and lower case, always upper case at the beginning of the word | - | 0 | 0
3SU1901-0FT00-0AA0-Z | Y19 | 3SU1901-0FT00-0AA0-ZY19 | 1 | UN | 1 | 10 | C | D | N | N | 85389099 | 10 |  | 0.002 | KG | 1.78 | 1.78 | CP20 | CP20 | pushbutton, flat, amber, for illuminated pushbutton, with laser labeling, inscription or symbol Customer-specific selection with SIRIUS ACT configurator (CIN) | - | 0 | 0
3SU1901-0FT20-0AA0 |  | 3SU1901-0FT20-0AA0 | 100 | UN | 1 | 1 | A | D | N | N | 85389099 | 10 | 4011209966208 | 0.8 | G | 82.27 | 76.29 | CP20 | CP20 | pushbutton, flat, red, for illuminated pushbutton | Lista Papel 2020 SI | 0 | 0
3SU1901-0FT20-0AA0-Z | Y10 | 3SU1901-0FT20-0AA0-ZY10 | 1 | UN | 1 | 10 | C | D | N | N | 85389099 | 10 |  | 0.001 | KG | 5.58 | 5.58 | CP20 | CP20 | pushbutton, flat, red, for illuminated pushbutton, with laser labeling, upper case and lower case, always upper case at beginning of line | - | 0 | 0
3SU1901-0FT20-0AA0-Z | Y11 | 3SU1901-0FT20-0AA0-ZY11 | 1 | UN | 1 | 10 | C | D | N | N | 85389099 | 10 |  | 0.002 | KG | 5.58 | 5.58 | CP20 | CP20 | pushbutton, flat, red, for illuminated pushbutton, with laser labeling, upper case | - | 0 | 0
3SU1901-0FT20-0AA0-Z | Y12 | 3SU1901-0FT20-0AA0-ZY12 | 1 | UN | 1 | 10 | C | D | N | N | 85389099 | 10 |  | 0.002 | KG | 5.58 | 5.58 | CP20 | CP20 | pushbutton, flat, red, for illuminated pushbutton, with laser labeling, lower case | - | 0 | 0
3SU1901-0FT20-0AA0-Z | Y13 | 3SU1901-0FT20-0AA0-ZY13 | 1 | UN | 1 | 10 | C | D | N | N | 85389099 | 10 |  | 0.5 | G | 5.58 | 5.58 | CP20 | CP20 | pushbutton, flat, red, for illuminated pushbutton, with laser labeling, symbol number according to, ISO 7000 or IEC 60417 | - | 0 | 0
3SU1901-0FT20-0AA0-Z | Y15 | 3SU1901-0FT20-0AA0-ZY15 | 1 | UN | 1 | 10 | C | D | N | N | 85389099 | 10 |  | 0.002 | KG | 5.58 | 5.58 | CP20 | CP20 | pushbutton, flat, red, for illuminated pushbutton, with laser labeling, upper case and lower case, always upper case at the beginning of the word | - | 0 | 0
3SU1901-0FT20-0AA0-Z | Y19 | 3SU1901-0FT20-0AA0-ZY19 | 1 | UN | 1 | 10 | C | D | N | N | 85389099 | 10 |  | 0.001 | G | 1.78 | 1.78 | CP20 | CP20 | pushbutton, flat, red, for illuminated pushbutton, with laser labeling, inscription or symbol Customer-specific selection with SIRIUS ACT configurator (CIN) | - | 0 | 0
3SU1901-0FT30-0AA0 |  | 3SU1901-0FT30-0AA0 | 100 | UN | 1 | 1 | A | D | N | N | 85389099 | 10 | 4011209966215 | 0.599 | G | 82.27 | 76.29 | CP20 | CP20 | pushbutton, flat, yellow, for illuminated pushbutton | Lista Papel 2020 SI | 0 | 0
3SU1901-0FT30-0AA0-Z | Y10 | 3SU1901-0FT30-0AA0-ZY10 | 1 | UN | 1 | 10 | C | D | N | N | 85389099 | 10 |  | 0.002 | KG | 5.58 | 5.58 | CP20 | CP20 | pushbutton, flat, yellow, for illuminated pushbutton, with laser labeling, upper case and lower case, always upper case at beginning of line | - | 0 | 0
3SU1901-0FT30-0AA0-Z | Y11 | 3SU1901-0FT30-0AA0-ZY11 | 1 | UN | 1 | 10 | C | D | N | N | 85389099 | 10 |  | 0.002 | KG | 5.58 | 5.58 | CP20 | CP20 | pushbutton, flat, yellow, for illuminated pushbutton, with laser labeling, upper case | - | 0 | 0
3SU1901-0FT30-0AA0-Z | Y12 | 3SU1901-0FT30-0AA0-ZY12 | 1 | UN | 1 | 10 | C | D | N | N | 85389099 | 10 |  | 0.002 | KG | 5.58 | 5.58 | CP20 | CP20 | pushbutton, flat, yellow, for illuminated pushbutton, with laser labeling, lower case | - | 0 | 0
3SU1901-0FT30-0AA0-Z | Y13 | 3SU1901-0FT30-0AA0-ZY13 | 1 | UN | 1 | 10 | C | D | N | N | 85389099 | 10 |  | 0.006 | KG | 5.58 | 5.58 | CP20 | CP20 | pushbutton, flat, yellow, for illuminated pushbutton, with laser labeling, symbol number according to, ISO 7000 or IEC 60417 | - | 0 | 0
3SU1901-0FT30-0AA0-Z | Y15 | 3SU1901-0FT30-0AA0-ZY15 | 1 | UN | 1 | 10 | C | D | N | N | 85389099 | 10 |  | 0.002 | KG | 5.58 | 5.58 | CP20 | CP20 | pushbutton, flat, yellow, for illuminated pushbutton, with laser labeling, upper case and lower case, always upper case at the beginning of the word | - | 0 | 0
3SU1901-0FT30-0AA0-Z | Y19 | 3SU1901-0FT30-0AA0-ZY19 | 1 | UN | 1 | 10 | C | D | N | N | 85389099 | 10 |  | 0.001 | G | 1.78 | 1.78 | CP20 | CP20 | pushbutton, flat, yellow, for illuminated pushbutton, with laser labeling, inscription or symbol Customer-specific selection with SIRIUS ACT configurator (CIN) | - | 0 | 0
3SU1901-0FT40-0AA0 |  | 3SU1901-0FT40-0AA0 | 100 | UN | 1 | 1 | A | D | N | N | 85389099 | 10 | 4011209966222 | 0.6 | G | 82.27 | 76.29 | CP20 | CP20 | pushbutton, flat, green, for illuminated pushbutton | Lista Papel 2020 SI | 0 | 0
3SU1901-0FT40-0AA0-Z | Y10 | 3SU1901-0FT40-0AA0-ZY10 | 1 | UN | 1 | 10 | C | D | N | N | 85389099 | 10 |  | 0.003 | KG | 5.58 | 5.58 | CP20 | CP20 | pushbutton, flat, green, for illuminated pushbutton, with laser labeling, upper case and lower case, always upper case at beginning of line | - | 0 | 0
3SU1901-0FT40-0AA0-Z | Y11 | 3SU1901-0FT40-0AA0-ZY11 | 1 | UN | 1 | 10 | C | D | N | N | 85389099 | 10 |  | 0.5 | G | 5.58 | 5.58 | CP20 | CP20 | pushbutton, flat, green, for illuminated pushbutton, with laser labeling, upper case | - | 0 | 0
3SU1901-0FT40-0AA0-Z | Y12 | 3SU1901-0FT40-0AA0-ZY12 | 1 | UN | 1 | 10 | C | D | N | N | 85389099 | 10 |  | 0.002 | KG | 5.58 | 5.58 | CP20 | CP20 | pushbutton, flat, green, for illuminated pushbutton, with laser labeling, lower case | - | 0 | 0
3SU1901-0FT40-0AA0-Z | Y13 | 3SU1901-0FT40-0AA0-ZY13 | 1 | UN | 1 | 10 | C | D | N | N | 85389099 | 10 |  | 0.33 | G | 5.58 | 5.58 | CP20 | CP20 | pushbutton, flat, green, for illuminated pushbutton, with laser labeling, symbol number according to, ISO 7000 or IEC 60417 | - | 0 | 0
3SU1901-0FT40-0AA0-Z | Y15 | 3SU1901-0FT40-0AA0-ZY15 | 1 | UN | 1 | 10 | C | D | N | N | 85389099 | 10 |  | 0.002 | KG | 5.58 | 5.58 | CP20 | CP20 | pushbutton, flat, green, for illuminated pushbutton, with laser labeling, upper case and lower case, always upper case at the beginning of the word | - | 0 | 0
3SU1901-0FT40-0AA0-Z | Y19 | 3SU1901-0FT40-0AA0-ZY19 | 1 | UN | 1 | 10 | C | D | N | N | 85389099 | 10 |  | 0.002 | KG | 1.78 | 1.78 | CP20 | CP20 | pushbutton, flat, green, for illuminated pushbutton, with laser labeling, inscription or symbol Customer-specific selection with SIRIUS ACT configurator (CIN) | - | 0 | 0
3SU1901-0FT50-0AA0 |  | 3SU1901-0FT50-0AA0 | 100 | UN | 1 | 1 | A | D | N | N | 85389099 | 10 | 4011209966239 | 0.6 | G | 82.27 | 76.29 | CP20 | CP20 | pushbutton, flat, blue, for illuminated pushbutton | Lista Papel 2020 SI | 0 | 0
3SU1901-0FT50-0AA0-Z | Y10 | 3SU1901-0FT50-0AA0-ZY10 | 1 | UN | 1 | 10 | C | D | N | N | 85389099 | 10 |  | 0.002 | KG | 5.58 | 5.58 | CP20 | CP20 | pushbutton, flat, blue, for illuminated pushbutton, with laser labeling, upper case and lower case, always upper case at beginning of line | - | 0 | 0
3SU1901-0FT50-0AA0-Z | Y11 | 3SU1901-0FT50-0AA0-ZY11 | 1 | UN | 1 | 10 | C | D | N | N | 85389099 | 10 |  | 0.002 | KG | 5.58 | 5.58 | CP20 | CP20 | pushbutton, flat, blue, for illuminated pushbutton, with laser labeling, upper case | - | 0 | 0
3SU1901-0FT50-0AA0-Z | Y12 | 3SU1901-0FT50-0AA0-ZY12 | 1 | UN | 1 | 10 | C | D | N | N | 85389099 | 10 |  | 0.002 | KG | 5.58 | 5.58 | CP20 | CP20 | pushbutton, flat, blue, for illuminated pushbutton, with laser labeling, lower case | - | 0 | 0
3SU1901-0FT50-0AA0-Z | Y13 | 3SU1901-0FT50-0AA0-ZY13 | 1 | UN | 1 | 10 | C | D | N | N | 85389099 | 10 |  | 0.002 | KG | 5.58 | 5.58 | CP20 | CP20 | pushbutton, flat, blue, for illuminated pushbutton, with laser labeling, symbol number according to, ISO 7000 or IEC 60417 | - | 0 | 0
3SU1901-0FT50-0AA0-Z | Y15 | 3SU1901-0FT50-0AA0-ZY15 | 1 | UN | 1 | 10 | C | D | N | N | 85389099 | 10 |  | 0.002 | KG | 5.58 | 5.58 | CP20 | CP20 | pushbutton, flat, blue, for illuminated pushbutton, with laser labeling, upper case and lower case, always upper case at the beginning of the word | - | 0 | 0
3SU1901-0FT50-0AA0-Z | Y19 | 3SU1901-0FT50-0AA0-ZY19 | 1 | UN | 1 | 10 | C | D | N | N | 85389099 | 10 |  | 0.001 | G | 1.78 | 1.78 | CP20 | CP20 | pushbutton, flat, blue, for illuminated pushbutton, with laser labeling, inscription or symbol Customer-specific selection with SIRIUS ACT configurator (CIN) | - | 0 | 0
3SU1901-0FT60-0AA0 |  | 3SU1901-0FT60-0AA0 | 100 | UN | 1 | 1 | A | D | N | N | 85389099 | 10 | 4011209966253 | 0.8 | G | 82.27 | 76.29 | CP20 | CP20 | pushbutton, flat, white, for illuminated pushbutton | Lista Papel 2020 SI | 0 | 0
3SU1901-0FT60-0AA0-Z | Y10 | 3SU1901-0FT60-0AA0-ZY10 | 1 | UN | 1 | 10 | C | D | N | N | 85389099 | 10 |  | 0.002 | KG | 5.58 | 5.58 | CP20 | CP20 | pushbutton, flat, white, for illuminated pushbutton, with laser labeling, upper case and lower case, always upper case at beginning of line | - | 0 | 0
3SU1901-0FT60-0AA0-Z | Y11 | 3SU1901-0FT60-0AA0-ZY11 | 1 | UN | 1 | 10 | C | D | N | N | 85389099 | 10 |  | 0.002 | KG | 5.58 | 5.58 | CP20 | CP20 | pushbutton, flat, white, for illuminated pushbutton, with laser labeling, upper case | - | 0 | 0
3SU1901-0FT60-0AA0-Z | Y12 | 3SU1901-0FT60-0AA0-ZY12 | 1 | UN | 1 | 10 | C | D | N | N | 85389099 | 10 |  | 0.002 | KG | 5.58 | 5.58 | CP20 | CP20 | pushbutton, flat, white, for illuminated pushbutton, with laser labeling, lower case | - | 0 | 0
3SU1901-0FT60-0AA0-Z | Y13 | 3SU1901-0FT60-0AA0-ZY13 | 1 | UN | 1 | 10 | C | D | N | N | 85389099 | 10 |  | 0.001 | KG | 5.58 | 5.58 | CP20 | CP20 | pushbutton, flat, white, for illuminated pushbutton, with laser labeling, symbol number according to, ISO 7000 or IEC 60417 | - | 0 | 0
3SU1901-0FT60-0AA0-Z | Y15 | 3SU1901-0FT60-0AA0-ZY15 | 1 | UN | 1 | 10 | C | D | N | N | 85389099 | 10 |  | 0.002 | KG | 5.58 | 5.58 | CP20 | CP20 | pushbutton, flat, white, for illuminated pushbutton, with laser labeling, upper case and lower case, always upper case at the beginning of the word | - | 0 | 0
3SU1901-0FT60-0AA0-Z | Y19 | 3SU1901-0FT60-0AA0-ZY19 | 1 | UN | 1 | 10 | C | D | N | N | 85389099 | 10 |  | 0.63 | G | 1.78 | 1.78 | CP20 | CP20 | pushbutton, flat, white, for illuminated pushbutton, with laser labeling, inscription or symbol Customer-specific selection with SIRIUS ACT configurator (CIN) | - | 0 | 0
3SU1901-0FT70-0AA0 |  | 3SU1901-0FT70-0AA0 | 100 | UN | 1 | 1 | A | D | N | N | 85389099 | 10 | 4011209966246 | 0.8 | G | 82.27 | 76.29 | CP20 | CP20 | pushbutton, flat, clear, for illuminated pushbutton | Lista Papel 2020 SI | 0 | 0
3SU1901-0FT70-0AA0-Z | Y10 | 3SU1901-0FT70-0AA0-ZY10 | 1 | UN | 1 | 10 | C | D | N | N | 85389099 | 10 |  | 0.002 | KG | 5.58 | 5.58 | CP20 | CP20 | pushbutton, flat, clear, for illuminated pushbutton, with laser labeling, upper case and lower case, always upper case at beginning of line | - | 0 | 0
3SU1901-0FT70-0AA0-Z | Y11 | 3SU1901-0FT70-0AA0-ZY11 | 1 | UN | 1 | 10 | C | D | N | N | 85389099 | 10 |  | 0.002 | KG | 5.58 | 5.58 | CP20 | CP20 | pushbutton, flat, clear, for illuminated pushbutton, with laser labeling, upper case | - | 0 | 0
3SU1901-0FT70-0AA0-Z | Y12 | 3SU1901-0FT70-0AA0-ZY12 | 1 | UN | 1 | 10 | C | D | N | N | 85389099 | 10 |  | 0.002 | KG | 5.58 | 5.58 | CP20 | CP20 | pushbutton, flat, clear, for illuminated pushbutton, with laser labeling, lower case | - | 0 | 0
3SU1901-0FT70-0AA0-Z | Y13 | 3SU1901-0FT70-0AA0-ZY13 | 1 | UN | 1 | 10 | C | D | N | N | 85389099 | 10 |  | 0.75 | G | 5.58 | 5.58 | CP20 | CP20 | pushbutton, flat, clear, for illuminated pushbutton, with laser labeling, symbol number according to, ISO 7000 or IEC 60417 | - | 0 | 0
3SU1901-0FT70-0AA0-Z | Y15 | 3SU1901-0FT70-0AA0-ZY15 | 1 | UN | 1 | 10 | C | D | N | N | 85389099 | 10 |  | 0.002 | KG | 5.58 | 5.58 | CP20 | CP20 | pushbutton, flat, clear, for illuminated pushbutton, with laser labeling, upper case and lower case, always upper case at the beginning of the word | - | 0 | 0
3SU1901-0FT70-0AA0-Z | Y19 | 3SU1901-0FT70-0AA0-ZY19 | 1 | UN | 1 | 10 | C | D | N | N | 85389099 | 10 |  | 0.003 | KG | 1.78 | 1.78 | CP20 | CP20 | pushbutton, flat, clear, for illuminated pushbutton, with laser labeling, inscription or symbol Customer-specific selection with SIRIUS ACT configurator (CIN) | - | 0 | 0
3SU1930-0FA80-0AA0 |  | 3SU1930-0FA80-0AA0 | 1 | UN | 1 | 1 | A | D | N | N | 85389099 | 1 | 4011209967182 | 0.045 | KG | 3.51 | 3.51 | CP20 | CP20 | Sealing plug for unused control points, 22 mm, Metal matt, sand gray (front), plastic, black (rear) | - | 0 | 0
3SU1930-0FA80-0AA0-Z | X90 | 3SU1930-0FA80-0AA0-ZX90 | 1 | UN | 1 | 5 | B | D | N | N | 85389099 | 100 | 4047621028187 | 0.044 | KG | 3.51 | 3.51 | CP20 | CP20 | Sealing plug for unused control points, 22 mm, Metal, sand gray (front), plastic, black (rear) Z=100-unit packaging | - | 0 | 0
3SU1930-0FA80-0AA0-Z | Y19 | 3SU1930-0FA80-0AA0-ZY19 | 1 | UN | 1 | 10 | C | D | N | N | 85389099 | 1 |  | 0.045 | KG | 4.46 | 4.46 | CP20 | CP20 | Sealing plug for unused control points, 22 mm, metal matt, sand gray (front), plastic, black (rear), customer-specific selection with SIRIUS ACT configurator (CIN) | - | 0 | 0
3SU1930-0GA80-0AA0 |  | 3SU1930-0GA80-0AA0 | 1 | UN | 1 | 3 | B | D | N | N | 85366990 | 1 | 4047621045818 | 0.04 | KG | 40.57 | 40.57 | CP20 | CP20 | USB port, 22 mm, plastic with metal front ring, sand gray | - | 0 | 0
3SU1930-0GA80-0AA0-Z | Y19 | 3SU1930-0GA80-0AA0-ZY19 | 1 | UN | 1 | 10 | C | D | N | N | 85389099 | 1 |  | 0.029 | KG | 41.52 | 41.52 | CP20 | CP20 | USB port, 22 mm, plastic with metal front ring, sand gray, customer-specific selection with SIRIUS ACT configurator (CIN) | - | 0 | 0
3SU1930-0GB80-0AA0 |  | 3SU1930-0GB80-0AA0 | 1 | UN | 1 | 3 | B | D | N | N | 85389099 | 1 | 4047621045788 | 0.032 | KG | 21.95 | 21.95 | CP20 | CP20 | RJ45 connection: 22 mm, plastic with metal front ring, sand gray | - | 0 | 0
3SU1930-0GB80-0AA0-Z | Y19 | 3SU1930-0GB80-0AA0-ZY19 | 1 | UN | 1 | 10 | C | D | N | N | 85389099 | 1 |  | 0.029 | KG | 22.9 | 22.9 | CP20 | CP20 | RJ45 connection, 22 mm, plastic with metal front ring, sand gray, customer-specific selection with SIRIUS ACT configurator (CIN) | - | 0 | 0
3SU1930-0HA10-0AA0 |  | 3SU1930-0HA10-0AA0 | 1 | UN | 1 | 5 | B | D | N | N | 85444290 | 1 | 4011209967304 | 0.056 | KG | 41.14 | 41.14 | CP20 | CP20 | Adapter M12 socket, 4-pole, for M20 cable entry, for plastic enclosure | adicionado Março 19 | 0 | 0
3SU1930-0HA10-0AA0-Z | Y19 | 3SU1930-0HA10-0AA0-ZY19 | 1 | UN | 1 | 10 | C | D | N | N | 85444290 | 1 |  | 0.056 | KG | 42.09 | 42.09 | CP20 | CP20 | Adapter M12 socket, 4-pole, for M20 cable entry, for plastic enclosure, customer-specific selection with SIRIUS ACT configurator (CIN) | adicionado Março 19 | 0 | 0
3SU1930-0HB10-0AA0 |  | 3SU1930-0HB10-0AA0 | 1 | UN | 1 | 5 | B | D | N | N | 85444290 | 1 | 4011209968110 | 0.062 | KG | 41.14 | 41.14 | CP20 | CP20 | Adapter M12 socket, 4-pole, for M25 cable entry, for plastic enclosure | adicionado Março 19 | 0 | 0
3SU1930-0HB10-0AA0-Z | Y19 | 3SU1930-0HB10-0AA0-ZY19 | 1 | UN | 1 | 10 | C | D | N | N | 85444290 | 1 |  | 0.066 | KG | 42.09 | 42.09 | CP20 | CP20 | Adapter M12 socket, 4-pole, for M25 cable entry, for plastic enclosure, customer-specific selection with SIRIUS ACT configurator (CIN) | adicionado Março 19 | 0 | 0
3SU1930-0HC10-0AA0 |  | 3SU1930-0HC10-0AA0 | 1 | UN | 1 | 5 | B | D | N | N | 85444290 | 1 | 4011209967243 | 13 | G | 41.14 | 41.14 | CP20 | CP20 | Adapter M12 connector, 4-pole, for M20 cable entry, for plastic enclosure | adicionado Março 19 | 0 | 0
3SU1930-0HC10-0AA0-Z | Y19 | 3SU1930-0HC10-0AA0-ZY19 | 1 | UN | 1 | 10 | C | D | N | N | 85444290 | 1 |  | 0.054 | KG | 42.09 | 42.09 | CP20 | CP20 | Adapter M12 connector, 4-pole, for M20 cable entry, for plastic enclosure, customer-specific selection with SIRIUS ACT configurator (CIN) | adicionado Março 19 | 0 | 0
3SU1930-0HD10-0AA0 |  | 3SU1930-0HD10-0AA0 | 1 | UN | 1 | 5 | B | D | N | N | 85444290 | 1 | 4011209967274 | 0.06 | KG | 41.14 | 41.14 | CP20 | CP20 | Adapter M12 connector, 4-pole, for M25 cable entry, for plastic enclosure | adicionado Março 19 | 0 | 0
3SU1930-0HD10-0AA0-Z | Y19 | 3SU1930-0HD10-0AA0-ZY19 | 1 | UN | 1 | 10 | C | D | N | N | 85444290 | 1 |  | 0.06 | KG | 42.09 | 42.09 | CP20 | CP20 | Adapter M12 connector, 4-pole, for M25 cable entry, for plastic enclosure, customer-specific selection with SIRIUS ACT configurator (CIN) | adicionado Março 19 | 0 | 0
3SU1930-0HP10-0AA0 |  | 3SU1930-0HP10-0AA0 | 1 | UN | 1 | 5 | B | D | N | N | 85444290 | 1 | 4011209968097 | 0.06 | KG | 41.14 | 41.14 | CP20 | CP20 | Adapter M12 socket, 5-pole, for M20 cable entry, for plastic enclosure | adicionado Março 19 | 0 | 0
3SU1930-0HP10-0AA0-Z | Y19 | 3SU1930-0HP10-0AA0-ZY19 | 1 | UN | 1 | 10 | C | D | N | N | 85444290 | 1 |  | 0.059 | KG | 42.09 | 42.09 | CP20 | CP20 | Adapter M12 socket, 5-pole, for M20 cable entry, for plastic enclosure, customer-specific selection with SIRIUS ACT configurator (CIN) | adicionado Março 19 | 0 | 0
3SU1930-0HQ10-0AA0 |  | 3SU1930-0HQ10-0AA0 | 1 | UN | 1 | 5 | B | D | N | N | 85444290 | 1 | 4011209968127 | 0.066 | KG | 41.14 | 41.14 | CP20 | CP20 | Adapter M12 socket, 5-pole, for M25 cable entry, for plastic enclosure | adicionado Março 19 | 0 | 0
3SU1930-0HQ10-0AA0-Z | Y19 | 3SU1930-0HQ10-0AA0-ZY19 | 1 | UN | 1 | 10 | C | D | N | N | 85444290 | 1 |  | 0.065 | KG | 42.09 | 42.09 | CP20 | CP20 | Adapter M12 socket, 5-pole, for M25 cable entry, for plastic enclosure, customer-specific selection with SIRIUS ACT configurator (CIN) | adicionado Março 19 | 0 | 0
3SU1930-0HR10-0AA0 |  | 3SU1930-0HR10-0AA0 | 1 | UN | 1 | 5 | B | D | N | N | 85444290 | 1 | 4011209967250 | 0.056 | KG | 41.14 | 41.14 | CP20 | CP20 | Adapter M12 connector, 5-pole, for M20 cable entry, for plastic enclosure | adicionado Março 19 | 0 | 0
3SU1930-0HR10-0AA0-Z | Y19 | 3SU1930-0HR10-0AA0-ZY19 | 1 | UN | 1 | 10 | C | D | N | N | 85444290 | 1 |  | 0.056 | KG | 42.09 | 42.09 | CP20 | CP20 | Adapter M12 connector, 5-pole, for M20 cable entry, for plastic enclosure, customer-specific selection with SIRIUS ACT configurator (CIN) | adicionado Março 19 | 0 | 0
3SU1930-0HS10-0AA0 |  | 3SU1930-0HS10-0AA0 | 1 | UN | 1 | 5 | B | D | N | N | 85444290 | 1 | 4011209967281 | 0.064 | KG | 41.14 | 41.14 | CP20 | CP20 | Adapter M12 connector, 5-pole, for M25 cable entry, for plastic enclosure | adicionado Março 19 | 0 | 0
3SU1930-0HS10-0AA0-Z | Y19 | 3SU1930-0HS10-0AA0-ZY19 | 1 | UN | 1 | 10 | C | D | N | N | 85444290 | 1 |  | 0.064 | KG | 42.09 | 42.09 | CP20 | CP20 | Adapter M12 connector, 5-pole, for M25 cable entry, for plastic enclosure, customer-specific selection with SIRIUS ACT configurator (CIN) | adicionado Março 19 | 0 | 0
3SU1930-0HT10-0AA0 |  | 3SU1930-0HT10-0AA0 | 1 | UN | 1 | 5 | B | D | N | N | 85444290 | 1 | 4011209968103 | 0.064 | KG | 41.14 | 41.14 | CP20 | CP20 | Adapter M12 socket, 8-pole, for M20 cable entry, for plastic enclosure | adicionado Março 19 | 0 | 0
3SU1930-0HT10-0AA0-Z | Y19 | 3SU1930-0HT10-0AA0-ZY19 | 1 | UN | 1 | 10 | C | D | N | N | 85444290 | 1 |  | 0.062 | KG | 42.09 | 42.09 | CP20 | CP20 | Adapter M12 socket, 8-pole, for M20 cable entry, for plastic enclosure, customer-specific selection with SIRIUS ACT configurator (CIN) | adicionado Março 19 | 0 | 0
3SU1930-0HU10-0AA0 |  | 3SU1930-0HU10-0AA0 | 1 | UN | 1 | 5 | B | D | N | N | 85444290 | 1 | 4011209968134 | 0.07 | KG | 41.14 | 41.14 | CP20 | CP20 | Adapter M12 socket, 8-pole, for M25 cable entry, for plastic enclosure | adicionado Março 19 | 0 | 0
3SU1930-0HU10-0AA0-Z | Y19 | 3SU1930-0HU10-0AA0-ZY19 | 1 | UN | 1 | 10 | C | D | N | N | 85444290 | 1 |  | 0.07 | KG | 42.09 | 42.09 | CP20 | CP20 | Adapter M12 socket, 8-pole, for M25 cable entry, for plastic enclosure, customer-specific selection with SIRIUS ACT configurator (CIN) | adicionado Março 19 | 0 | 0
3SU1930-0HV10-0AA0 |  | 3SU1930-0HV10-0AA0 | 1 | UN | 1 | 5 | B | D | N | N | 85444290 | 1 | 4011209967267 | 13 | G | 41.14 | 41.14 | CP20 | CP20 | Adapter M12 connector, 8-pole, for M20 cable entry, for plastic enclosure | adicionado Março 19 | 0 | 0
3SU1930-0HV10-0AA0-Z | Y19 | 3SU1930-0HV10-0AA0-ZY19 | 1 | UN | 1 | 10 | C | D | N | N | 85444290 | 1 |  | 0.06 | KG | 42.09 | 42.09 | CP20 | CP20 | Adapter M12 connector, 8-pole, for M20 cable entry, for plastic enclosure, customer-specific selection with SIRIUS ACT configurator (CIN) | adicionado Março 19 | 0 | 0
3SU1930-0HW10-0AA0 |  | 3SU1930-0HW10-0AA0 | 1 | UN | 1 | 5 | B | D | N | N | 85444290 | 1 | 4011209967298 | 0.066 | KG | 41.14 | 41.14 | CP20 | CP20 | Adapter M12 connector, 8-pole, for M25 cable entry, for plastic enclosure | adicionado Março 19 | 0 | 0
3SU1930-0HW10-0AA0-Z | Y19 | 3SU1930-0HW10-0AA0-ZY19 | 1 | UN | 1 | 10 | C | D | N | N | 85444290 | 1 |  | 0.066 | KG | 42.09 | 42.09 | CP20 | CP20 | Adapter M12 connector, 8-pole, for M25 cable entry, for plastic enclosure, customer-specific selection with SIRIUS ACT configurator (CIN) | adicionado Março 19 | 0 | 0
3SU1950-0DK80-0AA0 |  | 3SU1950-0DK80-0AA0 | 1 | UN | 1 | 5 | B | D | N | N | 85389099 | 1 | 4011209964501 | 0.023 | KG | 27.08 | 27.08 | CP20 | CP20 | Protective collar for pushbutton, 22 mm, 360Â° metal Viewable from the side | - | 0 | 0
3SU1950-0DK80-0AA0-Z | Y19 | 3SU1950-0DK80-0AA0-ZY19 | 1 | UN | 1 | 10 | C | D | N | N | 85389099 | 1 |  | 0.023 | KG | 28.03 | 28.03 | CP20 | CP20 | Protective collar for pushbutton, 22 mm, 360Â°, metal Viewable from the side, customer-specific selection with SIRIUS ACT configurator (CIN) | - | 0 | 0
3SU1950-0DL80-0AA0 |  | 3SU1950-0DL80-0AA0 | 1 | UN | 1 | 5 | B | D | N | N | 85389099 | 1 | 4011209964518 | 0.042 | KG | 27.08 | 27.08 | CP20 | CP20 | Protective collar for mushroom pushbutton, 40 mm, 22 mm design, 360Â° metal Viewable from the side | - | 0 | 0
3SU1950-0DL80-0AA0-Z | Y19 | 3SU1950-0DL80-0AA0-ZY19 | 1 | UN | 1 | 10 | C | D | N | N | 85389099 | 1 |  | 0.038 | KG | 28.03 | 28.03 | CP20 | CP20 | Protective collar for mushroom pushbutton, 40 mm, 22 mm design, 360Â°, metal Viewable from the side, customer-specific selection with SIRIUS ACT configurator (CIN) | - | 0 | 0
3SU1950-0DM80-0AA0 |  | 3SU1950-0DM80-0AA0 | 1 | UN | 1 | 5 | B | D | N | N | 85389099 | 1 | 4011209964525 | 0.05 | KG | 31.64 | 31.64 | CP20 | CP20 | locking device made of metal, for activated pushbutton, 22 mm, with flat pushbutton, raised front ring or raised front ring castellated | - | 0 | 0
3SU1950-0DM80-0AA0-Z | Y19 | 3SU1950-0DM80-0AA0-ZY19 | 1 | UN | 1 | 10 | C | D | N | N | 85389099 | 1 |  | 0.065 | KG | 32.59 | 32.59 | CP20 | CP20 | locking device made of metal, for activated pushbutton, 22 mm, with flat pushbutton, raised front ring or raised front ring castellated, Customer-specific selection with SIRIUS ACT configurator (CIN) | - | 0 | 0
3SU1950-0DN80-0AA0 |  | 3SU1950-0DN80-0AA0 | 1 | UN | 1 | 5 | B | D | N | N | 85389099 | 1 | 4011209964532 | 0.047 | KG | 31.64 | 31.64 | CP20 | CP20 | locking device made of metal, for activated pushbutton 22 mm, with raised pushbutton, | - | 0 | 0
3SU1950-0DN80-0AA0-Z | Y19 | 3SU1950-0DN80-0AA0-ZY19 | 1 | UN | 1 | 10 | C | D | N | N | 85389099 | 1 |  | 0.047 | KG | 32.59 | 32.59 | CP20 | CP20 | Locking device made of metal, for activated pushbutton, 22 mm, with raised pushbutton,, customer-specific selection with SIRIUS ACT configurator (CIN) | - | 0 | 0
3SU1950-0DP80-0AA0 |  | 3SU1950-0DP80-0AA0 | 1 | UN | 1 | 5 | B | D | N | N | 85389099 | 1 | 4011209964549 | 0.047 | KG | 31.64 | 31.64 | CP20 | CP20 | locking device made of metal, for activated mushroom pushbutton 30 mm or 40 mm, 22 mm design | - | 0 | 0
3SU1950-0DP80-0AA0-Z | Y19 | 3SU1950-0DP80-0AA0-ZY19 | 1 | UN | 1 | 10 | C | D | N | N | 85389099 | 1 |  | 0.048 | KG | 32.59 | 32.59 | CP20 | CP20 | Locking device made of metal, for activated mushroom pushbutton, 30 mm or 40 mm, 22 mm design, customer-specific selection with SIRIUS ACT configurator (CIN) | - | 0 | 0
3SU1950-0DQ80-0AA0 |  | 3SU1950-0DQ80-0AA0 | 1 | UN | 1 | 5 | B | D | N | N | 85389099 | 1 | 4011209964556 | 0.057 | KG | 31.64 | 31.64 | CP20 | CP20 | Locking device made of metal, for selector switch, 22 mm, short or long handle, in position left | - | 0 | 0
3SU1950-0DQ80-0AA0-Z | Y19 | 3SU1950-0DQ80-0AA0-ZY19 | 1 | UN | 1 | 10 | C | D | N | N | 85389099 | 1 |  | 0.057 | KG | 32.59 | 32.59 | CP20 | CP20 | Locking device made of metal, for selector switch, 22 mm, short or long handle, in position left customer-specific selection with SIRIUS ACT configurator (CIN) | - | 0 | 0
3SU1950-0DR80-0AA0 |  | 3SU1950-0DR80-0AA0 | 1 | UN | 1 | 5 | B | D | N | N | 85389099 | 1 | 4011209964563 | 0.059 | KG | 31.64 | 31.64 | CP20 | CP20 | locking device made of metal, for selector switch, 22 mm, short or long handle, in position center | - | 0 | 0
3SU1950-0DR80-0AA0-Z | Y19 | 3SU1950-0DR80-0AA0-ZY19 | 1 | UN | 1 | 10 | C | D | N | N | 85389099 | 1 |  | 0.064 | KG | 32.59 | 32.59 | CP20 | CP20 | locking device made of metal, for selector switch, 22 mm, short or long handle, in position center, Customer-specific selection with SIRIUS ACT configurator (CIN) | - | 0 | 0
3SU1950-0DS80-0AA0 |  | 3SU1950-0DS80-0AA0 | 1 | UN | 1 | 5 | B | D | N | N | 85389099 | 1 | 4011209964570 | 0.056 | KG | 31.64 | 31.64 | CP20 | CP20 | Locking device made of metal, for selector switch, 22 mm, short or long handle, in position right | - | 0 | 0
3SU1950-0DS80-0AA0-Z | Y19 | 3SU1950-0DS80-0AA0-ZY19 | 1 | UN | 1 | 10 | C | D | N | N | 85389099 | 1 |  | 0.06 | KG | 32.59 | 32.59 | CP20 | CP20 | Locking device made of metal, for selector switch, 22 mm, short or long handle, in position right, customer-specific selection with SIRIUS ACT configurator (CIN) | - | 0 | 0
3SU1950-0DT80-0AA0 |  | 3SU1950-0DT80-0AA0 | 1 | UN | 1 | 5 | B | D | N | N | 85389099 | 1 | 4011209964587 | 0.055 | KG | 31.64 | 31.64 | CP20 | CP20 | locking device made of metal, for selector switch, 22 mm, short or long handle, Operation in center and to the right possible, not possible to the left | - | 0 | 0
3SU1950-0DT80-0AA0-Z | Y19 | 3SU1950-0DT80-0AA0-ZY19 | 1 | UN | 1 | 10 | C | D | N | N | 85389099 | 1 |  | 0.06 | KG | 32.59 | 32.59 | CP20 | CP20 | locking device made of metal, for selector switch, 22 mm, short or long handle, Operation in center and to the right possible, not possible to the left, Customer-specific selection with SIRIUS ACT configurator (CIN) | - | 0 | 0
3SU1950-0DU80-0AA0 |  | 3SU1950-0DU80-0AA0 | 1 | UN | 1 | 5 | B | D | N | N | 85389099 | 1 | 4011209964594 | 0.055 | KG | 31.64 | 31.64 | CP20 | CP20 | locking device made of metal, for selector switch, 22 mm, short or long handle, Operation in center and to the left possible, not possible to the right | - | 0 | 0
3SU1950-0DU80-0AA0-Z | Y19 | 3SU1950-0DU80-0AA0-ZY19 | 1 | UN | 1 | 10 | C | D | N | N | 85389099 | 1 |  | 0.059 | KG | 32.59 | 32.59 | CP20 | CP20 | locking device made of metal, for selector switch, 22 mm, short or long handle, Operation in center and to the left possible, not possible to the right, Customer-specific selection with SIRIUS ACT configurator (CIN) | - | 0 | 0
3SU1950-0DV80-0AA0 |  | 3SU1950-0DV80-0AA0 | 1 | UN | 1 | 5 | B | D | N | N | 85389099 | 1 | 4011209964600 | 0.042 | KG | 31.64 | 31.64 | CP20 | CP20 | Locking device with cover, for pushbutton, selector switch with short handle/rotary knob, RONIS key-operated switch and potentiometer, 22 mm, | - | 0 | 0
3SU1950-0DV80-0AA0-Z | Y19 | 3SU1950-0DV80-0AA0-ZY19 | 1 | UN | 1 | 10 | C | D | N | N | 85389099 | 1 |  | 0.048 | KG | 32.59 | 32.59 | CP20 | CP20 | Locking device with cover, for pushbutton, selector switch with short handle/rotary knob, RONIS key-operated switch and potentiometer 22 mm, customer-specific selection with SIRIUS ACT configurator (CIN) | - | 0 | 0
3SU1950-0DX30-0AA0 |  | 3SU1950-0DX30-0AA0 | 1 | UN | 1 | 3 | B | D | N | N | 85389099 | 1 | 4011209964709 | 0.148 | KG | 52.35 | 52.35 | CP20 | CP20 | Protective collar for emergency stop mushroom pushbutton, 40 mm, for 5 padlocks, yellow; metal | - | 0 | 0
3SU1950-0DX30-0AA0-Z | Y19 | 3SU1950-0DX30-0AA0-ZY19 | 1 | UN | 1 | 10 | C | D | N | N | 85389099 | 1 |  | 0.156 | KG | 53.3 | 53.3 | CP20 | CP20 | Protective collar for emergency stop mushroom pushbutton, 40 mm, for 5 padlocks, yellow, metal, customer-specific selection with SIRIUS ACT configurator (CIN) | - | 0 | 0
3SU1950-0DX80-0AA0 |  | 3SU1950-0DX80-0AA0 | 1 | UN | 1 | 5 | B | D | N | N | 85389099 | 1 | 4011209964716 | 0.153 | KG | 52.35 | 52.35 | CP20 | CP20 | Protective collar for EMERGENCY STOP mushroom pushbutton, 40 mm, for 5 padlocks, gray | - | 0 | 0
3SU1950-0DX80-0AA0-Z | Y19 | 3SU1950-0DX80-0AA0-ZY19 | 1 | UN | 1 | 10 | C | D | N | N | 85389099 | 1 |  | 0.153 | KG | 53.3 | 53.3 | CP20 | CP20 | Protective collar for emergency stop mushroom pushbutton, 40 mm, for 5 padlocks, gray, customer-specific selection with SIRIUS ACT configurator (CIN) | - | 0 | 0
3SU1950-0FA80-0AA0 |  | 3SU1950-0FA80-0AA0 | 1 | UN | 1 | 1 | A | D | N | N | 85389099 | 1 | 4011209963818 | 0.043 | KG | 4.02 | 4.02 | CP20 | CP20 | Sealing plug for unused control points, 22 mm, Metal, shiny, silver | - | 0 | 0
3SU1950-0FA80-0AA0-Z | X90 | 3SU1950-0FA80-0AA0-ZX90 | 1 | UN | 1 | 5 | B | D | N | N | 85389099 | 100 | 4047621021867 | 0.041 | KG | 4.02 | 4.02 | CP20 | CP20 | Sealing plug for unused control points, 22 mm, Metal, shiny, silver, Z=100-unit packaging | - | 0 | 0
3SU1950-0FA80-0AA0-Z | Y19 | 3SU1950-0FA80-0AA0-ZY19 | 1 | UN | 1 | 10 | C | D | N | N | 85389099 | 1 |  | 0.043 | KG | 4.97 | 4.97 | CP20 | CP20 | Sealing plug for unused control points, 22 mm, metal, shiny, silver, customer-specific selection with SIRIUS ACT configurator (CIN) | - | 0 | 0
3SU1950-0FA80-0AA1 |  | 3SU1950-0FA80-0AA1 | 1 | UN | 1 | 6 | C | D | N | N | 85389099 | 1 | 4011209968240 | 0.039 | KG | 15.01 | 15.01 | CP20 | CP20 | Sealing plug for unused control points, Metal, silver, ATEX | - | 0 | 9
3SU1950-0FB80-0AA0 |  | 3SU1950-0FB80-0AA0 | 1 | UN | 1 | 1 | A | D | N | N | 83017000 | 1 | 4011209965386 | 8 | G | 4.04 | 4.04 | CP20 | CP20 | Key for RONIS key-operated switch, Lock No. SB30 | - | 0 | 0
3SU1950-0FB80-0AA0-Z | Y04 | 3SU1950-0FB80-0AA0-ZY04 | 1 | UN | 1 | 20 | D | D | N | N | 83017000 | 1 |  | 0.025 | KG | 13.59 | 13.59 | CP20 | CP20 | Key for RONIS key-operated switch, with special lock, possible special locks: SB31, 421, 455 | - | 0 | 0
3SU1950-0FB80-0AA0-Z | Y19 | 3SU1950-0FB80-0AA0-ZY19 | 1 | UN | 1 | 10 | C | D | N | N | 83017000 | 1 |  | 0.008 | KG | 4.99 | 4.99 | CP20 | CP20 | Key for RONIS key-operated switch Lock number SB30, Customer-specific selection with SIRIUS ACT configurator (CIN) | - | 0 | 0
3SU1950-0FC80-0AA0 |  | 3SU1950-0FC80-0AA0 | 1 | UN | 1 | 5 | B | D | N | N | 83017000 | 1 | 4011209965393 | 8 | G | 4.02 | 4.02 | CP20 | CP20 | Key for RONIS key-operated switch, Lock No. 455 | - | 0 | 0
3SU1950-0FC80-0AA0-Z | Y19 | 3SU1950-0FC80-0AA0-ZY19 | 1 | UN | 1 | 10 | C | D | N | N | 83017000 | 1 |  | 0.008 | KG | 4.97 | 4.97 | CP20 | CP20 | Key for RONIS key-operated switch lock number 455, Customer-specific selection with SIRIUS ACT configurator (CIN) | - | 0 | 0
3SU1950-0FD80-0AA0 |  | 3SU1950-0FD80-0AA0 | 1 | UN | 1 | 5 | B | D | N | N | 83017000 | 1 | 4011209965409 | 8 | G | 10.36 | 10.36 | CP20 | CP20 | Key for key-operated switch BKS, Lock No. S1 | - | 0 | 0
3SU1950-0FD80-0AA0-Z | Y04 | 3SU1950-0FD80-0AA0-ZY04 | 1 | UN | 1 | 20 | D | D | N | N | 83017000 | 1 |  | 0.017 | KG | 19.86 | 19.86 | CP20 | CP20 | Key for key-operated switch BKS, with special lock | - | 0 | 0
3SU1950-0FD80-0AA0-Z | Y19 | 3SU1950-0FD80-0AA0-ZY19 | 1 | UN | 1 | 10 | C | D | N | N | 83017000 | 1 |  | 0.009 | KG | 11.31 | 11.31 | CP20 | CP20 | Key for key-operated switch BKS, lock number S1, customer-specific selection with SIRIUS ACT configurator (CIN) | - | 0 | 0
3SU1950-0FJ50-0AA0 |  | 3SU1950-0FJ50-0AA0 | 1 | UN | 1 | 3 | B | D | N | N | 83017000 | 1 | 4011209965454 | 8 | G | 4.15 | 4.15 | CP20 | CP20 | Key for key-operated switch O.M.R,, lock number 73038, light blue | - | 0 | 0
3SU1950-0FJ50-0AA0-Z | Y19 | 3SU1950-0FJ50-0AA0-ZY19 | 1 | UN | 1 | 10 | C | D | N | N | 83017000 | 1 |  | 0.013 | KG | 5.1 | 5.1 | CP20 | CP20 | Key for key-operated switch O.M.R., lock number 73038, light blue, Customer-specific selection with SIRIUS ACT configurator (CIN) | - | 0 | 0
3SU1950-0FK20-0AA0 |  | 3SU1950-0FK20-0AA0 | 1 | UN | 1 | 5 | B | D | N | N | 83017000 | 1 | 4011209965461 | 8 | G | 4.15 | 4.15 | CP20 | CP20 | Key for key-operated switch O.M.R,, lock number 73037, red | - | 0 | 0
3SU1950-0FK20-0AA0-Z | Y19 | 3SU1950-0FK20-0AA0-ZY19 | 1 | UN | 1 | 10 | C | D | N | N | 83017000 | 1 |  | 0.013 | KG | 5.1 | 5.1 | CP20 | CP20 | Key for key-operated switch O.M.R., lock number 73037, red, Customer-specific selection with SIRIUS ACT configurator (CIN) | - | 0 | 0
3SU1950-0FL10-0AA0 |  | 3SU1950-0FL10-0AA0 | 1 | UN | 1 | 5 | B | D | N | N | 83017000 | 1 | 4011209965478 | 8 | G | 4.15 | 4.15 | CP20 | CP20 | Key for key-operated switch O.M.R,, lock number 73034, black | - | 0 | 0
3SU1950-0FL10-0AA0-Z | Y19 | 3SU1950-0FL10-0AA0-ZY19 | 1 | UN | 1 | 10 | C | D | N | N | 83017000 | 1 |  | 0.013 | KG | 5.1 | 5.1 | CP20 | CP20 | Key for key-operated switch O.M.R., lock number 73034, black, Customer-specific selection with SIRIUS ACT configurator (CIN) | - | 0 | 0
3SU1950-0FM30-0AA0 |  | 3SU1950-0FM30-0AA0 | 1 | UN | 1 | 5 | B | D | N | N | 83017000 | 1 | 4011209965485 | 8 | G | 4.15 | 4.15 | CP20 | CP20 | Key for key-operated switch O.M.R,, lock number 73033, yellow | - | 0 | 0
3SU1950-0FM30-0AA0-Z | Y19 | 3SU1950-0FM30-0AA0-ZY19 | 1 | UN | 1 | 10 | C | D | N | N | 83017000 | 1 |  | 0.013 | KG | 5.1 | 5.1 | CP20 | CP20 | Key for key-operated switch O.M.R., lock number 73033, yellow, Customer-specific selection with SIRIUS ACT configurator (CIN) | - | 0 | 0
3SU1950-0FN80-0AA0 |  | 3SU1950-0FN80-0AA0 | 1 | UN | 1 | 5 | B | D | N | N | 83017000 | 1 | 4011209966017 | 8 | G | 7.26 | 7.26 | CP20 | CP20 | Key for key-operated switch CES, Lock No. LSG 1 | - | 0 | 0
3SU1950-0FN80-0AA0-Z | Y19 | 3SU1950-0FN80-0AA0-ZY19 | 1 | UN | 1 | 10 | C | D | N | N | 83017000 | 1 |  | 0.01 | KG | 8.21 | 8.21 | CP20 | CP20 | Key for key-operated switch CES, lock number LSG 1, customer-specific selection with SIRIUS ACT configurator (CIN) | - | 0 | 0
3SU1950-0FP80-0AA0 |  | 3SU1950-0FP80-0AA0 | 1 | UN | 1 | 1 | A | D | N | N | 83017000 | 1 | 4011209966024 | 8 | G | 7.26 | 7.26 | CP20 | CP20 | Key for key-operated switch CES, Lock No. SSG 10 | - | 0 | 0
3SU1950-0FP80-0AA0-Z | Y04 | 3SU1950-0FP80-0AA0-ZY04 | 1 | UN | 1 | 20 | D | D | N | N | 83017000 | 1 |  | 0.01 | KG | 16.72 | 16.72 | CP20 | CP20 | Key for key-operated switch CES, with special lock | - | 0 | 0
3SU1950-0FP80-0AA0-Z | Y19 | 3SU1950-0FP80-0AA0-ZY19 | 1 | UN | 1 | 10 | C | D | N | N | 83017000 | 1 |  | 0.01 | KG | 8.21 | 8.21 | CP20 | CP20 | Key for key-operated switch CES, Lock number SSG 10, Customer-specific selection with SIRIUS ACT configurator (CIN) | - | 0 | 0
3SU1950-0FQ80-0AA0 |  | 3SU1950-0FQ80-0AA0 | 1 | UN | 1 | 5 | B | D | N | N | 83017000 | 1 | 4011209966031 | 0.008 | KG | 7.26 | 7.26 | CP20 | CP20 | Key for key-operated switch CES, Lock No. VL5 | - | 0 | 0
3SU1950-0FQ80-0AA0-Z | Y19 | 3SU1950-0FQ80-0AA0-ZY19 | 1 | UN | 1 | 10 | C | D | N | N | 83017000 | 1 |  | 0.008 | KG | 8.21 | 8.21 | CP20 | CP20 | Key for key-operated switch CES, lock number VL5, customer-specific selection with SIRIUS ACT configurator (CIN) | - | 0 | 0
3SU1950-0FR80-0AA0 |  | 3SU1950-0FR80-0AA0 | 1 | UN | 1 | 5 | B | D | N | N | 83017000 | 1 | 4011209966048 | 8 | G | 10.36 | 10.36 | CP20 | CP20 | Key for lock IKON, Lock No. 360012K1 | - | 0 | 0
3SU1950-0FR80-0AA0-Z | Y04 | 3SU1950-0FR80-0AA0-ZY04 | 1 | UN | 1 | 20 | D | D | EAR99 | N | 83017000 | 1 |  | 0.008 | KG | 19.86 | 19.86 | CP20 | CP20 | Key for lock IKON, with special lock | - | 0 | 0
3SU1950-0FR80-0AA0-Z | Y19 | 3SU1950-0FR80-0AA0-ZY19 | 1 | UN | 1 | 10 | C | D | N | N | 83017000 | 1 |  | 0.009 | KG | 11.31 | 11.31 | CP20 | CP20 | Key for lock IKON, lock number 360012K1, customer-specific selection with SIRIUS ACT configurator (CIN) | - | 0 | 0
3SU1950-0GA80-0AA0 |  | 3SU1950-0GA80-0AA0 | 1 | UN | 1 | 3 | B | D | N | N | 85366990 | 1 | 4047621045825 | 0.05 | KG | 46.17 | 46.17 | CP20 | CP20 | USB port, 22 mm, metal shiny, silver | - | 0 | 0
3SU1950-0GA80-0AA0-Z | Y19 | 3SU1950-0GA80-0AA0-ZY19 | 1 | UN | 1 | 10 | C | D | N | N | 85389099 | 1 |  | 0.044 | KG | 47.12 | 47.12 | CP20 | CP20 | USB port, 22 mm, shiny metal, silver, customer-specific selection with SIRIUS ACT configurator (CIN) | - | 0 | 0
3SU1950-0GB80-0AA0 |  | 3SU1950-0GB80-0AA0 | 1 | UN | 1 | 3 | B | D | N | N | 85389099 | 1 | 4047621045771 | 0.046 | KG | 26.32 | 26.32 | CP20 | CP20 | RJ45 connection: 22 mm, metal shiny, silver | - | 0 | 0
3SU1950-0GB80-0AA0-Z | Y19 | 3SU1950-0GB80-0AA0-ZY19 | 1 | UN | 1 | 10 | C | D | N | N | 85389099 | 1 |  | 0.044 | KG | 27.27 | 27.27 | CP20 | CP20 | RJ45 connection, 22 mm, shiny metal, silver, customer-specific selection with SIRIUS ACT configurator (CIN) | - | 0 | 0
3SU1950-0HA10-0AA0 |  | 3SU1950-0HA10-0AA0 | 1 | UN | 1 | 5 | B | D | N | N | 85444290 | 1 | 4011209964631 | 0.072 | KG | 41.14 | 41.14 | CP20 | CP20 | Adapter M12 socket, 4-pole, for M20 cable entry, for metal enclosure | adicionado Março 19 | 0 | 0
3SU1950-0HA10-0AA0-Z | Y19 | 3SU1950-0HA10-0AA0-ZY19 | 1 | UN | 1 | 10 | C | D | N | N | 85444290 | 1 |  | 0.072 | KG | 42.09 | 42.09 | CP20 | CP20 | Adapter M12 socket, 4-pole, for M20 cable entry, for metal enclosure, customer-specific selection with SIRIUS ACT configurator (CIN) | adicionado Março 19 | 0 | 0
3SU1950-0HB10-0AA0 |  | 3SU1950-0HB10-0AA0 | 1 | UN | 1 | 5 | B | D | N | N | 85444290 | 1 | 4011209964648 | 0.08 | KG | 41.14 | 41.14 | CP20 | CP20 | Adapter M12 socket, 4-pole, for M25 cable entry, for metal enclosure | adicionado Março 19 | 0 | 0
3SU1950-0HB10-0AA0-Z | Y19 | 3SU1950-0HB10-0AA0-ZY19 | 1 | UN | 1 | 10 | C | D | N | N | 85444290 | 1 |  | 0.08 | KG | 42.09 | 42.09 | CP20 | CP20 | Adapter M12 socket, 4-pole, for M25 cable entry, for metal enclosure, customer-specific selection with SIRIUS ACT configurator (CIN) | adicionado Março 19 | 0 | 0
3SU1950-0HC10-0AA0 |  | 3SU1950-0HC10-0AA0 | 1 | UN | 1 | 5 | B | D | N | N | 85444290 | 1 | 4011209964617 | 13 | G | 41.14 | 41.14 | CP20 | CP20 | Adapter M12 connector, 4-pole, for M20 cable entry, for metal enclosure | adicionado Março 19 | 0 | 0
3SU1950-0HC10-0AA0-Z | Y19 | 3SU1950-0HC10-0AA0-ZY19 | 1 | UN | 1 | 10 | C | D | N | N | 85444290 | 1 |  | 0.072 | KG | 42.09 | 42.09 | CP20 | CP20 | Adapter M12 connector, 4-pole, for M20 cable entry, for metal enclosure, customer-specific selection with SIRIUS ACT configurator (CIN) | adicionado Março 19 | 0 | 0
3SU1950-0HD10-0AA0 |  | 3SU1950-0HD10-0AA0 | 1 | UN | 1 | 5 | B | D | N | N | 85444290 | 1 | 4011209964624 | 0.08 | KG | 41.14 | 41.14 | CP20 | CP20 | Adapter M12 connector, 4-pole, for M25 cable entry, for metal enclosure | adicionado Março 19 | 0 | 0
3SU1950-0HD10-0AA0-Z | Y19 | 3SU1950-0HD10-0AA0-ZY19 | 1 | UN | 1 | 10 | C | D | N | N | 85444290 | 1 |  | 0.08 | KG | 42.09 | 42.09 | CP20 | CP20 | Adapter M12 connector, 4-pole, for M25 cable entry, for metal enclosure, customer-specific selection with SIRIUS ACT configurator (CIN) | adicionado Março 19 | 0 | 0
3SU1950-0HJ10-0AA0 |  | 3SU1950-0HJ10-0AA0 | 1 | UN | 1 | 5 | B | D | N | N | 85389099 | 1 | 4011209965263 | 0.06 | KG | 21.85 | 21.85 | CP20 | CP20 | Connecting piece M20/M20 for connection of 2 enclosures, Metal, with hexagon nut | - | 0 | 0
3SU1950-0HJ10-0AA0-Z | Y19 | 3SU1950-0HJ10-0AA0-ZY19 | 1 | UN | 1 | 10 | C | D | N | N | 85389099 | 1 |  | 0.055 | KG | 22.8 | 22.8 | CP20 | CP20 | Connecting piece M20/M20 for connection of 2 enclosures, metal, with hexagon nut, customer-specific selection with SIRIUS ACT configurator (CIN) | - | 0 | 0
3SU1950-0HK10-0AA0 |  | 3SU1950-0HK10-0AA0 | 1 | UN | 1 | 5 | B | D | N | N | 85389099 | 1 | 4011209965270 | 0.075 | KG | 21.85 | 21.85 | CP20 | CP20 | Connecting piece M20/M25 for connection of 2 enclosures, Metal, with hexagon nut | - | 0 | 0
3SU1950-0HK10-0AA0-Z | Y19 | 3SU1950-0HK10-0AA0-ZY19 | 1 | UN | 1 | 10 | C | D | N | N | 85389099 | 1 |  | 0.075 | KG | 22.8 | 22.8 | CP20 | CP20 | Connecting piece M20/M25 for connection of 2 enclosures, metal, with hexagon nut, customer-specific selection with SIRIUS ACT configurator (CIN) | - | 0 | 0
3SU1950-0HL10-0AA0 |  | 3SU1950-0HL10-0AA0 | 1 | UN | 1 | 5 | B | D | N | N | 85389099 | 1 | 4011209965287 | 0.077 | KG | 21.85 | 21.85 | CP20 | CP20 | Connecting piece M25/M25 for connection of 2 enclosures, Metal, with hexagon nut | - | 0 | 0
3SU1950-0HL10-0AA0-Z | Y19 | 3SU1950-0HL10-0AA0-ZY19 | 1 | UN | 1 | 10 | C | D | N | N | 85389099 | 1 |  | 0.077 | KG | 22.8 | 22.8 | CP20 | CP20 | Connecting piece M25/M25 for connection of 2 enclosures, metal, with hexagon nut, customer-specific selection with SIRIUS ACT configurator (CIN) | - | 0 | 0
3SU1950-0HN10-0AA0 |  | 3SU1950-0HN10-0AA0 | 1 | UN | 1 | 5 | B | D | N | N | 85389099 | 1 | 4011209953758 | 15 | KG | 588.05 | 545.3 | CP20 | CP20 | Stand for two-hand operation console, with cable cut-outs for metric screw connections | Lista Papel 2020 SI | 0 | 0
3SU1950-0HN10-0AA0-Z | Y19 | 3SU1950-0HN10-0AA0-ZY19 | 1 | UN | 1 | 10 | C | D | N | N | 85389099 | 1 |  | 15 | KG | 589 | 589 | CP20 | CP20 | Stand for two-hand operation console, with cable cut-outs for metric screw connections, customer-specific selection with SIRIUS ACT configurator (CIN) | - | 0 | 0
3SU1950-0HP10-0AA0 |  | 3SU1950-0HP10-0AA0 | 1 | UN | 1 | 5 | B | D | N | N | 85444290 | 1 | 4011209968189 | 0.078 | KG | 41.14 | 41.14 | CP20 | CP20 | Adapter M12 socket, 5-pole, for M20 cable entry, for metal enclosure | adicionado Março 19 | 0 | 0
3SU1950-0HP10-0AA0-Z | Y19 | 3SU1950-0HP10-0AA0-ZY19 | 1 | UN | 1 | 10 | C | D | N | N | 85444290 | 1 |  | 0.078 | KG | 42.09 | 42.09 | CP20 | CP20 | Adapter M12 socket, 5-pole, for M20 cable entry, for metal enclosure, customer-specific selection with SIRIUS ACT configurator (CIN) | adicionado Março 19 | 0 | 0
3SU1950-0HQ10-0AA0 |  | 3SU1950-0HQ10-0AA0 | 1 | UN | 1 | 5 | B | D | N | N | 85444290 | 1 | 4011209968202 | 0.084 | KG | 41.14 | 41.14 | CP20 | CP20 | Adapter M12 socket, 5-pole, for M25 cable entry, for metal enclosure | adicionado Março 19 | 0 | 0
3SU1950-0HQ10-0AA0-Z | Y19 | 3SU1950-0HQ10-0AA0-ZY19 | 1 | UN | 1 | 10 | C | D | N | N | 85444290 | 1 |  | 0.084 | KG | 42.09 | 42.09 | CP20 | CP20 | Adapter M12 socket, 5-pole, for M25 cable entry, for metal enclosure, customer-specific selection with SIRIUS ACT configurator (CIN) | adicionado Março 19 | 0 | 0
3SU1950-0HR10-0AA0 |  | 3SU1950-0HR10-0AA0 | 1 | UN | 1 | 5 | B | D | N | N | 85444290 | 1 | 4011209968141 | 13 | G | 41.14 | 41.14 | CP20 | CP20 | Adapter M12 connector, 5-pole, for M20 cable entry, for metal enclosure | adicionado Março 19 | 0 | 0
3SU1950-0HR10-0AA0-Z | Y19 | 3SU1950-0HR10-0AA0-ZY19 | 1 | UN | 1 | 10 | C | D | N | N | 85444290 | 1 |  | 0.076 | KG | 42.09 | 42.09 | CP20 | CP20 | Adapter M12 connector, 5-pole, for M20 cable entry, for metal enclosure, customer-specific selection with SIRIUS ACT configurator (CIN) | adicionado Março 19 | 0 | 0
3SU1950-0HS10-0AA0 |  | 3SU1950-0HS10-0AA0 | 1 | UN | 1 | 5 | B | D | N | N | 85444290 | 1 | 4011209968165 | 0.082 | KG | 41.14 | 41.14 | CP20 | CP20 | Adapter M12 connector, 5-pole, for M25 cable entry, for metal enclosure | adicionado Março 19 | 0 | 0
3SU1950-0HS10-0AA0-Z | Y19 | 3SU1950-0HS10-0AA0-ZY19 | 1 | UN | 1 | 10 | C | D | N | N | 85444290 | 1 |  | 0.082 | KG | 42.09 | 42.09 | CP20 | CP20 | Adapter M12 connector, 5-pole, for M25 cable entry, for metal enclosure, customer-specific selection with SIRIUS ACT configurator (CIN) | adicionado Março 19 | 0 | 0
3SU1950-0HT10-0AA0 |  | 3SU1950-0HT10-0AA0 | 1 | UN | 1 | 5 | B | D | N | N | 85444290 | 1 | 4011209968196 | 0.079 | KG | 41.14 | 41.14 | CP20 | CP20 | Adapter M12 socket, 8-pole, for M20 cable entry, for metal enclosure | adicionado Março 19 | 0 | 0
3SU1950-0HT10-0AA0-Z | Y19 | 3SU1950-0HT10-0AA0-ZY19 | 1 | UN | 1 | 10 | C | D | N | N | 85444290 | 1 |  | 0.079 | KG | 42.09 | 42.09 | CP20 | CP20 | Adapter M12 socket, 8-pole, for M20 cable entry, for metal enclosure, customer-specific selection with SIRIUS ACT configurator (CIN) | adicionado Março 19 | 0 | 0
3SU1950-0HU10-0AA0 |  | 3SU1950-0HU10-0AA0 | 1 | UN | 1 | 5 | B | D | N | N | 85444290 | 1 | 4011209968219 | 0.09 | KG | 41.14 | 41.14 | CP20 | CP20 | Adapter M12 socket, 8-pole, for M25 cable entry, for metal enclosure | adicionado Março 19 | 0 | 0
3SU1950-0HU10-0AA0-Z | Y19 | 3SU1950-0HU10-0AA0-ZY19 | 1 | UN | 1 | 10 | C | D | N | N | 85444290 | 1 |  | 0.09 | KG | 42.09 | 42.09 | CP20 | CP20 | Adapter M12 socket, 8-pole, for M25 cable entry, for metal enclosure, customer-specific selection with SIRIUS ACT configurator (CIN) | adicionado Março 19 | 0 | 0
3SU1950-0HV10-0AA0 |  | 3SU1950-0HV10-0AA0 | 1 | UN | 1 | 5 | B | D | N | N | 85444290 | 1 | 4011209968158 | 0.076 | KG | 41.14 | 41.14 | CP20 | CP20 | Adapter M12 connector, 8-pole, for M20 cable entry, for metal enclosure | adicionado Março 19 | 0 | 0
3SU1950-0HV10-0AA0-Z | Y19 | 3SU1950-0HV10-0AA0-ZY19 | 1 | UN | 1 | 10 | C | D | N | N | 85444290 | 1 |  | 0.076 | KG | 42.09 | 42.09 | CP20 | CP20 | Adapter M12 connector, 8-pole, for M20 cable entry, for metal enclosure, customer-specific selection with SIRIUS ACT configurator (CIN) | adicionado Março 19 | 0 | 0
3SU1950-0HW10-0AA0 |  | 3SU1950-0HW10-0AA0 | 1 | UN | 1 | 5 | B | D | N | N | 85444290 | 1 | 4011209968172 | 0.085 | KG | 41.14 | 41.14 | CP20 | CP20 | Adapter M12 connector, 8-pole, for M25 cable entry, for metal enclosure | adicionado Março 19 | 0 | 0
3SU1950-0HW10-0AA0-Z | Y19 | 3SU1950-0HW10-0AA0-ZY19 | 1 | UN | 1 | 10 | C | D | N | N | 85444290 | 1 |  | 0.085 | KG | 42.09 | 42.09 | CP20 | CP20 | Adapter M12 connector, 8-pole, for M25 cable entry, for metal enclosure, customer-specific selection with SIRIUS ACT configurator (CIN) | adicionado Março 19 | 0 | 0
3SU1950-0JE80-0AA0 |  | 3SU1950-0JE80-0AA0 | 1 | UN | 1 | 3 | B | D | N | N | 85389099 | 1 | 4047621049885 | 0.112 | KG | 6.37 | 6.37 | CP20 | CP20 | Strut section mounting adapter for enclosure, metal, sand gray | - | 0 | 0
3SU1950-0JE80-0AA0-Z | Y19 | 3SU1950-0JE80-0AA0-ZY19 | 1 | UN | 1 | 10 | C | D | N | N | 85389099 | 1 |  | 0.107 | KG | 7.32 | 7.32 | CP20 | CP20 | Strut profile mounting adapter for enclosure, metal, sand gray, customer-specific selection with SIRIUS ACT configurator (CIN) | - | 0 | 0
3SU1950-0KB10-0AA0 |  | 3SU1950-0KB10-0AA0 | 1 | UN | 1 | 1 | A | D | N | N | 85389099 | 1 | 4011209963771 | 0.034 | KG | 3.56 | 3.56 | CP20 | CP20 | Adapter for installation of actuators and signaling units, 22 mm, in a mounting drill hole 30.5 mm, Metal, shiny, with seal | - | 0 | 0
3SU1950-0KB10-0AA0-Z | Y19 | 3SU1950-0KB10-0AA0-ZY19 | 1 | UN | 1 | 10 | C | D | N | N | 85389099 | 1 |  | 0.034 | KG | 4.51 | 4.51 | CP20 | CP20 | Adapter for installation of actuators and signaling units, 22 mm, in a mounting drill hole 30.5 mm, metal, shiny, with seal, customer-specific selection with SIRIUS ACT configurator (CIN) | - | 0 | 0
3SU1950-0KJ80-0AA0 |  | 3SU1950-0KJ80-0AA0 | 1 | UN | 1 | 1 | A | D | N | N | 85389099 | 1 | 4011209953918 | 0.023 | KG | 2.59 | 2.59 | CP20 | CP20 | Adapter for actuator and signaling units with front ring for flush installation, 30 mm | - | 0 | 0
3SU1950-0KJ80-0AA0-Z | Y19 | 3SU1950-0KJ80-0AA0-ZY19 | 1 | UN | 1 | 10 | C | D | N | N | 85389099 | 1 |  | 0.023 | KG | 3.54 | 3.54 | CP20 | CP20 | Adapter for actuator and signaling units with front ring for flush installation, 30 mm, Customer-specific selection with SIRIUS ACT configurator (CIN) | - | 0 | 0
3SU1950-0KK80-0AA0 |  | 3SU1950-0KK80-0AA0 | 100 | UN | 1 | 5 | B | D | N | N | 73181558 | 50 | 4011209974739 | 0.5 | G | 9.03 | 9.03 | CP20 | CP20 | Grounding screw for metal bracket, grounding of metal actuators for installation in front plates made of non-conductive materials | - | 0 | 0
3SU1950-0KK80-0AA0-Z | Y19 | 3SU1950-0KK80-0AA0-ZY19 | 100 | UN | 1 | 10 | C | D | N | N | 73181558 | 50 |  | 0.571 | G | 9.98 | 9.98 | CP20 | CP20 | Grounding screw for metal bracket, grounding of metal actuators for installation in front plates made of non-conductive materials, customer-specific selection with SIRIUS ACT configurator (CIN) | - | 0 | 0
3SU1960-0AH10-0AA0 |  | 3SU1960-0AH10-0AA0 | 1 | UN | 1 | 1 | A | D | N | N | 85389099 | 10 | 4047621042701 | 0.002 | KG | 2.85 | 2.85 | CP20 | CP20 | Label holder, 30 mm, flat, Frame rounded off at the bottom black, for labeling plate 17.5 mm x 27 mm, for gluing | - | 0 | 0
3SU1960-0AH10-0AA0-Z | Y19 | 3SU1960-0AH10-0AA0-ZY19 | 1 | UN | 1 | 10 | C | D | N | N | 85389099 | 10 |  | 0.002 | KG | 3.8 | 3.8 | CP20 | CP20 | Label holder, 30 mm, flat, frame rounded off at the bottom, black, for labeling plate 17.5 mm x 27 mm, for gluing, Customer-specific selection with SIRIUS ACT configurator (CIN) | - | 0 | 0
3SU1960-0AS10-0AA0 |  | 3SU1960-0AS10-0AA0 | 1 | UN | 1 | 1 | A | D | N | N | 85389099 | 10 | 4047621042718 | 0.002 | KG | 2.85 | 2.85 | CP20 | CP20 | Label holder, 30 mm, flat, Frame rounded off at the bottom black, for labeling plate 17.5 mm x 27 mm, for snapping on | - | 0 | 0
3SU1960-0AS10-0AA0-Z | Y19 | 3SU1960-0AS10-0AA0-ZY19 | 1 | UN | 1 | 10 | C | D | N | N | 85389099 | 10 |  | 0.002 | KG | 3.8 | 3.8 | CP20 | CP20 | Label holder, 30 mm, flat, frame rounded off at the bottom, black, for labeling plate 17.5 mm x 27 mm, for snapping on, Customer-specific selection with SIRIUS ACT configurator (CIN) | - | 0 | 0
3SU1960-0DA70-0AA0 |  | 3SU1960-0DA70-0AA0 | 1 | UN | 1 | 5 | B | D | N | N | 85389099 | 1 | 4047621067186 | 0.012 | KG | 20.81 | 20.81 | CP20 | CP20 | Sealable cap for pushbutton, flat, 30 mm, clear | - | 0 | 0
3SU1960-0EY70-0AA0 |  | 3SU1960-0EY70-0AA0 | 1 | UN | 1 | 5 | B | D | N | N | 85389099 | 1 | 4047621067193 | 0.025 | KG | 23.28 | 23.28 | CP20 | CP20 | Sealable cap for selector switch, short, 30 mm, clear | - | 0 | 0
3SU1960-0FA80-0AA0 |  | 3SU1960-0FA80-0AA0 | 1 | UN | 1 | 1 | A | D | N | N | 85389099 | 1 | 4047621042640 | 0.082 | KG | 13.11 | 13.11 | CP20 | CP20 | Sealing plug for Free control points, 30 mm, Metal matt, sand gray | - | 0 | 0
3SU1960-0FA80-0AA0-Z | X90 | 3SU1960-0FA80-0AA0-ZX90 | 1 | UN | 1 | 5 | B | D | N | N | 85389099 | 100 |  | 0.074 | KG | 13.11 | 13.11 | CP20 | CP20 | Sealing plug for Free control points, 30 mm, Metal matt, sand gray, Z=100-unit packaging | - | 0 | 0
3SU1960-0FA80-0AA0-Z | Y19 | 3SU1960-0FA80-0AA0-ZY19 | 1 | UN | 1 | 10 | C | D | N | N | 85389099 | 1 |  | 0.082 | KG | 14.06 | 14.06 | CP20 | CP20 | Sealing plug for unused control points, 30 mm, metal matt, sand gray, customer-specific selection with SIRIUS ACT configurator (CIN) | - | 0 | 0
3SU1960-0GA80-0AA0 |  | 3SU1960-0GA80-0AA0 | 1 | UN | 1 | 3 | B | D | N | N | 85366990 | 1 | 4047621045801 | 0.084 | KG | 61.47 | 61.47 | CP20 | CP20 | USB port, 30 mm, Metal matt, sand gray | - | 0 | 0
3SU1960-0GA80-0AA0-Z | Y19 | 3SU1960-0GA80-0AA0-ZY19 | 1 | UN | 1 | 10 | C | D | N | N | 85389099 | 1 |  | 0.054 | KG | 62.42 | 62.42 | CP20 | CP20 | USB port, 30 mm, metal matt, sand gray, customer-specific selection with SIRIUS ACT configurator (CIN) | - | 0 | 0
3SU1960-0GB80-0AA0 |  | 3SU1960-0GB80-0AA0 | 1 | UN | 1 | 3 | B | D | N | N | 85389099 | 1 | 4047621045795 | 0.08 | KG | 35.15 | 35.15 | CP20 | CP20 | RJ45 connection: 30 mm, Metal matt, sand gray | - | 0 | 0
3SU1960-0GB80-0AA0-Z | Y19 | 3SU1960-0GB80-0AA0-ZY19 | 1 | UN | 1 | 10 | C | D | N | N | 85389099 | 1 |  | 0.054 | KG | 36.1 | 36.1 | CP20 | CP20 | RJ45 connection, 30 mm, metal matt, sand gray, Customer-specific selection with SIRIUS ACT configurator (CIN) | - | 0 | 0
3SU1960-0KB10-0AA0 |  | 3SU1960-0KB10-0AA0 | 1 | UN | 1 | 1 | A | D | N | N | 85389099 | 1 | 4047621036748 | 0.033 | KG | 3.56 | 3.56 | CP20 | CP20 | Adapter for installation of actuators and signaling units, 22 mm, in a mounting drill hole 30.5 mm, Metal, matte, with seal | - | 0 | 0
3SU1960-0KB10-0AA0-Z | Y19 | 3SU1960-0KB10-0AA0-ZY19 | 1 | UN | 1 | 10 | C | D | N | N | 85389099 | 1 |  | 0.033 | KG | 4.51 | 4.51 | CP20 | CP20 | Adapter for installation of actuators and signaling units, 22 mm, in a mounting drill hole 30.5 mm, metal, matt, with seal, customer-specific selection with SIRIUS ACT configurator (CIN) | - | 0 | 0
3SX1335 |  | 3SX1335 | 1 | UN | 1 | 2 | A | D | N | N | 85389099 | 1 | 4011209032804 | 0.004 | KG | 2.08 | 1.81 | CP20 | CP20 | Accessory / spare part, for plastic range, round, 22 mm, Extension plunger for pushbutton with extended stroke for compensation of the gap, between pushbutton and release button of a thermal overload relay, for example | Lista Papel 2020 SI | 0 | 7
3SX1340 |  | 3SX1340 | 1 | UN | 1 | 5 | B | D | N | N | 85389099 | 1 | 4011209032811 | 0.002 | KG | 7.74 | 7.74 | CP20 | CP20 | Accessory / spare part, for plastic/metal range, round, 22 mm, Backing plate for EMERGENCY STOP external/inside diameter, 100/31 mm, without inscription, self-adhesive, Material PVC, yellow, | - | 0 | 7
3SX1341 |  | 3SX1341 | 1 | UN | 1 | 2 | A | D | N | N | 85389099 | 1 | 4011209032828 | 0.002 | KG | 8.61 | 8.61 | CP20 | CP20 | Accessory / spare part, for plastic/metal range, round, 22 mm, Backing plate for EMERGENCY STOP external/inside diameter, 100/31 mm, with inscription: Emergency switching-off, self-adhesive, Material PVC yellow | - | 0 | 7
3SX1342 |  | 3SX1342 | 1 | UN | 1 | 2 | A | D | N | N | 85392998 | 10 | 4011209032835 | 0.003 | KG | 3.72 | 3.72 | CP20 | CP20 | Accessory / spare part, for plastic/metal range, round, 22 mm, 26x26mm, Lamp with base BA9s, incandescent lamp, 2 W, Length max. 28 mm, Piston diameter 10 mm, rated voltage 6 V AC/DC, clear, |  | 0 | 7
3SX1343 |  | 3SX1343 | 1 | UN | 1 | 2 | A | D | N | N | 85392998 | 10 | 4011209032842 | 0.002 | KG | 3.72 | 3.72 | CP20 | CP20 | Accessory / spare part, for plastic/metal range, round, 22 mm, 26x26mm, Lamp with base BA9s, incandescent lamp, 2 W, Length max. 28 mm, Piston diameter 10 mm, rated voltage 12 V AC/DC, clear, |  | 0 | 7
3SX1344 |  | 3SX1344 | 1 | UN | 1 | 2 | A | D | N | N | 85392998 | 10 | 4011209032859 | 0.003 | KG | 3.72 | 3.72 | CP20 | CP20 | Accessory / spare part, for plastic/metal range, round, 22 mm, 26x26mm, Lamp with base BA9s, incandescent lamp, 2 W, Length max. 28 mm, Piston diameter 10 mm, rated voltage 24 V AC/DC, clear, |  | 0 | 7
3SX1347 |  | 3SX1347 | 1 | UN | 1 | 2 | A | D | N | N | 85389099 | 1 | 4011209032866 | 0.002 | KG | 8.61 | 8.61 | CP20 | CP20 | Accessory / spare part, for plastic/metal range, round, 22 mm, plastic and metal version round, Backing plate for EMERGENCY STOP external/inside diameter, 100/31 mm, Emergency stop, self-adhesive, Material PVC yellow | - | 0 | 7
3SX1701 |  | 3SX1701 | 1 | UN | 1 | 2 | A | D | N | N | 85392290 | 10 | 4011209032880 | 0.003 | KG | 11.21 | 11.21 | CP20 | CP20 | Accessory / spare part, for plastic/metal range, round, 22 mm, 26x26mm, Lamp with base BA9s, incandescent lamp, Length max. 28 mm, Piston diameter 10 mm, rated voltage 230 V AC/DC, operating current 1.8 mA, clear | - | 0 | 7
3SX1702 |  | 3SX1702 | 1 | UN | 1 | 15 | C | D | N | N | 85392290 | 10 | 4011209032897 | 0.003 | KG | 18.15 | 18.15 | CP20 | CP20 | Accessory / spare part, for plastic/metal range, round, 22 mm, 26x26mm, Lamp with base BA9s, incandescent lamp, Length max. 28 mm, Piston diameter 10 mm, rated voltage 230 V AC/DC, operating current 1.8 mA, green | - | 0 | 7
3SX1703 |  | 3SX1703 | 1 | UN | 1 | 2 | A | D | N | N | 85392290 | 10 | 4011209032903 | 0.003 | KG | 13.68 | 13.68 | CP20 | CP20 | Accessory / spare part, for plastic/metal range, round, 22 mm, 26x26mm, Lamp with base BA9s, incandescent lamp, Length max. 28 mm, Piston diameter 10 mm, Rated voltage 115 V AC, operating current 1.8 mA, clear | - | 0 | 7
3SX1704 |  | 3SX1704 | 1 | UN | 1 | 50 | X | D | N | N | 85392992 | 10 | 4011209032910 | 0.003 | KG | 22.52 | 22.52 | CP20 | CP20 | GLOW LAMP 110V, GREEN BA 9S | - | 0 | 7
3SX1707 |  | 3SX1707 | 1 | UN | 1 | 15 | C | D | N | N | 82041100 | 1 | 4011209032927 | 0.018 | KG | 4.71 | 4.71 | CP20 | CP20 | Accessory / spare part, for plastic/metal range, round, 22 mm, tools, plastic version, round, assembly tool for ring nut spanner | - | 0 | 7
3SX1720 |  | 3SX1720 | 1 | UN | 1 | 5 | B | D | N | N | 85389099 | 1 | 4011209032934 | 0.001 | KG | 5.8 | 5.8 | CP20 | CP20 | ACCESSORY / SPARE PART FOR PLASTIC-/METAL PROGRAM ROUND, 22MM: PLASTIC/METAL VERSION ROUND BACKING PLATE FOR EMERGEN.-STOP WITHOUT INSCRIPTION SELF-ADHESIVE MATERIAL PVC YELLOW | - | 0 | 7
3SX1721 |  | 3SX1721 | 1 | UN | 1 | 5 | B | D | N | N | 85389099 | 1 | 4011209032941 | 0.001 | KG | 4.98 | 4.98 | CP20 | CP20 | Backing plate for EMERGENCY STOP yellow, with inscription: EMERGENCY STOP self-adhesive, Outer diameter 80 mm, Inside diameter 28 mm, Material PVC | - | 0 | 7
3SX1731 |  | 3SX1731 | 1 | UN | 1 | 2 | A | D | N | N | 85392290 | 10 | 4011209032958 | 0.003 | KG | 7.76 | 7.76 | CP20 | CP20 | Accessory / spare part, for plastic/metal range, round, 22 mm, 26x26mm, Lamp with base BA9s, incandescent lamp, 2.6 W, Length max. 28 mm, Piston diameter 10 mm, rated voltage, 110/130 V AC/DC, clear |  | 0 | 7
3SX2500 |  | 3SX2500 | 1 | UN | 1 | 5 | B | D | N | N | 85389099 | 1 | 4011209033023 | 0.036 | KG | 55.58 | 55.58 | CP20 | CP20 | Detachable ball handle for unlocking device 3SA9, | - | 0 | 9
3SX3000 |  | 3SX3000 | 1 | UN | 1 | 20 | D | D | N | N | 85389099 | 1 | 4011209033030 | 0.008 | KG | 3.7 | 3.7 | CP19 | CP19 | SPARE PART F.POSITION SWITCH PLASTIC ROD FOR ROD ACTUATOR | - | 0 | 0
3SX3001 |  | 3SX3001 | 1 | UN | 1 | 20 | D | D | N | N | 85389099 | 1 | 4011209033047 | 0.016 | KG | 3.7 | 3.7 | CP19 | CP19 | SPARE PART F.POSITION SWITCH ALUMINUM ROD FOR ROD ACTUATOR | - | 0 | 7
3SX3100 |  | 3SX3100 | 1 | UN | 1 | 20 | D | D | N | N | 85389099 | 1 | 4011209033085 | 0.02 | KG | 31.73 | 31.73 | CP19 | CP19 | SPARE PART F.POSITION SWITCH PLUNGER | - | 0 | 0
3SX3101 |  | 3SX3101 | 1 | UN | 1 | 20 | D | D | N | N | 85389099 | 1 | 4011209137127 | 0.021 | KG | 33.92 | 33.92 | CP19 | CP19 | SPARE PART FOR POSITION SWITCH PLAIN PLUNGER SUPPLY END 06/89 | - | 0 | 7
3SX3102 |  | 3SX3102 | 1 | UN | 1 | 20 | D | D | N | N | 85389099 | 1 | 4011209033092 | 0.037 | KG | 36.29 | 36.29 | CP19 | CP19 | SPARE PART F.POSITION SWITCH METAL-ENCLOSED ROLLER LEVER | - | 0 | 0
3SX3103 |  | 3SX3103 | 1 | UN | 1 | 20 | D | D | N | N | 85389099 | 1 | 4011209097179 | 0.035 | KG | 54.34 | 54.34 | CP19 | CP19 | SPARE PART FOR POSITION SWITCH ROLLER LEVER, SUPPLY END 06/89 | - | 0 | 7
3SX3104 |  | 3SX3104 | 1 | UN | 1 | 20 | D | D | N | N | 85389099 | 1 | 4011209033108 | 0.04 | KG | 44.56 | 44.56 | CP19 | CP19 | SPARE PART F.POSITION SWITCH ANGULAR ROLLER LEVER | - | 0 | 0
3SX3105 |  | 3SX3105 | 1 | UN | 1 | 20 | D | D | N | N | 85389099 | 1 | 4011209141216 | 0.037 | KG | 48.74 | 48.74 | CP19 | CP19 | SPARE PART FOR POSITION SWITCH ROLLER CRANK SUPPLY END 06/89 | - | 0 | 7
3SX3106 |  | 3SX3106 | 1 | UN | 1 | 20 | D | D | N | N | 85389099 | 1 | 4011209033115 | 0.055 | KG | 55.1 | 55.1 | CP19 | CP19 | SPARE PART F.POSITION SWITCH OVERTRAVEL PLUNGER | - | 0 | 0
3SX3107 |  | 3SX3107 | 1 | UN | 1 | 20 | D | D | N | N | 85389099 | 1 | 4011209033122 | 0.08 | KG | 65.55 | 65.55 | CP19 | CP19 | SPARE PART F.POSITION SWITCH ROLLER PLUNGER | - | 0 | 0
3SX3107-0 |  | 3SX3107-0 | 1 | UN | 1 | 20 | D | D | N | N | 85389099 | 1 | 4011209105447 | 0.064 | KG | 66.88 | 66.88 | CP19 | CP19 | ROLLER PLUNGER FOR FA.STAHL | - | 0 | 7
3SX3110 |  | 3SX3110 | 1 | UN | 1 | 20 | D | D | N | N | 85389099 | 1 | 4011209033139 | 0.023 | KG | 12.35 | 12.35 | CP19 | CP19 | SPARE PART F.POSITION SWITCH ROLLER CRANK 30MM | - | 0 | 7
3SX3112 |  | 3SX3112 | 1 | UN | 1 | 20 | D | D | N | N | 85389099 | 1 | 4011209033146 | 0.045 | KG | 25.94 | 25.94 | CP19 | CP19 | SPARE PART F.POSITION SWITCH ROD ACTUATOR WITH CLAMP WITH ALUMINIUM ROD | - | 0 | 7
3SX3113 |  | 3SX3113 | 1 | UN | 1 | 20 | D | D | N | N | 85389099 | 1 | 4011209033153 | 0.045 | KG | 25.94 | 25.94 | CP19 | CP19 | SPARE PART F.POSITION SWITCH ROD ACTUATOR WITH CLAMP MOULDED PLASTIC ROD | - | 0 | 7
3SX3114 |  | 3SX3114 | 1 | UN | 1 | 20 | D | D | N | N | 85389099 | 1 | 4011209033160 | 0.068 | KG | 31.73 | 31.73 | CP19 | CP19 | SPARE PART F.POSITION SWITCH ROLLER CRANK W/CLAMP | - | 0 | 7
3SX3115 |  | 3SX3115 | 1 | UN | 1 | 20 | D | D | N | N | 85389099 | 1 | 4011209033177 | 0.032 | KG | 44.37 | 44.37 | CP19 | CP19 | SPARE PART F.POSITION SWITCH FORK LEVER | - | 0 | 0
3SX3116 |  | 3SX3116 | 1 | UN | 1 | 20 | D | D | N | N | 85389099 | 1 | 4011209363564 | 0.067 | KG | 81.7 | 81.7 | CP19 | CP19 | SPARE PART FOR POSITION SWITCH TWIST HANDLE | - | 0 | 7
3SX3117 |  | 3SX3117 | 1 | UN | 1 | 20 | D | D | N | N | 85389099 | 1 | 4011209558014 | 0.02 | KG | 30.12 | 30.12 | CP19 | CP19 | SPARE PART F.POSITION SWITCH ROLLER CRANK 30MM | - | 0 | 7
3SX3120 |  | 3SX3120 | 1 | UN | 1 | 20 | D | D | N | N | 85389099 | 1 | 4011209033184 | 0.136 | KG | 52.16 | 52.16 | CP19 | CP19 | SPARE PART F.POSITION SWITCH ACTUATOR HEAD WITH ROUND SPINDLE WITHOUT OVERTRAVEL ABSORBER | - | 0 | 7
3SX3121 |  | 3SX3121 | 1 | UN | 1 | 20 | D | D | N | N | 85389099 | 1 | 4011209033191 | 0.392 | G | 55.96 | 55.96 | CP19 | CP19 | SPARE PART F.POSITION SWITCH ACTUATOR HEAD W/ ROUND SPINDLE AND PIN WITHOUT OVERTRAVEL ABSORBER | - | 0 | 7
3SX3125 |  | 3SX3125 | 1 | UN | 1 | 6 | C | D | N | N | 85389099 | 1 | 4011209306738 | 0.26 | KG | 64.98 | 64.98 | CP19 | CP19 | SPARE PART FOR POSITION SWITCH TOP UNIT KPL | - | 0 | 7
3SX3126 |  | 3SX3126 | 1 | UN | 1 | 20 | D | D | N | N | 85389099 | 1 | 4011209033207 | 0.055 | KG | 75.15 | 75.15 | CP19 | CP19 | SPARE PART F.POSITION SWITCH SPRING ROD ACTUATOR | - | 0 | 7
3SX3127 |  | 3SX3127 | 1 | UN | 1 | 20 | D | D | N | N | 85389099 | 1 | 4011209033214 | 0.131 | KG | 82.84 | 82.84 | CP19 | CP19 | SPARE PART F.POSITION SWITCH ACTUATOR HEAD F.FORK LEVER | - | 0 | 0
3SX3128 |  | 3SX3128 | 1 | UN | 1 | 40 | X | D | N | N | 85389099 | 1 | 4011209179202 | 0.222 | KG | 51.97 | 51.97 | CP19 | CP19 | TOP UNIT CPL., BK METAL FOR BERNSTEIN | - | 0 | 7
3SX3135 |  | 3SX3135 | 1 | UN | 1 | 20 | D | D | N | N | 85366190 | 1 | 4011209033221 | 0.003 | KG | 32.78 | 32.78 | CP19 | CP19 | SPARE PART F.POSITION SWITCH LAMPHOLDER WITH GLOW LAMP AC 230V | - | 0 | 7
3SX3136 |  | 3SX3136 | 1 | UN | 1 | 20 | D | D | EAR99 | N | 85389091 | 1 | 4011209033238 | 0.007 | KG | 29.07 | 29.07 | CP19 | CP19 | SPARE PART F.POSITION SWITCH LAMP HOLDER W.LED AC/DC 24V | - | 0 | 7
3SX3137 |  | 3SX3137 | 1 | UN | 1 | 20 | D | D | N | N | 85389099 | 1 | 4011209181410 | 0.044 | KG | 11.4 | 11.4 | CP19 | CP19 | SPARE PART F.POSITION SWITCH COVER W. LENS, CLEAR FOR NARROW HOUSING | - | 0 | 7
3SX3138 |  | 3SX3138 | 1 | UN | 1 | 20 | D | D | N | N | 85389099 | 1 | 4011209141087 | 0.043 | KG | 11.4 | 11.4 | CP19 | CP19 | SPARE PART F.POSITION SWITCH COVER W. LENS, CLEAR FOR WIDE HOUSING | - | 0 | 7
3SX3160 |  | 3SX3160 | 1 | UN | 1 | 20 | D | D | N | N | 85389099 | 1 | 4011209033245 | 0.02 | KG | 23.85 | 23.85 | CP19 | CP19 | ACTUATORS F. POSITION SWITCH 3SE3230 OVERTRAVEL PLUNGER | - | 0 | 0
3SX3161 |  | 3SX3161 | 1 | UN | 1 | 20 | D | D | N | N | 85389099 | 1 | 4011209033252 | 0.025 | KG | 29.26 | 29.26 | CP19 | CP19 | ACTUATORS F. POSITION SWITCH 3SE.230 ROLLER PLUNGER | - | 0 | 0
3SX3163 |  | 3SX3163 | 1 | UN | 1 | 20 | D | D | N | N | 85389099 | 1 | 4011209253797 | 0.06 | KG | 48.07 | 48.07 | CP19 | CP19 | ACTUATORS F. POSITION SWITCH 3SE3230,MOULD.-PLASTIC ENCLOSED ROLLER CRANK,ADJUSTABLE LENGTH | - | 0 | 0
3SX3164 |  | 3SX3164 | 1 | UN | 1 | 20 | D | D | N | N | 85389099 | 1 | 4011209253803 | 0.035 | KG | 34.87 | 34.87 | CP19 | CP19 | ACTUATORS F. POSITION SWITCH 3SE3230,MOULD.-PLASTIC ENCLOSED ROLLER LEVER | - | 0 | 0
3SX3165 |  | 3SX3165 | 1 | UN | 1 | 20 | D | D | N | N | 85389099 | 1 | 4011209253810 | 0.07 | KG | 51.21 | 51.21 | CP19 | CP19 | ACTUATORS F. POSITION SWITCH 3SE3230,MOULD.-PLASTIC ENCLOSED ROD ACTUATOR,ADJUSTABLE LENGTH ALUMINIUM ROD | - | 0 | 0
3SX3166 |  | 3SX3166 | 1 | UN | 1 | 20 | D | D | N | N | 85389099 | 1 | 4011209253827 | 0.06 | KG | 48.07 | 48.07 | CP19 | CP19 | ACTUATORS F. POSITION SWITCH 3SE3230,MOULD.-PLASTIC ENCLOSED ROD ACTUATOR,ADJUSTABLE LENGTH ALUMINIUM ROD, MOULDED-PLASTIC | - | 0 | 0
3SX3167 |  | 3SX3167 | 1 | UN | 1 | 20 | D | D | N | N | 85389099 | 1 | 4011209326811 | 0.05 | KG | 42.09 | 42.09 | CP19 | CP19 | ACTUATORS F. POSITION SWITCH 3SE3230 ROLLER CRANK | - | 0 | 0
3SX3168 |  | 3SX3168 | 1 | UN | 1 | 20 | D | D | N | N | 85389099 | 1 | 4011209361317 | 0.035 | KG | 34.87 | 34.87 | CP19 | CP19 | ANGULAR ROLLER LEVER | - | 0 | 0
3SX3170 |  | 3SX3170 | 1 | UN | 1 | 5 | B | D | N | N | 85389099 | 1 | 4011209033276 | 0.011 | KG | 7.34 | 7.34 | CP19 | CP19 | drives for position switches 3SE55 (old 3SE3200 and 3SE3210) Roller plunger | - | 0 | 0
3SX3171 |  | 3SX3171 | 1 | UN | 1 | 5 | B | D | N | N | 85389099 | 1 | 4011209033283 | 0.008 | KG | 8.98 | 8.98 | CP19 | CP19 | drives for position switches 3SE55 (old 3SE.200 and 3SE.210) Roller lever | - | 0 | 0
3SX3172 |  | 3SX3172 | 1 | UN | 1 | 5 | B | D | N | N | 85389099 | 1 | 4011209033290 | 0.008 | KG | 8.98 | 8.98 | CP19 | CP19 | drives for position switches 3SE55 (3SE200 and 3SE3210) Angular roller lever | - | 0 | 0
3SX3173 |  | 3SX3173 | 1 | UN | 1 | 20 | D | D | N | N | 85389099 | 1 | 4011209033306 | 0.025 | KG | 19.19 | 19.19 | CP19 | CP19 | ACTUATORS FOR 3SE3200,3SE.210, POS.SW. ROLLER CRANK | - | 0 | 0
3SX3174 |  | 3SX3174 | 1 | UN | 1 | 20 | D | D | N | N | 85389099 | 1 | 4011209033313 | 0.04 | KG | 27.74 | 27.74 | CP19 | CP19 | ACTUATORS FOR 3SE3200,3SE3210,3SE3220 POS.SW. ROLLER CRANK,ADJUSTABLE LENGTH | - | 0 | 0
3SX3175 |  | 3SX3175 | 1 | UN | 1 | 20 | D | D | N | N | 85389099 | 1 | 4011209033320 | 0.04 | KG | 30.5 | 30.5 | CP19 | CP19 | ACTUATORS FOR 3SE3200,3SE3210,3SE3220 POS.SW. ROD ACTUATOR, MOULDED-PLASTIC | - | 0 | 0
3SX3176 |  | 3SX3176 | 1 | UN | 1 | 20 | D | D | N | N | 85389099 | 1 | 4011209033337 | 0.05 | KG | 27.74 | 27.74 | CP19 | CP19 | drives for position switches 3SE3200 and 3SE3210 Rod lever aluminum | - | 0 | 7
3SX3177 |  | 3SX3177 | 1 | UN | 1 | 20 | D | D | N | N | 85389099 | 1 | 4011209082731 | 0.055 | KG | 30.5 | 30.5 | CP19 | CP19 | ACTUATORS FOR 3SE3200,3SE3210,3SE3220 POS.SW. SPRING ROD | - | 0 | 0
3SX3178 |  | 3SX3178 | 1 | UN | 1 | 20 | D | D | N | N | 85389099 | 1 | 4011209033344 | 0.025 | KG | 26.41 | 26.41 | CP19 | CP19 | ACTUATORS FOR 3SE3200,3SE3210,3SE3220 POS.SW. SPRING ROD | - | 0 | 7
3SX3180 |  | 3SX3180 | 1 | UN | 1 | 20 | D | D | N | N | 85389099 | 1 | 4011209087835 | 0.03 | KG | 22.8 | 22.8 | CP19 | CP19 | ACTUATORS FOR 3SE.200,3SE.210,POS.SW. OVERTRAVEL PLUNGER F.CENTRAL MOUNTING | - | 0 | 0
3SX3181 |  | 3SX3181 | 1 | UN | 1 | 20 | D | D | N | N | 85389099 | 1 | 4011209122123 | 0.03 | KG | 24.23 | 24.23 | CP19 | CP19 | ACTUATORS FOR 3SE3200,3SE3210,3SE3220 POS.SW. ROLLER PLUNGER F. CENTRAL MOUNTING | - | 0 | 0
3SX3183 |  | 3SX3183 | 1 | UN | 1 | 20 | D | D | N | N | 85389099 | 1 | 4011209233973 | 0.044 | KG | 40.09 | 40.09 | CP19 | CP19 | OPERATING HEAD WITH SEPARATE ACTUATOR, LONG BLACK, FRONT SIDE ACTUATION | - | 0 | 7
3SX3195 |  | 3SX3195 | 1 | UN | 1 | 20 | D | D | N | N | 85389099 | 1 | 4011209033351 | 0.015 | KG | 7.88 | 7.88 | CP19 | CP19 | SEPARATE ACTUATOR, 70MM FOR 3SE.200-.XX03 AND 3SE.200-.XX04 | - | 0 | 7
3SX3196 |  | 3SX3196 | 1 | UN | 1 | 20 | D | D | N | N | 85389099 | 1 | 4011209286573 | 0.01 | KG | 6.43 | 6.43 | CP19 | CP19 | SEPARATE ACTUATOR, 50MM FOR 3SE.200-.XX03 AND 3SE.200-.XX04 | - | 0 | 7
3SX3197 |  | 3SX3197 | 1 | UN | 1 | 20 | D | D | N | N | 85389099 | 1 | 4011209280083 | 0.026 | KG | 19.48 | 19.48 | CP19 | CP19 | SEPARATE ACTUATOR, STANDARD FOR 3SE2120-.XX.,3SE283... AND 3SE284... ,ORANGE, (FOR POS. WITH METAL ENCLOSURE) | - | 0 | 7
3SX3203 |  | 3SX3203 | 1 | UN | 1 | 20 | D | D | N | N | 85389099 | 1 | 4011209361539 | 0.121 | KG | 118.75 | 118.75 | CP19 | CP19 | SEPARATE ACTUATOR, RADIUS ACTUATOR FOR 3SE3120-.XX, 3SE283, 3SE284 | - | 0 | 7
3SX3206 |  | 3SX3206 | 1 | UN | 1 | 20 | D | D | N | N | 85389099 | 1 | 4011209400115 | 0.022 | KG | 22.42 | 22.42 | CP19 | CP19 | SEPARATE ACTUATOR, TRANSVERSE MOUNTING, HORIZONTAL FOR 3SE.120-.XX, 3SE.83, 3SE.84 | - | 0 | 7
3SX3207 |  | 3SX3207 | 1 | UN | 1 | 20 | D | D | N | N | 85389099 | 1 | 4011209384293 | 0.045 | KG | 19.38 | 19.38 | CP19 | CP19 | SEPARATE ACTUATOR, LONG VERSION FOR DIRECTION OF APPROACH FROM THE LEFT FOR 3SE283 AND 3SE284 | - | 0 | 7
3SX3210 |  | 3SX3210 | 1 | UN | 1 | 20 | D | D | N | N | 85389099 | 1 | 4011209361065 | 0.05 | KG | 52.44 | 52.44 | CP19 | CP19 | SPRING ROD F. POSITION SWITCH 3SE32301R | - | 0 | 0
3SX3211 |  | 3SX3211 | 1 | UN | 1 | 20 | D | D | N | N | 85389099 | 1 | 4011209354494 | 0.107 | KG | 56.81 | 56.81 | CP19 | CP19 | ACTUATOR HEAD W/O LEVER FOR 3SE.120/100/303 AND 3SE.404,-.GW/-UW/-WW/-VW | - | 0 | 0
3SX3212 |  | 3SX3212 | 1 | UN | 1 | 20 | D | D | N | N | 85389099 | 1 | 4011209354500 | 0.02 | KG | 12.35 | 12.35 | CP19 | CP19 | ROLLER CRANK 30MM FOR POSITION SWITCH 3SE3 | - | 0 | 0
3SX3213 |  | 3SX3213 | 1 | UN | 1 | 20 | D | D | N | N | 85389099 | 1 | 4011209357198 | 0.024 | KG | 31.73 | 31.73 | CP19 | CP19 | ROLLER CRANK WITH CLAMPING UNIT | - | 0 | 0
3SX3214 |  | 3SX3214 | 1 | UN | 1 | 20 | D | D | N | N | 85389099 | 1 | 4011209357204 | 0.032 | KG | 25.94 | 25.94 | CP19 | CP19 | ROD ACTUATOR WITH CLAMPING UNIT WITH ALUMINIUM ROD | - | 0 | 0
3SX3215 |  | 3SX3215 | 1 | UN | 1 | 20 | D | D | N | N | 85389099 | 1 | 4011209357211 | 0.031 | KG | 25.94 | 25.94 | CP19 | CP19 | ROD ACTUATOR WITH CLAMPING UNIT WITH MOULDED-PASTIC ROD | - | 0 | 0
3SX3217 |  | 3SX3217 | 1 | UN | 1 | 2 | A | D | N | N | 85389099 | 1 | 4011209398511 | 0.038 | KG | 29.93 | 29.93 | CP19 | CP19 | Separate actuator for 3SE2243 and 3SE2257 Ball stop up to max. 100 N | - | 0 | 0
3SX3218 |  | 3SX3218 | 1 | UN | 1 | 2 | A | D | N | N | 85389099 | 1 | 4011209398504 | 0.019 | KG | 5.24 | 5.24 | CP19 | CP19 | Separate actuator for 3SE2243 and 3SE2257 Standard actuator | - | 0 | 0
3SX3220 |  | 3SX3220 | 1 | UN | 1 | 7 | C | D | N | N | 85389099 | 1 | 4011209395190 | 0.011 | KG | 12.54 | 12.54 | CP19 | CP19 | ACTUATOR FOR 3SE3200-.XX13 VERTICAL MOUNTING | - | 0 | 7
3SX3221 |  | 3SX3221 | 1 | UN | 1 | 7 | C | D | N | N | 85389099 | 1 | 4011209395183 | 0.017 | KG | 12.54 | 12.54 | CP19 | CP19 | ACTUATOR FOR 3SE3200-.XX13 HORIZONTAL MOUNTING | - | 0 | 7
3SX3225 |  | 3SX3225 | 1 | UN | 1 | 10 | C | D | N | N | 85389099 | 1 | 4011209613140 | 0.155 | KG | 46.74 | 46.74 | CP19 | CP19 | Additional hinge for 40 mm profile for hinge switch 3SE228 Delivery with mounting accessories | - | 0 | 0
3SX3228 |  | 3SX3228 | 1 | UN | 1 | 2 | A | D | N | N | 85389099 | 1 | 4011209398498 | 0.02 | KG | 12.35 | 12.35 | CP19 | CP19 | Separate actuator Universal radius actuator, for Position switch with separate actuator 3SE2243 and 3SE2257 | - | 0 | 0
3SX3231 |  | 3SX3231 | 1 | UN | 1 | 30 | D | D | N | N | 85389099 | 1 | 4011209613157 | 0.335 | KG | 110.2 | 110.2 | CP19 | CP19 | Stainless steel hinge for 40 mm profile for hinge switch 3SE228. delivery with mounting accessories | - | 0 | 7
3SX3232 |  | 3SX3232 | 1 | UN | 1 | 20 | D | D | EAR99H | N | 85389091 | 1 | 4011209446267 | 0.005 | KG | 40.76 | 40.76 | CP19 | CP19 | SPARE PART F.POSITION SWITCH LAMP HOLDER W.LED AC/DC 24V | - | 0 | 7
3SX3233 |  | 3SX3233 | 1 | UN | 1 | 30 | D | D | N | N | 85389099 | 3 | 4011209447585 | 0.003 | KG | 1.63 | 1.63 | CP19 | CP19 | Slit cover for position switch 3SE224/5 with separate actuator | - | 0 | 0
3SX3234 |  | 3SX3234 | 1 | UN | 1 | 30 | D | D | N | N | 85389099 | 1 | 4011209534513 | 0.04 | KG | 29.93 | 29.93 | CP19 | CP19 | Separate actuator for 3SE2243/257, with dust protection + slit covers | - | 0 | 0
3SX3235 |  | 3SX3235 | 1 | UN | 1 | 10 | C | D | N | N | 85318070 | 1 | 4011209607385 | 0.022 | KG | 103.55 | 103.55 | CP19 | CP19 | LED lamp, red, 24 V DC Diameter 25 mm for M20 x 1.5 threaded connection | - | 0 | 0
3SX3236 |  | 3SX3236 | 1 | UN | 1 | 40 | X | D | EAR99H | N | 85389091 | 1 | 4011209900899 | 0.001 | KG | 57.1 | 57.1 | CP19 | CP19 | LED display for M20 x 1.5 connection | - | 0 | 7
3SX3237 |  | 3SX3237 | 1 | UN | 1 | 10 | C | D | N | N | 85318070 | 1 | 4011209607392 | 0.022 | KG | 103.55 | 103.55 | CP19 | CP19 | LED lamp, red, 115 V AC Diameter 25 mm for M20 x 1.5 threaded connection | - | 0 | 0
3SX3238 |  | 3SX3238 | 1 | UN | 1 | 10 | C | D | N | N | 85318070 | 1 | 4011209607408 | 0.02 | KG | 173.85 | 173.85 | CP19 | CP19 | LED lamp, clear, 115 V AC Diameter 25 mm for M20 x 1.5 threaded connection | - | 0 | 0
3SX3245 |  | 3SX3245 | 1 | UN | 1 | 15 | C | D | N | N | 85318070 | 1 | 4011209607415 | 0.02 | KG | 155.8 | 155.8 | CP19 | CP19 | LED lamp, white, 24V DC Diameter 25 mm for M20 x 1.5 threaded connection | - | 0 | 0
3SX3250 |  | 3SX3250 | 1 | UN | 1 | 30 | D | D | N | N | 85389099 | 1 |  | 0.024 | KG | 29.26 | 29.26 | CP19 | CP19 | Cover, blue for release actuator, for 3SE7 and 3SE.9 | - | 0 | 7
3SX3252 |  | 3SX3252 | 1 | UN | 1 | 7 | C | D | N | N | 85389099 | 1 | 4011209566613 | 0.032 | KG | 25.27 | 25.27 | CP19 | CP19 | SEPARATE ACTUATOR STANDARD FOR 3SE37, 3SE385 AND 3SE386 | - | 0 | 7
3SX3253 |  | 3SX3253 | 1 | UN | 1 | 7 | C | D | N | N | 85389099 | 1 | 4011209566620 | 0.035 | KG | 23.47 | 23.47 | CP19 | CP19 | SEPARATE ACTUATOR WITH TRANSVERSE FIXING FOR 3SE37, 3SE385 AND 3SE387 | - | 0 | 7
3SX3254 |  | 3SX3254 | 1 | UN | 1 | 7 | C | D | N | N | 85389099 | 1 | 4011209585447 | 0.024 | KG | 45.32 | 45.32 | CP19 | CP19 | RADIUS ACTUATOR FOR 3SE37, 3SE385, 3SE386 AND 3SE3200-.XX13 | - | 0 | 7
3SX3256 |  | 3SX3256 | 1 | UN | 1 | 10 | C | D | N | N | 85389099 | 1 | 4011209591417 | 0.02 | KG | 12.83 | 12.83 | CP19 | CP19 | Separate actuator for 3SE2243/3SE2257 Radius actuator Radius adjustable | - | 0 | 0
3SX3257 |  | 3SX3257 | 1 | UN | 1 | 20 | D | D | N | N | 85389099 | 1 | 4011209605756 | 0.01 | KG | 17.48 | 17.48 | CP19 | CP19 | DUST PROTECTION CAP FOR POSITION SWITCH WITH TUMBLER 3SE.75/6 AND 3SE.85/6 | - | 0 | 7
3SX3260 |  | 3SX3260 | 1 | UN | 1 | 2 | A | D | N | N | 85389099 | 1 | 4011209677227 | 0.015 | KG | 12.35 | 12.35 | CP19 | CP19 | Spacer for rectangular encoder unit 25 x 88, 3SE6704-2BA | - | 0 | 0
3SX3261 |  | 3SX3261 | 1 | UN | 1 | 5 | B | D | N | N | 85389099 | 1 | 4011209677241 | 0.006 | KG | 12.35 | 12.35 | CP19 | CP19 | Spacer for 3SE6606-3BA | - | 0 | 0
3SX3262 |  | 3SX3262 | 1 | UN | 1 | 20 | D | D | N | N | 85389099 | 1 | 4011209594272 | 0.01 | KG | 45.98 | 45.98 | CP19 | CP19 | OPERATING HEAD ROLLER PLUNGER W. STAINL.STEEL ROLL F. 3SE2230 | - | 0 | 0
3SX3263 |  | 3SX3263 | 1 | UN | 1 | 20 | D | D | N | N | 85389099 | 1 | 4011209594265 | 0.08 | KG | 82.75 | 82.75 | CP19 | CP19 | OPERATING HEAD ROLLER PLUNGER W. STAINL.STEEL ROLL F. 3SE2230 3SE2100/303/404 | - | 0 | 0
3SX3264 |  | 3SX3264 | 1 | UN | 1 | 20 | D | D | N | N | 85389099 | 1 | 4011209594241 | 0.025 | KG | 29.17 | 29.17 | CP19 | CP19 | ROLLER LEVER W. ST. STEEL ROLL (FOR 3SE212 FOR DRIVE HEAD WITH METAL SHAFT | - | 0 | 7
3SX3265 |  | 3SX3265 | 1 | UN | 1 | 20 | D | D | N | N | 85389099 | 1 | 4011209594258 | 0.025 | KG | 29.17 | 29.17 | CP19 | CP19 | ROLLER LEVER FINE ADJUSTMENT W. ST. STEEL ROLL ( FOR 3SE212 FOR DRIVE HEAD WITH PLASTIC SHFT | - | 0 | 0
3SX3266 |  | 3SX3266 | 1 | UN | 1 | 20 | D | D | N | N | 85389099 | 1 | 4011209605961 | 0.05 | KG | 77.81 | 77.81 | CP19 | CP19 | OPERATING HEAD FORK LEVER, LATCHING WITH STAINLESS STEEL ROLLERS | - | 0 | 0
3SX3267 |  | 3SX3267 | 1 | UN | 1 | 20 | D | D | N | N | 85389099 | 1 | 4011209606067 | 0.012 | KG | 24.89 | 24.89 | CP19 | CP19 | OPER. MECH. FOR POS. SWITCH 3SE.200 AND 3SE.210 ROLLER PLUNGER WITH BRASS ROLLER | - | 0 | 0
3SX3268 |  | 3SX3268 | 1 | UN | 1 | 20 | D | D | N | N | 85389099 | 1 | 4011209609983 | 0.03 | KG | 48.36 | 48.36 | CP19 | CP19 | PIVOTED LEVER ADJUSTABLE LENGTH (WITH TERMIN. WITH STAINLESS STEEL ROLLER FOR 3SE.120 AND 3SE.100 | - | 0 | 0
3SX3270 |  | 3SX3270 | 1 | UN | 1 | 20 | D | D | N | N | 85389099 | 1 | 4011209610026 | 0.02 | KG | 10.64 | 10.64 | CP19 | CP19 | ACTUATOR HEAD ( ENCLOSURE, SHAFT, SCREWS) WITHOUT LEVER FOR MOULDED PLASTIC POSITION SWITCH 3SE.200 AND 3SE.210 WITH ROLLER LEVER FINE AND LENGTH ADJUSTABLE, ROD LEVER | - | 0 | 0
3SX3271 |  | 3SX3271 | 1 | UN | 1 | 20 | D | D | N | N | 85389099 | 1 | 4011209610019 | 0.02 | KG | 24.99 | 24.99 | CP19 | CP19 | TWIST LEVER (FINE ADJUSTABLE) FROM 10 TO 10 DEG. W. STAINLESS STEEL ROLLER FOR 3SE.200 AND 3SE.210 | - | 0 | 0
3SX3273 |  | 3SX3273 | 1 | UN | 1 | 20 | D | D | N | N | 85389099 | 1 | 4011209609730 | 0.014 | KG | 29.17 | 29.17 | CP19 | CP19 | DRIVE HEAD COMPLETE 3SX3171 ROLLER LEVER WITH STAINLESS STEEL ROLLER FOR 3SE.200 AND 3SE.210 | - | 0 | 0
3SX3274 |  | 3SX3274 | 1 | UN | 1 | 20 | D | D | N | N | 85389099 | 1 | 4011209609990 | 0.015 | KG | 29.17 | 29.17 | CP19 | CP19 | DRIVE HEAD COMPLETE 3SX3172 ANGULAR ROLLER LEVER WITH STAINLESS STEEL ROLLER FOR 3SE.200 AND 3SE.210 | - | 0 | 0
3SX3275 |  | 3SX3275 | 1 | UN | 1 | 20 | D | D | N | N | 85389099 | 1 | 4011209610705 | 0.049 | KG | 52.63 | 52.63 | CP19 | CP19 | DRIVE HEAD COMPLETE 3SX3102 ROLLER LEVER WITH STAINLESS STEEL ROLLER FOR 3SE.120 AND 3SE.100 | - | 0 | 0
3SX3276 |  | 3SX3276 | 1 | UN | 1 | 20 | D | D | N | N | 85389099 | 1 | 4011209610712 | 0.05 | KG | 61.75 | 61.75 | CP19 | CP19 | DRIVE HEAD COMPLETE 3SX3104 ANGULAR ROLLER LEVER WITH STAINLESS STEEL ROLLER FOR 3SE.120 AND 3SE.100 | - | 0 | 0
3SX3277 |  | 3SX3277 | 1 | UN | 1 | 20 | D | D | N | N | 85389099 | 1 | 4011209610699 | 0.07 | KG | 48.36 | 48.36 | CP19 | CP19 | PIVOTED LEVER ADJUSTABLE LENGTH WITH CLAMP PIECE 3SX3114 WITH STAINLESS STEEL ROLLER FOR 3SE.120 AND 3SE.100 FOR -U | - | 0 | 7
3SX3278 |  | 3SX3278 | 1 | UN | 1 | 20 | D | D | N | N | 85389099 | 1 | 4011209626775 | 0.02 | KG | 22.8 | 22.8 | CP19 | CP19 | ROLLER LEVER FINE ADJUSTMENT-.GW, WITH PLASTIC ROLLER 30MM FOR 3SE.120/.100/.303/.404 CORRESPONDANT ACTUATOR: 3SX3211 WITH PLASTIC SHAFT AND FOR 3SE2230, THE CORRESPONDANT ACTUATOR IST 3SX3305 WITH PLASTIC SHAFT | - | 0 | 0
3SX3280 |  | 3SX3280 | 1 | UN | 1 | 20 | D | D | N | N | 85389099 | 1 | 4011209611719 | 0.02 | KG | 24.04 | 24.04 | CP19 | CP19 | LOCK-AND-RELEASE LEVER FINE ADJUSTABLE -.GW WITH RUBBER ROLL 50 MM FOR 3SX3212 | - | 0 | 0
3SX3281 |  | 3SX3281 | 1 | UN | 1 | 20 | D | D | N | N | 85389099 | 1 | 4011209612945 | 0.06 | KG | 99.75 | 99.75 | CP19 | CP19 | WOBBLE STICK MECHANISM FOR 3SE.120/.100 AND STAINLESS STEEL PLUNGER SPRING 50 MM/PLUNGER 50 MM SPRING ROD LENGTH 139.5 MM | - | 0 | 0
3SX3282 |  | 3SX3282 | 1 | UN | 1 | 20 | D | D | N | N | 85389099 | 1 | 4011209612921 | 0.04 | KG | 84.46 | 84.46 | CP19 | CP19 | WOBBLE STICK MECHANISM FOR 3SE.120/.100 SPRING 23.5 MM/ PLUNGER 10 MM PLASTIC SPRING ROD LENGTH 73 MM | - | 0 | 7
3SX3283 |  | 3SX3283 | 1 | UN | 1 | 20 | D | D | N | N | 85389099 | 1 | 4011209612938 | 0.07 | KG | 84.46 | 84.46 | CP19 | CP19 | WOBBLE STICK MECHANISM FOR 3SE.120/.100 SPRING 150 MM/ PLUNGER 50 MM PLASTIC SPRING ROD LENGTH 239.5 MM | - | 0 | 0
3SX3284 |  | 3SX3284 | 1 | UN | 1 | 20 | D | D | N | N | 85389099 | 1 | 4011209612914 | 0.112 | KG | 116.85 | 116.85 | CP19 | CP19 | WOBBLE STICK MECHANISM FOR 3SE.120/.100 WITH INCREASED CORROSION PROT. SPRING 50 MM/PLUNGER 50 MM PLASTIC SPRING ROD LENGTH 139.5 MM | - | 0 | 7
3SX3285 |  | 3SX3285 | 1 | UN | 1 | 20 | D | D | N | N | 85389099 | 1 | 4011209612952 | 0.036 | KG | 90.54 | 90.54 | CP19 | CP19 | SPRING ROD ACTUATOR FOR 3SE.120/.100 SPRING 23.5MM/ PLUNGER 50MM PLASTIC SPRING ROD LENGTH 113 MM | - | 0 | 7
3SX3287 |  | 3SX3287 | 1 | UN | 1 | 20 | D | D | N | N | 73181558 | 1 |  | 0.002 | KG | 43.04 | 43.04 | CP19 | CP19 | SPARE PARTS, SCREWS M5X12 MM FOR POSITION SWITCH 3SE.200-1XL, FA. RITTAL | - | 0 | 7
3SX3288 |  | 3SX3288 | 1 | UN | 1 | 20 | D | D | N | N | 73181558 | 1 |  | 0.446 | KG | 36.29 | 36.29 | CP19 | CP19 | SPARE PARTS, SCREWS M4X30 MM FOR POSITION SWITCH 3SE.200-1XL, FA. RITTAL | - | 0 | 7
3SX3300 |  | 3SX3300 | 1 | UN | 1 | 20 | D | D | N | N | 85389099 | 1 | 4011209626782 | 0.06 | KG | 39.33 | 39.33 | CP19 | CP19 | ACTUATOR FOR POSITION SWITCH 3SE.200 AND 3SE.210 MOULDED ROD LEVER (-W) L=330MM | - | 0 | 7
3SX3301 |  | 3SX3301 | 1 | UN | 1 | 20 | D | D | N | N | 85389099 | 1 | 4011209628786 | 0.027 | KG | 21 | 21 | CP19 | CP19 | ROLLER LEVER FINE ADJUSTMENT -.GW WITH PLASTIC ROLLER 50MM FOR 3SE.120/100/303/404 CORRESPONDANT ACTUATOR: 3SX3211 WITH PLASTIC SHAFT AND FOR 3SE2230, THE CORRESPONDANT ACTUATOR 3SX3305 WITH PLASTIC SHAFT | - | 0 | 7
3SX3302 |  | 3SX3302 | 1 | UN | 1 | 20 | D | D | N | N | 85389099 | 1 | 4011209627765 | 0.025 | KG | 38.76 | 38.76 | CP19 | CP19 | ROLLER LEVER LENGTH ADJUSTABLE -.UW, WITH PLASTIC ROLLER 30MM FOR 3SE.120/.100/.303/.404 CORRESPONDANT ACTUATOR: 3SX3211 WITH PLASTIC SHAFT AND FOR 3SE2230, THE CORRESPONDANT ACTUATOR IST 3SX3305 WITH PLASTIC SHAFT | - | 0 | 0
3SX3304 |  | 3SX3304 | 1 | UN | 1 | 20 | D | D | N | N | 85389099 | 1 | 4011209626379 | 0.02 | KG | 41.8 | 41.8 | CP19 | CP19 | ROLLER LEVER WITH CLAMP LENGTH ADJUSTABL -.UW WITH RUBBER ROLLER 50MM FOR 3SE.120/100/3SE.303/404 CORRESPONDANT ACTUATOR: 3SX3211 WITH PLASTIC SHAFT AND FOR 3SE2230, THE CORRESPONDANT ACTUATOR IST 3SX3305 WITH PLASTIC SHAFT | - | 0 | 0
3SX3305 |  | 3SX3305 | 1 | UN | 1 | 20 | D | D | N | N | 85389099 | 1 | 4011209628755 | 0.03 | KG | 15.39 | 15.39 | CP19 | CP19 | ACTUATOR (HOUSING, SHAFT, SCREWS) WITHOUT LEVER FOR POSITION SWITCH MOULDED PLASTIC, 3SE.230 W. PIV. LEVER FINE ADJUST. AND LENGTH ADJUSTMENT, ROD LEVER | - | 0 | 0
3SX3306 |  | 3SX3306 | 1 | UN | 1 | 20 | D | D | N | N | 85389099 | 1 | 4011209639898 | 0.029 | KG | 23.37 | 23.37 | CP19 | CP19 | SEPARATE ACTUATOR FOR LATERAL FIXING FOR 3SE.120-.XX, 3SE.83, 3SE.84 | - | 0 | 7
3SX3307 |  | 3SX3307 | 1 | UN | 1 | 20 | D | D | N | N | 85389099 | 1 | 4011209646414 | 0.085 | KG | 61.94 | 61.94 | CP19 | CP19 | ACCESSORIES FOR POSITION SWITCH ACTUATOR HEAD WITHOUT LEVER WITH PLUNGER SWITCHING RIGHT OR LEFT | - | 0 | 7
3SX3310 |  | 3SX3310 | 1 | UN | 1 | 20 | D | D | N | N | 85389099 | 1 | 4011209638013 | 0.038 | KG | 51.02 | 51.02 | CP19 | CP19 | WOBBLE STICK MECHANISM FOR POSITION SWITCH 3SE2200 U. 3SE2210 WITH STAINLESS STEEL PLUNGER PLUNGER 50 MM, SPRING ROD L=142.5 MM | - | 0 | 7
3SX3311 |  | 3SX3311 | 1 | UN | 1 | 20 | D | D | N | N | 85389099 | 1 | 4011209645301 | 0.08 | KG | 105.45 | 105.45 | CP19 | CP19 | WOBBLE STICK MECHANISM FOR 3SE.120/.100 AND STAINLESS STEEL PUNCH SPRING 150 MM/PUNCH 50 MM SPRING ROD LENGTH 239.5 MM | - | 0 | 0
3SX3320 |  | 3SX3320 | 1 | UN | 1 | 20 | D | D | N | N | 85389099 | 1 | 4011209670044 | 0.025 | KG | 56.53 | 56.53 | CP19 | CP19 | TWIST LEVER 30 MM FOR POSITION SWICH 3SE2, ACTUATOR (METAL) WITH BALL BEARING FOR 3SE.100/120/303/404/230 | - | 0 | 0
3SX3321 |  | 3SX3321 | 1 | UN | 1 | 20 | D | D | N | N | 85389099 | 1 | 4011209672840 | 0.026 | KG | 42.94 | 42.94 | CP19 | CP19 | ROLLER CRANK, ADJUSTABLE LENGTH FOR POSITION SWITCH 3SE2, DRIVE -UW,(METAL) WITH POSITIVE LOCKING (HOLES) FOR 3SE.100/120/303/404/230 | - | 0 | 7
3SX3322 |  | 3SX3322 | 1 | UN | 1 | 20 | D | D | N | N | 85389099 | 1 | 4011209788985 | 0.137 | KG | 78.76 | 78.76 | CP19 | CP19 | ACTUATOR HEAD AND HIGH-GRADE LEVER WITH GRID HOLE,MOLDED-PLASTIC ROLLER FOR -40 DEG., FOR 3SE.404,- | - | 0 | 7
3SX3333 |  | 3SX3333 | 1 | UN | 1 | 20 | D | D | N | N | 85389099 | 1 | 4011209626461 | 0.03 | KG | 31.83 | 31.83 | CP19 | CP19 | ROLLER LEVER 38MM WITH STAINLESS STEEL ROLLER (FOR 3SE.120 A. 3SE.100) FOR ACTUATOR WITH METAL SHAFT (-.G) 3SX3120 | - | 0 | 7
3SX3600 |  | 3SX3600 | 1 | UN | 1 | 0 | A | D | N | N | 85389099 | 1 | 4011209033375 | 0.1 | KG | 12.54 | 12.54 | CP20 | CP20 | PROTECTIVE CAP SILICON FS FZ4 ABA | - | 0 | 7
3SX3601 |  | 3SX3601 | 1 | UN | 1 | 56 | X | D | N | N | 85389099 | 1 | 4011209033382 | 0.006 | KG | 15.58 | 15.58 | CP20 | CP20 | PROTECTIVE CAP SILICON LSR 20/ 60AB | - | 0 | 7
3SX4008 |  | 3SX4008 | 1 | UN | 1 | 5 | B | D | N | N | 85389099 | 1 | 4011209033610 | 0.003 | KG | 2.89 | 2.89 | CP04 | CP04 | Mounting of the cam disk support 3SX4006 | - | 0 | 9
3SX5100-1A |  | 3SX5100-1A | 1 | UN | 1 | 5 | B | D | N | N | 85389099 | 1 | 4011209896970 | 0.02 | KG | 2.92 | 2.92 | CP19 | CP19 | Mounting plate for control cabinet position switch 3SE5232-0CH05-1AB. or 3SE523. plastic 31 mm and 3SE521. metal 31 mm | - | 0 | 0
3SX5100-1F |  | 3SX5100-1F | 1 | UN | 1 | 5 | B | D | N | N | 83017000 | 1 | 4011209828834 | 0.007 | KG | 12.73 | 12.73 | CP19 | CP19 | Spare key for 3SE53 for position switch with tumbler Key type RONIS SH115 | - | 0 | 0
3SX5100-1SS08 |  | 3SX5100-1SS08 | 1 | UN | 1 | 5 | B | D | N | N | 85444290 | 1 | 4047621054070 | 0.008 | KG | 59.47 | 59.47 | CP19 | CP19 | Accessory for position switches 3SE5, with M12 device plug 8-pole plastic, device connection M20 x 1.5 | - | 0 | 0
3SX5100-1SS51 |  | 3SX5100-1SS51 | 1 | UN | 1 | 0 | A | D | N | N | 85444290 | 1 | 4047621065724 | 0.005 | KG | 28.6 | 28.6 | CP19 | CP19 | Accessory for position switches 3SE51/52; M12 connector 5-pole, for M20 x 1.5; Pin1=Brown cable, Pin2=White cable, Pin3=Yellow-green cable, Pin4=Black cable, Pin5=Gray cable. Suitable for wiring sensors that are to be connected to all SIMATIC ET200 compact block I/O modules . | - | 0 | 0
3SX5100-2B |  | 3SX5100-2B | 1 | UN | 1 | 5 | B | D | N | N | 85389099 | 10 | 4011209912373 | 0.001 | KG | 4.56 | 4.56 | CP19 | CP19 | Spare part cap for LED lamp for 3SE5242 Position switch, Spring rod | - | 0 | 0
3SX5100-2F |  | 3SX5100-2F | 1 | UN | 1 | 5 | B | D | N | N | 85389099 | 1 | 4011209899735 | 0.155 | KG | 102.6 | 102.6 | CP19 | CP19 | Spare part actuator head metal For position switch with tumbler 3SE5312, enquiry to https://support.industry. siemens.com/My/ww/en/requests | - | 0 | 7
3SX5100-3B |  | 3SX5100-3B | 1 | UN | 1 | 5 | B | D | N | N | 85389099 | 1 | 4011209929531 | 0.008 | KG | 10.64 | 10.64 | CP19 | CP19 | Adapter + screw for compensation Installation depth for metal switches for twist lever adjustable-length and rod lever 3SE51 if required for converting from 3SE21 (3SE21.0-.UW/VW/WW/U/V/W) to 3SE51 | - | 0 | 0
3SX5100-3F |  | 3SX5100-3F | 1 | UN | 1 | 5 | B | D | EAR99 | N | 85389099 | 1 |  | 0.015 | KG | 63.65 | 63.65 | CP19 | CP19 | Spare part actuator head Plastic For position switch with tumbler 3SE5322, please address queries to https://support.industry. siemens.com/My/ww/en/requests | - | 0 | 7
3SX5210-2A |  | 3SX5210-2A | 1 | UN | 1 | 20 | D | D | N | N | 85389099 | 1 | 4011209896956 | 0.02 | KG | 5.37 | 5.37 | CP19 | CP19 | Spare parts package for position switch 3SE5282, Rittal | - | 0 | 0
3SX5210-3A |  | 3SX5210-3A | 1 | UN | 1 | 20 | D | D | N | N | 73181568 | 1 | 4011209896963 | 0.56 | KG | 68.69 | 68.69 | CP19 | CP19 | Spare parts, screws for position switch 3SE5282, Rittal (1 PU = 250 units) M4 x 35 mm | - | 0 | 0
3SX5600-1G |  | 3SX5600-1G | 1 | UN | 1 | 2 | A | D | N | N | 85389099 | 1 | 4011209902725 | 0.013 | KG | 9.88 | 9.88 | CP19 | CP19 | Cover caps and spacers for RFID safety switch 3SE63, consisting of 8 x cover caps for mounting holes and 4 x seals 3 mm high suitable as spacers for cleaning purposes under the mounting surface | - | 0 | 0
3SX5600-2GA01 |  | 3SX5600-2GA01 | 1 | UN | 1 | 5 | B | D | N | N | 85389099 | 1 | 4047621002750 | 0.001 | KG | 14.73 | 14.73 | CP19 | CP19 | Spacer Magnet switch 3SE66*-3CA0 | - | 0 | 0
3SX5600-2GA02 |  | 3SX5600-2GA02 | 1 | UN | 1 | 5 | B | D | N | N | 85389099 | 1 | 4047621002682 | 0.001 | KG | 14.73 | 14.73 | CP19 | CP19 | Spacer for magnet switch 3SE66*-2CA0 and 3SE66*-4CA0 | - | 0 | 0
3SX5600-8SA00-1AK1 |  | 3SX5600-8SA00-1AK1 | 1 | UN | 1 | 0 | A | D | EAR99 | N | 85444290 | 1 | 4047621053752 | 0.033 | KG | 44.46 | 44.46 | CP19 | CP19 | Accessories: Adapter cable for RFID safety switch 3SE63, M12 socket 8-pole at one end, M12 connector 8-pole at the other end Cable 300 mm long. Customer-specific, see data sheet. | - | 0 | 0
3SX5600-8SA00-1AK2 |  | 3SX5600-8SA00-1AK2 | 1 | UN | 1 | 2 | A | D | EAR99 | N | 85444290 | 1 | 4047621053769 | 0.03 | KG | 49.59 | 49.59 | CP19 | CP19 | Accessories: Adapter cable for magnet switch 3SE66, 4-pole socket at one end, M12 connector 8-pole at the other end Cable 300 mm long. Customer-specific, see data sheet | - | 0 | 0
3SX5601-1A |  | 3SX5601-1A | 1 | UN | 1 | 5 | B | D | N | N | 85389099 | 1 | 4047621009537 | 0.017 | KG | 7.46 | 7.46 | CP19 | CP19 | Cable gland M20 x 1.5 High degree of protection IP69, IEC 60529 for mechanical safety switches with tumbler 3SE53..-....-1AG4 | - | 0 | 0
3SX5601-2GA03 |  | 3SX5601-2GA03 | 1 | UN | 1 | 2 | A | D | N | N | 85444290 | 1 | 4011209907577 | 0.159 | KG | 41.71 | 41.71 | CP19 | CP19 | Connection cable 8-pole Free cable end, 3 m long, straight socket M12, for 2 A and 30 V For safety switch RFID 3SE63 or safety switch with tumbler 3SE5324 | - | 0 | 0
3SX5601-2GA05 |  | 3SX5601-2GA05 | 1 | UN | 1 | 2 | A | D | N | N | 85444290 | 1 | 4011209907584 | 0.253 | KG | 47.03 | 47.03 | CP19 | CP19 | Connection cable 8-pole Free cable end, 5 m long, straight socket M12, for 2 A and 30 V, For safety switch RFID 3SE63 or safety switch with tumbler 3SE5324 | - | 0 | 0
3SX5601-2GA10 |  | 3SX5601-2GA10 | 1 | UN | 1 | 2 | A | D | N | N | 85444290 | 1 | 4011209907591 | 0.475 | KG | 60.33 | 60.33 | CP19 | CP19 | Connection cable 8-pole Bare cable end, 10 m long Straight socket M12; 2 A and 30 V For safety switch RFID 3SE63, or safety switch with tumbler 3SE5324-.... | - | 0 | 0
3SX5601-3GA05 |  | 3SX5601-3GA05 | 1 | UN | 1 | 5 | B | D | N | N | 85444290 | 1 | 4047621009759 | 0.164 | KG | 34.2 | 34.2 | CP19 | CP19 | Coupling M8 with connection cable, 5 m long for M8 connector 4-pole, for 3SE66 magnetically-operated switch | - | 0 | 0
3SX5601-3SB54 |  | 3SX5601-3SB54 | 1 | UN | 1 | 5 | B | D | N | N | 85444290 | 1 | 4047621064505 | 0.207 | KG | 41.04 | 41.04 | CP19 | CP19 | Connecting cable with M12 socket 4-pole, straight and free cable end 5 m long for connecting for position switch 3SE52 with M12 connector 4-pole |  | 0 | 0
3SX5601-3SB55 |  | 3SX5601-3SB55 | 1 | UN | 1 | 5 | B | D | EAR99 | N | 85444290 | 1 | 4047621064512 | 0.206 | KG | 43.99 | 43.99 | CP19 | CP19 | Connecting cable with M12 socket 5-pole and free cable end, 5 m long for connecting position switch 3SE51/52 wired with M12 connector 5-pole |  | 0 | 0
3SX5601-3SV00-1AK3 |  | 3SX5601-3SV00-1AK3 | 1 | UN | 1 | 5 | B | D | EAR99 | N | 85444290 | 1 | 4047621067858 | 0.043 | KG | 54.91 | 54.91 | CP19 | CP19 | Accessory: Adapter cable for RFID safety switch 3SE63, for connection to, for example, SIMATIC ET200eco PN-F. M12 socket 8-pole at one end, M12 connector 5-pole at the other end. Cable 500 mm long. |  | 0 | 0
3SX5601-3SV15 |  | 3SX5601-3SV15 | 1 | UN | 1 | 5 | B | D | N | N | 85444290 | 1 | 4047621064529 | 0.056 | KG | 31.26 | 31.26 | CP19 | CP19 | Connecting cable 1 m, for connection of position switch 3SE52*-1AE2 and 3SE51*1AE3, M12 connector 5-pole as well as emergency stop enclosure 3SU1 with M12 connector 5-pole to e.g. SIMATIC. M12 socket 5-pole at one end and M12 plug 5-pole at the other end. |  | 0 | 0
3SX5601-3SV18 |  | 3SX5601-3SV18 | 1 | UN | 1 | 5 | B | D | N | N | 85444290 | 1 | 4047621067841 | 0.083 | KG | 58.05 | 58.05 | CP19 | CP19 | Accessories: Connecting cable 1 m, M12 socket 8-pole at one end, and M12 plug 8-pole at the other end. For connection of safety switch with tumbler 3SE5324* as well as emergency stop enclosure 3SU1 with M12 plug 8-pole to e.g. SIMATIC ET200eco PN via Y cable 6ES7194-6KC00-0XA0 |  | 0 | 0
3SX5601-4GA05 |  | 3SX5601-4GA05 | 1 | UN | 1 | 5 | B | D | EAR99 | N | 85444290 | 1 | 4047621011103 | 0.198 | KG | 43.04 | 43.04 | CP19 | CP19 | Coupling with connecting cable 5 m long, with 8 mm latching connection, connector 6-pole for 3SE66 magnetically-operated switch | - | 0 | 0
3SX5691-2A |  | 3SX5691-2A | 1 | UN | 1 | 10 | C | D | N | N | 85389099 | 1200 | 4047621055213 | 0.01 | KG | 5.75 | 5.75 | CP19 | CP19 | Cable gland molded plastic IP67 for position switch M20x 1.5 for cable diameter: 5-13 mm Bulk packaging with 1200 units | - | 0 | 0
3SX6237 |  | 3SX6237 | 1 | UN | 1 | 5 | B | D | N | N | 85389099 | 1 | 4011209033672 | 57 | G | 69.64 | 69.64 | CP19 | CP19 | ACCESSORY F. POSITION SWITCH CABLE PLUG (FOR VERSION 3SE.150-/3SE.140-...)FOR CONNECTOR 3SY3135(OLD 3SY3111) | - | 0 | 7
3SX9910 |  | 3SX9910 | 1 | UN | 1 | 5 | B | D | N | N | 85389099 | 1 | 4011209034006 | 0.027 | KG | 21.19 | 21.19 | CP19 | CP19 | Adapter for cable entry from PG 13.5 to 1/2...14 NPT | - | 0 | 7
3SX9911 |  | 3SX9911 | 1 | UN | 1 | 2 | A | D | N | N | 85389099 | 1 | 4011209034013 | 0.031 | KG | 20.14 | 20.14 | CP19 | CP19 | Adapter for cable entry from PG 16 to 1/2...14 NPT | - | 0 | 7
3SX9913 |  | 3SX9913 | 1 | UN | 1 | 0 | A | D | N | N | 85389099 | 1 | 4011209034037 | 0.089 | KG | 41.71 | 41.71 | CP19 | CP19 | adapter for cable entry from PG 29 to 1...11 1/2 NPT | - | 0 | 7
3SX9915 |  | 3SX9915 | 1 | UN | 1 | 5 | B | D | N | N | 85389099 | 1 | 4011209947535 | 0.022 | KG | 16.72 | 16.72 | CP19 | CP19 | Adapter metal for cable entry from PG 13.5 to M20 x 1.5 | - | 0 | 7
3SX9916 |  | 3SX9916 | 1 | UN | 1 | 2 | A | D | N | N | 85389099 | 1 | 4011209947528 | 0.004 | KG | 9.5 | 9.5 | CP19 | CP19 | Adapter molded plastic for cable entry from PG 13.5 to M20 x 1.5 for position switch | - | 0 | 7
3SX9917 |  | 3SX9917 | 1 | UN | 1 | 5 | B | D | N | N | 85389099 | 1 | 4011209590991 | 0.033 | KG | 14.63 | 14.63 | CP19 | CP19 | Accessory for position switch Adapter for the cable entry from M20x 1.5 to NPT 1/2, metal | - | 0 | 0
3SX9918 |  | 3SX9918 | 1 | UN | 1 | 30 | D | D | N | N | 85389099 | 1 | 4011209591004 | 0.011 | KG | 7.69 | 7.69 | CP19 | CP19 | Accessory for position switch Adapter for the cable entry from M20x 1.5 to NPT 1/2, molded plastic | - | 0 | 0
3SX9926 |  | 3SX9926 | 1 | UN | 1 | 2 | A | D | N | N | 85389099 | 1 | 4011209641433 | 0.012 | KG | 7.91 | 7.91 | CP19 | CP19 | Cable gland molded plastic for position switch, M20x 1.5 for cable diameter: 5-13 mm | - | 0 | 0
3SY1052 |  | 3SY1052 | 1 | UN | 1 | 5 | B | D | N | N | 83017000 | 1 | 4011209034044 | 0.008 | KG | 9.11 | 9.11 | CP20 | CP20 | Accessory/spare part for plastic/metal range round, 22 mm2, 26 x 26mm Key with lock CES Lock No. SSP 9 | - | 0 | 7
3SY1053 |  | 3SY1053 | 1 | UN | 1 | 2 | A | D | N | N | 83017000 | 1 | 4011209034051 | 0.007 | KG | 12.45 | 12.45 | CP20 | CP20 | Accessory/spare part for plastic/metal range round, 22 mm2, 26 x 26mm Key for lock ZEISS-IKON Lock No. 360012K1 | - | 0 | 7
3SY1054 |  | 3SY1054 | 1 | UN | 1 | 5 | B | D | N | N | 83017000 | 1 | 4011209034068 | 0.008 | KG | 8.75 | 8.75 | CP20 | CP20 | Accessory/spare part for plastic/metal range round, 22 mm2, 26 x 26mm Key with lock CES Lock No. SSG 10 | - | 0 | 7
3SY1054-Z | Y04 | 3SY1054-ZY04 | 1 | UN | 1 | 50 | X | D | N | N | 83017000 | 1 |  | 0.009 | KG | 11.59 | 11.59 | CP20 | CP20 | Accessory/spare part for plastic/metal range round, 22 mm2, 26 x 26mm Key with lock CES with special lock !!! Phased-out product !!! SIRIUS ACT 3SU1 is the successor The preferred successor type is <<3SU1950-0FP80-0AA0-ZY04>> | - | 0 | 7
3SY1066 |  | 3SY1066 | 1 | UN | 1 | 2 | A | D | N | N | 83017000 | 1 | 4011209034075 | 0.006 | KG | 12.45 | 12.45 | CP20 | CP20 | Accessory/spare part for plastic/metal range round, 22 mm2, 26 x 26mm Key for lock BKS Lock No. S 1 | - | 0 | 7
3SY1066-Z | Y04 | 3SY1066-ZY04 | 1 | UN | 1 | 50 | X | D | N | N | 83017000 | 1 |  | 0.006 | KG | 15.2 | 15.2 | CP20 | CP20 | Accessory/spare part for plastic/metal range round, 22 mm2, 26 x 26mm Key for lock BKS with special lock !!! Phased-out product !!! SIRIUS ACT 3SU1 is the successor The preferred successor type is <<3SU1950-0FD80-0AA0-ZY04>> | - | 0 | 7
3SY1073 |  | 3SY1073 | 1 | UN | 1 | 50 | X | D | N | N | 83017000 | 1 | 4011209034082 | 0.006 | KG | 9.88 | 9.88 | CP20 | CP20 | Accessory for 3SB3 CES key SSF 1 | - | 0 | 7
3SY3022 |  | 3SY3022 | 1 | UN | 1 | 20 | D | D | N | N | 85389099 | 1 | 4011209034099 | 0.024 | KG | 13.68 | 13.68 | CP19 | CP19 | spare part for position switch Twist lever 38 mm | - | 0 | 7
3SY3023 |  | 3SY3023 | 1 | UN | 1 | 20 | D | D | N | N | 85389099 | 1 | 4011209034105 | 0.036 | KG | 9.33 | 9.33 | CP19 | CP19 | SPARE PART F.POSITION SWITCH CLAMP | - | 0 | 7
3SY3024 |  | 3SY3024 | 1 | UN | 1 | 20 | D | D | N | N | 85389099 | 1 | 4011209034112 | 0.036 | KG | 9.33 | 9.33 | CP19 | CP19 | SPARE PART F.POSITION SWITCH ROLLER ROD,ADJUSTABLE LENGTH | - | 0 | 0
3SY3024-Z | A06 | 3SY3024-ZA06 | 1 | UN | 1 | 5 | B | D | N | N | 85389099 | 1 | 4011209353572 | 0.049 | KG | 15.39 | 15.39 | CP19 | CP19 | spare part for position switch Roller bar adjustable-length with steel roller | - | 0 | 7
3SY3024-Z | A16 | 3SY3024-ZA16 | 1 | UN | 1 | 5 | B | D | N | N | 85389099 | 1 |  | 0.082 | KG | 23.37 | 23.37 | CP19 | CP19 | spare part for position switch Roller bar adjustable-length with steel roller made of stainless steel | - | 0 | 7
3SY3027 |  | 3SY3027 | 1 | UN | 1 | 5 | B | D | N | N | 85389099 | 1 | 4011209034129 | 0.07 | KG | 9.44 | 9.44 | CP19 | CP19 | Accessory for position switch Motherboard | - | 0 | 0
3SY3110 |  | 3SY3110 | 1 | UN | 1 | 5 | B | D | N | N | 85389099 | 1 | 4011209034167 | 0.068 | KG | 14.73 | 14.73 | CP19 | CP19 | Accessory for position switch Intermediate plate | - | 0 | 0
3SY3111 |  | 3SY3111 | 1 | UN | 1 | 20 | D | D | EAR99 | N | 85444290 | 1 | 4011209034174 | 0.025 | KG | 60.61 | 60.61 | CP19 | CP19 | ACCESSORY F.POSITION SWITCH SOCKET COUPLING BOX F. ANGULAR PLUG | - | 0 | 7
3SY3121 |  | 3SY3121 | 1 | UN | 1 | 3 | B | D | N | N | 85389099 | 1 | 4011209034181 | 0.44 | G | 2.41 | 2.41 | CP19 | CP19 | ACCESSORIES FOR POSITION SWITCH SPACER FOR 3SE302* FOR TANDEM ARRANGEMENT | - | 0 | 7
3SY3123 |  | 3SY3123 | 1 | UN | 1 | 3 | B | D | N | N | 85389099 | 1 | 4011209175426 | 0.065 | KG | 83.03 | 83.03 | CP19 | CP19 | Accessory for position switch Cable socket molded plastic for connector plug 6+PE 3SY3 131 | - | 0 | 7
3SY3124 |  | 3SY3124 | 1 | UN | 1 | 6 | C | D | N | N | 85389099 | 1 | 4011209034198 | 0.015 | KG | 10.64 | 10.64 | CP19 | CP19 | Accessory for position switch Adapter PG 13.5 to NPT 1/2 | - | 0 | 7
3SY3127 |  | 3SY3127 | 1 | UN | 1 | 5 | B | D | N | N | 85444290 | 1 | 4011209591967 | 0.007 | KG | 22.99 | 22.99 | CP19 | CP19 | Accessory for position switch Connector plug (4-pole), M12, for M20 x 1.5 for 250 V, 4 A | - | 0 | 0
3SY3128 |  | 3SY3128 | 1 | UN | 1 | 5 | B | D | N | N | 85444290 | 1 | 4011209591950 | 0.008 | KG | 25.75 | 25.75 | CP19 | CP19 | Accessory for position switch Connector plug (5-pole), M12, for M20 x 1.5 for 125 V, 4 A on Pin 5 a yellow/green cable for PE | - | 0 | 0
3SY3131 |  | 3SY3131 | 1 | UN | 1 | 5 | B | D | N | N | 85444290 | 1 | 4011209591943 | 0.036 | KG | 52.44 | 52.44 | CP19 | CP19 | Accessory for position switch Connector plug (6+PE) for M20 x 1.5 for cable socket 3SY3 136 | - | 0 | 0
3SY3132 |  | 3SY3132 | 1 | UN | 1 | 5 | B | D | N | N | 85444290 | 1 | 4011209679429 | 0.032 | KG | 83.03 | 83.03 | CP19 | CP19 | Accessory for position switch Connector plug (4-pole) M12, adjustable for M20 X 1.5 for 250 V, 4 A | - | 0 | 7
3SY3133 |  | 3SY3133 | 1 | UN | 1 | 5 | B | D | N | N | 85444290 | 1 | 4011209859470 | 0.01 | KG | 86.83 | 86.83 | CP19 | CP19 | Accessory for position switch Connector plug (5-pole) M12, adjustable for M20 X 1.5 for 125 V, 4 A | - | 0 | 7
3SY3134 |  | 3SY3134 | 1 | UN | 1 | 5 | B | D | N | N | 85444290 | 1 | 4011209680654 | 0.021 | KG | 73.72 | 73.72 | CP19 | CP19 | Accessory for position switch Connector plug (8-pole), M12, for M20 x 1.5 | - | 0 | 7
3SY3135 |  | 3SY3135 | 1 | UN | 1 | 5 | B | D | N | N | 85444290 | 1 | 4011209665484 | 0.038 | KG | 63.56 | 63.56 | CP19 | CP19 | Accessory for position switch Connector plug, 4+PE for M20 x 1.5 15 mm heiher for cable box 3SX6 237 | - | 0 | 7
3SY3136 |  | 3SY3136 | 1 | UN | 1 | 2 | A | D | N | N | 85444290 | 1 | 4011209680241 | 0.053 | KG | 67.26 | 67.26 | CP19 | CP19 | Accessory for position switch Cable socket molded plastic for connector plug 6+PE 3SY3 131 | - | 0 | 0
3TB5017-0BB4 |  | 3TB5017-0BB4 | 1 | UN | 1 | 0 | A | D | N | N | 85364900 | 1 | 4011209034365 | 6.559 | KG | 1064 | 1064 | CP04 | CP04 | Contactor, Size 6, 3-pole, AC-3, 55 kW, 400/380 V Auxiliary contacts 22 (2 NO + 2 NC) 24 V DC DC operation ! Phased-out product! Successor is SIRIUS 3RT Preferred successor type is 3RT2047-3NB30 | - | 0 | 7
3TB5017-0BE4 |  | 3TB5017-0BE4 | 1 | UN | 1 | 0 | A | D | N | N | 85364900 | 1 | 4011209079281 | 6.436 | KG | 1102 | 1102 | CP04 | CP04 | Contactor, size 6, 3-pole, AC-3, 55 kW, 400/380 V Auxiliary contacts 22 (2 NO + 2 NC) 60 V DC DC operation !!! Phased-out product !!! Successor is SIRIUS 3RT | - | 0 | 7
3TB5017-0BF4 |  | 3TB5017-0BF4 | 1 | UN | 1 | 0 | A | D | N | N | 85364900 | 1 | 4011209134188 | 6.235 | KG | 1102 | 1102 | CP04 | CP04 | Contactor, Size 6, 3-pole, AC-3, 55 kW, 400/380 V Auxiliary contacts 22 (2 NO + 2 NC) 110 V DC DC operation ! Phased-out product! Successor is SIRIUS 3RT Preferred successor type is 3RT2047-3NF30 | - | 0 | 7
3TB5017-0BF4-Z | F02 | 3TB5017-0BF4-ZF02 | 1 | UN | 1 | 0 | A | D | N | N | 85364900 | 1 | 4011209201569 | 2.3 | KG | 1178 | 1178 | CP04 | CP04 | Contactor, size 6, 3-pole, AC-3, 55 kW, 400/380 V Auxiliary contacts 22 (2 NO + 2 NC) 110 V DC DC operation connected to varistor Operating range 0.7 to 1.25 x US Ambient temperature 65 Â°C !!! Phased-out product !!! Successor is SIRIUS 3RT | - | 0 | 9
3TB5017-0BM4 |  | 3TB5017-0BM4 | 1 | UN | 1 | 0 | A | D | N | N | 85364900 | 1 | 4011209034372 | 6.265 | KG | 1102 | 1102 | CP04 | CP04 | Contactor, Size 6, 3-pole, AC-3, 55 kW, 400/380 V Auxiliary contacts 22 (2 NO + 2 NC) 220 V DC DC operation ! Phased-out product! Successor is SIRIUS 3RT Preferred successor type is 3RT2047-3NP30 | - | 0 | 7
3TB5017-0BP4 |  | 3TB5017-0BP4 | 1 | UN | 1 | 0 | A | D | N | N | 85364900 | 1 | 4011209127586 | 6.22 | KG | 1102 | 1102 | CP04 | CP04 | Contactor, Size 6, 3-pole, AC-3, 55 kW, 400/380 V Auxiliary contacts 22 (2 NO + 2 NC) 230 V DC DC operation ! Phased-out product! Successor is SIRIUS 3RT Preferred successor type is 3RT2047-3NP30 | - | 0 | 7
3TB5017-0BW4 |  | 3TB5017-0BW4 | 1 | UN | 1 | 0 | A | D | N | N | 85364900 | 1 | 4011209034389 | 6.3 | KG | 1102 | 1102 | CP04 | CP04 | Contactor, size 6, 3-pole, AC-3, 55 kW, 400/380 V Auxiliary contacts 22 (2 NO + 2 NC) 48 V DC DC operation !!! Phased-out product !!! Successor is SIRIUS 3RT | - | 0 | 7
3TB5017-0LB4 |  | 3TB5017-0LB4 | 1 | UN | 1 | 0 | A | D | N | N | 85364900 | 1 | 4011209204911 | 6.692 | KG | 1149.5 | 1149.5 | CP04 | CP04 | Contactor, Size 6, 3-pole, AC-3, 55 kW, 400 / 380 V Auxiliary contacts 21 (2 NO + 1 NC) 24 V DC DC operation connected to varistor Operating range 0.7 to 1.25 x US ! Phased-out product! Successor is SIRIUS 3RT Preferred successor type is 3RT1054-2XB46-0LA2 | - | 0 | 7
3TB5017-0LF4 |  | 3TB5017-0LF4 | 1 | UN | 1 | 0 | A | D | N | N | 85364900 | 1 | 4011209197350 | 6.797 | KG | 1149.5 | 1149.5 | CP04 | CP04 | Contactor, Size 6, 3-pole, AC-3, 55 kW, 400 / 380 V Auxiliary contacts 21 (2 NO + 1 NC) 110 V DC DC operation connected to varistor Operating range 0.7 to 1.25 x US ! Phased-out product! Successor is SIRIUS 3RT Preferred successor type is 3RT1054-2XF46-0LA2 | - | 0 | 7
3TB5017-0LV4 |  | 3TB5017-0LV4 | 1 | UN | 1 | 0 | A | D | N | N | 85364900 | 1 | 4011209199101 | 6.55 | KG | 1225.5 | 1225.5 | CP04 | CP04 | Contactor, size 6, 3-pole, AC-3, 55 kW, 400 / 380 V Auxiliary contacts 21 (2 NO + 1 NC) 36 V DC DC operation connected to varistor Operating range 0.7 to 1.25 x US !!! Phased-out product !!! Successor is SIRIUS 3RT | - | 0 | 7
3TB5017-0LW4 |  | 3TB5017-0LW4 | 1 | UN | 1 | 0 | A | D | N | N | 85365080 | 1 |  | 6.674 | KG | 1149.5 | 1149.5 | CP04 | CP04 | Contactor, size 6, 3-pole, AC-3, 55 kW, 400 / 380 V Auxiliary contacts 21 (2 NO + 1 NC) 48 V DC DC operation connected to varistor Operating range 0.7 to 1.25 x US !!! Phased-out product !!! Successor is SIRIUS 3RT | - | 0 | 7
3TB5217-0BB4 |  | 3TB5217-0BB4 | 1 | UN | 1 | 0 | A | D | N | N | 85364900 | 1 | 4011209034396 | 8.594 | KG | 1501 | 1501 | CP04 | CP04 | Contactor, Size 8, 3-pole, AC-3, 90 kW, 400/380 V Auxiliary contacts 22 (2 NO + 2 NC) 24 V DC DC operation ! Phased-out product! Successor is SIRIUS 3RT Preferred successor type is 3RT1056-2AB36 | - | 0 | 7
3TB5217-0BE4 |  | 3TB5217-0BE4 | 1 | UN | 1 | 0 | A | D | N | N | 85364900 | 1 | 4011209241985 | 8.577 | KG | 1558 | 1558 | CP04 | CP04 | Contactor, Size 8, 3-pole, AC-3, 90 kW, 400/380 V Auxiliary contacts 22 (2 NO + 2 NC) 60 V DC DC operation ! Phased-out product! Successor is SIRIUS 3RT | - | 0 | 7
3TB5217-0BF4 |  | 3TB5217-0BF4 | 1 | UN | 1 | 0 | A | D | N | N | 85364900 | 1 | 4011209126145 | 8.204 | KG | 1558 | 1558 | CP04 | CP04 | Contactor, Size 8, 3-pole, AC-3, 90 kW, 400/380 V Auxiliary contacts 22 (2 NO + 2 NC) 110 V DC DC operation ! Phased-out product! Successor is SIRIUS 3RT Preferred successor type is 3RT1056-2AF36 | - | 0 | 7
3TB5217-0BG4 |  | 3TB5217-0BG4 | 1 | UN | 1 | 0 | A | D | N | N | 85364900 | 1 | 4011209182257 | 8.274 | KG | 1558 | 1558 | CP04 | CP04 | Contactor, Size 8, 3-pole, AC-3, 90 kW, 400/380 V Auxiliary contacts 22 (2 NO + 2 NC) 125 V DC DC operation ! Phased-out product! Successor is SIRIUS 3RT Preferred successor type is 3RT1056-2AF36 | - | 0 | 7
3TB5217-0BM4 |  | 3TB5217-0BM4 | 1 | UN | 1 | 0 | A | D | N | N | 85364900 | 1 | 4011209130388 | 8.233 | KG | 1558 | 1558 | CP04 | CP04 | Contactor, Size 8, 3-pole, AC-3, 90 kW, 400/380 V Auxiliary contacts 22 (2 NO + 2 NC) 220 V DC DC operation ! Phased-out product! Successor is SIRIUS 3RT Preferred successor type is 3RT1056-2AP36 | - | 0 | 7
3TB5217-0BP4 |  | 3TB5217-0BP4 | 1 | UN | 1 | 0 | A | D | N | N | 85364900 | 1 | 4011209127593 | 8.466 | KG | 1558 | 1558 | CP04 | CP04 | Contactor, Size 8, 3-pole, AC-3, 90 kW, 400/380 V Auxiliary contacts 22 (2 NO + 2 NC) 230 V DC DC operation ! Phased-out product! Successor is SIRIUS 3RT Preferred successor type is 3RT1056-2AP36 | - | 0 | 7
3TB5217-0BW4 |  | 3TB5217-0BW4 | 1 | UN | 1 | 0 | A | D | N | N | 85364900 | 1 | 4011209184053 | 8.56 | KG | 1558 | 1558 | CP04 | CP04 | Contactor, Size 8, 3-pole, AC-3, 90 kW, 400/380 V Auxiliary contacts 22 (2 NO + 2 NC) 48 V DC DC operation ! Phased-out product! Successor is SIRIUS 3RT Preferred successor type is 3RT1056-2AD36 | - | 0 | 7
3TB5217-0LB4 |  | 3TB5217-0LB4 | 1 | UN | 1 | 0 | A | D | N | N | 85364900 | 1 | 4011209286283 | 9.059 | KG | 1748 | 1748 | CP04 | CP04 | Contactor, Size 8, 3-pole, AC-3, 90 kW, 400/380 V Auxiliary contacts 21 (2 NO + 1 NC) 24 V DC DC operation connected to varistor Operating range 0.7 to 1.25 x US ! Phased-out product! Successor is SIRIUS 3RT Preferred successor type is 3RT1056-2XB46-0LA2 | - | 0 | 7
3TB5217-0LF4 |  | 3TB5217-0LF4 | 1 | UN | 1 | 0 | A | D | N | N | 85364900 | 1 | 4011209261327 | 8.905 | KG | 1748 | 1748 | CP04 | CP04 | Contactor, Size 8, 3-pole, AC-3, 90 kW, 400/380 V Auxiliary contacts 21 (2 NO + 1 NC) 110 V DC DC operation connected to varistor Operating range 0.7 to 1.25 x US ! Phased-out product! Successor is SIRIUS 3RT Preferred successor type is 3RT1056-2XF46-0LA2 | - | 0 | 7
3TB5217-0LJ8 |  | 3TB5217-0LJ8 | 1 | UN | 1 | 0 | A | D | N | N | 85364900 | 1 | 4011209914407 | 8.968 | KG | 1871.5 | 1871.5 | CP04 | CP04 | Contactor, Size 8, 3-pole, AC-3, 90 kW, 400/380 V Auxiliary contacts 21 (2 NO + 1 NC) 72 V DC DC operation connected to varistor Operating range 0.7 to 1.25 x US ! Phased-out product! Successor is SIRIUS 3RT Preferred successor type is 3RT1056-2XJ46-0LA2 | - | 0 | 9
3TB5217-0LW4 |  | 3TB5217-0LW4 | 1 | UN | 1 | 0 | A | D | N | N | 85364900 | 1 | 4011209586543 | 9.036 | KG | 1871.5 | 1871.5 | CP04 | CP04 | Contactor, size 8, 3-pole, AC-3, 90 kW, 400/380 V Auxiliary contacts 21 (2 NO + 1 NC) 48 V DC DC operation connected to varistor Operating range 0.7 to 1.25 x US !!! Phased-out product !!! Successor is SIRIUS 3RT | - | 0 | 9
3TB5217-0LY80-0AB6 |  | 3TB5217-0LY80-0AB6 | 1 | UN | 1 | 15 | C | D | N | N | 85364900 | 1 | 4011209390935 | 8.968 | KG | 1947.5 | 1947.5 | CP04 | CP04 | Contactor size 8 3-pole AC-3, 90 kW, 400/380 V Auxiliary contacts 21 (2 NO+1 NC) Operating range 0.7 to 1.25 x US Connected to varistor DC magnet system, 72 V DC ! Phased-out product! Successor is SIRIUS 3RT | - | 0 | 7
3TB5218-0BB4 |  | 3TB5218-0BB4 | 1 | UN | 1 | 20 | D | D | N | N | 85364900 | 1 | 4011209558212 | 8.48 | KG | 2090 | 2090 | CP04 | CP04 | Contactor, Size 8, 3-pole, AC-3, 90 kW, 400/380 V Standard auxiliary contacts right Solid-state-compatible auxiliary contacts left 24 V DC ! Phased-out product! Successor is SIRIUS 3RT Preferred successor type is 3RT1056-2AB36 | - | 0 | 9
3TB5417-0BB4 |  | 3TB5417-0BB4 | 1 | UN | 1 | 0 | A | D | N | N | 85364900 | 1 | 4011209080300 | 16.151 | KG | 2869 | 2869 | CP04 | CP04 | Contactor, Size 10, 3-pole, AC-3, 132 kW, 400/380 V Auxiliary contacts 22 (2 NO + 2 NC) 24 V DC ! Phased-out product! Successor is SIRIUS 3RT Preferred successor type is 3RT1065-2AB36 | - | 0 | 7
3TB5417-0BE4 |  | 3TB5417-0BE4 | 1 | UN | 1 | 0 | A | D | N | N | 85364900 | 1 | 4011209278516 | 16.563 | KG | 3011.5 | 3011.5 | CP04 | CP04 | Contactor, Size 10, 3-pole, AC-3, 132 kW, 400/380 V Auxiliary contacts 22 (2 NO + 2 NC) 60 V DC ! Phased-out product! Successor is SIRIUS 3RT | - | 0 | 7
3TB5417-0BF4 |  | 3TB5417-0BF4 | 1 | UN | 1 | 0 | A | D | N | N | 85364900 | 1 | 4011209154322 | 16.28 | KG | 3011.5 | 3011.5 | CP04 | CP04 | Contactor, Size 10, 3-pole, AC-3, 132 kW, 400/380 V Auxiliary contacts 22 (2 NO + 2 NC) 110 V DC ! Phased-out product! Successor is SIRIUS 3RT Preferred successor type is 3RT1065-2AF36 | - | 0 | 7
3TB5417-0BG4 |  | 3TB5417-0BG4 | 1 | UN | 1 | 0 | A | D | N | N | 85364900 | 1 | 4011209251229 | 16.35 | KG | 3011.5 | 3011.5 | CP04 | CP04 | Contactor, Size 10, 3-pole, AC-3, 132 kW, 400/380 V Auxiliary contacts 22 (2 NO + 2 NC) 125 V DC ! Phased-out product! Successor is SIRIUS 3RT Preferred successor type is 3RT1065-2AF36 | - | 0 | 7
3TB5417-0BM4 |  | 3TB5417-0BM4 | 1 | UN | 1 | 0 | A | D | N | N | 85364900 | 1 | 4011209149571 | 16.19 | KG | 3011.5 | 3011.5 | CP04 | CP04 | Contactor, Size 10, 3-pole, AC-3, 132 kW, 400/380 V Auxiliary contacts 22 (2 NO + 2 NC) 220 V DC ! Phased-out product! Successor is SIRIUS 3RT Preferred successor type is 3RT1065-2AP36 | - | 0 | 7
3TB5417-0BP4 |  | 3TB5417-0BP4 | 1 | UN | 1 | 0 | A | D | N | N | 85364900 | 1 | 4011209084001 | 16.415 | KG | 3011.5 | 3011.5 | CP04 | CP04 | Contactor, Size 10, 3-pole, AC-3, 132 kW, 400/380 V Auxiliary contacts 22 (2 NO + 2 NC) 230 V DC ! Phased-out product! Successor is SIRIUS 3RT Preferred successor type is 3RT1065-2AP36 | - | 0 | 7
3TB5417-0BU4 |  | 3TB5417-0BU4 | 1 | UN | 1 | 0 | A | D | N | N | 85364900 | 1 | 4011209162495 | 16.188 | KG | 3439 | 3439 | CP04 | CP04 | Contactor, Size 10 3-pole, AC-3, 132 kW, 400/380 V Auxiliary contacts 22 (2 NO + 2 NC) 21.5 V ! Phased-out product! Successor is SIRIUS 3RT Preferred successor type is 3RT1065-2NB36 | - | 0 | 7
3TB5417-0BW4 |  | 3TB5417-0BW4 | 1 | UN | 1 | 0 | A | D | N | N | 85364900 | 1 | 4011209226067 | 6.784 | KG | 3011.5 | 3011.5 | CP04 | CP04 | Contactor, Size 10, 3-pole, AC-3, 132 kW, 400/380 V Auxiliary contacts 22 (2 NO + 2 NC) 48 V DC ! Phased-out product! Successor is SIRIUS 3RT Preferred successor type is 3RT1065-2AD36 | - | 0 | 7
3TB5417-0LB4 |  | 3TB5417-0LB4 | 1 | UN | 1 | 0 | A | D | N | N | 85364900 | 1 | 4011209283145 | 16.692 | KG | 3144.5 | 3144.5 | CP04 | CP04 | Contactor, Size 10, 3-pole, AC-3, 132 kW, 400 / 380 V Auxiliary contacts 21 (2 NO + 1 NC) 24 V DC connected to varistor Operating range 0.7 to 1.25 x US ! Phased-out product! Successor is SIRIUS 3RT Preferred successor type is 3RT1065-2XB46-0LA2 | - | 0 | 7
3TB5417-0LF4 |  | 3TB5417-0LF4 | 1 | UN | 1 | 0 | A | D | N | N | 85364900 | 1 | 4011209296954 | 16.855 | KG | 3144.5 | 3144.5 | CP04 | CP04 | Contactor, Size 10, 3-pole, AC-3, 132 kW, 400 / 380 V Auxiliary contacts 21 (2 NO + 1 NC) 110 V DC connected to varistor Operating range 0.7 to 1.25 x US ! Phased-out product! Successor is SIRIUS 3RT Preferred successor type is 3RT1065-2XF46-0LA2 | - | 0 | 7
3TB5417-0LJ8 |  | 3TB5417-0LJ8 | 1 | UN | 1 | 0 | A | D | N | N | 85364900 | 1 | 4011209920415 | 16.59 | KG | 3211 | 3211 | CP04 | CP04 | Contactor, Size 10, 3-pole, AC-3, 132 kW, 400 / 380 V Auxiliary contacts 21 (2 NO + 1 NC) 72 V DC connected to varistor Operating range 0.7 to 1.25 x US ! Phased-out product! Successor is SIRIUS 3RT Preferred successor type is 3RT1065-2XJ46-0LA2 | - | 0 | 7
3TB5417-0LW4 |  | 3TB5417-0LW4 | 1 | UN | 1 | 10 | C | D | N | N | 85364900 | 1 |  | 16.8 | KG | 3277.5 | 3277.5 | CP04 | CP04 | Contactor, size 10, 3-pole, AC-3, 132 kW, 400 / 380 V Auxiliary contacts 21 (2 NO + 1 NC) 48 V DC connected to varistor Operating range 0.7 to 1.25 x US !!! Phased-out product !!! Successor is SIRIUS 3RT | - | 0 | 7
3TB5617-0BB4 |  | 3TB5617-0BB4 | 1 | UN | 1 | 0 | A | D | N | N | 85364900 | 1 | 4011209095069 | 19.405 | KG | 4009 | 4009 | CP04 | CP04 | Contactor, Size 12, 3-pole, AC-3, 200 kW, 400/380 V Auxiliary contacts 22 (2 NO + 2 NC) 24 V DC ! Phased-out product! Successor is SIRIUS 3RT Preferred successor type is 3RT1075-2AB36 | - | 0 | 7
3TB5617-0BF4 |  | 3TB5617-0BF4 | 1 | UN | 1 | 0 | A | D | N | N | 85364900 | 1 | 4011209196582 | 18.943 | KG | 4161 | 4161 | CP04 | CP04 | Contactor, Size 12, 3-pole, AC-3, 200 kW, 400/380 V Auxiliary contacts 22 (2 NO + 2 NC) 110 V DC ! Phased-out product! Successor is SIRIUS 3RT Preferred successor type is 3RT1075-2AF36 | - | 0 | 7
3TB5617-0BG4 |  | 3TB5617-0BG4 | 1 | UN | 1 | 0 | A | D | N | N | 85364900 | 1 | 4011209097704 | 19.18 | KG | 4161 | 4161 | CP04 | CP04 | Contactor, Size 12, 3-pole, AC-3, 200 kW, 400/380 V Auxiliary contacts 22 (2 NO + 2 NC) 125 V DC ! Phased-out product! Successor is SIRIUS 3RT Preferred successor type is 3RT1075-2AF36 | - | 0 | 7
3TB5617-0BM4 |  | 3TB5617-0BM4 | 1 | UN | 1 | 0 | A | D | N | N | 85364900 | 1 | 4011209084384 | 19.375 | KG | 4161 | 4161 | CP04 | CP04 | Contactor, Size 12, 3-pole, AC-3, 200 kW, 400/380 V Auxiliary contacts 22 (2 NO + 2 NC) 220 V DC ! Phased-out product! Successor is SIRIUS 3RT Preferred successor type is 3RT1075-2AP36 | - | 0 | 7
3TB5617-0BP4 |  | 3TB5617-0BP4 | 1 | UN | 1 | 0 | A | D | N | N | 85364900 | 1 | 4011209127609 | 19.2 | KG | 4161 | 4161 | CP04 | CP04 | Contactor, Size 12, 3-pole, AC-3, 200 kW, 400/380 V Auxiliary contacts 22 (2 NO + 2 NC) 230 V DC ! Phased-out product! Successor is SIRIUS 3RT Preferred successor type is 3RT1075-2AP36 | - | 0 | 7
3TB5617-0BW4 |  | 3TB5617-0BW4 | 1 | UN | 1 | 0 | A | D | N | N | 85364900 | 1 | 4011209139596 | 19.293 | KG | 4161 | 4161 | CP04 | CP04 | Contactor, Size 12, 3-pole, AC-3, 200 kW, 400/380 V Auxiliary contacts 22 (2 NO + 2 NC) 48 V DC ! Phased-out product! Successor is SIRIUS 3RT Preferred successor type is 3RT1075-2AD36 | - | 0 | 7
3TB5617-0BY80-0AD0 |  | 3TB5617-0BY80-0AD0 | 1 | UN | 1 | 0 | A | D | EAR99 | N | 85364900 | 1 | 4011209895607 | 19.318 | KG | 4161 | 4161 | CP04 | CP04 | Contactor, Size 12, 3-pole, DC-3, 200 kW, 400/380 V Auxiliary contacts 22 (2 NO + 2 NC) 52 V DC ! Phased-out product! Successor is SIRIUS 3RT | - | 0 | 9
3TB5617-0LB4 |  | 3TB5617-0LB4 | 1 | UN | 1 | 0 | A | D | N | N | 85364900 | 1 | 4011209499447 | 19.6 | KG | 4237 | 4237 | CP04 | CP04 | Contactor, Size 12, 3-pole, AC-3, 200 kW, 400 / 380 V Auxiliary contacts 21 (2 NO + 1 NC) 24 V DC connected to varistor Operating range 0.7 to 1.25 x US ! Phased-out product! Successor is SIRIUS 3RT Preferred successor type is 3RT1075-2XB46-0LA2 | - | 0 | 7
3TB5617-0LF4 |  | 3TB5617-0LF4 | 1 | UN | 1 | 0 | A | D | N | N | 85364900 | 1 | 4011209199729 | 20 | KG | 4237 | 4237 | CP04 | CP04 | Contactor, Size 12, 3-pole, AC-3, 200 kW, 400 / 380 V Auxiliary contacts 21 (2 NO + 1 NC) 110 V DC connected to varistor Operating range 0.7 to 1.25 x US ! Phased-out product! Successor is SIRIUS 3RT Preferred successor type is 3RT1075-2XF46-0LA2 | - | 0 | 7
3TB5617-0LJ8 |  | 3TB5617-0LJ8 | 1 | UN | 1 | 0 | A | D | N | N | 85364900 | 1 | 4011209910126 | 19.734 | KG | 4237 | 4237 | CP04 | CP04 | Contactor, Size 12, 3-pole, AC-3, 200 kW, 400 / 380 V Auxiliary contacts 21 (2 NO + 1 NC) 72 V DC connected to varistor Operating range 0.7 to 1.25 x US ! Phased-out product! Successor is SIRIUS 3RT Preferred successor type is 3RT1075-2XJ46-0LA2 | - | 0 | 7
3TC4413-0BK2 |  | 3TC4413-0BK2 | 1 | UN | 1 | 10 | C | D | N | N | 85364900 | 1 | 4011209841895 | 0.73 | KG | 273.6 | 273.6 | CP04 | CP04 | Contactor, Size 2, 2-pole, DC-3 and 5, 32 A Auxiliary contacts 11 (1NO + 1NC) 2x solid-state compatible auxiliary contact AC operation 120 V AC 50/60 Hz Special-purpose device | - | 0 | 0
3TC4416-5CQ0 |  | 3TC4416-5CQ0 | 1 | UN | 1 | 10 | C | D | N | N | 85364900 | 1 | 4011209105997 | 1.466 | KG | 749.55 | 749.55 | CP04 | CP04 | Contactor, Size 2, 2-pole, with OFF delay Auxiliary contacts 21 (2NO + 1NC) 380/440 V AC 50 Hz/60 Hz | - | 0 | 0
3TC4417-0AA4 |  | 3TC4417-0AA4 | 1 | UN | 1 | 0 | A | D | N | N | 85364900 | 1 | 4011209145757 | 1.041 | KG | 276.45 | 276.45 | CP04 | CP04 | Contactor size 2, 2-pole DC-3 and 5, 32 A Auxiliary switch 22 (2 NO + 2 NC) Direct current operation 12 V DC | - | 0 | 7
3TC4417-0AB4 |  | 3TC4417-0AB4 | 1 | UN | 1 | 2 | A | D | N | N | 85364900 | 1 | 4011209034419 | 1.06 | KG | 265.05 | 265.05 | CP04 | CP04 | Contactor, Size 2, 2-pole, DC-3 and 5, 32 A Auxiliary contacts 22 (2 NO + 2 NC) 24V DC DC operation Operating range 0.85-1.1 UN | - | 0 | 0
3TC4417-0AB4-Z | B01 | 3TC4417-0AB4-ZB01 | 1 | UN | 1 | 0 | A | D | N | N | 85364900 | 1 | 4011209087811 | 1.06 | KG | 276.45 | 276.45 | CP04 | CP04 | Contactor size 2, 2-pole DC-3 and 5, 32 A Auxiliary switch 22 (2 NO + 2 NC) Direct current operation 24 V DC upright mounting position | - | 0 | 7
3TC4417-0AC4 |  | 3TC4417-0AC4 | 1 | UN | 1 | 10 | C | D | N | N | 85364900 | 1 | 4011209125285 | 1.064 | KG | 276.45 | 276.45 | CP04 | CP04 | Contactor, Size 2, 2-pole, DC-3 and 5, 32 A Auxiliary contacts 22 (2 NO + 2 NC) 30 V DC DC operation | - | 0 | 0
3TC4417-0AD4 |  | 3TC4417-0AD4 | 1 | UN | 1 | 15 | C | D | N | N | 85364900 | 1 | 4011209183438 | 1.129 | KG | 276.45 | 276.45 | CP04 | CP04 | Contactor, Size 2, 2-pole, DC-3 and 5, 32 A Auxiliary contacts 22 (2 NO + 2 NC) 42 V DC DC operation | - | 0 | 0
3TC4417-0AE4 |  | 3TC4417-0AE4 | 1 | UN | 1 | 10 | C | D | N | N | 85364900 | 1 | 4011209034426 | 1.053 | KG | 265.05 | 265.05 | CP04 | CP04 | Contactor, Size 2, 2-pole, DC-3 and 5, 32 A Auxiliary contacts 22 (2 NO + 2 NC) 60 V DC DC operation | - | 0 | 0
3TC4417-0AF4 |  | 3TC4417-0AF4 | 1 | UN | 1 | 2 | A | D | N | N | 85364900 | 1 | 4011209034433 | 1.043 | KG | 265.05 | 257.45 | CP04 | CP04 | Contactor, Size 2, 2-pole, DC-3 and 5, 32 A Auxiliary contacts 22 (2 NO + 2 NC) 110V DC DC operation | Lista Papel 2020 SI | 0 | 0
3TC4417-0AF8 |  | 3TC4417-0AF8 | 1 | UN | 1 | 2 | A | D | N | N | 85364900 | 1 | 4011209165168 | 1.075 | KG | 299.25 | 299.25 | CP04 | CP04 | Contactor, Size 2, 2-pole, DC-3 and 5, 32 A Auxiliary contacts 22 (2 NO + 2 NC) 100 V DC DC operation 100 V DC, 0.8...1.2 US | - | 0 | 0
3TC4417-0AG4 |  | 3TC4417-0AG4 | 1 | UN | 1 | 2 | A | D | N | N | 85364900 | 1 | 4011209034440 | 1.075 | KG | 265.05 | 265.05 | CP04 | CP04 | Contactor, Size 2, 2-pole, DC-3 and 5, 32 A Auxiliary contacts 22 (2 NO + 2 NC) 125V DC DC operation | - | 0 | 0
3TC4417-0AK4 |  | 3TC4417-0AK4 | 1 | UN | 1 | 0 | A | D | N | N | 85364900 | 1 | 4011209175549 | 1.053 | KG | 276.45 | 276.45 | CP04 | CP04 | Contactor size 2, 2-pole DC-3 and 5, 32 A Auxiliary switch 22 (2 NO + 2 NC) Direct current operation 180 V DC | - | 0 | 7
3TC4417-0AL8 |  | 3TC4417-0AL8 | 1 | UN | 1 | 10 | C | D | N | N | 85364900 | 1 | 4011209229938 | 1.056 | KG | 276.45 | 276.45 | CP04 | CP04 | Contactor, Size 2, 2-pole, DC-3 and 5, 32 A, Auxiliary contacts 22 (2 NO + 2 NC) 24V DC DC operation Operating range 0.85-1.02 Un | - | 0 | 0
3TC4417-0AM4 |  | 3TC4417-0AM4 | 1 | UN | 1 | 2 | A | D | N | N | 85364900 | 1 | 4011209034457 | 1 | KG | 265.05 | 265.05 | CP04 | CP04 | Contactor, Size 2, 2-pole, DC-3 and 5, 32 A Auxiliary contacts 22 (2 NO + 2 NC) 220V DC DC operation | - | 0 | 0
3TC4417-0AN4 |  | 3TC4417-0AN4 | 1 | UN | 1 | 5 | B | D | N | N | 85364900 | 1 | 4011209185142 | 1.051 | KG | 276.45 | 276.45 | CP04 | CP04 | Contactor, Size 2, 2-pole, DC-3 and 5, 32 A, Auxiliary contacts 22 (2NO + 2NC) 250 V DC DC operation | - | 0 | 0
3TC4417-0AN4-Z | X95 | 3TC4417-0AN4-ZX95 | 1 | UN | 1 | 0 | A | D | N | N | 85364900 | 30 |  | 1.051 | KG | 276.45 | 276.45 | CP04 | CP04 | Contactor, Size 2, 2-pole, DC-3 and 5, 32 A, Auxiliary contacts 22 (2NO + 2NC) 250 V DC DC operation Reusable packaging = 30 units | - | 0 | 0
3TC4417-0AP4 |  | 3TC4417-0AP4 | 1 | UN | 1 | 5 | B | D | N | N | 85364900 | 1 | 4011209034464 | 1.081 | KG | 265.05 | 257.45 | CP04 | CP04 | Contactor, Size 2, 2-pole, DC-3 and 5, 32 A Auxiliary contacts 22 (2 NO + 2 NC) 230 V DC DC operation | Lista Papel 2020 SI | 0 | 0
3TC4417-0AV4 |  | 3TC4417-0AV4 | 1 | UN | 1 | 10 | C | D | N | N | 85364900 | 1 | 4011209163553 | 1.089 | KG | 276.45 | 276.45 | CP04 | CP04 | Contactor, Size 2, 2-pole, DC-3 and 5, 32 A Auxiliary contacts 22 (2 NO + 2 NC) 36 V DC DC operation | - | 0 | 0
3TC4417-0AW4 |  | 3TC4417-0AW4 | 1 | UN | 1 | 5 | B | D | N | N | 85364900 | 1 | 4011209034471 | 1.057 | KG | 265.05 | 265.05 | CP04 | CP04 | Contactor, Size 2, 2-pole, DC-3 and 5, 32 A Auxiliary contacts 22 (2 NO + 2 NC) 48V DC DC operation | - | 0 | 0
3TC4417-0AY80-0AB7 |  | 3TC4417-0AY80-0AB7 | 1 | UN | 1 | 15 | C | D | N | N | 85364900 | 1 | 4011209385092 | 0.823 | KG | 299.25 | 299.25 | CP04 | CP04 | Contactor size 2, 2-pole DC-3 and 5, 32 A Auxiliary switch 22 (2 NO + 2 NC) Direct current operation 72 V DC | - | 0 | 7
3TC4417-0AY80-0AD0 |  | 3TC4417-0AY80-0AD0 | 1 | UN | 1 | 0 | A | D | N | N | 85364900 | 1 |  | 1.053 | KG | 299.25 | 299.25 | CP04 | CP04 | Contactor, Size 2, 2-pole, DC-3 and 5, 32 A Auxiliary contacts 22 (2 NO + 2 NC) 52 V DC DC operation | - | 0 | 0
3TC4417-0AY80-0AD8 |  | 3TC4417-0AY80-0AD8 | 1 | UN | 1 | 0 | A | D | N | N | 85364900 | 1 | 4011209445697 | 1.064 | KG | 307.8 | 307.8 | CP04 | CP04 | Contactor, Size 2, 2-pole, DC-3 and 5, 32 A Auxiliary contacts 22 (2 NO + 2 NC) 52 V DC DC operation Subway England, replacement for 3TY4803-0AK1 Factory serial number Z=G51618 | - | 0 | 0
3TC4417-0AY80-0AG5 |  | 3TC4417-0AY80-0AG5 | 1 | UN | 1 | 0 | A | D | N | N | 85364900 | 1 | 4011209653047 | 1.05 | KG | 299.25 | 299.25 | CP04 | CP04 | Contactor size 2, 2-pole DC-3 and 5, 32 A Auxiliary switch 22 (2 NO + 2 NC) 104 V DC | - | 0 | 7
3TC4417-0AY80-0AH4 |  | 3TC4417-0AY80-0AH4 | 1 | UN | 1 | 10 | C | D | N | N | 85364900 | 1 |  | 1.05 | KG | 413.25 | 413.25 | CP04 | CP04 | CONTACTOR SIZE 2 2-POLE DC-3 AND 5, 32 A AUX. SWITCH 22 (2NO+2NC) 288V DC | - | 0 | 7
3TC4417-0BB0 |  | 3TC4417-0BB0 | 1 | UN | 1 | 5 | B | D | N | N | 85364900 | 1 | 4011209034488 | 0.676 | KG | 186.2 | 180.5 | CP04 | CP04 | Contactor, Size 2, 2-pole, DC-3 and 5, 32 A Auxiliary contacts 22 (2 NO + 2 NC) 24 V AC 50 Hz/29 V AC 60 Hz AC operation | Lista Papel 2020 SI | 0 | 0
3TC4417-0BC1 |  | 3TC4417-0BC1 | 1 | UN | 1 | 0 | A | D | N | N | 85364900 | 1 | 4011209034495 | 0.67 | KG | 193.8 | 193.8 | CP04 | CP04 | Contactor, Size 2, 2-pole, DC-3 and 5, 32 A Auxiliary contacts 22 (2 NO + 2 NC) 24 V AC 60 Hz/20 V AC 50 Hz AC operation | - | 0 | 0
3TC4417-0BC2 |  | 3TC4417-0BC2 | 1 | UN | 1 | 10 | C | D | N | N | 85364900 | 1 | 4011209258839 | 0.66 | KG | 186.2 | 186.2 | CP04 | CP04 | Contactor, Size 2, 2-pole, DC-3 and 5, 32 A Auxiliary contacts 22 (2 NO + 2 NC) 24 V AC 50/60 Hz AC operation | - | 0 | 0
3TC4417-0BD0 |  | 3TC4417-0BD0 | 1 | UN | 1 | 10 | C | D | N | N | 85364900 | 1 | 4011209034501 | 0.693 | KG | 193.8 | 193.8 | CP04 | CP04 | Contactor, Size 2, 2-pole, DC-3 and 5, 32 A Auxiliary contacts 22 (2 NO + 2 NC) 42 V AC 50 Hz/50 V AC 60 Hz AC operation | - | 0 | 0
3TC4417-0BF0 |  | 3TC4417-0BF0 | 1 | UN | 1 | 2 | A | D | N | N | 85364900 | 1 | 4011209034518 | 0.677 | KG | 186.2 | 180.5 | CP04 | CP04 | Contactor, Size 2, 2-pole, DC-3 and 5, 32 A Auxiliary contacts 22 (2 NO + 2 NC) 110V AC 50Hz/132V AC 60Hz AC operation | Lista Papel 2020 SI | 0 | 0
3TC4417-0BG1 |  | 3TC4417-0BG1 | 1 | UN | 1 | 2 | A | D | N | N | 85364900 | 1 | 4011209034525 | 0.677 | KG | 193.8 | 193.8 | CP04 | CP04 | Contactor, Size 2, 2-pole, DC-3 and 5, 32 A Auxiliary contacts 22 (2 NO + 2 NC) 110 V 60 Hz/92 V AC 50 Hz AC operation | - | 0 | 0
3TC4417-0BG2 |  | 3TC4417-0BG2 | 1 | UN | 1 | 5 | B | D | N | N | 85364900 | 1 | 4011209210981 | 0.686 | KG | 186.2 | 186.2 | CP04 | CP04 | Contactor, Size 2, 2-pole, DC-3 and 5, 32 A Auxiliary contacts 22 (2 NO + 2 NC) 110 V AC 50/60 Hz AC operation | - | 0 | 0
3TC4417-0BJ2 |  | 3TC4417-0BJ2 | 1 | UN | 1 | 0 | A | D | N | N | 85364900 | 1 | 4011209231924 | 0.69 | KG | 193.8 | 193.8 | CP04 | CP04 | Contactor, Size 2, 2-pole, DC-3 and 5, 32 A Auxiliary contacts 22 (2 NO + 2 NC) 115 V AC 50/60 Hz AC operation | - | 0 | 0
3TC4417-0BK1 |  | 3TC4417-0BK1 | 1 | UN | 1 | 10 | C | D | N | N | 85364900 | 1 | 4011209086562 | 0.692 | KG | 193.8 | 193.8 | CP04 | CP04 | Contactor, Size 2, 2-pole, DC-3 and 5, 32 A Auxiliary contacts 22 (2 NO + 2 NC) 120 V AC 60 Hz/100 V AC 50 Hz AC operation | - | 0 | 0
3TC4417-0BK2 |  | 3TC4417-0BK2 | 1 | UN | 1 | 10 | C | D | N | N | 85364900 | 1 | 4011209229549 | 0.682 | KG | 186.2 | 186.2 | CP04 | CP04 | Contactor, Size 2, 2-pole, DC-3 and 5, 32 A Auxiliary contacts 22 (2 NO + 2 NC) 120 V AC 50/60 Hz AC operation | - | 0 | 0
3TC4417-0BK6 |  | 3TC4417-0BK6 | 1 | UN | 1 | 10 | C | D | N | N | 85364900 | 1 | 4011209142244 | 0.692 | KG | 193.8 | 193.8 | CP04 | CP04 | Contactor size 2, 2-pole DC-3 and 5, 32 A Auxiliary switch 22 (2 NO + 2 NC) Alternating current operation 120 V AC 60 Hz/110 V AC 50 Hz | - | 0 | 7
3TC4417-0BL0 |  | 3TC4417-0BL0 | 1 | UN | 1 | 0 | A | D | N | N | 85364900 | 1 | 4011209241848 | 0.692 | KG | 193.8 | 193.8 | CP04 | CP04 | Contactor size 2, 2-pole DC-3 and 5, 32 A Auxiliary switch 22 (2 NO + 2 NC) Alternating current operation 125, 127 V AC 50 Hz 150, 152 V AC 60 Hz | - | 0 | 7
3TC4417-0BL1 |  | 3TC4417-0BL1 | 1 | UN | 1 | 10 | C | D | N | N | 85364900 | 1 | 4011209082564 | 0.655 | KG | 193.8 | 193.8 | CP04 | CP04 | Contactor, Size 2, 2-pole, DC-3 and 5, 32 A Auxiliary contacts 22 (2 NO + 2 NC) 230 V AC 60 Hz/192 V AC 50 Hz AC operation | - | 0 | 0
3TC4417-0BL2 |  | 3TC4417-0BL2 | 1 | UN | 1 | 5 | B | D | N | N | 85364900 | 1 | 4011209222724 | 0.678 | KG | 186.2 | 186.2 | CP04 | CP04 | Contactor, Size 2, 2-pole, DC-3 and 5, 32 A Auxiliary contacts 22 (2 NO + 2 NC) 230 V AC 50/60 Hz AC operation | - | 0 | 0
3TC4417-0BL2-Z | X95 | 3TC4417-0BL2-ZX95 | 1 | UN | 1 | 0 | A | D | N | N | 85364900 | 30 |  | 0.678 | KG | 186.2 | 186.2 | CP04 | CP04 | Contactor, Size 2, 2-pole, DC-3 and 5, 32 A Auxiliary contacts 22 (2NO + 2NC) 230 V AC 50/60 Hz AC operation Reusable packaging = 30 units | - | 0 | 0
3TC4417-0BM2 |  | 3TC4417-0BM2 | 1 | UN | 1 | 10 | C | D | N | N | 85364900 | 1 | 4011209228894 | 0.689 | KG | 193.8 | 193.8 | CP04 | CP04 | Contactor, Size 2, 2-pole, DC-3 and 5, 32 A Auxiliary contacts 22 (2 NO + 2 NC) 208 V AC 50/60 Hz AC operation | - | 0 | 0
3TC4417-0BN1 |  | 3TC4417-0BN1 | 1 | UN | 1 | 10 | C | D | N | N | 85364900 | 1 | 4011209034549 | 0.683 | KG | 193.8 | 193.8 | CP04 | CP04 | Contactor, Size 2, 2-pole, DC-3 and 5, 32 A Auxiliary contacts 22 (2 NO + 2 NC) 220 V AC 60 Hz/183 V AC 50 Hz AC operation | - | 0 | 0
3TC4417-0BN2 |  | 3TC4417-0BN2 | 1 | UN | 1 | 10 | C | D | N | N | 85364900 | 1 | 4011209347922 | 0.722 | KG | 186.2 | 186.2 | CP04 | CP04 | Contactor, Size 2, 2-pole, DC-3 and 5, 32 A Auxiliary contacts 22 (2 NO + 2 NC) 220 V AC 50/60 Hz AC operation | - | 0 | 0
3TC4417-0BP0 |  | 3TC4417-0BP0 | 1 | UN | 1 | 2 | A | D | N | N | 85364900 | 1 | 4011209034556 | 0.68 | KG | 186.2 | 180.5 | CP04 | CP04 | Contactor, Size 2, 2-pole, DC-3 and 5, 32 A Auxiliary contacts 22 (2 NO + 2 NC) 230V AC 50Hz, 277 V 60 Hz AC operation | Lista Papel 2020 SI | 0 | 0
3TC4417-0BP2 |  | 3TC4417-0BP2 | 1 | UN | 1 | 5 | B | D | N | N | 85364900 | 1 | 4011209261334 | 0.678 | KG | 193.8 | 193.8 | CP04 | CP04 | Contactor, Size 2, 2-pole, DC-3 and 5, 32 A Auxiliary contacts 22 (2 NO + 2 NC) 240 V AC 50/60 Hz AC operation | - | 0 | 0
3TC4417-0BP6 |  | 3TC4417-0BP6 | 1 | UN | 1 | 0 | A | D | N | N | 85364900 | 1 | 4011209105874 | 0.673 | KG | 193.8 | 193.8 | CP04 | CP04 | Contactor size 2, 2-pole DC-3 and 5, 32 A Auxiliary switch 22 (2 NO + 2 NC) Alternating current operation 240 V AC 60 Hz/22 V AC 50 Hz | - | 0 | 7
3TC4417-0BQ0 |  | 3TC4417-0BQ0 | 1 | UN | 1 | 15 | C | D | N | N | 85364900 | 1 | 4011209151246 | 0.673 | KG | 209.95 | 209.95 | CP04 | CP04 | Contactor, Size 2, 2-pole, DC-3 and 5, 32 A Auxiliary contacts 22 (2 NO + 2 NC) 380/460 V AC 50 Hz/60 Hz AC operation | - | 0 | 0
3TC4417-0BR0 |  | 3TC4417-0BR0 | 1 | UN | 1 | 0 | A | D | N | N | 85364900 | 1 | 4011209243040 | 0.682 | KG | 193.8 | 193.8 | CP04 | CP04 | Contactor, Size 2, 2-pole, DC-3 and 5, 32 A Auxiliary contacts 22 (2 NO + 2 NC) 415 V AC 50 Hz/500 V AC 60 Hz AC operation | - | 0 | 0
3TC4417-0BR2 |  | 3TC4417-0BR2 | 1 | UN | 1 | 0 | A | D | N | N | 85364900 | 1 | 4011209218192 | 0.684 | KG | 193.8 | 193.8 | CP04 | CP04 | Contactor, Size 2, 2-pole, DC-3 and 5, 32 A Auxiliary contacts 22 (2 NO + 2 NC) 440 V AC 50/60 Hz AC operation | - | 0 | 0
3TC4417-0BS0 |  | 3TC4417-0BS0 | 1 | UN | 1 | 10 | C | D | N | N | 85364900 | 1 | 4011209167360 | 0.684 | KG | 193.8 | 193.8 | CP04 | CP04 | Contactor size 2, 2-pole DC-3 and 5, 32 A Auxiliary switch 22 (2 NO + 2 NC) Alternating current operation 500 V AC 50 Hz/600 V AC 60 Hz | - | 0 | 7
3TC4417-0BU0 |  | 3TC4417-0BU0 | 1 | UN | 1 | 5 | B | D | N | N | 85364900 | 1 | 4011209080980 | 0.667 | KG | 186.2 | 186.2 | CP04 | CP04 | Contactor, Size 2, 2-pole, DC-3 and 5, 32 A Auxiliary contacts 22 (2 NO + 2 NC) 240 V AC 50 Hz/288 V AC 60 Hz AC operation | - | 0 | 0
3TC4417-0BV0 |  | 3TC4417-0BV0 | 1 | UN | 1 | 10 | C | D | N | N | 85364900 | 1 | 4011209197398 | 0.662 | KG | 193.8 | 193.8 | CP04 | CP04 | Contactor, Size 2, 2-pole, DC-3 and 5, 32 A Auxiliary contacts 22 (2 NO + 2 NC) 400/380 V AC 50 Hz, 480/460 V 60 Hz AC operation | - | 0 | 0
3TC4417-0CB4 |  | 3TC4417-0CB4 | 1 | UN | 1 | 5 | B | D | N | N | 85364900 | 1 | 4011209034563 | 1.305 | KG | 460.75 | 460.75 | CP04 | CP04 | Contactor, Size 2, 2-pole, DC-3 and 5, 32 A Auxiliary contacts 22 (2 NO + 2 NC) 24V DC DC operation Operating range 0.7/0.8-1.2 UN | - | 0 | 0
3TC4417-0CF4 |  | 3TC4417-0CF4 | 1 | UN | 1 | 10 | C | D | N | N | 85364900 | 1 | 4011209034570 | 1.328 | KG | 460.75 | 460.75 | CP04 | CP04 | Contactor, Size 2, 2-pole, DC-3 and 5, 32 A Auxiliary contacts 22 (2 NO + 2 NC) 110V DC DC operation | - | 0 | 0
3TC4417-0CM4 |  | 3TC4417-0CM4 | 1 | UN | 1 | 10 | C | D | N | N | 85364900 | 1 | 4011209111073 | 1.254 | KG | 460.75 | 460.75 | CP04 | CP04 | Contactor size 2, 2-pole DC-3 and 5, 32 A Auxiliary switch 22 (2 NO + 2 NC) DC operation 220 V DC | - | 0 | 7
3TC4417-0CV4 |  | 3TC4417-0CV4 | 1 | UN | 1 | 10 | C | D | N | N | 85364900 | 1 | 4011209146587 | 1.302 | KG | 472.15 | 472.15 | CP04 | CP04 | Contactor size 2, 2-pole DC-3 and 5, 32 A Auxiliary switch 22 (2 NO + 2 NC) DC operation 36 V DC | - | 0 | 7
3TC4417-0CW4 |  | 3TC4417-0CW4 | 1 | UN | 1 | 0 | A | D | N | N | 85364900 | 1 | 4011209278431 | 1.385 | KG | 460.75 | 460.75 | CP04 | CP04 | Contactor size 2, 2-pole DC-3 and 5, 32 A Auxiliary switch 22 (2 NO + 2 NC) DC operation 48 V DC | - | 0 | 7
3TC4417-0CY80-0AA0 |  | 3TC4417-0CY80-0AA0 | 1 | UN | 1 | 10 | C | D | N | N | 85364900 | 1 | 4011209378803 | 1.345 | KG | 501.6 | 501.6 | CP04 | CP04 | Contactor, Size 2, 2-pole, DC-3 and 5, 32 A Auxiliary contacts 22 (2 NO + 2 NC) 750 V DC, 0.7...1.2 US DC operation | - | 0 | 0
3TC4417-0CY80-0AB4 |  | 3TC4417-0CY80-0AB4 | 1 | UN | 1 | 10 | C | D | N | N | 85364900 | 1 | 4011209380486 | 1.355 | KG | 501.6 | 501.6 | CP04 | CP04 | Contactor, Size 2, 2-pole, DC-3 and 5, 32 A Auxiliary contacts 22 (2 NO + 2 NC) 600 V DC, 0.7...1.2 US DC operation | - | 0 | 0
3TC4417-0CY80-0AC0 |  | 3TC4417-0CY80-0AC0 | 1 | UN | 1 | 0 | A | D | N | N | 85364900 | 1 | 4011209387478 | 1.312 | KG | 501.6 | 501.6 | CP04 | CP04 | Contactor size 2, 2-pole DC-3 and 5, 32 A Auxiliary switch 22 (2 NO + 2 NC) 24 V DC, 0.7...1.33 US | - | 0 | 7
3TC4417-0CY80-0AC8 |  | 3TC4417-0CY80-0AC8 | 1 | UN | 1 | 0 | A | D | N | N | 85364900 | 1 | 4011209490895 | 1.391 | KG | 501.6 | 501.6 | CP04 | CP04 | Contactor, Size 2, 2-pole, DC-3 and 5, 32 A Auxiliary contacts 22 (2 NO + 2 NC) DC operation DC operation 0.7...1.2 US | - | 0 | 0
3TC4417-0CY80-0AG0 |  | 3TC4417-0CY80-0AG0 | 1 | UN | 1 | 0 | A | D | N | N | 85364900 | 1 | 4011209491687 | 1.374 | KG | 501.6 | 501.6 | CP04 | CP04 | Contactor size 2, 2-pole DC-3 and 5, 32 A Auxiliary switch 22 (2 NO + 2 NC) 630 V DC, 0.7...1.2 US | - | 0 | 7
3TC4417-0HP0 |  | 3TC4417-0HP0 | 1 | UN | 1 | 10 | C | D | N | N | 85364900 | 1 | 4011209168145 | 0.68 | KG | 244.15 | 244.15 | CP04 | CP04 | Contactor, Size 2, 2-pole, DC-3 and 5, 32 A Auxiliary contacts 21 (2NO + 1NC) 230 V AC 50 Hz, 277 V 60 Hz AC/DC operation connected to varistor | - | 0 | 0
3TC4417-0LB4 |  | 3TC4417-0LB4 | 1 | UN | 1 | 5 | B | D | N | N | 85364900 | 1 | 4011209203372 | 1.322 | KG | 353.4 | 353.4 | CP04 | CP04 | Contactor, Size 2, 2-pole, for railway applications DC-3 and 5, 7.5 A at 750 V 24 V DC Auxiliary contacts 21 (2NO+1NC) with varistor and series resistor Operating range 0.7...1.25xUS Operating range 0.7...1.25xUS | - | 0 | 0
3TC4417-0LB4-Z | B01 | 3TC4417-0LB4-ZB01 | 1 | UN | 1 | 0 | A | D | N | N | 85364900 | 1 | 4011209224490 | 1.31 | KG | 367.65 | 367.65 | CP04 | CP04 | Contactor size 2, 2-pole for railway applications DC-3 and 5, 7.5 A at 750 V Auxiliary contacts 21 (2 NO + 1 NC) Operating range 0.7 to 1.25 x US connected to varistor DC magnet system 24 V DC Upright mounting position | - | 0 | 7
3TC4417-0LC8 |  | 3TC4417-0LC8 | 1 | UN | 1 | 0 | A | D | N | N | 85364900 | 1 | 4011209748330 | 1.41 | KG | 367.65 | 367.65 | CP04 | CP04 | Contactor, Size 2, 2-pole, for railway applications DC-3 and 5, 7.5 A at 750 V 33 V DC Auxiliary contacts 21 (2NO+1NC) with varistor and series resistor Operating range 0.7...1.25xUS | - | 0 | 0
3TC4417-0LF4 |  | 3TC4417-0LF4 | 1 | UN | 1 | 10 | C | D | N | N | 85364900 | 1 | 4011209197206 | 1.304 | KG | 353.4 | 353.4 | CP04 | CP04 | Contactor, Size 2, 2-pole, for railway applications DC-3 and 5, 7.5 A at 750 V 110V DC Auxiliary contacts 21 (2NO+1NC) with varistor and series resistor Operating range 0.7...1.25xUS | - | 0 | 0
3TC4417-0LF4-Z | B01 | 3TC4417-0LF4-ZB01 | 1 | UN | 1 | 0 | A | D | N | N | 85364900 | 1 | 4011209288294 | 1.2 | KG | 367.65 | 367.65 | CP04 | CP04 | Contactor size 2, 2-pole for railway applications DC-3 and 5, 7.5 A at 750 V Auxiliary contacts 21 (2 NO + 1 NC) Operating range 0.7 to 1.25 x US connected to varistor DC magnet system 110 V DC Upright mounting position Reusable packaging Packing quantity 20 units | - | 0 | 7
3TC4417-0LF4-Z | X95 | 3TC4417-0LF4-ZX95 | 1 | UN | 1 | 0 | A | D | N | N | 85364900 | 20 | 4011209293694 | 1.2 | KG | 353.4 | 353.4 | CP04 | CP04 | Contactor, Size 2, 2-pole, for railway applications DC-3 and 5, 7.5 A at 750 V DC 110V Auxiliary contacts 21 (2NO+1NC) connected to varistor Operating range 0.7...1.25xUS Reusable packaging Packing quantity 20 units | - | 0 | 0
3TC4417-0LJ8 |  | 3TC4417-0LJ8 | 1 | UN | 1 | 0 | A | D | EAR99 | N | 85364900 | 1 |  | 1.338 | KG | 460.75 | 460.75 | CP04 | CP04 | Contactor, Size 2, 2-pole, for railway applications DC-3 and 5, 7.5 A at 750 V 72 V DC Auxiliary contacts 21 (2NO+1NC) with varistor and series resistor Operating range 0.7...1.25xUS | - | 0 | 0
3TC4417-0LV4 |  | 3TC4417-0LV4 | 1 | UN | 1 | 0 | A | D | N | N | 85364900 | 1 | 4011209231849 | 1.338 | KG | 367.65 | 367.65 | CP04 | CP04 | Contactor, Size 2, 2-pole, for railway applications DC-3 and 5, 7.5 A at 750 V 36 V DC Auxiliary contacts 21 (2NO+1NC) with varistor and series resistor Operating range 0.7...1.25xUS | - | 0 | 0
3TC4417-0LV4-Z | B01 | 3TC4417-0LV4-ZB01 | 1 | UN | 1 | 0 | A | D | N | N | 85364900 | 1 | 4011209396357 | 1.342 | KG | 380 | 380 | CP04 | CP04 | Contactor size 2, 2-pole for railway applications DC-3 and 5, 7.5 A at 750 V Auxiliary contacts 21 (2 NO + 1 NC) Operating range 0.7 to 1.25 x US connected to varistor DC magnet system 36 V DC Upright mounting position | - | 0 | 7
3TC4417-0LW4 |  | 3TC4417-0LW4 | 1 | UN | 1 | 0 | A | D | N | N | 85364900 | 1 | 4011209276512 | 1.293 | KG | 360.05 | 360.05 | CP04 | CP04 | Contactor, Size 2, 2-pole, for railway applications DC-3 and 5, 7.5 A at 750 V 48V DC Auxiliary contacts 21 (2NO+1NC) with varistor and series resistor Operating range 0.7...1.25xUS | - | 0 | 0
3TC4417-0LY80-0AH0 |  | 3TC4417-0LY80-0AH0 | 1 | UN | 1 | 0 | A | D | N | N | 85364900 | 1 |  | 1.31 | KG | 367.65 | 367.65 | CP04 | CP04 | Contactor size 2, 2-pole for railway applications DC-3 and 5, 7.5 A at 750 V Auxiliary contacts 21 (2NO + 1NC) Operating range 0.7 to 1.25 x US with varistor and series resistor DC magnet system 52 V DC, 70Â° | - | 0 | 7
3TC4417-1LF4 |  | 3TC4417-1LF4 | 1 | UN | 1 | 10 | C | D | N | N | 85364900 | 1 | 4011209220973 | 1.206 | KG | 329.65 | 329.65 | CP04 | CP04 | Contactor (FAGA) railway version Auxiliary switch 22 (2 NO + 2 NC) Direct current operation with built-on varistor 110 V DC | - | 0 | 7
3TC4417-4AB4 |  | 3TC4417-4AB4 | 1 | UN | 1 | 0 | A | D | EAR99 | N | 85364900 | 1 |  | 1.072 | KG | 267.9 | 267.9 | CP04 | CP04 | Reversing contactor for 3TF6833-.D and 3TF6933-.D DC-3 and 5, 32 A Auxiliary switch 22 (2 NO + 2 NC) Direct current operation 24 V DC | - | 0 | 7
3TC4417-4AF4 |  | 3TC4417-4AF4 | 1 | UN | 1 | 10 | C | D | N | N | 85364900 | 1 | 4011209280243 | 1.072 | KG | 267.9 | 267.9 | CP04 | CP04 | Reversing contactor for 3TF6833-.D and 3TF6933-.D DC-3 and 5, 32 A Auxiliary switch 22 (2 NO + 2 NC) Direct current operation 110 V DC | - | 0 | 7
3TC4417-4AM4 |  | 3TC4417-4AM4 | 1 | UN | 1 | 0 | A | D | N | N | 85364900 | 1 | 4011209085848 | 1.029 | KG | 267.9 | 267.9 | CP04 | CP04 | Reversing contactor for 3TF6833-.D and 3TF6933-.D DC-3 and 5, 32 A Auxiliary switch 22 (2 NO + 2 NC) Direct current operation 220 V DC | - | 0 | 7
3TC4417-4AP4 |  | 3TC4417-4AP4 | 1 | UN | 1 | 10 | C | D | N | N | 85364900 | 1 | 4011209385528 | 1.079 | KG | 267.9 | 267.9 | CP04 | CP04 | Reversing contactor for 3TF6833-.D and 3TF6933-.D DC-3 and 5, 32 A Auxiliary switch 22 (2 NO + 2 NC) Direct current operation 230 V DC | - | 0 | 7
3TC4417-5KB4 |  | 3TC4417-5KB4 | 1 | UN | 1 | 10 | C | D | N | N | 85364900 | 1 | 4011209034648 | 1.077 | KG | 317.3 | 317.3 | CP04 | CP04 | Contactor, Size 2, 2-pole, DC-3 and 5, 32 A Auxiliary switch 22 (2 NO + 2 NC) 24V DC DC operation with integrated varistor | - | 0 | 0
3TC4417-5KB4-Z | B01 | 3TC4417-5KB4-ZB01 | 1 | UN | 1 | 0 | A | D | N | N | 85364900 | 1 | 4011209163355 | 1.06 | KG | 330.6 | 330.6 | CP04 | CP04 | Contactor size 2, 2-pole DC-3 and 5, 32 A Auxiliary switch 22 (2 NO + 2 NC) Direct current operation with integrated varistor 24 V DC upright mounting position | - | 0 | 7
3TC4417-5KV4 |  | 3TC4417-5KV4 | 1 | UN | 1 | 10 | C | D | N | N | 85364900 | 1 | 4011209207325 | 1.065 | KG | 330.6 | 330.6 | CP04 | CP04 | Contactor size 2, 2-pole DC-3 and 5, 32 A Auxiliary switch 22 (2 NO + 2 NC) Direct current operation with integrated varistor 36 V DC | - | 0 | 7
3TC4417-5KY80-0AA6 |  | 3TC4417-5KY80-0AA6 | 1 | UN | 1 | 10 | C | D | N | N | 85364900 | 1 | 4011209382121 | 1.283 | KG | 493.05 | 493.05 | CP04 | CP04 | CONTACTOR SIZE 2, 2-POLE DC-3 AND 5, 32 A AUX. SWITCHES 42 (4NO+2NC) DC OPERATION 48 V DC WITH INTEGRATED VARISTOR | - | 0 | 7
3TC4418-0AA4 |  | 3TC4418-0AA4 | 1 | UN | 1 | 0 | A | D | N | N | 85364900 | 1 | 4011209629295 | 1.044 | KG | 313.5 | 313.5 | CP04 | CP04 | Contactor size 2, 2-pole DC-3 and 5, 32 A Auxiliary switch on the right: 1 NO + 1 NC standard Left: 1 changeover contact Solid-state-compatible DC operation 12 V DC | - | 0 | 7
3TC4814-0BM0 |  | 3TC4814-0BM0 | 1 | UN | 1 | 15 | C | D | N | N | 85364900 | 1 | 4011209099517 | 3.53 | KG | 893.95 | 893.95 | CP04 | CP04 | Contactor size 4, 2-pole DC-4, Rated operating current 75 A Auxiliary switch 44 E(4 NO + 4 NC) Alternating current operation 220 V AC 50 Hz/264 V AC 60 Hz | - | 0 | 7
3TC4817-0AA4 |  | 3TC4817-0AA4 | 1 | UN | 1 | 0 | A | D | N | N | 85364900 | 1 | 4011209165083 | 4.566 | KG | 1064 | 1064 | CP04 | CP04 | Contactor size 4, 2-pole DC-3 and 5, 75 A Auxiliary switch 22 (2 NO + 2 NC) Direct current operation 12 V | - | 0 | 7
3TC4817-0AB4 |  | 3TC4817-0AB4 | 1 | UN | 1 | 2 | A | D | N | N | 85364900 | 1 | 4011209034655 | 4.5 | KG | 949.05 | 922.45 | CP04 | CP04 | Contactor, Size 4, 2-pole, DC-3 and 5, 75 A Auxiliary switch 22 (2 NO + 2 NC) 24 V DC DC operation | Lista Papel 2020 SI | 0 | 0
3TC4817-0AE4 |  | 3TC4817-0AE4 | 1 | UN | 1 | 15 | C | D | N | N | 85364900 | 1 | 4011209091528 | 4.505 | KG | 949.05 | 949.05 | CP04 | CP04 | Contactor, Size 4, 2-pole, DC-3 and 5, 75 A Auxiliary switch 22 (2 NO + 2 NC) 60 V DC DC operation | - | 0 | 0
3TC4817-0AF4 |  | 3TC4817-0AF4 | 1 | UN | 1 | 2 | A | D | N | N | 85364900 | 1 | 4011209034662 | 4.49 | KG | 949.05 | 922.45 | CP04 | CP04 | Contactor, Size 4, 2-pole, DC-3 and 5, 75 A Auxiliary switch 22 (2 NO + 2 NC) 110V DC DC operation | Lista Papel 2020 SI | 0 | 0
3TC4817-0AF8 |  | 3TC4817-0AF8 | 1 | UN | 1 | 15 | C | D | N | N | 85364900 | 1 | 4011209186712 | 4.58 | KG | 978.5 | 978.5 | CP04 | CP04 | Contactor, Size 4, 2-pole, DC-3 and 5, 75 A, Auxiliary switch 22 (2 NO + 2 NC) 100 V DC DC operation Special version | - | 0 | 0
3TC4817-0AG4 |  | 3TC4817-0AG4 | 1 | UN | 1 | 5 | B | D | N | N | 85364900 | 1 | 4011209086579 | 4.4 | KG | 949.05 | 949.05 | CP04 | CP04 | Contactor, Size 4, 2-pole, DC-3 and 5, 75 A Auxiliary switch 22 (2 NO + 2 NC) 125V DC DC operation | - | 0 | 0
3TC4817-0AM4 |  | 3TC4817-0AM4 | 1 | UN | 1 | 2 | A | D | N | N | 85364900 | 1 | 4011209034679 | 4.425 | KG | 949.05 | 922.45 | CP04 | CP04 | Contactor, Size 4, 2-pole, DC-3 and 5, 75 A Auxiliary switch 22 (2 NO + 2 NC) 220V DC DC operation | Lista Papel 2020 SI | 0 | 0
3TC4817-0AN4 |  | 3TC4817-0AN4 | 1 | UN | 1 | 5 | B | D | N | N | 85364900 | 1 | 4011209196414 | 4.431 | KG | 978.5 | 978.5 | CP04 | CP04 | Contactor size 4, 2-pole DC-3 and 5, 75 A Auxiliary switch 22 (2 NO + 2 NC) Direct current operation 250 V DC | - | 0 | 7
3TC4817-0AP4 |  | 3TC4817-0AP4 | 1 | UN | 1 | 15 | C | D | N | N | 85364900 | 1 | 4011209103009 | 4.548 | KG | 949.05 | 922.45 | CP04 | CP04 | Contactor, Size 4, 2-pole, DC-3 and 5, 75 A Auxiliary switch 22 (2 NO + 2 NC) 230 V DC DC operation | Lista Papel 2020 SI | 0 | 0
3TC4817-0AW4 |  | 3TC4817-0AW4 | 1 | UN | 1 | 15 | C | D | N | N | 85364900 | 1 | 4011209115705 | 4.47 | KG | 949.05 | 949.05 | CP04 | CP04 | Contactor, Size 4, 2-pole, DC-3 and 5, 75 A Auxiliary switch 22 (2 NO + 2 NC) 48V DC DC operation | - | 0 | 0
3TC4817-0AY80-0AC1 |  | 3TC4817-0AY80-0AC1 | 1 | UN | 1 | 0 | A | D | N | N | 85364900 | 1 | 4011209391307 | 4.542 | KG | 1102 | 1102 | CP04 | CP04 | Contactor size 4, 2-pole DC-3 and 5, 75 A Auxiliary switch 22 (2 NO + 2 NC) 70 V DC 0.8...1.1 V | - | 0 | 7
3TC4817-0BB0 |  | 3TC4817-0BB0 | 1 | UN | 1 | 15 | C | D | N | N | 85364900 | 1 | 4011209133440 | 3.438 | KG | 748.6 | 727.7 | CP04 | CP04 | Contactor, Size 4, 2-pole, DC-3 and 5, 75 A Auxiliary switch 22 (2 NO + 2 NC) 24 V AC 50 Hz/29 V AC 60 Hz AC operation | Lista Papel 2020 SI | 0 | 0
3TC4817-0BC1 |  | 3TC4817-0BC1 | 1 | UN | 1 | 0 | A | D | N | N | 85364900 | 1 | 4011209153141 | 3.461 | KG | 867.35 | 867.35 | CP04 | CP04 | Contactor size 4, 2-pole DC-3 and 5, 75 A Auxiliary switch 22 (2 NO + 2 NC) Alternating current operation 24 V AC 60 Hz/20 V AC 50 Hz | - | 0 | 7
3TC4817-0BD0 |  | 3TC4817-0BD0 | 1 | UN | 1 | 0 | A | D | N | N | 85364900 | 1 | 4011209150812 | 3.38 | KG | 779 | 779 | CP04 | CP04 | Contactor size 4, 2-pole DC-3 and 5, 75 A Auxiliary switch 22 (2 NO + 2 NC) Alternating current operation 42 V AC 50 Hz/50 V AC 60 Hz | - | 0 | 7
3TC4817-0BF0 |  | 3TC4817-0BF0 | 1 | UN | 1 | 2 | A | D | N | N | 85364900 | 1 | 4011209034686 | 3.501 | KG | 748.6 | 727.7 | CP04 | CP04 | Contactor, Size 4, 2-pole, DC-3 and 5, 75 A Auxiliary switch 22 (2 NO + 2 NC) 110V AC 50Hz/132V AC 60Hz AC operation | Lista Papel 2020 SI | 0 | 0
3TC4817-0BG1 |  | 3TC4817-0BG1 | 1 | UN | 1 | 15 | C | D | N | N | 85364900 | 1 | 4011209105492 | 3.45 | KG | 867.35 | 867.35 | CP04 | CP04 | Contactor, Size 4, 2-pole, DC-3 and 5, 75 A Auxiliary switch 22 (2 NO + 2 NC) 110 V 60 Hz/92 V AC 50 Hz AC operation | - | 0 | 0
3TC4817-0BH0 |  | 3TC4817-0BH0 | 1 | UN | 1 | 0 | A | D | N | N | 85364900 | 1 | 4011209286115 | 3.374 | KG | 779 | 779 | CP04 | CP04 | Contactor size 4, 2-pole DC-3 and 5, 75 A Auxiliary switch 22 (2 NO + 2 NC) Alternating current operation 48 V AC 50 Hz/58 V AC 60 Hz | - | 0 | 7
3TC4817-0BJ1 |  | 3TC4817-0BJ1 | 1 | UN | 1 | 0 | A | D | N | N | 85364900 | 1 | 4011209143050 | 3.463 | KG | 779 | 779 | CP04 | CP04 | Contactor size 4, 2-pole DC-3 and 5, 75 A Auxiliary switch 22 (2 NO + 2 NC) Alternating current operation 115 V AC 60 Hz/96 V AC 50 Hz | - | 0 | 7
3TC4817-0BK1 |  | 3TC4817-0BK1 | 1 | UN | 1 | 15 | C | D | N | N | 85364900 | 1 | 4011209090880 | 3.434 | KG | 779 | 779 | CP04 | CP04 | Contactor size 4, 2-pole DC-3 and 5, 75 A Auxiliary switch 22 (2 NO + 2 NC) Alternating current operation 120 V AC 60 Hz/100 V AC 50 Hz | - | 0 | 7
3TC4817-0BK6 |  | 3TC4817-0BK6 | 1 | UN | 1 | 15 | C | D | N | N | 85364900 | 1 | 4011209164550 | 3.398 | KG | 779 | 779 | CP04 | CP04 | Contactor size 4, 2-pole DC-3 and 5, 75 A Auxiliary switch 22 (2 NO + 2 NC) Alternating current operation 120 V AC 60 Hz/110 V AC 50 Hz | - | 0 | 7
3TC4817-0BL1 |  | 3TC4817-0BL1 | 1 | UN | 1 | 15 | C | D | N | N | 85364900 | 1 | 4011209126022 | 3.465 | KG | 867.35 | 867.35 | CP04 | CP04 | Contactor size 4, 2-pole DC-3 and 5, 75 A Auxiliary switch 22 (2 NO + 2 NC) Alternating current operation 230 V AC 60 Hz/192 V AC 50 Hz | - | 0 | 7
3TC4817-0BM0 |  | 3TC4817-0BM0 | 1 | UN | 1 | 15 | C | D | N | N | 85364900 | 1 | 4011209034693 | 3.403 | KG | 835.05 | 811.3 | CP04 | CP04 | Contactor, Size 4, 2-pole, DC-3 and 5, 75 A Auxiliary switch 22 (2 NO + 2 NC) 220 V AC 50 Hz/264 V AC 60 Hz AC operation | Lista Papel 2020 SI | 0 | 0
3TC4817-0BN1 |  | 3TC4817-0BN1 | 1 | UN | 1 | 15 | C | D | N | N | 85364900 | 1 | 4011209144057 | 3.38 | KG | 867.35 | 867.35 | CP04 | CP04 | Contactor, Size 4, 2-pole, DC-3 and 5, 75 A Auxiliary switch 22 (2 NO + 2 NC) 220 V AC 60 Hz/183 V AC 50 Hz AC operation | - | 0 | 0
3TC4817-0BP0 |  | 3TC4817-0BP0 | 1 | UN | 1 | 2 | A | D | N | N | 85364900 | 1 | 4011209088986 | 3.434 | KG | 748.6 | 727.7 | CP04 | CP04 | Contactor, Size 4, 2-pole, DC-3 and 5, 75 A Auxiliary switch 22 (2 NO + 2 NC) 230V AC 50Hz, 277 V 60 Hz AC operation | Lista Papel 2020 SI | 0 | 0
3TC4817-0BP00-0KF0 |  | 3TC4817-0BP00-0KF0 | 1 | UN | 1 | 15 | C | D | N | N | 85364900 | 1 | 4011209567658 | 3.384 | KG | 785.65 | 785.65 | CP04 | CP04 | Contactor size 4, 2-pole DC-3 and 5, 75 A Auxiliary switch 22 (2 NO + 2 NC) Alternating current operation 230 V AC 50 Hz, 277 V 60 Hz with Ag/Ni plates | - | 0 | 7
3TC4817-0BU0 |  | 3TC4817-0BU0 | 1 | UN | 1 | 15 | C | D | N | N | 85364900 | 1 | 4011209140622 | 3.428 | KG | 748.6 | 748.6 | CP04 | CP04 | Contactor, Size 4, 2-pole, DC-3 and 5, 75 A Auxiliary switch 22 (2 NO + 2 NC) 240 V AC 50 Hz/288 V AC 60 Hz AC operation | - | 0 | 0
3TC4817-0BV0 |  | 3TC4817-0BV0 | 1 | UN | 1 | 15 | C | D | N | N | 85364900 | 1 | 4011209202962 | 3.403 | KG | 779 | 779 | CP04 | CP04 | Contactor, Size 4, 2-pole, DC-3 and 5, 75 A Auxiliary switch 22 (2 NO + 2 NC) 400/380 V AC 50 Hz, 480/460 V 60 Hz AC operation | - | 0 | 0
3TC4817-0CB4 |  | 3TC4817-0CB4 | 1 | UN | 1 | 15 | C | D | N | N | 85364900 | 1 | 4011209140837 | 4.7 | KG | 1387 | 1387 | CP04 | CP04 | Contactor, Size 4, 2-pole, DC-3 and 5, 75 A Auxiliary switch 22 (2 NO + 2 NC) 24 V DC DC operation | - | 0 | 0
3TC4817-0CF4 |  | 3TC4817-0CF4 | 1 | UN | 1 | 15 | C | D | N | N | 85364900 | 1 | 4011209124844 | 4.586 | KG | 1387 | 1387 | CP04 | CP04 | Contactor, Size 4, 2-pole, DC-3 and 5, 75 A Auxiliary switch 22 (2 NO + 2 NC) 110 V DC DC operation | - | 0 | 0
3TC4817-0CF4-Z | F02 | 3TC4817-0CF4-ZF02 | 1 | UN | 1 | 0 | A | D | N | N | 85364900 | 1 | 4011209201392 | 4.548 | KG | 1387 | 1387 | CP04 | CP04 | Contactor size 4, 2-pole DC-3 and 5, 75 A Auxiliary switch 21 (2 NO + 1 NC) DC operation 110 V DC US=110 V DC, 0.7 to 1.25 US Ambient temperature 65 Â°C with built-on varistor | - | 0 | 7
3TC4817-0CY80-0AE0 |  | 3TC4817-0CY80-0AE0 | 1 | UN | 1 | 0 | A | D | N | N | 85364900 | 1 | 4011209404571 | 4.68 | KG | 1396.5 | 1396.5 | CP04 | CP04 | Contactor, Size 4, 2-pole, DC-3 and 5, 75 A Auxiliary switch 22 (2 NO + 2 NC) 600 V DC, 0.7..1.2 US DC operation | - | 0 | 0
3TC4817-0LB4 |  | 3TC4817-0LB4 | 1 | UN | 1 | 15 | C | D | N | N | 85364900 | 1 | 4011209236103 | 4.7 | KG | 988 | 988 | CP04 | CP04 | Contactor, Size 4, 2-pole, DC-3 and 5, 75 A at 750 V Auxiliary contacts 21 (2NO + 1NC) 24V DC DC operation with varistor and series resistor Operating range 0.7 to 1.25 x US | - | 0 | 0
3TC4817-0LB4-Z | B01 | 3TC4817-0LB4-ZB01 | 1 | UN | 1 | 0 | A | D | N | N | 85364900 | 1 | 4011209236288 | 4.762 | KG | 1007 | 1007 | CP04 | CP04 | Contactor size 4, 2-pole DC-3 and 5, 75 A at 750 V Auxiliary contacts 21 (2 NO + 1 NC) Operating range 0.7 to 1.25 x US connected to varistor Direct current operation DC magnet system 24 V DC Mounting position vertical | - | 0 | 7
3TC4817-0LF4 |  | 3TC4817-0LF4 | 1 | UN | 1 | 15 | C | D | N | N | 85364900 | 1 | 4011209193680 | 4.62 | KG | 988 | 988 | CP04 | CP04 | Contactor, Size 4, 2-pole, DC-3 and 5, 75 A at 750 V Auxiliary contacts 21 (2NO + 1NC) 110V DC DC operation with varistor and series resistor Operating range 0.7 to 1.25 x US | - | 0 | 0
3TC4817-0LF4-Z | B01 | 3TC4817-0LF4-ZB01 | 1 | UN | 1 | 0 | A | D | N | N | 85364900 | 1 | 4011209382350 | 4.2 | KG | 1007 | 1007 | CP04 | CP04 | Contactor size 4, 2-pole DC-3 and 5, 75 A at 750 V Auxiliary contacts 21 (2 NO + 1 NC) Operating range 0.7 to 1.25 x US connected to varistor Direct current operation DC magnet system 110 V DC Mounting position vertical | - | 0 | 7
3TC4817-0LF8 |  | 3TC4817-0LF8 | 1 | UN | 1 | 0 | A | D | N | N | 85364900 | 1 |  | 4.9 | KG | 1073.5 | 1073.5 | CP04 | CP04 | Contactor, Size 4, 2-pole, DC-3 and 5, 75 A at 750 V Auxiliary contacts 21 (2NO + 1NC) 100 V DC DC operation with varistor and series resistor Operating range 0.7 to 1.25 x US | - | 0 | 0
3TC4817-0LJ8 |  | 3TC4817-0LJ8 | 1 | UN | 1 | 0 | A | D | N | N | 85364900 | 1 | 4011209527300 | 4.744 | KG | 1206.5 | 1206.5 | CP04 | CP04 | Contactor size 4, 2-pole DC-3 and 5, 75 A at 750 V Auxiliary contacts 21 (2NO + 1NC) Operating range 0.7 to 1.25 x US Varistor and series resistor Direct current operation DC magnet system 72 V DC | - | 0 | 7
3TC4817-0LM4 |  | 3TC4817-0LM4 | 1 | UN | 1 | 15 | C | D | N | N | 85364900 | 1 | 4011209667839 | 4.746 | KG | 988 | 988 | CP04 | CP04 | Contactor, Size 4, 2-pole, DC-3 and 5, 75 A at 750 V Auxiliary contacts 21 (2 NO + 1 NC) 220V DC DC operation with varistor and series resistor Operating range 0.7 to 1.25 x US | - | 0 | 0
3TC4817-0LV4 |  | 3TC4817-0LV4 | 1 | UN | 1 | 0 | A | D | N | N | 85364900 | 1 | 4011209207318 | 4.77 | KG | 1073.5 | 1073.5 | CP04 | CP04 | Contactor, Size 4, 2-pole, DC-3 and 5, 75 A at 750 V Auxiliary contacts 21 (2NO + 1NC) 36 V DC DC operation with varistor and series resistor Operating range 0.7 to 1.25 x US | - | 0 | 0
3TC4817-0LW4 |  | 3TC4817-0LW4 | 1 | UN | 1 | 15 | C | D | N | N | 85364900 | 1 | 4011209681316 | 4.2 | KG | 1026 | 1026 | CP04 | CP04 | Contactor size 4, 2-pole DC-3 and 5, 75 A at 750 V Auxiliary contacts 21 (2NO + 1NC) Operating range 0.7 to 1.25 x US Varistor and series resistor Direct current operation DC magnet system 48 V DC | - | 0 | 7
3TC4817-5KB4 |  | 3TC4817-5KB4 | 1 | UN | 1 | 15 | C | D | N | N | 85364900 | 1 | 4011209106369 | 4.486 | KG | 1121 | 1121 | CP04 | CP04 | Contactor, Size 4, 2-pole, DC-4, Rated operating current 75 A Auxiliary switch 22 (2 NO + 2 NC) DC operation Operating mechanism with varistor 24V DC | - | 0 | 0
3TC4817-5KB4-Z | B01 | 3TC4817-5KB4-ZB01 | 1 | UN | 1 | 0 | A | D | N | N | 85364900 | 1 | 4011209185616 | 4.552 | KG | 1130.5 | 1130.5 | CP04 | CP04 | Contactor size 4, 2-pole DC-4, Rated operating current 75 A Auxiliary switch 22 (2 NO + 2 NC) Direct current operation G drive with built-on varistor 24 V DC vertical mounting position | - | 0 | 7
3TC5214-0BP0 |  | 3TC5214-0BP0 | 1 | UN | 1 | 15 | C | D | N | N | 85364900 | 1 | 4011209185036 | 7.1 | KG | 1453.5 | 1453.5 | CP04 | CP04 | Contactor, Size 8, 2-pole, DC 4, Rated operating current 220 A Auxiliary switch 44E (4 NO+4 NC) 230V AC 50Hz, 277 V 60 Hz AC operation | - | 0 | 0
3TC5217-0AB4 |  | 3TC5217-0AB4 | 1 | UN | 1 | 15 | C | D | N | N | 85364900 | 1 | 4011209094024 | 10.013 | KG | 1472.5 | 1434.5 | CP04 | CP04 | Contactor, Size 8, 2-pole, DC-3 and 5, 220 A Auxiliary switch 22 (2 NO + 2 NC) 24 V DC DC operation | Lista Papel 2020 SI | 0 | 0
3TC5217-0AB4-Z | B01 | 3TC5217-0AB4-ZB01 | 1 | UN | 1 | 0 | A | D | N | N | 85364900 | 1 | 4011209152380 | 10 | KG | 1529.5 | 1529.5 | CP04 | CP04 | Contactor size 8, 2-pole DC-3 and 5, 220 A Auxiliary switch 22 (2 NO + 2 NC) Direct current operation 24 V DC Mounting position vertical | - | 0 | 7
3TC5217-0AE4 |  | 3TC5217-0AE4 | 1 | UN | 1 | 15 | C | D | N | N | 85364900 | 1 | 4011209123144 | 10.037 | KG | 1539 | 1539 | CP04 | CP04 | Contactor, Size 8, 2-pole, DC-3 and 5, 220 A Auxiliary switch 22 (2 NO + 2 NC) 60 V DC DC operation | - | 0 | 0
3TC5217-0AF4 |  | 3TC5217-0AF4 | 1 | UN | 1 | 15 | C | D | N | N | 85364900 | 1 | 4011209091450 | 9.734 | KG | 1472.5 | 1434.5 | CP04 | CP04 | Contactor, Size 8, 2-pole, DC-3 and 5, 220 A Auxiliary switch 22 (2 NO + 2 NC) 110V DC DC operation | Lista Papel 2020 SI | 0 | 0
3TC5217-0AG4 |  | 3TC5217-0AG4 | 1 | UN | 1 | 15 | C | D | N | N | 85364900 | 1 | 4011209134256 | 9.825 | KG | 1539 | 1539 | CP04 | CP04 | Contactor, Size 8, 2-pole, DC-3 and 5, 220 A Auxiliary switch 22 (2 NO + 2 NC) 125V DC DC operation | - | 0 | 0
3TC5217-0AM4 |  | 3TC5217-0AM4 | 1 | UN | 1 | 10 | C | D | N | N | 85364900 | 1 | 4011209034709 | 9.715 | KG | 1472.5 | 1472.5 | CP04 | CP04 | Contactor, Size 8, 2-pole, DC-3 and 5, 220 A Auxiliary switch 22 (2 NO + 2 NC) 220V DC DC operation | - | 0 | 0
3TC5217-0AN4 |  | 3TC5217-0AN4 | 1 | UN | 1 | 10 | C | D | N | N | 85364900 | 1 | 4011209205710 | 9.82 | KG | 1539 | 1539 | CP04 | CP04 | Contactor, Size 8, 2-pole, DC-3 and 5, 220 A Auxiliary switch 22 (2 NO + 2 NC) 250 V DC DC operation | - | 0 | 0
3TC5217-0AP4 |  | 3TC5217-0AP4 | 1 | UN | 1 | 15 | C | D | N | N | 85364900 | 1 | 4011209085824 | 9.857 | KG | 1539 | 1539 | CP04 | CP04 | Contactor, Size 8, 2-pole, DC-3 and 5, 220 A Auxiliary switch 22 (2 NO + 2 NC) 230 V DC DC operation | - | 0 | 0
3TC5217-0AW4 |  | 3TC5217-0AW4 | 1 | UN | 1 | 15 | C | D | N | N | 85364900 | 1 | 4011209240698 | 9.901 | KG | 1539 | 1539 | CP04 | CP04 | Contactor, Size 8, 2-pole, DC-3 and 5, 220 A Auxiliary switch 22 (2 NO + 2 NC) 48V DC DC operation | - | 0 | 0
3TC5217-0AY80-0AG8 |  | 3TC5217-0AY80-0AG8 | 1 | UN | 1 | 15 | C | D | N | N | 85364900 | 1 | 4011209611450 | 10.589 | KG | 1539 | 1539 | CP04 | CP04 | DC contactor, 2-pole DC-3 and 5, 220 A Auxiliary contacts 21 (2NO + 1NC) DC operation 104 V DC | - | 0 | 7
3TC5217-0BF0 |  | 3TC5217-0BF0 | 1 | UN | 1 | 10 | C | D | N | N | 85364900 | 1 | 4011209121287 | 6.97 | KG | 1244.5 | 1206.5 | CP04 | CP04 | Contactor, Size 8, 2-pole, DC-3 and 5, 220 A Auxiliary switch 22 (2 NO + 2 NC) 110V AC 50Hz/132V AC 60Hz AC operation AC operation | Lista Papel 2020 SI | 0 | 0
3TC5217-0BG1 |  | 3TC5217-0BG1 | 1 | UN | 1 | 15 | C | D | N | N | 85364900 | 1 | 4011209098916 | 6.959 | KG | 1368 | 1368 | CP04 | CP04 | Contactor size 8, 2-pole DC-3 and 5, 220 A Auxiliary switch 22 (2 NO + 2 NC) Alternating current operation 110 V AC 60 Hz/92 V AC 50 Hz | - | 0 | 7
3TC5217-0BK1 |  | 3TC5217-0BK1 | 1 | UN | 1 | 15 | C | D | N | N | 85364900 | 1 | 4011209191099 | 6.984 | KG | 1425 | 1425 | CP04 | CP04 | Contactor size 8, 2-pole DC-3 and 5, 220 A Auxiliary switch 22 (2 NO + 2 NC) Alternating current operation 120 V AC 60 Hz/100 V AC 50 Hz | - | 0 | 7
3TC5217-0BM0 |  | 3TC5217-0BM0 | 1 | UN | 1 | 15 | C | D | N | N | 85364900 | 1 | 4011209034716 | 6.961 | KG | 1396.5 | 1396.5 | CP04 | CP04 | Contactor, Size 8, 2-pole, DC-3 and 5, 220 A Auxiliary switch 22 (2 NO + 2 NC) 220 V AC 50 Hz/264 V AC 60 Hz AC operation AC operation | - | 0 | 0
3TC5217-0BP0 |  | 3TC5217-0BP0 | 1 | UN | 1 | 10 | C | D | N | N | 85364900 | 1 | 4011209083233 | 6.909 | KG | 1244.5 | 1244.5 | CP04 | CP04 | Contactor, Size 8, 2-pole, DC-3 and 5, 220 A Auxiliary switch 22 (2 NO + 2 NC) 230V AC 50Hz, 277 V 60 Hz AC operation AC operation | - | 0 | 0
3TC5217-0BU0 |  | 3TC5217-0BU0 | 1 | UN | 1 | 15 | C | D | N | N | 85364900 | 1 | 4011209146679 | 6.957 | KG | 1368 | 1368 | CP04 | CP04 | Contactor, Size 8, 2-pole, DC-3 and 5, 220 A Auxiliary switch 22 (2 NO + 2 NC) 240 V AC 50 Hz/288 V AC 60 Hz AC operation AC operation | - | 0 | 0
3TC5217-0LB4 |  | 3TC5217-0LB4 | 1 | UN | 1 | 15 | C | D | N | N | 85364900 | 1 | 4011209215344 | 10.435 | KG | 1691 | 1691 | CP04 | CP04 | Contactor, Size 8, 2-pole, DC-3 and 5, 170 A at 750 V Auxiliary contacts 21 (2NO + 1NC) 24V DC DC operation with varistor and series resistor Operating range 0.7 to 1.25 x US DC operation | - | 0 | 0
3TC5217-0LB4-Z | B01 | 3TC5217-0LB4-ZB01 | 1 | UN | 1 | 0 | A | D | N | N | 85364900 | 1 | 4011209236271 | 10.414 | KG | 1738.5 | 1738.5 | CP04 | CP04 | Contactor size 8, 2-pole DC-3 and 5, 170 A at 750 V Auxiliary contacts 21 (2 NO + 1 NC) Operating range 0.7 to 1.25 x US connected to varistor Direct current operation DC magnet system 24 V DC | - | 0 | 7
3TC5217-0LF4 |  | 3TC5217-0LF4 | 1 | UN | 1 | 15 | C | D | N | N | 85364900 | 1 | 4011209206793 | 10.334 | KG | 1691 | 1691 | CP04 | CP04 | Contactor, Size 8, 2-pole, DC-3 and 5, 170 A at 750 V Auxiliary contacts 21 (2NO + 1NC) 110V DC DC operation with varistor and series resistor Operating range 0.7 to 1.25 x US DC operation | - | 0 | 0
3TC5217-0LJ8 |  | 3TC5217-0LJ8 | 1 | UN | 1 | 0 | A | D | N | N | 85364900 | 1 | 4047621017815 | 10.15 | KG | 1748 | 1748 | CP04 | CP04 | Contactor, Size 8, 2-pole, DC-3 and 5, 170 A at 750 V Auxiliary contacts 21 (2 NO + 1 NC) 72 V DC DC operation with varistor and series resistor Operating range 0.7 to 1.25 x US DC operation | - | 0 | 4
3TC5217-5KB4 |  | 3TC5217-5KB4 | 1 | UN | 1 | 15 | C | D | N | N | 85364900 | 1 | 4011209152687 | 9.99 | KG | 1662.5 | 1662.5 | CP04 | CP04 | Contactor size 8, 2-pole DC-4, Rated operating current 220 A Auxiliary switch 22 (2 NO + 2 NC) Direct current operation G drive with integrated varistor 24 V DC | - | 0 | 7
3TC5217-5KB4-Z | B01 | 3TC5217-5KB4-ZB01 | 1 | UN | 1 | 0 | A | D | N | N | 85364900 | 1 | 4011209187009 | 10.032 | KG | 1700.5 | 1700.5 | CP04 | CP04 | Contactor size 8, 2-pole DC-4, Rated operating current 220 A Auxiliary switch 22 (2 NO + 2 NC) Direct current operation G drive with integrated varistor 24 V DC vertical mounting position | - | 0 | 7
3TC5614-0BK1 |  | 3TC5614-0BK1 | 1 | UN | 1 | 0 | A | D | N | N | 85364900 | 1 | 4011209208360 | 14.672 | KG | 4360.5 | 4360.5 | CP04 | CP04 | Contactor, size 12, 2-pole, Rated operating current 400 A Auxiliary switch 44E (4 NO+4 NC) 120 V AC 60 Hz/100 V AC 50 Hz AC operation AC operation | - | 0 | 0
3TC5617-0AB4 |  | 3TC5617-0AB4 | 1 | UN | 1 | 15 | C | D | N | N | 85364900 | 1 | 4011209109988 | 23.554 | KG | 4693 | 4560 | CP04 | CP04 | Contactor, size 12, 2-pole, DC-3 and 5, 400 A Auxiliary switch 22 (2 NO + 2 NC) 24 V DC DC operation DC operation | Lista Papel 2020 SI | 0 | 0
3TC5617-0AB4-Z | B01 | 3TC5617-0AB4-ZB01 | 1 | UN | 1 | 0 | A | D | N | N | 85364900 | 1 | 4011209080706 | 23.649 | KG | 4778.5 | 4778.5 | CP04 | CP04 | Contactor, size 12, 2-pole, DC-3 and 5, 400 A Auxiliary switch 22 (2 NO + 2 NC) 24 V DC DC operation upright mounting position DC operation | - | 0 | 0
3TC5617-0AF4 |  | 3TC5617-0AF4 | 1 | UN | 1 | 15 | C | D | N | N | 85364900 | 1 | 4011209201224 | 23.7 | KG | 4693 | 4560 | CP04 | CP04 | Contactor, size 12, 2-pole, DC-3 and 5, 400 A Auxiliary switch 22 (2 NO + 2 NC) 110V DC DC operation DC operation | Lista Papel 2020 SI | 0 | 0
3TC5617-0AG4 |  | 3TC5617-0AG4 | 1 | UN | 1 | 15 | C | D | N | N | 85364900 | 1 | 4011209131026 | 23.37 | KG | 4997 | 4997 | CP04 | CP04 | Contactor, size 12, 2-pole, DC-3 and 5, 400 A Auxiliary switch 22 (2 NO + 2 NC) 125V DC DC operation DC operation | - | 0 | 0
3TC5617-0AM4 |  | 3TC5617-0AM4 | 1 | UN | 1 | 15 | C | D | N | N | 85364900 | 1 | 4011209138964 | 23.1 | KG | 4693 | 4693 | CP04 | CP04 | Contactor, size 12, 2-pole, DC-3 and 5, 400 A Auxiliary switch 22 (2 NO + 2 NC) 220V DC DC operation DC operation | - | 0 | 0
3TC5617-0AP4 |  | 3TC5617-0AP4 | 1 | UN | 1 | 15 | C | D | N | N | 85364900 | 1 | 4011209377332 | 23.64 | KG | 5263 | 5263 | CP04 | CP04 | Contactor size 12, 2-pole DC-3 and 5, 400 A Auxiliary switch 22 (2 NO + 2 NC) Direct current operation 230 V DC | - | 0 | 7
3TC5617-0AW4 |  | 3TC5617-0AW4 | 1 | UN | 1 | 0 | A | D | N | N | 85364900 | 1 | 4011209247246 | 21.08 | KG | 4997 | 4997 | CP04 | CP04 | Contactor, size 12, 2-pole, DC-3 and 5, 400 A Auxiliary switch 22 (2 NO + 2 NC) 48V DC DC operation DC operation | - | 0 | 0
3TC5617-0BF0 |  | 3TC5617-0BF0 | 1 | UN | 1 | 15 | C | D | N | N | 85364900 | 1 | 4011209129146 | 14.363 | KG | 3695.5 | 3591 | CP04 | CP04 | Contactor, size 12, 2-pole, DC-3 and 5, 400 A Auxiliary switch 22 (2 NO + 2 NC) 110V AC 50Hz/132V AC 60Hz AC operation AC operation | Lista Papel 2020 SI | 0 | 0
3TC5617-0BK1 |  | 3TC5617-0BK1 | 1 | UN | 1 | 15 | C | D | N | N | 85364900 | 1 | 4011209117211 | 14.568 | KG | 4265.5 | 4265.5 | CP04 | CP04 | Contactor size 12, 2-pole DC-3 and 5, 400 A Auxiliary switch 22 (2 NO + 2 NC) Direct current operation 120 V AC 60 Hz/100 V AC 50 Hz | - | 0 | 7
3TC5617-0BP0 |  | 3TC5617-0BP0 | 1 | UN | 1 | 15 | C | D | N | N | 85364900 | 1 | 4011209139619 | 14.537 | KG | 3695.5 | 3591 | CP04 | CP04 | Contactor, size 12, 2-pole, DC-3 and 5, 400 A Auxiliary switch 22 (2 NO + 2 NC) 230V AC 50Hz, 277 V 60 Hz AC operation AC operation | Lista Papel 2020 SI | 0 | 0
3TC5617-0BU0 |  | 3TC5617-0BU0 | 1 | UN | 1 | 15 | C | D | N | N | 85364900 | 1 | 4011209194588 | 14.785 | KG | 3980.5 | 3980.5 | CP04 | CP04 | Contactor, size 12, 2-pole, DC-3 and 5, 400 A Auxiliary switch 22 (2 NO + 2 NC) 240 V AC 50 Hz/288 V AC 60 Hz AC operation AC operation | - | 0 | 0
3TC5617-0LB4 |  | 3TC5617-0LB4 | 1 | UN | 1 | 15 | C | D | EAR99 | N | 85364900 | 1 | 4011209352094 | 30 | KG | 4911.5 | 4911.5 | CP04 | CP04 | Contactor, size 12, 2-pole, DC-3 and 5, 400 A at 750 V Auxiliary contacts 21 (2NO + 1NC) 24V DC DC operation with varistor and series resistor Operating range 0.7 to 1.25 x US DC operation | - | 0 | 0
3TC5617-0LF4 |  | 3TC5617-0LF4 | 1 | UN | 1 | 15 | C | D | N | N | 85364900 | 1 | 4011209301931 | 21.837 | KG | 4911.5 | 4911.5 | CP04 | CP04 | Contactor, size 12, 2-pole, DC-3 and 5, 400 A at 750 V Auxiliary contacts 21 (2NO + 1NC) 110V DC DC operation with varistor and series resistor Operating range 0.7 to 1.25 x US DC operation | - | 0 | 0
3TC5617-0LJ8 |  | 3TC5617-0LJ8 | 1 | UN | 1 | 0 | A | D | N | N | 85364900 | 1 | 4011209907805 | 23.965 | KG | 5187 | 5187 | CP04 | CP04 | Contactor, size 12, 2-pole, DC-3 and 5, 400 A at 750 V Auxiliary contacts 21 (2 NO + 1 NC) 72 V DC DC operation with varistor and series resistor Operating range 0.7 to 1.25 x US DC operation | - | 0 | 4
3TC5617-5KB4 |  | 3TC5617-5KB4 | 1 | UN | 1 | 15 | C | D | N | N | 85364900 | 1 | 4011209113091 | 21.608 | KG | 4721.5 | 4721.5 | CP04 | CP04 | Contactor, size 12, 2-pole, DC-3/5, 400 A Auxiliary switch 22 (2 NO + 2 NC), 24V DC DC operation DC operation | - | 0 | 0
3TC5617-5KB4-Z | B01 | 3TC5617-5KB4-ZB01 | 1 | UN | 1 | 0 | A | D | N | N | 85364900 | 1 | 4011209186996 | 23.792 | KG | 4816.5 | 4816.5 | CP04 | CP04 | Contactor, size 12, 2-pole, DC-3/5, 400 A Auxiliary switch 22 (2 NO + 2 NC), 24 V DC DC operation upright mounting position DC operation | - | 0 | 0
3TC7413-0QB |  | 3TC7413-0QB | 1 | UN | 1 | 0 | A | D | N | N | 85364900 | 1 | 4011209504899 | 6.636 | KG | 2346.5 | 2346.5 | CP04 | CP04 | Traction contactor 1-pole 400 A 3 NO+3 NC 24 V DC in DC economy circuit | - | 0 | 7
3TC7414-0EB |  | 3TC7414-0EB | 1 | UN | 1 | 15 | C | D | N | N | 85364900 | 1 | 4011209034730 | 10.561 | KG | 2099.5 | 2042.5 | CP04 | CP04 | Contactor, size 12, 1-pole, DC-3 and 5, 400 A Auxiliary switch 4 NO+4 NC 24 V DC DC operation DC operation | Lista Papel 2020 SI | 0 | 0
3TC7414-0EF |  | 3TC7414-0EF | 1 | UN | 1 | 15 | C | D | N | N | 85364900 | 1 | 4011209095519 | 10.65 | KG | 2099.5 | 2042.5 | CP04 | CP04 | Contactor, size 12, 1-pole, DC-3 and 5, 400 A Auxiliary switch 4 NO+4 NC 125 V DC DC operation DC operation | Lista Papel 2020 SI | 0 | 0
3TC7414-0EG |  | 3TC7414-0EG | 1 | UN | 1 | 15 | C | D | N | N | 85364900 | 1 | 4011209900592 | 10.461 | KG | 2384.5 | 2384.5 | CP04 | CP04 | Contactor, size 12, 1-pole, DC-3 and 5, 400 A Auxiliary switch 4 NO+4 NC 125 V DC DC operation DC operation | - | 0 | 0
3TC7414-0EM |  | 3TC7414-0EM | 1 | UN | 1 | 15 | C | D | N | N | 85364900 | 1 | 4011209096981 | 9.818 | KG | 2185 | 2128 | CP04 | CP04 | Contactor, size 12, 1-pole, DC-3 and 5, 400 A Auxiliary switch 4 NO+4 NC 220V DC DC operation DC operation | Lista Papel 2020 SI | 0 | 0
3TC7414-0EV |  | 3TC7414-0EV | 1 | UN | 1 | 0 | A | D | N | N | 85364900 | 1 | 4011209891463 | 10.66 | KG | 2432 | 2432 | CP04 | CP04 | Contactor, size 12, 1-pole, DC-3 and 5, 400 A Auxiliary switch 4 NO+4 NC 36 V DC DC operation Operating range 0.7 ...1.2xUS DC operation | - | 0 | 0
3TC7414-0EY80-0AA0 |  | 3TC7414-0EY80-0AA0 | 1 | UN | 1 | 15 | C | D | N | N | 85364900 | 1 | 4011209405554 | 10.627 | KG | 2432 | 2432 | CP04 | CP04 | Contactor, size 12, 1-pole, DC-3 and 5, 400 A Auxiliary switch 4 NO+4 NC 750 V DC DC operation DC operation | - | 0 | 0
3TC7414-0EY80-0AB4 |  | 3TC7414-0EY80-0AB4 | 1 | UN | 1 | 0 | A | D | N | N | 85364900 | 1 | 4011209392861 | 10.752 | KG | 2432 | 2432 | CP04 | CP04 | Contactor, size 12, 1-pole, DC-3 and 5, 400 A Auxiliary switch 4 NO+4 NC 600 V DC DC operation DC operation | - | 0 | 0
3TC7414-0EY80-0AB6 |  | 3TC7414-0EY80-0AB6 | 1 | UN | 1 | 15 | C | D | EAR99 | N | 85364900 | 1 | 4011209647077 | 10.752 | KG | 3249 | 3249 | CP04 | CP04 | CONTACTOR SIZE 12 1-POLE DC-3 AND 5, 400 A AUX: SWITCH 4NO+4NC DC ACTUATION, 72 V DC | - | 0 | 7
3TC7414-1CM |  | 3TC7414-1CM | 1 | UN | 1 | 15 | C | D | N | N | 85364900 | 1 | 4011209171299 | 10.633 | KG | 2204 | 2137.5 | CP04 | CP04 | Contactor, size 12, 1-pole, DC-3 and 5, 400 A Auxiliary switch 4 NO+4 NC 230/220 V AC 50 Hz AC operation AC operation | Lista Papel 2020 SI | 0 | 0
3TC7414-5KB |  | 3TC7414-5KB | 1 | UN | 1 | 15 | C | D | N | N | 85364900 | 1 | 4011209129061 | 12.977 | KG | 2346.5 | 2346.5 | CP04 | CP04 | Traction contactor 1-pole 400 A 4 NO+4 NC 24 V DC with integrated varistor | - | 0 | 7
3TC7414-5KF |  | 3TC7414-5KF | 1 | UN | 1 | 15 | C | D | N | N | 85364900 | 1 | 4011209110946 | 10.59 | KG | 2346.5 | 2346.5 | CP04 | CP04 | Traction contactor 1-pole 400 A 4 NO+4 NC 110 V DC with integrated varistor | - | 0 | 7
3TC7813-0QY80-0AF6 |  | 3TC7813-0QY80-0AF6 | 1 | UN | 1 | 15 | C | D | N | N | 85364900 | 1 | 4011209458772 | 23.605 | KG | 5329.5 | 5329.5 | CP04 | CP04 | Traction contactor 2-pole 400 A 5 NO+5 NC DC-5, Rated operating current 400 A Auxiliary switch 55 E DC operation with 2 arc chutes each 24...42 V DC, Economy circuit | - | 0 | 7
3TC7814-0EB |  | 3TC7814-0EB | 1 | UN | 1 | 15 | C | D | N | N | 85364900 | 1 | 4011209158863 | 22.86 | KG | 4674 | 4541 | CP04 | CP04 | Contactor, size 12, 2-pole, DC-3 and 5, 400 A, Auxiliary switch 4 NO+4 NC 24 V DC DC operation DC operation | Lista Papel 2020 SI | 0 | 0
3TC7814-0EF |  | 3TC7814-0EF | 1 | UN | 1 | 15 | C | D | N | N | 85364900 | 1 | 4011209153868 | 23.49 | KG | 4674 | 4541 | CP04 | CP04 | Contactor, size 12, 2-pole, DC-3 and 5, 400 A Auxiliary switch 4 NO+4 NC 125 V DC DC operation DC operation | Lista Papel 2020 SI | 0 | 0
3TC7814-0EM |  | 3TC7814-0EM | 1 | UN | 1 | 15 | C | D | N | N | 85364900 | 1 | 4011209097735 | 23.409 | KG | 4854.5 | 4721.5 | CP04 | CP04 | Contactor, size 12, 2-pole, DC-3 and 5, 400 A Auxiliary switch 4 NO+4 NC 220V DC DC operation DC operation | Lista Papel 2020 SI | 0 | 0
3TC7814-0EY80-0AB6 |  | 3TC7814-0EY80-0AB6 | 1 | UN | 1 | 0 | A | D | N | N | 85364900 | 1 | 4011209647084 | 20 | KG | 5196.5 | 5196.5 | CP04 | CP04 | Contactor size 12, 2-pole DC-3 and 5, 400 A Auxiliary switch 4 NO + 4 NC DC operation 72 V DC, 0.7...1.2 US | - | 0 | 7
3TC7814-1CF |  | 3TC7814-1CF | 1 | UN | 1 | 0 | A | D | N | N | 85364900 | 1 | 4011209223196 | 24.207 | KG | 5510 | 5510 | CP04 | CP04 | Contactor size 12, 2-pole DC-3 and 5, 400 A Auxiliary switch 4 NO + 4 NC AC operation 110 V AC 50 Hz | - | 0 | 7
3TC7814-1CM |  | 3TC7814-1CM | 1 | UN | 1 | 15 | C | D | N | N | 85364900 | 1 | 4011209133501 | 22.87 | KG | 5082.5 | 4940 | CP04 | CP04 | Contactor, size 12, 2-pole, DC-3 and 5, 400 A Auxiliary switch 4 NO+4 NC 230/220 V AC 50 Hz AC operation AC operation | Lista Papel 2020 SI | 0 | 0
3TC7814-1CY80-0AD7 |  | 3TC7814-1CY80-0AD7 | 1 | UN | 1 | 0 | A | D | N | N | 85364900 | 1 | 4011209403482 | 23.833 | KG | 5510 | 5510 | CP04 | CP04 | Contactor size 12, 2-pole DC-3 and 5, 400 A Auxiliary switch 4 NO + 4 NC 115 V AC 60 Hz railway version | - | 0 | 7
3TC7814-5KB |  | 3TC7814-5KB | 1 | UN | 1 | 15 | C | D | N | N | 85364900 | 1 | 4011209152694 | 22.8 | KG | 5196.5 | 5196.5 | CP04 | CP04 | Contactor size 12, 2-pole DC-4, Rated operating current 400 A Auxiliary switch 4 NO + 4 NC DC operation 24 V DC with integrated varistor | - | 0 | 7
3TC7814-5KF |  | 3TC7814-5KF | 1 | UN | 1 | 20 | D | D | N | N | 85364900 | 1 | 4011209469426 | 23.225 | KG | 5196.5 | 5196.5 | CP04 | CP04 | Contactor, size 12, 2-pole, DC-4, Rated operating current 400 A Auxiliary switch 4 NO+4 NC 110 V DC with integr. varistor DC operation DC operation | - | 0 | 0
3TD2000-1BB4 |  | 3TD2000-1BB4 | 1 | UN | 1 | 20 | D | D | N | N | 85364900 | 1 | 4011209034747 | 0.436 | KG | 149.15 | 149.15 | CP04 | CP04 | Contactor assembly for reversing Size 00, AC-3, 4 kW/400 V 24 VDC DC operation DC operation !!! Phased-out product !!! Successor is SIRIUS 3RA23 | - | 0 | 0
3TD2000-1QC2 |  | 3TD2000-1QC2 | 1 | UN | 1 | 20 | D | D | N | N | 85364900 | 1 | 4011209034754 | 0.435 | KG | 133 | 133 | CP04 | CP04 | Contactor assembly for reversing Size 00, AC-3, 4 kW/400 V Alternating current operation 24 V AC 50/60 Hz !!! Phased-out product !!! Successor is SIRIUS 3RA23 | - | 0 | 7
3TD2000-1QD2 |  | 3TD2000-1QD2 | 1 | UN | 1 | 20 | D | D | N | N | 85364900 | 1 | 4011209143111 | 0.451 | KG | 129.2 | 129.2 | CP04 | CP04 | Contactor assembly for reversing Size 00, AC-3, 4 kW/400 V Alternating current operation 42 V AC 50/60 Hz !!! Phased-out product !!! Successor is SIRIUS 3RA23 | - | 0 | 7
3TD2000-1QG2 |  | 3TD2000-1QG2 | 1 | UN | 1 | 20 | D | D | N | N | 85364900 | 1 | 4011209034761 | 0.434 | KG | 133 | 133 | CP04 | CP04 | Contactor assembly for reversing Size 00, AC-3, 4 kW/400 V 110 V AC 50/60 Hz AC operation AC operation !!! Phased-out product !!! Successor is SIRIUS 3RA23 | - | 0 | 0
3TD2000-1QK6 |  | 3TD2000-1QK6 | 1 | UN | 1 | 20 | D | D | N | N | 85364900 | 1 | 4011209079861 | 0.435 | KG | 133 | 133 | CP04 | CP04 | Contactor assembly for reversing Size 00, AC-3, 4 kW/400 V 120 V AC 60 Hz/110 V AC 50 Hz AC operation AC operation !!! Phased-out product !!! Successor is SIRIUS 3RA23 | - | 0 | 0
3TD2000-1QL2 |  | 3TD2000-1QL2 | 1 | UN | 1 | 20 | D | D | N | N | 85364900 | 1 | 4011209034778 | 0.446 | KG | 133 | 133 | CP04 | CP04 | Contactor assembly for reversing Size 00, AC-3, 4 kW/400 V 230 V AC 50/60 Hz AC operation AC operation !!! Phased-out product !!! Successor is SIRIUS 3RA23 | - | 0 | 0
3TD2000-1QN2 |  | 3TD2000-1QN2 | 1 | UN | 1 | 0 | A | D | N | N | 85364900 | 1 | 4011209034792 | 0.433 | KG | 133 | 133 | CP04 | CP04 | Contactor assembly for reversing Size 00, AC-3, 4 kW/400 V Alternating current operation 220 V AC 50/60 Hz !!! Phased-out product !!! Successor is SIRIUS 3RA23 | - | 0 | 7
3TD2000-1QP2 |  | 3TD2000-1QP2 | 1 | UN | 1 | 0 | A | D | N | N | 85364900 | 1 | 4011209124905 | 0.448 | KG | 136.8 | 136.8 | CP04 | CP04 | Contactor assembly for reversing Size 00, AC-3, 4 kW/400 V Alternating current operation 240 V AC 50/60 Hz !!! Phased-out product !!! Successor is SIRIUS 3RA23 | - | 0 | 7
3TD2000-1QP6 |  | 3TD2000-1QP6 | 1 | UN | 1 | 0 | A | D | N | N | 85364900 | 1 | 4011209236363 | 0.44 | KG | 129.2 | 129.2 | CP04 | CP04 | Contactor assembly for reversing Size 00, AC-3, 4 kW/400 V Alternating current operation 240 V AC 60 Hz/220 V AC 50 Hz !!! Phased-out product !!! Successor is SIRIUS 3RA23 | - | 0 | 7
3TD2000-1QY80-0AA7 |  | 3TD2000-1QY80-0AA7 | 1 | UN | 1 | 20 | D | D | N | N | 85364900 | 1 | 4011209380325 | 0.489 | KG | 136.8 | 136.8 | CP04 | CP04 | Contactor assembly for reversing Size 00, AC-3, 4 kW/400 V Alternating current operation 92 V AC 50 Hz !!! Phased-out product !!! Successor is SIRIUS 3RA23 | - | 0 | 7
3TD2002-2BB4 |  | 3TD2002-2BB4 | 1 | UN | 1 | 20 | D | D | N | N | 85364900 | 1 | 4011209034815 | 0.51 | KG | 193.8 | 193.8 | CP04 | CP04 | Contactor assembly for reversing Size 00, AC-3, 4 kW/400 V 24 VDC DC operation DC operation !!! Phased-out product !!! Successor is SIRIUS 3RA23 | - | 0 | 0
3TD2002-2BG4 |  | 3TD2002-2BG4 | 1 | UN | 1 | 0 | A | D | N | N | 85364900 | 1 | 4011209133754 | 0.502 | KG | 198.55 | 198.55 | CP04 | CP04 | Contactor assembly for reversing Size 00, AC-3, 4 kW/400 V Direct current operation 125 V DC !!! Phased-out product !!! Successor is SIRIUS 3RA23 | - | 0 | 7
3TD2002-2QC2 |  | 3TD2002-2QC2 | 1 | UN | 1 | 20 | D | D | N | N | 85364900 | 1 | 4011209034822 | 0.543 | KG | 179.55 | 179.55 | CP04 | CP04 | Contactor assembly for reversing Size 00, AC-3, 4 kW/400 V Alternating current operation 24 V AC 50/60 Hz !!! Phased-out product !!! Successor is SIRIUS 3RA23 | - | 0 | 7
3TD2002-2QG2 |  | 3TD2002-2QG2 | 1 | UN | 1 | 20 | D | D | N | N | 85364900 | 1 | 4011209034839 | 0.51 | KG | 179.55 | 179.55 | CP04 | CP04 | Contactor assembly for reversing Size 00, AC-3, 4 kW/400 V Alternating current operation 110 V AC 50/60 Hz !!! Phased-out product !!! Successor is SIRIUS 3RA23 | - | 0 | 7
3TD2002-2QH2 |  | 3TD2002-2QH2 | 1 | UN | 1 | 20 | D | D | N | N | 85364900 | 1 | 4011209108158 | 0.523 | KG | 183.35 | 183.35 | CP04 | CP04 | Contactor assembly for reversing Size 00, AC-3, 4 kW/400 V Alternating current operation 48 V AC 50/60 Hz !!! Phased-out product !!! Successor is SIRIUS 3RA23 | - | 0 | 7
3TD2002-2QJ2 |  | 3TD2002-2QJ2 | 1 | UN | 1 | 0 | A | D | N | N | 85364900 | 1 | 4011209102606 | 0.518 | KG | 183.35 | 183.35 | CP04 | CP04 | Contactor assembly for reversing Size 00, AC-3, 4 kW/400 V Alternating current operation 115 V AC 50/60 Hz !!! Phased-out product !!! Successor is SIRIUS 3RA23 | - | 0 | 7
3TD2002-2QK2 |  | 3TD2002-2QK2 | 1 | UN | 1 | 0 | A | D | N | N | 85364900 | 1 | 4011209290426 | 0.55 | KG | 183.35 | 183.35 | CP04 | CP04 | Contactor assembly for reversing Size 00, AC-3, 4 kW/400 V Alternating current operation 120 V AC 50/60 Hz !!! Phased-out product !!! Successor is SIRIUS 3RA23 | - | 0 | 7
3TD2002-2QK6 |  | 3TD2002-2QK6 | 1 | UN | 1 | 20 | D | D | N | N | 85364900 | 1 | 4011209093256 | 0.513 | KG | 179.55 | 179.55 | CP04 | CP04 | Contactor assembly for reversing Size 00, AC-3, 4 kW/400 V Alternating current operation 120 V AC 60 Hz/110 V AC 50 Hz !!! Phased-out product !!! Successor is SIRIUS 3RA23 | - | 0 | 7
3TD2002-2QL2 |  | 3TD2002-2QL2 | 1 | UN | 1 | 20 | D | D | N | N | 85364900 | 1 | 4011209034846 | 0.51 | KG | 179.55 | 179.55 | CP04 | CP04 | Contactor assembly for reversing Size 00, AC-3, 4 kW/400 V 230 V AC 50/60 Hz AC operation AC operation !!! Phased-out product !!! Successor is SIRIUS 3RA23 | - | 0 | 0
3TD2002-2QM6 |  | 3TD2002-2QM6 | 1 | UN | 1 | 0 | A | D | N | N | 85364900 | 1 | 4011209257573 | 0.513 | KG | 183.35 | 183.35 | CP04 | CP04 | Contactor assembly for reversing Size 00, AC-3, 4 kW/400 V Alternating current operation 220 V AC 60 Hz 200 V AC 50 Hz !!! Phased-out product !!! Successor is SIRIUS 3RA23 | - | 0 | 7
3TD2002-2QN2 |  | 3TD2002-2QN2 | 1 | UN | 1 | 20 | D | D | N | N | 85364900 | 1 | 4011209034853 | 0.56 | KG | 179.55 | 179.55 | CP04 | CP04 | Contactor assembly for reversing Size 00, AC-3, 4 kW/400 V Alternating current operation 220 V AC 50/60 Hz !!! Phased-out product !!! Successor is SIRIUS 3RA23 | - | 0 | 7
3TD2002-2QP6 |  | 3TD2002-2QP6 | 1 | UN | 1 | 0 | A | D | N | N | 85364900 | 1 | 4011209097971 | 0.527 | KG | 183.35 | 183.35 | CP04 | CP04 | Contactor assembly for reversing Size 00, AC-3, 4 kW/400 V Alternating current operation 240 V AC 60 Hz/220 V AC 50 Hz !!! Phased-out product !!! Successor is SIRIUS 3RA23 | - | 0 | 7
3TD2003-1BB4 |  | 3TD2003-1BB4 | 1 | UN | 1 | 20 | D | D | N | N | 85364900 | 1 | 4011209034860 | 0.434 | KG | 149.15 | 149.15 | CP04 | CP04 | Contactor assembly for reversing Size 00, AC-3, 4 kW/400 V 24 VDC DC operation DC operation !!! Phased-out product !!! Successor is SIRIUS 3RA23 | - | 0 | 0
3TD2003-1QC2 |  | 3TD2003-1QC2 | 1 | UN | 1 | 0 | A | D | N | N | 85364900 | 1 | 4011209034877 | 0.458 | KG | 133 | 133 | CP04 | CP04 | Contactor assembly for reversing Size 00, AC-3, 4 kW/400 V Alternating current operation 24 V AC 50/60 Hz !!! Phased-out product !!! Successor is SIRIUS 3RA23 | - | 0 | 7
3TD2003-1QD2 |  | 3TD2003-1QD2 | 1 | UN | 1 | 20 | D | D | N | N | 85364900 | 1 | 4011209329645 | 0.442 | KG | 136.8 | 136.8 | CP04 | CP04 | Contactor assembly for reversing Size 00, AC-3, 4 kW/400 V 42 V AC 50/60 Hz AC operation AC operation !!! Phased-out product !!! Successor is SIRIUS 3RA23 | - | 0 | 0
3TD2003-1QG2 |  | 3TD2003-1QG2 | 1 | UN | 1 | 20 | D | D | N | N | 85364900 | 1 | 4011209109629 | 0.428 | KG | 133 | 133 | CP04 | CP04 | Contactor assembly for reversing Size 00, AC-3, 4 kW/400 V Alternating current operation 110 V AC 50/60 Hz !!! Phased-out product !!! Successor is SIRIUS 3RA23 | - | 0 | 7
3TD2003-1QK6 |  | 3TD2003-1QK6 | 1 | UN | 1 | 20 | D | D | N | N | 85364900 | 1 | 4011209146570 | 0.444 | KG | 133 | 133 | CP04 | CP04 | Contactor assembly for reversing Size 00, AC-3, 4 kW/400 V Alternating current operation 120 V AC 60 Hz/110 V AC 50 Hz !!! Phased-out product !!! Successor is SIRIUS 3RA23 | - | 0 | 7
3TD2003-1QL2 |  | 3TD2003-1QL2 | 1 | UN | 1 | 0 | A | D | N | N | 85364900 | 1 | 4011209080645 | 0.45 | KG | 133 | 133 | CP04 | CP04 | Contactor assembly for reversing Size 00, AC-3, 4 kW/400 V 230 V AC 50/60 Hz AC operation AC operation !!! Phased-out product !!! Successor is SIRIUS 3RA23 | - | 0 | 0
3TD2003-1QN2 |  | 3TD2003-1QN2 | 1 | UN | 1 | 0 | A | D | N | N | 85364900 | 1 | 4011209034884 | 0.45 | KG | 136.8 | 136.8 | CP04 | CP04 | Contactor assembly for reversing Size 00, AC-3, 4 kW/400 V Alternating current operation 220 V AC 50/60 Hz !!! Phased-out product !!! Successor is SIRIUS 3RA23 | - | 0 | 7
3TD2003-1QP2 |  | 3TD2003-1QP2 | 1 | UN | 1 | 20 | D | D | N | N | 85364900 | 1 | 4011209177475 | 0.446 | KG | 136.8 | 136.8 | CP04 | CP04 | Contactor assembly for reversing Size 00, AC-3, 4 kW/400 V 240 V AC 50/60 Hz AC operation AC operation !!! Phased-out product !!! Successor is SIRIUS 3RA23 | - | 0 | 0
3TD2003-6BB4 |  | 3TD2003-6BB4 | 1 | UN | 1 | 0 | A | D | EAR99 | N | 85364900 | 1 |  | 0.368 | KG | 239.4 | 239.4 | CP04 | CP04 | Reversing starter 1 NO Size 00, AC-3, 4 kW/400 V 24 V DC soldering pin 24 VDC DC operation DC operation !!! Phased-out product !!! Successor is SIRIUS 3RA23 | - | 0 | 0
3TD2003-6QH2 |  | 3TD2003-6QH2 | 1 | UN | 1 | 20 | D | D | N | N | 85364900 | 1 | 4011209330177 | 0.378 | KG | 237.5 | 237.5 | CP04 | CP04 | Reversing starter 1 NO Size 00, AC-3, 4 kW/400 V 48 V AC 50/60 Hz 48 V AC 50/60 Hz AC operation AC operation !!! Phased-out product !!! Successor is SIRIUS 3RA23 | - | 0 | 0
3TD2003-6QH20-0AA1 |  | 3TD2003-6QH20-0AA1 | 1 | UN | 1 | 20 | D | D | N | N | 85364900 | 1 | 4011209606098 | 0.353 | KG | 237.5 | 237.5 | CP04 | CP04 | Contactor assembly for reversing Size S00, 4-pole, 4 NO 48 V AC, 50/60 Hz Soldering pin connections Without wiring !!! Phased-out product !!! Successor is SIRIUS 3RA23 | - | 0 | 7
3TD2003-6QH20-0AA1-Z | X95 | 3TD2003-6QH20-0AA1-ZX95 | 1 | UN | 1 | 0 | A | D | N | N | 85364900 | 112 | 4011209606111 | 0.364 | KG | 241.3 | 241.3 | CP04 | CP04 | Reversing starter 1 NO Size 00, AC-3, 4 kW/400 V 48 V AC 50/60 Hz !!! Phased-out product !!! Successor is SIRIUS 3RA23 | - | 0 | 7
3TD2003-6QH2-Z | X95 | 3TD2003-6QH2-ZX95 | 1 | UN | 1 | 0 | A | D | N | N | 85364900 | 42 | 4011209328662 | 0.376 | KG | 215.65 | 215.65 | CP04 | CP04 | Reversing starter 1 NO Size 00, AC-3, 4 kW/400 V 48 V AC 50/60 Hz Reusable packaging Packing quantity 42 units !!! Phased-out product !!! Successor is SIRIUS 3RA23 | - | 0 | 7
3TD6804-2CF7 |  | 3TD6804-2CF7 | 1 | UN | 1 | 0 | A | D | N | N | 85364900 | 1 | 4011209187979 | 56.14 | KG | 12635 | 12255 | CP04 | CP04 | Contactor assembly for reversing Size 14, AC-3, 335 kW/400 V 110...132 V AC 50/60 Hz AC operation AC operation | Lista Papel 2020 SI | 0 | 0
3TD6804-2CM7 |  | 3TD6804-2CM7 | 1 | UN | 1 | 15 | C | D | N | N | 85364900 | 1 | 4011209179189 | 40 | KG | 12350 | 11970 | CP04 | CP04 | Contactor assembly for reversing Size 14, AC-3, 335 kW/400 V 200...240 V AC 50/60 Hz AC operation AC operation | Lista Papel 2020 SI | 0 | 0
3TE6804-5CF0 |  | 3TE6804-5CF0 | 1 | UN | 1 | 0 | A | D | N | N | 85364900 | 1 | 4011209230682 | 64.3 | KG | 13395 | 13015 | CP04 | CP04 | Contactor assembly for star-delta (wye-delta) starting Size 14, AC-3, 630 kW / 400 V without main conducting path connection between line/delta contactor Alternating current operation 110...132 V AC 50/60 Hz | Lista Papel 2020 SI | 0 | 0
3TE6804-5CP0 |  | 3TE6804-5CP0 | 1 | UN | 1 | 15 | C | D | N | N | 85364900 | 1 | 4011209106918 | 45.1 | KG | 12920 | 12540 | CP04 | CP04 | Contactor assembly for star-delta (wye-delta) starting Size 14, AC-3, 630 kW / 400 V without main conducting path connection between line/delta contactor Alternating current operation 200-240 V AC 50/60 Hz | Lista Papel 2020 SI | 0 | 0
3TF2000-6BB40-0KC0 |  | 3TF2000-6BB40-0KC0 | 1 | UN | 1 | 20 | D | D | N | N | 85364900 | 1 | 4011209690875 | 0.186 | KG | 59.95 | 59.95 | CP04 | CP04 | CONTACTOR SIZE 00 3-POLE 3-PH. AC 4KW/400V, SOLDER PIN CONNECTION SCREW FIXING (DIAGONAL) DC SOLENOID SYSTEM 24V DC CUSTOMER-SPECIFIC | - | 0 | 7
3TF2000-6BB40-0KC0-Z | X90 | 3TF2000-6BB40-0KC0-ZX90 | 1 | UN | 1 | 1 | A | D | N | N | 85364900 | 40 | 4011209723573 | 0.18 | KG | 46.55 | 46.55 | CP04 | CP04 | Contactor size S00, 3-pole AC-3 4 kW/400 V Soldering pin connection Screw mounting (diagonal) 24 V DC customized !!! Phased-out product !!! Successor is SIRIUS 3RT201 or 3TG10 | - | 0 | 7
3TF2000-6BB40-0KU0-Z | X90 | 3TF2000-6BB40-0KU0-ZX90 | 1 | UN | 1 | 0 | A | D | N | N | 85364900 | 40 | 4047621008493 | 0.16 | KG | 48.64 | 48.64 | CP04 | CP04 | Contactor size S00, 3-pole AC-3 4 kW/400 V Soldering pin connection Screw mounting (diagonal) 24 V DC customized UL, CSA-labeled, USA !!! Phased-out product !!! Successor is SIRIUS 3RT201 or 3TG10 | - | 0 | 7
3TF2001-0AB0 |  | 3TF2001-0AB0 | 1 | UN | 1 | 2 | A | D | N | N | 85364900 | 1 | 4011209035638 | 0.18 | KG | 47.12 | 47.12 | CP04 | CP04 | Contactor, Size 00, 3-pole, AC-3 4 kW/400 V; Screw terminal Auxiliary switch 01E (1 NC) 24 V AC 50 Hz/29 V AC 60 Hz AC operation !!! Phased-out product !!! Successor is SIRIUS 3RT201 or 3TG10 | - | 0 | 0
3TF2001-0AC2 |  | 3TF2001-0AC2 | 1 | UN | 1 | 20 | D | D | N | N | 85364900 | 1 | 4011209035645 | 0.196 | KG | 47.12 | 47.12 | CP04 | CP04 | Contactor, Size 00, 3-pole, AC-3 4 kW/400 V; Screw terminal Auxiliary switch 01E (1 NC) 24 V AC 50/60 Hz AC operation !!! Phased-out product !!! Successor is SIRIUS 3RT201 or 3TG10 | - | 0 | 0
3TF2001-0AD0 |  | 3TF2001-0AD0 | 1 | UN | 1 | 20 | D | D | N | N | 85364900 | 1 | 4011209035652 | 0.194 | KG | 47.12 | 47.12 | CP04 | CP04 | Contactor, Size 00, 3-pole, AC-3 4 kW/400 V; Screw terminal Auxiliary switch 01E (1 NC) 42 V AC 50 Hz/50 V AC 60 Hz AC operation !!! Phased-out product !!! Successor is SIRIUS 3RT201 or 3TG10 | - | 0 | 0
3TF2001-0AD2 |  | 3TF2001-0AD2 | 1 | UN | 1 | 20 | D | D | N | N | 85364900 | 1 | 4011209114067 | 0.193 | KG | 49.02 | 49.02 | CP04 | CP04 | Contactor size S00, 3-pole AC-3 4 kW/400 V Screw terminal Auxiliary switch 01 E (1 NC) Alternating current operation 42 V AC 50/60 Hz !!! Phased-out product !!! Successor is SIRIUS 3RT201 or 3TG10 | - | 0 | 7
3TF2001-0AE0 |  | 3TF2001-0AE0 | 1 | UN | 1 | 20 | D | D | N | N | 85364900 | 1 | 4011209162693 | 0.194 | KG | 51.21 | 51.21 | CP04 | CP04 | Contactor size S00, 3-pole AC-3 4 kW/400 V Screw terminal Auxiliary switch 01 E (1 NC) Alternating current operation 60 V AC 50 Hz/72 V AC 60 Hz !!! Phased-out product !!! Successor is SIRIUS 3RT201 or 3TG10 | - | 0 | 7
3TF2001-0AF0 |  | 3TF2001-0AF0 | 1 | UN | 1 | 20 | D | D | N | N | 85364900 | 1 | 4011209035669 | 0.196 | KG | 47.12 | 47.12 | CP04 | CP04 | Contactor, Size 00, 3-pole, AC-3 4 kW/400 V; Screw terminal Auxiliary switch 01E (1 NC) 110 V AC 50 Hz/132 V AC 60 Hz AC operation !!! Phased-out product !!! Successor is SIRIUS 3RT201 or 3TG10 | - | 0 | 0
3TF2001-0AG1 |  | 3TF2001-0AG1 | 1 | UN | 1 | 20 | D | D | N | N | 85364900 | 1 | 4011209093195 | 0.195 | KG | 51.21 | 51.21 | CP04 | CP04 | Contactor size S00, 3-pole AC-3 4 kW/400 V Screw terminal Auxiliary switch 01 E (1 NC) Alternating current operation 110 V AC 60 Hz/92 V AC 50 Hz !!! Phased-out product !!! Successor is SIRIUS 3RT201 or 3TG10 | - | 0 | 7
3TF2001-0AG2 |  | 3TF2001-0AG2 | 1 | UN | 1 | 20 | D | D | N | N | 85364900 | 1 | 4011209035676 | 0.198 | KG | 47.12 | 47.12 | CP04 | CP04 | Contactor, Size 00, 3-pole, AC-3 4 kW/400 V; Screw terminal Auxiliary switch 01E (1 NC) 110 V AC 50/60 Hz AC operation !!! Phased-out product !!! Successor is SIRIUS 3RT201 or 3TG10 | - | 0 | 0
3TF2001-0AG2-Z | X93 | 3TF2001-0AG2-ZX93 | 1 | UN | 1 | 0 | A | D | N | N | 85364900 | 20 | 4011209242104 | 0.197 | KG | 64.22 | 64.22 | CP04 | CP04 | Contactor size S00, 3-pole AC-3 4 kW/400 V Screw terminal Auxiliary switch 01 E (1 NC) Alternating current operation 110 V AC 50/60 Hz Multi-unit packaging Packing quantity 20 units With RC element 3TX44903S !!! Phased-out product !!! Successor is SIRIUS 3RT201 or 3TG10 | - | 0 | 7
3TF2001-0AH0 |  | 3TF2001-0AH0 | 1 | UN | 1 | 20 | D | D | N | N | 85364900 | 1 | 4011209120037 | 0.191 | KG | 47.12 | 47.12 | CP04 | CP04 | Contactor, Size 00, 3-pole, AC-3 4 kW/400 V; Screw terminal Auxiliary switch 01E (1 NC) 48 V AC 50 Hz/58 V AC 60 Hz AC operation !!! Phased-out product !!! Successor is SIRIUS 3RT201 or 3TG10 | - | 0 | 0
3TF2001-0AK6 |  | 3TF2001-0AK6 | 1 | UN | 1 | 20 | D | D | N | N | 85364900 | 1 | 4011209035683 | 0.189 | KG | 47.12 | 47.12 | CP04 | CP04 | Contactor, Size 00, 3-pole, AC-3 4 kW/400 V; Screw terminal Auxiliary switch 01E (1 NC) 120 V AC 60 Hz/110 V AC 50 Hz AC operation !!! Phased-out product !!! Successor is SIRIUS 3RT201 or 3TG10 | - | 0 | 0
3TF2001-0AL0 |  | 3TF2001-0AL0 | 1 | UN | 1 | 0 | A | D | N | N | 85364900 | 1 | 4011209234703 | 0.193 | KG | 51.21 | 51.21 | CP04 | CP04 | Contactor size S00, 3-pole AC-3 4 kW/400 V Screw terminal Auxiliary switch 01 E (1 NC) Alternating current operation 125, 127 V AC 50 Hz/ 150, 152 V AC 60 Hz !!! Phased-out product !!! Successor is SIRIUS 3RT201 or 3TG10 | - | 0 | 7
3TF2001-0AL2 |  | 3TF2001-0AL2 | 1 | UN | 1 | 2 | A | D | N | N | 85364900 | 1 | 4011209035690 | 0.195 | KG | 47.12 | 47.12 | CP04 | CP04 | Contactor, Size 00, 3-pole, AC-3 4 kW/400 V; Screw terminal Auxiliary switch 01E (1 NC) 230 V AC 50/60 Hz AC operation !!! Phased-out product !!! Successor is SIRIUS 3RT201 or 3TG10 | - | 0 | 0
3TF2001-0AL2-Z | X90 | 3TF2001-0AL2-ZX90 | 1 | UN | 1 | 0 | A | D | N | N | 85364900 | 32 | 4011209181052 | 0.197 | KG | 54.06 | 54.06 | CP04 | CP04 | Contactor size S00, 3-pole AC-3 4 kW/400 V Screw terminal Auxiliary switch 01 E (1 NC) Alternating current operation 230 V AC 50/60 Hz Multi-unit packaging Packing unit 32 units !!! Phased-out product !!! Successor is SIRIUS 3RT201 or 3TG10 | - | 0 | 7
3TF2001-0AM0 |  | 3TF2001-0AM0 | 1 | UN | 1 | 20 | D | D | N | N | 85364900 | 1 | 4011209035706 | 0.208 | KG | 49.02 | 49.02 | CP04 | CP04 | Contactor size S00, 3-pole AC-3 4 kW/400 V Screw terminal Auxiliary switch 01 E (1 NC) Alternating current operation 220 V AC 50 Hz/264 V AC 60 Hz !!! Phased-out product !!! Successor is SIRIUS 3RT201 or 3TG10 | - | 0 | 7
3TF2001-0AM2 |  | 3TF2001-0AM2 | 1 | UN | 1 | 0 | A | D | N | N | 85364900 | 1 | 4011209234697 | 0.194 | KG | 51.21 | 51.21 | CP04 | CP04 | Contactor size S00, 3-pole AC-3 4 kW/400 V Screw terminal Auxiliary switch 01 E (1 NC) Alternating current operation 208 V AC 50/60 Hz !!! Phased-out product !!! Successor is SIRIUS 3RT201 or 3TG10 | - | 0 | 7
3TF2001-0AM6 |  | 3TF2001-0AM6 | 1 | UN | 1 | 0 | A | D | N | N | 85364900 | 1 | 4011209133891 | 0.194 | KG | 51.21 | 51.21 | CP04 | CP04 | Contactor size S00, 3-pole AC-3 4 kW/400 V Screw terminal Auxiliary switch 01 E (1 NC) Alternating current operation 220 V AC 60 Hz 200 V AC 50 Hz !!! Phased-out product !!! Successor is SIRIUS 3RT201 or 3TG10 | - | 0 | 7
3TF2001-0AN2 |  | 3TF2001-0AN2 | 1 | UN | 1 | 20 | D | D | N | N | 85364900 | 1 | 4011209035713 | 0.194 | KG | 47.12 | 47.12 | CP04 | CP04 | Contactor, Size 00, 3-pole, AC-3 4 kW/400 V; Screw terminal Auxiliary switch 01E (1 NC) 220 V AC 50/60 Hz AC operation !!! Phased-out product !!! Successor is SIRIUS 3RT201 or 3TG10 | - | 0 | 0
3TF2001-0AP0 |  | 3TF2001-0AP0 | 1 | UN | 1 | 2 | A | D | N | N | 85364900 | 1 | 4011209035720 | 0.194 | KG | 47.12 | 42.85 | CP04 | CP04 | Contactor, Size 00, 3-pole, AC-3 4 kW/400 V; Screw terminal Auxiliary switch 01E (1 NC) 230 V AC 50 Hz, 277 V 60 Hz AC operation !!! Phased-out product !!! Successor is SIRIUS 3RT201 or 3TG10 | Lista Papel 2020 SI | 0 | 0
3TF2001-0AP2 |  | 3TF2001-0AP2 | 1 | UN | 1 | 20 | D | D | N | N | 85364900 | 1 | 4011209214262 | 0.193 | KG | 51.21 | 51.21 | CP04 | CP04 | Contactor size S00, 3-pole AC-3 4 kW/400 V Screw terminal Auxiliary switch 01 E (1 NC) Alternating current operation 240 V AC 50/60 Hz !!! Phased-out product !!! Successor is SIRIUS 3RT201 or 3TG10 | - | 0 | 7
3TF2001-0AP6 |  | 3TF2001-0AP6 | 1 | UN | 1 | 20 | D | D | N | N | 85364900 | 1 | 4011209128866 | 0.193 | KG | 47.12 | 47.12 | CP04 | CP04 | Contactor, Size 00, 3-pole, AC-3 4 kW/400 V; Screw terminal Auxiliary switch 01E (1 NC) 240 V AC 60 Hz/220 V AC 50 Hz AC operation !!! Phased-out product !!! Successor is SIRIUS 3RT201 or 3TG10 | - | 0 | 0
3TF2001-0AR0 |  | 3TF2001-0AR0 | 1 | UN | 1 | 20 | D | D | N | N | 85364900 | 1 | 4011209134492 | 0.19 | KG | 49.02 | 49.02 | CP04 | CP04 | Contactor size S00, 3-pole AC-3 4 kW/400 V Screw terminal Auxiliary switch 01 E (1 NC) Alternating current operation 415 V AC 50 Hz/500 V AC 60 Hz !!! Phased-out product !!! Successor is SIRIUS 3RT201 or 3TG10 | - | 0 | 7
3TF2001-0AS0 |  | 3TF2001-0AS0 | 1 | UN | 1 | 0 | A | D | N | N | 85364900 | 1 | 4011209138629 | 0.194 | KG | 51.21 | 51.21 | CP04 | CP04 | Contactor size S00, 3-pole AC-3 4 kW/400 V Screw terminal Auxiliary switch 01 E (1 NC) Alternating current operation 500 V AC 50 Hz/600 V AC 60 Hz !!! Phased-out product !!! Successor is SIRIUS 3RT201 or 3TG10 | - | 0 | 7
3TF2001-0AU0 |  | 3TF2001-0AU0 | 1 | UN | 1 | 20 | D | D | N | N | 85364900 | 1 | 4011209087361 | 0.196 | KG | 49.02 | 49.02 | CP04 | CP04 | Contactor size S00, 3-pole AC-3 4 kW/400 V Screw terminal Auxiliary switch 01 E (1 NC) Alternating current operation 240 V AC 50 Hz/288 V AC 60 Hz !!! Phased-out product !!! Successor is SIRIUS 3RT201 or 3TG10 | - | 0 | 7
3TF2001-0AU1 |  | 3TF2001-0AU1 | 1 | UN | 1 | 0 | A | D | N | N | 85364900 | 1 | 4011209292062 | 0.194 | KG | 51.21 | 51.21 | CP04 | CP04 | Contactor size S00, 3-pole AC-3 4 kW/400 V Screw terminal Auxiliary switch 01 E (1 NC) Alternating current operation 277 V AC 60 Hz !!! Phased-out product !!! Successor is SIRIUS 3RT201 or 3TG10 | - | 0 | 7
3TF2001-0AV0 |  | 3TF2001-0AV0 | 1 | UN | 1 | 20 | D | D | N | N | 85364900 | 1 | 4011209086395 | 0.189 | KG | 60.9 | 60.9 | CP04 | CP04 | Contactor, Size 00, 3-pole, AC-3 4 kW/400 V; Screw terminal Auxiliary switch 01E (1 NC) AC 400/50 Hz, 480/60 Hz AC operation !!! Phased-out product !!! Successor is SIRIUS 3RT201 or 3TG10 | - | 0 | 7
3TF2001-0BA4 |  | 3TF2001-0BA4 | 1 | UN | 1 | 20 | D | D | N | N | 85364900 | 1 | 4011209148499 | 0.219 | KG | 55.2 | 55.2 | CP04 | CP04 | Contactor, Size 00, 3-pole, AC-3 4 kW/400 V; Screw terminal Auxiliary switch 01E (1 NC) 12 V DC DC operation !!! Phased-out product !!! Successor is SIRIUS 3RT201 or 3TG10 | - | 0 | 0
3TF2001-0BB4 |  | 3TF2001-0BB4 | 1 | UN | 1 | 1 | A | D | N | N | 85364900 | 1 | 4011209035737 | 0.218 | KG | 55.2 | 50.16 | CP04 | CP04 | Contactor, Size 00, 3-pole, AC-3 4 kW/400 V; Screw terminal Auxiliary switch 01E (1 NC) 24 VDC DC operation !!! Phased-out product !!! Successor is SIRIUS 3RT201 or 3TG10 | Lista Papel 2020 SI | 0 | 0
3TF2001-0BB4-Z | X90 | 3TF2001-0BB4-ZX90 | 1 | UN | 1 | 20 | D | D | N | N | 85364900 | 32 | 4011209095427 | 0.215 | KG | 62.32 | 62.32 | CP04 | CP04 | Contactor size S00, 3-pole AC-3 4 kW/400 V Screw terminal Auxiliary switch 01 E (1 NC) 24 V DC Multi-unit packaging Packing unit 32 units !!! Phased-out product !!! Successor is SIRIUS 3RT201 or 3TG10 | - | 0 | 7
3TF2001-0BB4-Z | X95 | 3TF2001-0BB4-ZX95 | 1 | UN | 1 | 0 | A | D | N | N | 85364900 | 168 | 4011209347816 | 0.2 | KG | 65.08 | 65.08 | CP04 | CP04 | Contactor size S00, 3-pole AC-3 4 kW/400 V Screw terminal Auxiliary switch 01 E (1 NC) 24 V DC Reusable packaging Packing quantity 168 units !!! Phased-out product !!! Successor is SIRIUS 3RT201 or 3TG10 | - | 0 | 7
3TF2001-0BC4 |  | 3TF2001-0BC4 | 1 | UN | 1 | 20 | D | D | N | N | 85364900 | 1 | 4011209131125 | 0.215 | KG | 56.62 | 56.62 | CP04 | CP04 | Contactor size S00, 3-pole AC-3 4 kW/400 V Screw terminal Auxiliary switch 01 E (1 NC) 30 V DC !!! Phased-out product !!! Successor is SIRIUS 3RT201 or 3TG10 | - | 0 | 7
3TF2001-0BD4 |  | 3TF2001-0BD4 | 1 | UN | 1 | 20 | D | D | N | N | 85364900 | 1 | 4011209092518 | 0.246 | KG | 56.62 | 56.62 | CP04 | CP04 | Contactor size S00, 3-pole AC-3 4 kW/400 V Screw terminal Auxiliary switch 01 E (1 NC) 42 V DC !!! Phased-out product !!! Successor is SIRIUS 3RT201 or 3TG10 | - | 0 | 7
3TF2001-0BE8 |  | 3TF2001-0BE8 | 1 | UN | 1 | 20 | D | D | N | N | 85364900 | 1 | 4011209176751 | 0.211 | KG | 56.62 | 56.62 | CP04 | CP04 | Contactor size S00, 3-pole AC-3 4 kW/400 V Screw terminal Auxiliary switch 01 E (1 NC) 80 V DC !!! Phased-out product !!! Successor is SIRIUS 3RT201 or 3TG10 | - | 0 | 7
3TF2001-0BF4 |  | 3TF2001-0BF4 | 1 | UN | 1 | 15 | C | D | N | N | 85364900 | 1 | 4011209126152 | 0.212 | KG | 55.2 | 55.2 | CP04 | CP04 | Contactor, Size 00, 3-pole, AC-3 4 kW/400 V; Screw terminal Auxiliary switch 01E (1 NC) 110 V DC DC operation !!! Phased-out product !!! Successor is SIRIUS 3RT201 or 3TG10 | - | 0 | 0
3TF2001-0BM4 |  | 3TF2001-0BM4 | 1 | UN | 1 | 0 | A | D | N | N | 85364900 | 1 | 4011209086364 | 0.201 | KG | 55.2 | 55.2 | CP04 | CP04 | Contactor, Size 00, 3-pole, AC-3 4 kW/400 V; Screw terminal Auxiliary switch 01E (1 NC) 220 V DC DC operation !!! Phased-out product !!! Successor is SIRIUS 3RT201 or 3TG10 | - | 0 | 0
3TF2001-0BP4 |  | 3TF2001-0BP4 | 1 | UN | 1 | 20 | D | D | N | N | 85364900 | 1 | 4011209080911 | 0.266 | KG | 55.2 | 55.2 | CP04 | CP04 | Contactor, Size 00, 3-pole, AC-3 4 kW/400 V; Screw terminal Auxiliary switch 01E (1 NC) 230 V DC DC operation !!! Phased-out product !!! Successor is SIRIUS 3RT201 or 3TG10 | - | 0 | 0
3TF2001-0BU4 |  | 3TF2001-0BU4 | 1 | UN | 1 | 20 | D | D | N | N | 85364900 | 1 | 4011209093959 | 0.219 | KG | 59.19 | 59.19 | CP04 | CP04 | Contactor size S00, 3-pole AC-3 4 kW/400 V Screw terminal Auxiliary switch 01 E (1 NC) 21.5 V DC !!! Phased-out product !!! Successor is SIRIUS 3RT201 or 3TG10 | - | 0 | 7
3TF2001-0BW4 |  | 3TF2001-0BW4 | 1 | UN | 1 | 20 | D | D | N | N | 85364900 | 1 | 4011209035744 | 0.217 | KG | 55.2 | 55.2 | CP04 | CP04 | Contactor, Size 00, 3-pole, AC-3 4 kW/400 V; Screw terminal Auxiliary switch 01E (1 NC) 48 V DC DC operation !!! Phased-out product !!! Successor is SIRIUS 3RT201 or 3TG10 | - | 0 | 0
3TF2001-0DB4 |  | 3TF2001-0DB4 | 1 | UN | 1 | 2 | A | D | N | N | 85364900 | 1 | 4011209035751 | 0.218 | KG | 55.2 | 55.2 | CP04 | CP04 | Contactor size S00, 3-pole AC-3 4 kW/400 V Screw terminal Auxiliary switch 01 E (1 NC) Diode or varistor attachable Direct current operation 2 W 24 V DC !!! Phased-out product !!! Successor is SIRIUS 3RT201 or 3TG10 | - | 0 | 7
3TF2001-0FB4 |  | 3TF2001-0FB4 | 1 | UN | 1 | 5 | B | D | N | N | 85364900 | 1 | 4011209035768 | 0.2 | KG | 53.68 | 53.68 | CP04 | CP04 | Contactor size S00, 3-pole AC-3 4 kW/400 V Screw terminal Auxiliary switch 01 E (1 NC) Diode or varistor attachable Direct current operation 1.2 W 24 V DC No additional auxiliary contacts !!! Phased-out product !!! Successor is SIRIUS 3RT201 or 3TG10 | - | 0 | 7
3TF2001-0FB4-Z | X95 | 3TF2001-0FB4-ZX95 | 1 | UN | 1 | 0 | A | D | N | N | 85364900 | 168 | 4011209353275 | 0.206 | KG | 61.75 | 61.75 | CP04 | CP04 | Contactor size S00, 3-pole AC-3 4 kW/400 V Screw terminal Auxiliary switch 01 E (1 NC) Diode or varistor attachable Direct current operation 1.2 W 24 V DC reusable packaging Packing quantity 168 units No additional auxiliary contacts !!! Phased-out product !!! Successor is SIRIUS 3RT201 or 3TG10 | - | 0 | 7
3TF2001-0JB4 |  | 3TF2001-0JB4 | 1 | UN | 1 | 20 | D | D | N | N | 85364900 | 1 | 4011209035775 | 0.216 | KG | 68.02 | 68.02 | CP04 | CP04 | Contactor size S00, 3-pole AC-3 4 kW/400 V Screw terminal Auxiliary switch 01 E (1 NC) Diode built-in Direct current operation 2 W 24 V DC !!! Phased-out product !!! Successor is SIRIUS 3RT201 or 3TG10 | - | 0 | 7
3TF2001-0LB4 |  | 3TF2001-0LB4 | 1 | UN | 1 | 5 | B | D | N | N | 85364900 | 1 | 4011209035782 | 0.218 | KG | 62.7 | 62.7 | CP04 | CP04 | Contactor size S00, 3-pole AC-3 4 kW/400 V Screw terminal Auxiliary switch 01 E (1 NC) Operating range 0.7 to 1.25 x US 2 CO, connected to varistor Direct current operation 24 V DC !!! Phased-out product !!! Successor is SIRIUS 3RT201 or 3TG10 | - | 0 | 7
3TF2001-0LF4 |  | 3TF2001-0LF4 | 1 | UN | 1 | 20 | D | D | N | N | 85364900 | 1 | 4011209216785 | 0.213 | KG | 62.7 | 62.7 | CP04 | CP04 | Contactor size S00, 3-pole AC-3 4 kW/400 V Screw terminal Auxiliary switch 01 E (1 NC) Operating range 0.7 to 1.25 x US 2 CO, connected to varistor Direct current operation 110 V DC !!! Phased-out product !!! Successor is SIRIUS 3RT201 or 3TG10 | - | 0 | 7
3TF2001-0LJ4 |  | 3TF2001-0LJ4 | 1 | UN | 1 | 0 | A | D | N | N | 85364900 | 1 | 4011209253834 | 0.214 | KG | 71.06 | 71.06 | CP04 | CP04 | Contactor size S00, 3-pole AC-3 4 kW/400 V Screw terminal Auxiliary switch 01 E (1 NC) Operating range 0.7 to 1.25 x US 2 CO, connected to varistor Direct current operation 37...65 V DC !!! Phased-out product !!! Successor is SIRIUS 3RT201 or 3TG10 | - | 0 | 7
3TF2001-0LJ8 |  | 3TF2001-0LJ8 | 1 | UN | 1 | 20 | D | D | N | N | 85364900 | 1 | 4011209425866 | 0.214 | KG | 63.84 | 63.84 | CP04 | CP04 | Contactor size S00, 3-pole AC-3 4 kW/400 V Screw terminal Auxiliary switch 01 E (1 NC) Operating range 0.7 to 1.25 x US Direct current operation 72 V DC !!! Phased-out product !!! Successor is SIRIUS 3RT201 or 3TG10 | - | 0 | 7
3TF2001-0MB4 |  | 3TF2001-0MB4 | 1 | UN | 1 | 15 | C | D | N | N | 85364900 | 1 | 4011209089297 | 0.216 | KG | 64.98 | 64.98 | CP04 | CP04 | Contactor size S00, 3-pole AC-3 4 kW/400 V Screw terminal Auxiliary switch 01 E (1 NC) Varistor built-in Direct current operation 1.2 W 24 V DC !!! Phased-out product !!! Successor is SIRIUS 3RT201 or 3TG10 | - | 0 | 7
3TF2001-0TB4 |  | 3TF2001-0TB4 | 1 | UN | 1 | 20 | D | D | N | N | 85364900 | 1 | 4011209093829 | 0.209 | KG | 65.93 | 65.93 | CP04 | CP04 | Contactor size S00, 3-pole AC-3 4 kW/400 V Screw terminal Auxiliary switch 01 E (1 NC) Diode built-in Direct current operation 1.2 W 24 V DC !!! Phased-out product !!! Successor is SIRIUS 3RT201 or 3TG10 | - | 0 | 7
3TF2001-1AD0 |  | 3TF2001-1AD0 | 1 | UN | 1 | 0 | A | D | N | N | 85364900 | 1 | 4011209352230 | 0.191 | KG | 57.95 | 57.95 | CP04 | CP04 | Contactor size S00, 3-pole AC-3 4 kW/400 V plug-in connection Auxiliary switch 01 E (1 NC) Alternating current operation 42 V AC 50 Hz/50 V AC 60 Hz !!! Phased-out product !!! Successor is SIRIUS 3RT201 or 3TG10 | - | 0 | 7
3TF2001-1AP0 |  | 3TF2001-1AP0 | 1 | UN | 1 | 0 | A | D | N | N | 85364900 | 1 | 4011209163591 | 0.181 | KG | 57.95 | 57.95 | CP04 | CP04 | Contactor size S00, 3-pole AC-3 4 kW/400 V plug-in connection Auxiliary switch 01 E (1 NC) Alternating current operation 230 V AC 50 Hz, 277 V 60 Hz !!! Phased-out product !!! Successor is SIRIUS 3RT201 or 3TG10 | - | 0 | 7
3TF2001-1AU0 |  | 3TF2001-1AU0 | 1 | UN | 1 | 0 | A | D | N | N | 85364900 | 1 | 4011209287396 | 0.18 | KG | 59.28 | 59.28 | CP04 | CP04 | Contactor size S00, 3-pole AC-3 4 kW/400 V plug-in connection Auxiliary switch 01 E (1 NC) Alternating current operation 240 V AC 50 Hz/288 V AC 60 Hz !!! Phased-out product !!! Successor is SIRIUS 3RT201 or 3TG10 | - | 0 | 7
3TF2001-1BB4 |  | 3TF2001-1BB4 | 1 | UN | 1 | 20 | D | D | N | N | 85364900 | 1 | 4011209102781 | 0.27 | KG | 66.98 | 66.98 | CP04 | CP04 | Contactor size S00, 3-pole AC-3 4 kW/400 V plug-in connection Auxiliary switch 01 E (1 NC) 24 V DC !!! Phased-out product !!! Successor is SIRIUS 3RT201 or 3TG10 | - | 0 | 7
3TF2001-3AB0 |  | 3TF2001-3AB0 | 1 | UN | 1 | 0 | A | D | N | N | 85364900 | 1 | 4011209148710 | 0.168 | KG | 40.28 | 40.28 | CP04 | CP04 | Contactor, Size 00, 3-pole, AC-3 4 kW/400 V; Flat connector terminal Auxiliary switch 01E (1 NC) 24 V AC 50 Hz/29 V AC 60 Hz AC operation Snap-on mounting standard mounting rail !!! Phased-out product !!! Successor is SIRIUS 3RT201 or 3TG10 | - | 0 | 0
3TF2001-3AC2 |  | 3TF2001-3AC2 | 1 | UN | 1 | 20 | D | D | N | N | 85364900 | 1 | 4011209243200 | 0.166 | KG | 40.28 | 40.28 | CP04 | CP04 | Contactor, Size 00, 3-pole, AC-3 4 kW/400 V; Flat connector terminal Auxiliary switch 01E (1 NC) 24 V AC 50/60 Hz AC operation Snap-on mounting standard mounting rail !!! Phased-out product !!! Successor is SIRIUS 3RT201 or 3TG10 | - | 0 | 0
3TF2001-3AD0 |  | 3TF2001-3AD0 | 1 | UN | 1 | 20 | D | D | N | N | 85364900 | 1 | 4011209122451 | 0.166 | KG | 40.28 | 40.28 | CP04 | CP04 | Contactor, Size 00, 3-pole, AC-3 4 kW/400 V; Flat connector terminal Auxiliary switch 01E (1 NC) 42 V AC 50 Hz/50 V AC 60 Hz AC operation Snap-on mounting standard mounting rail !!! Phased-out product !!! Successor is SIRIUS 3RT201 or 3TG10 | - | 0 | 0
3TF2001-3AL2 |  | 3TF2001-3AL2 | 1 | UN | 1 | 20 | D | D | N | N | 85364900 | 1 | 4011209104327 | 0.172 | KG | 40.28 | 40.28 | CP04 | CP04 | Contactor, Size 00, 3-pole, AC-3 4 kW/400 V; Flat connector terminal Auxiliary switch 01E (1 NC) 230 V AC 50/60 Hz AC operation Snap-on mounting standard mounting rail !!! Phased-out product !!! Successor is SIRIUS 3RT201 or 3TG10 | - | 0 | 0
3TF2001-3AL2-Z | X90 | 3TF2001-3AL2-ZX90 | 1 | UN | 1 | 0 | A | D | N | N | 85364900 | 32 | 4011209327788 | 0.154 | KG | 46.17 | 46.17 | CP04 | CP04 | Contactor size S00, 3-pole AC-3 4 kW/400 V Flat connector terminal Snap-on mounting standard mounting rail Auxiliary switch 01 E (1 NC) Alternating current operation 230 V AC 50/60 Hz Multi-unit packaging Packing unit 32 units !!! Phased-out product !!! Successor is SIRIUS 3RT201 or 3TG10 | - | 0 | 7
3TF2001-3AP0 |  | 3TF2001-3AP0 | 1 | UN | 1 | 15 | C | D | N | N | 85364900 | 1 | 4011209148727 | 0.163 | KG | 40.28 | 36.58 | CP04 | CP04 | Contactor, Size 00, 3-pole, AC-3 4 kW/400 V; Flat connector terminal Auxiliary switch 01E (1 NC) 230 V AC 50 Hz, 277 V 60 Hz AC operation Snap-on mounting standard mounting rail !!! Phased-out product !!! Successor is SIRIUS 3RT201 or 3TG10 | Lista Papel 2020 SI | 0 | 0
3TF2001-3BB4 |  | 3TF2001-3BB4 | 1 | UN | 1 | 20 | D | D | N | N | 85364900 | 1 | 4011209097773 | 0.178 | KG | 48.07 | 43.7 | CP04 | CP04 | Contactor, Size 00, 3-pole, AC-3 4 kW/400 V; Flat connector terminal Auxiliary switch 01E (1 NC) 24 V DC DC operation Snap-on mounting standard mounting rail !!! Phased-out product !!! Successor is SIRIUS 3RT201 or 3TG10 | Lista Papel 2020 SI | 0 | 0
3TF2001-5BB4 |  | 3TF2001-5BB4 | 1 | UN | 1 | 20 | D | D | N | N | 85364900 | 1 | 4011209153653 | 0.204 | KG | 56.91 | 56.91 | CP04 | CP04 | Contactor size S00, 3-pole AC3 4 kW / 380 V Auxiliary switch 1 NC Direct current operation 24 V DC !!! Phased-out product !!! Successor is SIRIUS 3RT201 or 3TG10 | - | 0 | 7
3TF2001-6AC2 |  | 3TF2001-6AC2 | 1 | UN | 1 | 15 | C | D | N | N | 85364900 | 1 | 4011209297081 | 0.166 | KG | 45.41 | 45.41 | CP04 | CP04 | Contactor, Size 00, 3-pole, AC-3 4 kW/400 V; Soldering pin connection Auxiliary switch 01E (1 NC) 24 V AC 50/60 Hz AC operation Screw mounting (diagonal) !!! Phased-out product !!! Successor is SIRIUS 3RT201 or 3TG10 | - | 0 | 0
3TF2001-6AD2 |  | 3TF2001-6AD2 | 1 | UN | 1 | 0 | A | D | N | N | 85364900 | 1 | 4011209290877 | 0.163 | KG | 49.78 | 49.78 | CP04 | CP04 | Contactor size S00, 3-pole AC-3 4 kW/400 V Soldering pin connection Screw mounting (diagonal) Auxiliary switch 01 E (1 NC) Alternating current operation 42 V AC 50/60 Hz !!! Phased-out product !!! Successor is SIRIUS 3RT201 or 3TG10 | - | 0 | 7
3TF2001-6AF0 |  | 3TF2001-6AF0 | 1 | UN | 1 | 0 | A | D | N | N | 85364900 | 1 | 4011209327849 | 0.16 | KG | 47.5 | 47.5 | CP04 | CP04 | Contactor, Size 00, 3-pole, AC-3 4 kW/400 V; Soldering pin connection Auxiliary switch 01E (1 NC) 110 V AC 50 Hz/132 V AC 60 Hz AC operation Screw mounting (diagonal) !!! Phased-out product !!! Successor is SIRIUS 3RT201 or 3TG10 | - | 0 | 0
3TF2001-6AL2 |  | 3TF2001-6AL2 | 1 | UN | 1 | 20 | D | D | N | N | 85364900 | 1 | 4011209259188 | 0.165 | KG | 47.69 | 47.69 | CP04 | CP04 | Contactor, Size 00, 3-pole, AC-3 4 kW/400 V; Soldering pin connection Auxiliary switch 01E (1 NC) 230 V AC 50/60 Hz AC operation Screw mounting (diagonal) !!! Phased-out product !!! Successor is SIRIUS 3RT201 or 3TG10 | - | 0 | 0
3TF2001-6AP0 |  | 3TF2001-6AP0 | 1 | UN | 1 | 20 | D | D | N | N | 85364900 | 1 | 4011209179233 | 0.165 | KG | 47.69 | 43.32 | CP04 | CP04 | Contactor, Size 00, 3-pole, AC-3 4 kW/400 V; Soldering pin connection Auxiliary switch 01E (1 NC) 230 V AC 50 Hz, 277 V 60 Hz AC operation Screw mounting (diagonal) !!! Phased-out product !!! Successor is SIRIUS 3RT201 or 3TG10 | Lista Papel 2020 SI | 0 | 0
3TF2001-6BA4 |  | 3TF2001-6BA4 | 1 | UN | 1 | 0 | A | D | N | N | 85364900 | 1 | 4011209306356 | 0.186 | KG | 53.39 | 53.39 | CP04 | CP04 | Contactor, Size 00, 3-pole, AC-3 4 kW/400 V; Soldering pin connection Auxiliary switch 01E (1 NC) 12 V DC DC operation Screw mounting (diagonal) !!! Phased-out product !!! Successor is SIRIUS 3RT201 or 3TG10 | - | 0 | 0
3TF2001-6BB4 |  | 3TF2001-6BB4 | 1 | UN | 1 | 1 | A | D | N | N | 85364900 | 1 | 4011209084209 | 0.188 | KG | 53.39 | 48.55 | CP04 | CP04 | Contactor, Size 00, 3-pole, AC-3 4 kW/400 V; Soldering pin connection Auxiliary switch 01E (1 NC) 24 V DC DC operation Screw mounting (diagonal) !!! Phased-out product !!! Successor is SIRIUS 3RT201 or 3TG10 | Lista Papel 2020 SI | 0 | 0
3TF2001-6BB4-Z | X90 | 3TF2001-6BB4-ZX90 | 1 | UN | 1 | 20 | D | D | N | N | 85364900 | 40 | 4011209890527 | 0.185 | KG | 55.86 | 55.86 | CP04 | CP04 | Contactor size S00, 3-pole AC-3 4 kW/400 V Soldering pin connection Screw mounting (diagonal) Auxiliary switch 01 E (1 NC) 24 V DC Multi-unit packaging Packing quantity 40 units !!! Phased-out product !!! Successor is SIRIUS 3RT201 or 3TG10 | - | 0 | 7
3TF2001-6BB4-Z | X95 | 3TF2001-6BB4-ZX95 | 1 | UN | 1 | 0 | A | D | N | N | 85364900 | 200 | 4011209347519 | 0.179 | KG | 58.71 | 58.71 | CP04 | CP04 | Contactor size S00, 3-pole AC-3 4 kW/400 V Soldering pin connection Screw mounting (diagonal) Auxiliary switch 01 E (1 NC) 24 V DC Reusable packaging Packing quantity 200 units !!! Phased-out product !!! Successor is SIRIUS 3RT201 or 3TG10 | - | 0 | 7
3TF2001-7AC2 |  | 3TF2001-7AC2 | 1 | UN | 1 | 20 | D | D | N | N | 85364900 | 1 | 4011209334748 | 0.163 | KG | 38.38 | 38.38 | CP04 | CP04 | Contactor, Size 00, 3-pole, AC-3 4 kW/400 V; Flat connector terminal Auxiliary switch 01E (1 NC) 24 V AC 50/60 Hz AC operation Screw mounting (diagonal) !!! Phased-out product !!! Successor is SIRIUS 3RT201 or 3TG10 | - | 0 | 0
3TF2001-7AD0 |  | 3TF2001-7AD0 | 1 | UN | 1 | 0 | A | D | N | N | 85364900 | 1 | 4011209180703 | 0.15 | KG | 38.38 | 38.38 | CP04 | CP04 | Contactor, Size 00, 3-pole, AC-3 4 kW/400 V; Flat connector terminal Auxiliary switch 01E (1 NC) 42 V AC 50 Hz/50 V AC 60 Hz AC operation Screw mounting (diagonal) !!! Phased-out product !!! Successor is SIRIUS 3RT201 or 3TG10 | - | 0 | 0
3TF2001-7AP0 |  | 3TF2001-7AP0 | 1 | UN | 1 | 20 | D | D | N | N | 85364900 | 1 | 4011209181366 | 0.147 | KG | 38.38 | 34.87 | CP04 | CP04 | Contactor, Size 00, 3-pole, AC-3 4 kW/400 V; Flat connector terminal Auxiliary switch 01E (1 NC) 230 V AC 50 Hz, 277 V 60 Hz AC operation Screw mounting (diagonal) !!! Phased-out product !!! Successor is SIRIUS 3RT201 or 3TG10 | Lista Papel 2020 SI | 0 | 0
3TF2001-7BB4 |  | 3TF2001-7BB4 | 1 | UN | 1 | 20 | D | D | N | N | 85364900 | 1 | 4011209123052 | 0.187 | KG | 46.55 | 42.28 | CP04 | CP04 | Contactor, Size 00, 3-pole, AC-3 4 kW/400 V; Flat connector terminal Auxiliary switch 01E (1 NC) 24 V DC DC operation Screw mounting (diagonal) !!! Phased-out product !!! Successor is SIRIUS 3RT201 or 3TG10 | Lista Papel 2020 SI | 0 | 0
3TF2001-7DB4 |  | 3TF2001-7DB4 | 1 | UN | 1 | 15 | C | D | N | N | 85364900 | 1 | 4011209162655 | 0.215 | KG | 46.55 | 46.55 | CP04 | CP04 | Contactor size S00, 3-pole AC-3 4 kW/400 V Flat connector terminal Screw mounting (diagonal) Auxiliary switch 01 E (1 NC) Without wiring Direct current operation 2 W 24 V DC !!! Phased-out product !!! Successor is SIRIUS 3RT201 or 3TG10 | - | 0 | 7
3TF2001-7FB4 |  | 3TF2001-7FB4 | 1 | UN | 1 | 0 | A | D | N | N | 85364900 | 1 | 4011209199828 | 0.183 | KG | 48.64 | 48.64 | CP04 | CP04 | Contactor size S00, 3-pole AC-3 4 kW/380 V Flat connector terminal Screw mounting (diagonal) Auxiliary switch 15 (1 NC) Direct current operation 1.2 W 24 V DC No additional auxiliary contacts !!! Phased-out product !!! Successor is SIRIUS 3RT201 or 3TG10 | - | 0 | 7
3TF2001-7JB4 |  | 3TF2001-7JB4 | 1 | UN | 1 | 0 | A | D | N | N | 85364900 | 1 | 4011209135642 | 0.196 | KG | 62.61 | 62.61 | CP04 | CP04 | Contactor size S00, 3-pole AC-3 4 kW/400 V Flat connector terminal Screw mounting (diagonal) Auxiliary switch 01 E (1 NC) Diode built-in Direct current operation 2 W 24 V DC !!! Phased-out product !!! Successor is SIRIUS 3RT201 or 3TG10 | - | 0 | 7
3TF2001-8CB4 |  | 3TF2001-8CB4 | 1 | UN | 1 | 2 | A | D | N | N | 85364900 | 1 | 4011209553972 | 0.2 | KG | 51.68 | 51.68 | CP04 | CP04 | Contactor size S00, 3-pole AC-3 4 kW/400 V Soldering pin connection Screw mounting (diagonal) Auxiliary switch 01 E (1 NC) 24 V DC Increased shock resistance 0.9...1.1 US DC !!! Phased-out product !!! Successor is SIRIUS 3RT201 or 3TG10 | - | 0 | 7
3TF2001-8CB4-Z | X95 | 3TF2001-8CB4-ZX95 | 1 | UN | 1 | 0 | A | D | N | N | 85364900 | 200 | 4011209553989 | 0.173 | KG | 54.06 | 54.06 | CP04 | CP04 | Contactor size S00, 3-pole AC-3 4 kW/400 V Soldering pin connection Soldering pin connection Screw mounting (diagonal) Auxiliary switch 01 E (1 NC) 24 V DC Increased shock resistance 0.9...1.1 US DC Reusable packaging Packing quantity 200 units !!! Phased-out product !!! Successor is SIRIUS 3RT201 or 3TG10 | - | 0 | 7
3TF2010-0AB0 |  | 3TF2010-0AB0 | 1 | UN | 1 | 5 | B | D | N | N | 85364900 | 1 | 4011209035799 | 0.194 | KG | 47.12 | 47.12 | CP04 | CP04 | Contactor, Size 00, 3-pole, AC-3 4 kW/400 V; Screw terminal Auxiliary switch 10E (1 NO) 24 V AC 50 Hz/29 V AC 60 Hz AC operation !!! Phased-out product !!! Successor is SIRIUS 3RT201 or 3TG10 | - | 0 | 0
3TF2010-0AB0-Z | X90 | 3TF2010-0AB0-ZX90 | 1 | UN | 1 | 0 | A | D | N | N | 85364900 | 32 | 4011209241879 | 0.195 | KG | 54.06 | 54.06 | CP04 | CP04 | Contactor size S00, 3-pole AC-3 4 kW/400 V Screw terminal Soldering pin connection Auxiliary switch 10 E (1 NO) Alternating current operation 24 V AC 50 Hz/29 V AC 60 Hz Multi-unit packaging Packing unit 32 units !!! Phased-out product !!! Successor is SIRIUS 3RT201 or 3TG10 | - | 0 | 7
3TF2010-0AC2 |  | 3TF2010-0AC2 | 1 | UN | 1 | 2 | A | D | N | N | 85364900 | 1 | 4011209035805 | 0.197 | KG | 47.12 | 47.12 | CP04 | CP04 | Contactor, Size 00, 3-pole, AC-3 4 kW/400 V; Screw terminal Auxiliary switch 10E (1 NO) 24 V AC 50/60 Hz AC operation !!! Phased-out product !!! Successor is SIRIUS 3RT201 or 3TG10 | - | 0 | 0
3TF2010-0AD0 |  | 3TF2010-0AD0 | 1 | UN | 1 | 20 | D | D | N | N | 85364900 | 1 | 4011209035812 | 0.193 | KG | 47.12 | 47.12 | CP04 | CP04 | Contactor, Size 00, 3-pole, AC-3 4 kW/400 V; Screw terminal Auxiliary switch 10E (1 NO) 42 V AC 50 Hz/50 V AC 60 Hz AC operation !!! Phased-out product !!! Successor is SIRIUS 3RT201 or 3TG10 | - | 0 | 0
3TF2010-0AE0 |  | 3TF2010-0AE0 | 1 | UN | 1 | 20 | D | D | N | N | 85364900 | 1 | 4011209181816 | 0.193 | KG | 49.02 | 49.02 | CP04 | CP04 | Contactor size S00, 3-pole AC-3 4 kW/400 V Screw terminal Auxiliary switch 10 E (1 NO) Alternating current operation 60 V AC 50 Hz/72 V AC 60 Hz !!! Phased-out product !!! Successor is SIRIUS 3RT201 or 3TG10 | - | 0 | 7
3TF2010-0AF0 |  | 3TF2010-0AF0 | 1 | UN | 1 | 20 | D | D | N | N | 85364900 | 1 | 4011209035829 | 0.192 | KG | 47.12 | 47.12 | CP04 | CP04 | Contactor, Size 00, 3-pole, AC-3 4 kW/400 V; Screw terminal Auxiliary switch 10E (1 NO) 110 V AC 50 Hz/132 V AC 60 Hz AC operation !!! Phased-out product !!! Successor is SIRIUS 3RT201 or 3TG10 | - | 0 | 0
3TF2010-0AF05 |  | 3TF2010-0AF05 | 1 | UN | 1 | 20 | D | D | N | N | 85364900 | 1 | 4011209190191 | 0.197 | KG | 49.02 | 49.02 | CP04 | CP04 | Contactor size S00, 3-pole 110 V AC 50 Hz / 132 V AC 60 Hz AC-3, 4 kW/380 V screw terminal Auxiliary switch 1 NO (1 NO) Alternating current operation Brazil !!! Phased-out product !!! Successor is SIRIUS 3RT201 or 3TG10 | - | 0 | 7
3TF2010-0AG0 |  | 3TF2010-0AG0 | 1 | UN | 1 | 0 | A | D | N | N | 85364900 | 1 | 4011209094512 | 0.191 | KG | 51.21 | 51.21 | CP04 | CP04 | Contactor size S00, 3-pole AC-3 4 kW/400 V Screw terminal Auxiliary switch 10 E (1 NO) Alternating current operation 36 V AC 50 Hz/42 V AC 60 Hz !!! Phased-out product !!! Successor is SIRIUS 3RT201 or 3TG10 | - | 0 | 7
3TF2010-0AG1 |  | 3TF2010-0AG1 | 1 | UN | 1 | 20 | D | D | N | N | 85364900 | 1 | 4011209081895 | 0.195 | KG | 49.02 | 49.02 | CP04 | CP04 | Contactor size S00, 3-pole AC-3 4 kW/400 V Screw terminal Auxiliary switch 10 E (1 NO) Alternating current operation 110 V AC 60 Hz/92 V AC 50 Hz !!! Phased-out product !!! Successor is SIRIUS 3RT201 or 3TG10 | - | 0 | 7
3TF2010-0AG15 |  | 3TF2010-0AG15 | 1 | UN | 1 | 0 | A | D | N | N | 85364900 | 1 | 4011209084674 | 0.193 | KG | 51.21 | 51.21 | CP04 | CP04 | Contactor size S00, 3-pole AC-3 4 kW/400 V Screw terminal 110 V AC 60 Hz / 92 V AC 50 Hz Auxiliary switch 1 NC (1 NO) Alternating current operation Brazil !!! Phased-out product !!! Successor is SIRIUS 3RT201 or 3TG10 | - | 0 | 7
3TF2010-0AG2 |  | 3TF2010-0AG2 | 1 | UN | 1 | 2 | A | D | N | N | 85364900 | 1 | 4011209035836 | 0.198 | KG | 47.12 | 47.12 | CP04 | CP04 | Contactor, Size 00, 3-pole, AC-3 4 kW/400 V; Screw terminal Auxiliary switch 10E (1 NO) 110 V AC 50/60 Hz AC operation !!! Phased-out product !!! Successor is SIRIUS 3RT201 or 3TG10 | - | 0 | 0
3TF2010-0AH0 |  | 3TF2010-0AH0 | 1 | UN | 1 | 20 | D | D | N | N | 85364900 | 1 | 4011209035843 | 0.192 | KG | 47.12 | 47.12 | CP04 | CP04 | Contactor, Size 00, 3-pole, AC-3 4 kW/400 V; Screw terminal Auxiliary switch 10E (1 NO) 48 V AC 50 Hz/58 V AC 60 Hz AC operation !!! Phased-out product !!! Successor is SIRIUS 3RT201 or 3TG10 | - | 0 | 0
3TF2010-0AJ1 |  | 3TF2010-0AJ1 | 1 | UN | 1 | 20 | D | D | N | N | 85364900 | 1 | 4011209103146 | 0.194 | KG | 49.02 | 49.02 | CP04 | CP04 | Contactor size S00, 3-pole AC-3 4 kW/400 V Screw terminal Auxiliary switch 10 E (1 NO) Alternating current operation 115 V AC 60 Hz/96 V AC 50 Hz !!! Phased-out product !!! Successor is SIRIUS 3RT201 or 3TG10 | - | 0 | 7
3TF2010-0AJ2 |  | 3TF2010-0AJ2 | 1 | UN | 1 | 20 | D | D | N | N | 85364900 | 1 | 4011209102590 | 0.192 | KG | 49.02 | 49.02 | CP04 | CP04 | Contactor size S00, 3-pole AC-3 4 kW/400 V Screw terminal Auxiliary switch 10 E (1 NO) Alternating current operation 115 V AC 50/60 Hz !!! Phased-out product !!! Successor is SIRIUS 3RT201 or 3TG10 | - | 0 | 7
3TF2010-0AK2 |  | 3TF2010-0AK2 | 1 | UN | 1 | 0 | A | D | N | N | 85364900 | 1 | 4011209097544 | 0.194 | KG | 49.02 | 49.02 | CP04 | CP04 | Contactor size S00, 3-pole AC-3 4 kW/400 V Screw terminal Auxiliary switch 10 E (1 NO) Alternating current operation 120 V AC 50/60 Hz !!! Phased-out product !!! Successor is SIRIUS 3RT201 or 3TG10 | - | 0 | 7
3TF2010-0AK6 |  | 3TF2010-0AK6 | 1 | UN | 1 | 2 | A | D | N | N | 85364900 | 1 | 4011209035850 | 0.192 | KG | 47.12 | 47.12 | CP04 | CP04 | Contactor, Size 00, 3-pole, AC-3 4 kW/400 V; Screw terminal Auxiliary switch 10E (1 NO) 120 V AC 60 Hz/110 V AC 50 Hz AC operation !!! Phased-out product !!! Successor is SIRIUS 3RT201 or 3TG10 | - | 0 | 0
3TF2010-0AL1 |  | 3TF2010-0AL1 | 1 | UN | 1 | 0 | A | D | N | N | 85364900 | 1 | 4011209093980 | 0.189 | KG | 51.21 | 51.21 | CP04 | CP04 | Contactor size S00, 3-pole AC-3 4 kW/400 V Screw terminal Auxiliary switch 10 E (1 NO) Alternating current operation 230 V AC 60 Hz/192 V AC 50 Hz !!! Phased-out product !!! Successor is SIRIUS 3RT201 or 3TG10 | - | 0 | 7
3TF2010-0AL2 |  | 3TF2010-0AL2 | 1 | UN | 1 | 2 | A | D | N | N | 85364900 | 1 | 4011209035867 | 0.195 | KG | 47.12 | 47.12 | CP04 | CP04 | Contactor, Size 00, 3-pole, AC-3 4 kW/400 V; Screw terminal Auxiliary switch 10E (1 NO) 230 V AC 50/60 Hz AC operation !!! Phased-out product !!! Successor is SIRIUS 3RT201 or 3TG10 | - | 0 | 0
3TF2010-0AL2-Z | X90 | 3TF2010-0AL2-ZX90 | 1 | UN | 1 | 0 | A | D | N | N | 85364900 | 32 | 4011209177390 | 0.195 | KG | 54.06 | 54.06 | CP04 | CP04 | Contactor size S00, 3-pole AC-3 4 kW/400 V Screw terminal Auxiliary switch 10 E (1 NO) Alternating current operation 230 V AC 50/60 Hz Multi-unit packaging Packing unit 32 units !!! Phased-out product !!! Successor is SIRIUS 3RT201 or 3TG10 | - | 0 | 7
3TF2010-0AM0 |  | 3TF2010-0AM0 | 1 | UN | 1 | 2 | A | D | N | N | 85364900 | 1 | 4011209035874 | 0.193 | KG | 49.02 | 49.02 | CP04 | CP04 | Contactor size S00, 3-pole AC-3 4 kW/400 V Screw terminal Auxiliary switch 10 E (1 NO) Alternating current operation 220 V AC 50 Hz/264 V AC 60 Hz !!! Phased-out product !!! Successor is SIRIUS 3RT201 or 3TG10 | - | 0 | 7
3TF2010-0AM1 |  | 3TF2010-0AM1 | 1 | UN | 1 | 0 | A | D | N | N | 85364900 | 1 | 4011209151406 | 0.064 | KG | 51.21 | 51.21 | CP04 | CP04 | Contactor size S00, 3-pole AC-3 4 kW/400 V Screw terminal Auxiliary switch 10 E (1 NO) Alternating current operation 208 V AC 60 Hz/173 V AC 50 Hz !!! Phased-out product !!! Successor is SIRIUS 3RT201 or 3TG10 | - | 0 | 7
3TF2010-0AM2 |  | 3TF2010-0AM2 | 1 | UN | 1 | 0 | A | D | N | N | 85364900 | 1 | 4011209182080 | 0.189 | KG | 51.21 | 51.21 | CP04 | CP04 | Contactor size S00, 3-pole AC-3 4 kW/400 V Screw terminal Auxiliary switch 10 E (1 NO) Alternating current operation 208 V AC 50/60 Hz !!! Phased-out product !!! Successor is SIRIUS 3RT201 or 3TG10 | - | 0 | 7
3TF2010-0AM6 |  | 3TF2010-0AM6 | 1 | UN | 1 | 20 | D | D | N | N | 85364900 | 1 | 4011209111660 | 0.193 | KG | 49.02 | 49.02 | CP04 | CP04 | Contactor size S00, 3-pole AC-3 4 kW/400 V Screw terminal Auxiliary switch 10 E (1 NO) Alternating current operation 220 V AC 60 Hz 200 V AC 50 Hz !!! Phased-out product !!! Successor is SIRIUS 3RT201 or 3TG10 | - | 0 | 7
3TF2010-0AN1 |  | 3TF2010-0AN1 | 1 | UN | 1 | 0 | A | D | N | N | 85364900 | 1 | 4011209035881 | 0.196 | KG | 49.02 | 49.02 | CP04 | CP04 | Contactor size S00, 3-pole AC-3 4 kW/400 V Screw terminal Auxiliary switch 10 E (1 NO) Alternating current operation 220 V AC 60 Hz/183 V AC 50 Hz !!! Phased-out product !!! Successor is SIRIUS 3RT201 or 3TG10 | - | 0 | 7
3TF2010-0AN2 |  | 3TF2010-0AN2 | 1 | UN | 1 | 20 | D | D | N | N | 85364900 | 1 | 4011209035898 | 0.19 | KG | 47.12 | 47.12 | CP04 | CP04 | Contactor, Size 00, 3-pole, AC-3 4 kW/400 V; Screw terminal Auxiliary switch 10E (1 NO) 220 V AC 50/60 Hz AC operation !!! Phased-out product !!! Successor is SIRIUS 3RT201 or 3TG10 | - | 0 | 0
3TF2010-0AP0 |  | 3TF2010-0AP0 | 1 | UN | 1 | 1 | A | D | N | N | 85364900 | 1 | 4011209035904 | 0.192 | KG | 47.12 | 42.85 | CP04 | CP04 | Contactor, Size 00, 3-pole, AC-3 4 kW/400 V; Screw terminal Auxiliary switch 10E (1 NO) 230 V AC 50 Hz, 277 V 60 Hz AC operation !!! Phased-out product !!! Successor is SIRIUS 3RT201 or 3TG10 | Lista Papel 2020 SI | 0 | 0
3TF2010-0AP1 |  | 3TF2010-0AP1 | 1 | UN | 1 | 0 | A | D | N | N | 85364900 | 1 | 4011209103092 | 0.189 | KG | 51.21 | 51.21 | CP04 | CP04 | Contactor size S00, 3-pole AC-3 4 kW/400 V Screw terminal Auxiliary switch 10 E (1 NO) Alternating current operation 240 V AC 60 Hz/200 V AC 50 Hz !!! Phased-out product !!! Successor is SIRIUS 3RT201 or 3TG10 | - | 0 | 7
3TF2010-0AP2 |  | 3TF2010-0AP2 | 1 | UN | 1 | 20 | D | D | N | N | 85364900 | 1 | 4011209111844 | 0.193 | KG | 49.02 | 49.02 | CP04 | CP04 | Contactor size S00, 3-pole AC-3 4 kW/400 V Screw terminal Auxiliary switch 10 E (1 NO) Alternating current operation 240 V AC 50/60 Hz !!! Phased-out product !!! Successor is SIRIUS 3RT201 or 3TG10 | - | 0 | 7
3TF2010-0AP6 |  | 3TF2010-0AP6 | 1 | UN | 1 | 20 | D | D | N | N | 85364900 | 1 | 4011209035911 | 0.195 | KG | 47.12 | 47.12 | CP04 | CP04 | Contactor, Size 00, 3-pole, AC-3 4 kW/400 V; Screw terminal Auxiliary switch 10E (1 NO) 240 V AC 60 Hz/220 V AC 50 Hz AC operation !!! Phased-out product !!! Successor is SIRIUS 3RT201 or 3TG10 | - | 0 | 0
3TF2010-0AQ2 |  | 3TF2010-0AQ2 | 1 | UN | 1 | 0 | A | D | N | N | 85364900 | 1 | 4011209165243 | 0.197 | KG | 51.21 | 51.21 | CP04 | CP04 | Contactor size S00, 3-pole AC-3 4 kW/400 V Screw terminal Auxiliary switch 10 E (1 NO) Alternating current operation 380 V AC 50 Hz/60 Hz !!! Phased-out product !!! Successor is SIRIUS 3RT201 or 3TG10 | - | 0 | 7
3TF2010-0AR0 |  | 3TF2010-0AR0 | 1 | UN | 1 | 0 | A | D | N | N | 85364900 | 1 | 4011209084629 | 0.194 | KG | 63.37 | 63.37 | CP04 | CP04 | Contactor size S00, 3-pole AC-3 4 kW/400 V Screw terminal Auxiliary switch 10 E (1 NO) Alternating current operation 415 V AC 50 Hz/500 V AC 60 Hz !!! Phased-out product !!! Successor is SIRIUS 3RT201 or 3TG10 | - | 0 | 7
3TF2010-0AR2 |  | 3TF2010-0AR2 | 1 | UN | 1 | 0 | A | D | N | N | 85364900 | 1 | 4011209153158 | 0.198 | KG | 51.21 | 51.21 | CP04 | CP04 | Contactor size S00, 3-pole AC-3 4 kW/400 V Screw terminal Auxiliary switch 10 E (1 NO) Alternating current operation 440 V AC 50/60 Hz !!! Phased-out product !!! Successor is SIRIUS 3RT201 or 3TG10 | - | 0 | 7
3TF2010-0AU0 |  | 3TF2010-0AU0 | 1 | UN | 1 | 20 | D | D | N | N | 85364900 | 1 | 4011209035935 | 0.196 | KG | 49.02 | 49.02 | CP04 | CP04 | Contactor size S00, 3-pole AC-3 4 kW/400 V Screw terminal Auxiliary switch 10 E (1 NO) Alternating current operation 240 V AC 50 Hz/288 V AC 60 Hz !!! Phased-out product !!! Successor is SIRIUS 3RT201 or 3TG10 | - | 0 | 7
3TF2010-0AV0 |  | 3TF2010-0AV0 | 1 | UN | 1 | 20 | D | D | N | N | 85364900 | 1 | 4011209085770 | 0.188 | KG | 60.9 | 60.9 | CP04 | CP04 | Contactor, Size 00, 3-pole, AC-3 4 kW/400 V; Screw terminal Auxiliary switch 10E (1 NO) AC 400/50 Hz, 480/60 Hz AC operation !!! Phased-out product !!! Successor is SIRIUS 3RT201 or 3TG10 | - | 0 | 7
3TF2010-0AY80-0AF3 |  | 3TF2010-0AY80-0AF3 | 1 | UN | 1 | 0 | A | D | N | N | 85364900 | 1 | 4011209586253 | 0.191 | KG | 54.34 | 54.34 | CP04 | CP04 | Contactor size S00, 3-pole AC-3 4 kW/400 V Screw terminal Auxiliary switch 10 E (1 NO) Alternating current operation 12 V AC 50 Hz !!! Phased-out product !!! Successor is SIRIUS 3RT201 or 3TG10 | - | 0 | 7
3TF2010-0BA4 |  | 3TF2010-0BA4 | 1 | UN | 1 | 15 | C | D | N | N | 85364900 | 1 | 4011209035942 | 0.213 | KG | 55.2 | 55.2 | CP04 | CP04 | Contactor, Size 00, 3-pole, AC-3 4 kW/400 V; Screw terminal Auxiliary switch 10E (1 NO) 12 V DC DC operation !!! Phased-out product !!! Successor is SIRIUS 3RT201 or 3TG10 | - | 0 | 0
3TF2010-0BB4 |  | 3TF2010-0BB4 | 1 | UN | 1 | 1 | A | D | N | N | 85364900 | 1 | 4011209035959 | 0.22 | KG | 55.2 | 50.16 | CP04 | CP04 | Contactor, Size 00, 3-pole, AC-3 4 kW/400 V; Screw terminal Auxiliary switch 10E (1 NO) 24 VDC DC operation !!! Phased-out product !!! Successor is SIRIUS 3RT201 or 3TG10 | Lista Papel 2020 SI | 0 | 0
3TF2010-0BB4-Z | X92 | 3TF2010-0BB4-ZX92 | 1 | UN | 1 | 0 | A | D | N | N | 85364900 | 32 | 4011209271661 | 0.221 | KG | 63.37 | 63.37 | CP04 | CP04 | Contactor size S00, 3-pole AC-3 4 kW/400 V Screw terminal Auxiliary switch 10 E (1 NO) 24 V DC Bulk packaging without unit labeling plate !!! Phased-out product !!! Successor is SIRIUS 3RT201 or 3TG10 | - | 0 | 7
3TF2010-0BB4-Z | X95 | 3TF2010-0BB4-ZX95 | 1 | UN | 1 | 0 | A | D | N | N | 85364900 | 168 | 4011209274983 | 0.208 | KG | 63.37 | 63.37 | CP04 | CP04 | Contactor size S00, 3-pole AC-3 4 kW/400 V Screw terminal Auxiliary switch 10 E (1 NO) 24 V DC Reusable packaging Packing quantity 168 units !!! Phased-out product !!! Successor is SIRIUS 3RT201 or 3TG10 | - | 0 | 7
3TF2010-0BC4 |  | 3TF2010-0BC4 | 1 | UN | 1 | 20 | D | D | N | N | 85364900 | 1 | 4011209086470 | 0.18 | KG | 59.19 | 59.19 | CP04 | CP04 | Contactor size S00, 3-pole AC-3 4 kW/400 V Screw terminal Auxiliary switch 10 E (1 NO) 30 V DC !!! Phased-out product !!! Successor is SIRIUS 3RT201 or 3TG10 | - | 0 | 7
3TF2010-0BD4 |  | 3TF2010-0BD4 | 1 | UN | 1 | 20 | D | D | N | N | 85364900 | 1 | 4011209134577 | 0.208 | KG | 56.62 | 56.62 | CP04 | CP04 | Contactor size S00, 3-pole AC-3 4 kW/400 V Screw terminal Auxiliary switch 10 E (1 NO) 42 V DC !!! Phased-out product !!! Successor is SIRIUS 3RT201 or 3TG10 | - | 0 | 7
3TF2010-0BE4 |  | 3TF2010-0BE4 | 1 | UN | 1 | 20 | D | D | N | N | 85364900 | 1 | 4011209115743 | 0.259 | KG | 55.2 | 55.2 | CP04 | CP04 | Contactor, Size 00, 3-pole, AC-3 4 kW/400 V; Screw terminal Auxiliary switch 10E (1 NO) 60 V DC DC operation !!! Phased-out product !!! Successor is SIRIUS 3RT201 or 3TG10 | - | 0 | 0
3TF2010-0BF4 |  | 3TF2010-0BF4 | 1 | UN | 1 | 20 | D | D | N | N | 85364900 | 1 | 4011209080294 | 0.213 | KG | 55.2 | 55.2 | CP04 | CP04 | Contactor, Size 00, 3-pole, AC-3 4 kW/400 V; Screw terminal Auxiliary switch 10E (1 NO) 110 V DC DC operation !!! Phased-out product !!! Successor is SIRIUS 3RT201 or 3TG10 | - | 0 | 0
3TF2010-0BG4 |  | 3TF2010-0BG4 | 1 | UN | 1 | 0 | A | D | N | N | 85364900 | 1 | 4011209186040 | 0.211 | KG | 59.19 | 59.19 | CP04 | CP04 | Contactor size S00, 3-pole AC-3 4 kW/400 V Screw terminal Auxiliary switch 10 E (1 NO) 125 V DC !!! Phased-out product !!! Successor is SIRIUS 3RT201 or 3TG10 | - | 0 | 7
3TF2010-0BK4 |  | 3TF2010-0BK4 | 1 | UN | 1 | 0 | A | D | N | N | 85364900 | 1 | 4011209277557 | 0.212 | KG | 59.19 | 59.19 | CP04 | CP04 | Contactor size S00, 3-pole AC-3 4 kW/400 V Screw terminal Auxiliary switch 10 E (1 NO) 180 V DC !!! Phased-out product !!! Successor is SIRIUS 3RT201 or 3TG10 | - | 0 | 7
3TF2010-0BM4 |  | 3TF2010-0BM4 | 1 | UN | 1 | 20 | D | D | N | N | 85364900 | 1 | 4011209093409 | 0.21 | KG | 57.67 | 57.67 | CP04 | CP04 | Contactor, Size 00, 3-pole, AC-3 4 kW/400 V; Screw terminal Auxiliary switch 10E (1 NO) 220 V DC DC operation !!! Phased-out product !!! Successor is SIRIUS 3RT201 or 3TG10 | - | 0 | 0
3TF2010-0BP4 |  | 3TF2010-0BP4 | 1 | UN | 1 | 20 | D | D | N | N | 85364900 | 1 | 4011209096493 | 0.208 | KG | 55.2 | 55.2 | CP04 | CP04 | Contactor, Size 00, 3-pole, AC-3 4 kW/400 V; Screw terminal Auxiliary switch 10E (1 NO) 230 V DC DC operation !!! Phased-out product !!! Successor is SIRIUS 3RT201 or 3TG10 | - | 0 | 0
3TF2010-0BV4 |  | 3TF2010-0BV4 | 1 | UN | 1 | 0 | A | D | N | N | 85364900 | 1 | 4011209145832 | 0.212 | KG | 59.19 | 59.19 | CP04 | CP04 | Contactor size S00, 3-pole AC-3 4 kW/400 V Screw terminal Auxiliary switch 10 E (1 NO) 36 V DC !!! Phased-out product !!! Successor is SIRIUS 3RT201 or 3TG10 | - | 0 | 7
3TF2010-0BW4 |  | 3TF2010-0BW4 | 1 | UN | 1 | 20 | D | D | N | N | 85364900 | 1 | 4011209117976 | 0.217 | KG | 55.2 | 55.2 | CP04 | CP04 | Contactor, Size 00, 3-pole, AC-3 4 kW/400 V; Screw terminal Auxiliary switch 10E (1 NO) 48 V DC DC operation !!! Phased-out product !!! Successor is SIRIUS 3RT201 or 3TG10 | - | 0 | 0
3TF2010-0DB4 |  | 3TF2010-0DB4 | 1 | UN | 1 | 2 | A | D | N | N | 85364900 | 1 | 4011209035973 | 0.219 | KG | 55.2 | 55.2 | CP04 | CP04 | Contactor size S00, 3-pole AC-3 4 kW/400 V Screw terminal Auxiliary switch 10 E (1 NO) Diode or varistor attachable Direct current operation 2 W 24 V DC !!! Phased-out product !!! Successor is SIRIUS 3RT201 or 3TG10 | - | 0 | 7
3TF2010-0DE4 |  | 3TF2010-0DE4 | 1 | UN | 1 | 0 | A | D | N | N | 85364900 | 1 | 4011209122956 | 0.213 | KG | 57.67 | 57.67 | CP04 | CP04 | Contactor size S00, 3-pole AC-3 4 kW/400 V Screw terminal Auxiliary switch 10 E (1 NO) Diode or varistor attachable Direct current operation 2 W 60 V DC !!! Phased-out product !!! Successor is SIRIUS 3RT201 or 3TG10 | - | 0 | 7
3TF2010-0FB4 |  | 3TF2010-0FB4 | 1 | UN | 1 | 2 | A | D | N | N | 85364900 | 1 | 4011209035980 | 0.21 | KG | 53.68 | 53.68 | CP04 | CP04 | Contactor size S00, 3-pole AC-3 4 kW/400 V Screw terminal Auxiliary switch 10 E (1 NO) Diode or varistor attachable Direct current operation 1.2 W 24 V DC No additional auxiliary contacts !!! Phased-out product !!! Successor is SIRIUS 3RT201 or 3TG10 | - | 0 | 7
3TF2010-0FB4-Z | X95 | 3TF2010-0FB4-ZX95 | 1 | UN | 1 | 0 | A | D | N | N | 85364900 | 168 | 4011209256521 | 1.17 | KG | 61.75 | 61.75 | CP04 | CP04 | Contactor size S00, 3-pole AC-3 4 kW/400 V Screw terminal Auxiliary switch 10 E (1 NO) Diode or varistor attachable Direct current operation 1.2 W 24 V DC reusable packaging Packing quantity 168 units No additional auxiliary contacts !!! Phased-out product !!! Successor is SIRIUS 3RT201 or 3TG10 | - | 0 | 7
3TF2010-0JB4 |  | 3TF2010-0JB4 | 1 | UN | 1 | 20 | D | D | N | N | 85364900 | 1 | 4011209035997 | 0.274 | KG | 68.02 | 68.02 | CP04 | CP04 | Contactor size S00, 3-pole AC-3 4 kW/400 V Screw terminal Auxiliary switch 10 E (1 NO) Diode built-in Direct current operation 2 W 24 V DC !!! Phased-out product !!! Successor is SIRIUS 3RT201 or 3TG10 | - | 0 | 7
3TF2010-0JE4 |  | 3TF2010-0JE4 | 1 | UN | 1 | 0 | A | D | N | N | 85364900 | 1 | 4011209521506 | 0.215 | KG | 71.16 | 71.16 | CP04 | CP04 | Contactor size S00, 3-pole AC-3 4 kW/400 V Screw terminal Auxiliary switch 10 E (1 NC) Diode built-in Direct current operation !!! Phased-out product !!! Successor is SIRIUS 3RT201 or 3TG10 | - | 0 | 7
3TF2010-0JF4 |  | 3TF2010-0JF4 | 1 | UN | 1 | 0 | A | D | N | N | 85364900 | 1 | 4011209250482 | 0.212 | KG | 71.16 | 71.16 | CP04 | CP04 | Contactor size S00, 3-pole AC-3 4 kW/400 V Screw terminal Auxiliary switch 10 E (1 NO) Diode built-in Direct current operation 2 W 110 V DC !!! Phased-out product !!! Successor is SIRIUS 3RT201 or 3TG10 | - | 0 | 7
3TF2010-0LB4 |  | 3TF2010-0LB4 | 1 | UN | 1 | 10 | C | D | N | N | 85364900 | 1 | 4011209036000 | 0.212 | KG | 62.7 | 62.7 | CP04 | CP04 | Contactor size S00, 3-pole AC-3 4 kW/400 V Screw terminal Auxiliary switch 10 E (1 NO) Operating range 0.7 to 1.25 x US 2 CO, connected to varistor Direct current operation 24 V DC !!! Phased-out product !!! Successor is SIRIUS 3RT201 or 3TG10 | - | 0 | 7
3TF2010-0LF4 |  | 3TF2010-0LF4 | 1 | UN | 1 | 20 | D | D | N | N | 85364900 | 1 | 4011209210844 | 0.213 | KG | 62.7 | 62.7 | CP04 | CP04 | Contactor size S00, 3-pole AC-3 4 kW/400 V Screw terminal Auxiliary switch 10 E (1 NO) Operating range 0.7 to 1.25 x US 2 CO, connected to varistor Direct current operation 110 V DC !!! Phased-out product !!! Successor is SIRIUS 3RT201 or 3TG10 | - | 0 | 7
3TF2010-0LJ4 |  | 3TF2010-0LJ4 | 1 | UN | 1 | 20 | D | D | N | N | 85364900 | 1 | 4011209267886 | 0.213 | KG | 87.69 | 87.69 | CP04 | CP04 | Contactor, Size 00, 3-pole, AC-3 4 kW/400 V; Screw terminal Auxiliary switch 10E (1 NO) 52 V DC, 0.7...1.25xUS DC operation Screw mounting (diagonal) 2 CO, connected to varistor !!! Phased-out product !!! Successor is SIRIUS 3RT201 or 3TG10 | - | 0 | 4
3TF2010-0LV4 |  | 3TF2010-0LV4 | 1 | UN | 1 | 0 | A | D | N | N | 85364900 | 1 | 4011209369450 | 0.217 | KG | 66.79 | 66.79 | CP04 | CP04 | Contactor size S00, 3-pole AC-3 4 kW/400 V Screw terminal Auxiliary switch 10 E (1 NO) Operating range 0.7 to 1.25 x US 2 CO, connected to varistor Direct current operation 36 V DC !!! Phased-out product !!! Successor is SIRIUS 3RT201 or 3TG10 | - | 0 | 7
3TF2010-0MB4 |  | 3TF2010-0MB4 | 1 | UN | 1 | 20 | D | D | N | N | 85364900 | 1 | 4011209089266 | 0.254 | KG | 64.98 | 64.98 | CP04 | CP04 | Contactor size S00, 3-pole AC-3 4 kW/400 V Screw terminal Auxiliary switch 1 NC (1 NO) Varistor built-in Direct current operation 1.2 W 24 V DC !!! Phased-out product !!! Successor is SIRIUS 3RT201 or 3TG10 | - | 0 | 7
3TF2010-0TB4 |  | 3TF2010-0TB4 | 1 | UN | 1 | 20 | D | D | N | N | 85364900 | 1 | 4011209082489 | 0.2 | KG | 65.93 | 65.93 | CP04 | CP04 | Contactor size S00, 3-pole AC-3 4 kW/400 V Screw terminal Auxiliary switch 1 NC (1 NO) Diode built-in Direct current operation 1.2 W 24 V DC !!! Phased-out product !!! Successor is SIRIUS 3RT201 or 3TG10 | - | 0 | 7
3TF2010-1AC2 |  | 3TF2010-1AC2 | 1 | UN | 1 | 0 | A | D | N | N | 85364900 | 1 | 4011209277229 | 0.18 | KG | 57.95 | 57.95 | CP04 | CP04 | Contactor size S00, 3-pole AC-3 4 kW/400 V plug-in connection Auxiliary switch 1 NC (1 NO) Alternating current operation 24 V AC 50/60 Hz !!! Phased-out product !!! Successor is SIRIUS 3RT201 or 3TG10 | - | 0 | 7
3TF2010-1AK6 |  | 3TF2010-1AK6 | 1 | UN | 1 | 0 | A | D | N | N | 85364900 | 1 | 4011209165663 | 0.18 | KG | 57.95 | 57.95 | CP04 | CP04 | Contactor size S00, 3-pole AC-3 4 kW/400 V plug-in connection Auxiliary switch 1 NC (1 NO) Alternating current operation 120 V AC 60 Hz/110 V AC 50 Hz !!! Phased-out product !!! Successor is SIRIUS 3RT201 or 3TG10 | - | 0 | 7
3TF2010-1AP0 |  | 3TF2010-1AP0 | 1 | UN | 1 | 20 | D | D | N | N | 85364900 | 1 | 4011209105546 | 0.19 | KG | 55.39 | 55.39 | CP04 | CP04 | Contactor size S00, 3-pole AC-3 4 kW/400 V plug-in connection Auxiliary switch 1 NO (1 NO) Alternating current operation 230 V/220 V AC 50 Hz !!! Phased-out product !!! Successor is SIRIUS 3RT201 or 3TG10 | - | 0 | 7
3TF2010-1AP6 |  | 3TF2010-1AP6 | 1 | UN | 1 | 0 | A | D | N | N | 85364900 | 1 | 4011209134928 | 0.183 | KG | 57.95 | 57.95 | CP04 | CP04 | Contactor size S00, 3-pole AC-3 4 kW/400 V plug-in connection Auxiliary switch 1 NC (1 NO) Alternating current operation 240 V AC 60 Hz/220 V AC 50 Hz !!! Phased-out product !!! Successor is SIRIUS 3RT201 or 3TG10 | - | 0 | 7
3TF2010-1AV0 |  | 3TF2010-1AV0 | 1 | UN | 1 | 0 | A | D | N | N | 85364900 | 1 | 4011209123021 | 0.182 | KG | 57.95 | 57.95 | CP04 | CP04 | Contactor size S00, 3-pole AC-3 4 kW/400 V plug-in connection Auxiliary switch 1 NC (1 NO) Alternating current operation 400/50 Hz AC, 480/60 Hz !!! Phased-out product !!! Successor is SIRIUS 3RT201 or 3TG10 | - | 0 | 7
3TF2010-1BB4 |  | 3TF2010-1BB4 | 1 | UN | 1 | 20 | D | D | N | N | 85364900 | 1 | 4011209093492 | 0.205 | KG | 64.03 | 64.03 | CP04 | CP04 | Contactor size S00, 3-pole AC-3 4 kW/400 V plug-in connection Auxiliary switch 1 NC (1 NO) 24 V DC !!! Phased-out product !!! Successor is SIRIUS 3RT201 or 3TG10 | - | 0 | 7
3TF2010-1JB4 |  | 3TF2010-1JB4 | 1 | UN | 1 | 0 | A | D | N | N | 85364900 | 1 | 4011209179134 | 0.208 | KG | 81.32 | 81.32 | CP04 | CP04 | Contactor size S00, 3-pole AC-3 4 kW/400 V plug-in connection Auxiliary switch 10 E (1 NO) Diode built-in Direct current operation 2 W 24 V DC !!! Phased-out product !!! Successor is SIRIUS 3RT201 or 3TG10 | - | 0 | 7
3TF2010-3AB0 |  | 3TF2010-3AB0 | 1 | UN | 1 | 0 | A | D | N | N | 85364900 | 1 | 4011209089525 | 0.166 | KG | 42.09 | 42.09 | CP04 | CP04 | Contactor, Size 00, 3-pole, AC-3 4 kW/400 V; Flat connector terminal Auxiliary switch 10E (1 NO) 24 V AC 50 Hz/29 V AC 60 Hz AC operation Snap-on mounting standard mounting rail !!! Phased-out product !!! Successor is SIRIUS 3RT201 or 3TG10 | - | 0 | 0
3TF2010-3AC2 |  | 3TF2010-3AC2 | 1 | UN | 1 | 20 | D | D | N | N | 85364900 | 1 | 4011209114272 | 0.168 | KG | 40.28 | 40.28 | CP04 | CP04 | Contactor, Size 00, 3-pole, AC-3 4 kW/400 V; Flat connector terminal Auxiliary switch 10E (1 NO) 24 V AC 50/60 Hz AC operation Snap-on mounting standard mounting rail !!! Phased-out product !!! Successor is SIRIUS 3RT201 or 3TG10 | - | 0 | 0
3TF2010-3AL2 |  | 3TF2010-3AL2 | 1 | UN | 1 | 2 | A | D | N | N | 85364900 | 1 | 4011209104334 | 0.167 | KG | 40.28 | 40.28 | CP04 | CP04 | Contactor, Size 00, 3-pole, AC-3 4 kW/400 V; Flat connector terminal Auxiliary switch 10E (1 NO) 230 V AC 50/60 Hz AC operation Snap-on mounting standard mounting rail !!! Phased-out product !!! Successor is SIRIUS 3RT201 or 3TG10 | - | 0 | 0
3TF2010-3AL2-Z | X90 | 3TF2010-3AL2-ZX90 | 1 | UN | 1 | 0 | A | D | N | N | 85364900 | 32 | 4011209327795 | 0.104 | KG | 46.17 | 46.17 | CP04 | CP04 | Contactor size S00, 3-pole AC-3 4 kW/400 V Flat connector terminal Snap-on mounting standard mounting rail Auxiliary switch 10 E (1 NO) Alternating current operation 230 V AC 50/60 Hz Multi-unit packaging Packing unit 32 units !!! Phased-out product !!! Successor is SIRIUS 3RT201 or 3TG10 | - | 0 | 7
3TF2010-3AP0 |  | 3TF2010-3AP0 | 1 | UN | 1 | 20 | D | D | N | N | 85364900 | 1 | 4011209135031 | 0.164 | KG | 40.28 | 36.58 | CP04 | CP04 | Contactor, Size 00, 3-pole, AC-3 4 kW/400 V; Flat connector terminal Auxiliary switch 10E (1 NO) 230 V AC 50 Hz, 277 V 60 Hz AC operation Snap-on mounting standard mounting rail !!! Phased-out product !!! Successor is SIRIUS 3RT201 or 3TG10 | Lista Papel 2020 SI | 0 | 0
3TF2010-3BB4 |  | 3TF2010-3BB4 | 1 | UN | 1 | 20 | D | D | N | N | 85364900 | 1 | 4011209094215 | 0.191 | KG | 50.26 | 43.7 | CP04 | CP04 | Contactor, Size 00, 3-pole, AC-3 4 kW/400 V; Flat connector terminal Auxiliary switch 10E (1 NO) 24 V DC DC operation Snap-on mounting standard mounting rail !!! Phased-out product !!! Successor is SIRIUS 3RT201 or 3TG10 | Lista Papel 2020 SI | 0 | 0
3TF2010-3BU4 |  | 3TF2010-3BU4 | 1 | UN | 1 | 0 | A | D | N | N | 85364900 | 1 | 4011209202290 | 0.19 | KG | 51.59 | 51.59 | CP04 | CP04 | Contactor size S00, 3-pole AC-3 4 kW/400 V Flat connector terminal Snap-on mounting standard mounting rail Auxiliary switch 10 E (1 NO) 21.5 V DC !!! Phased-out product !!! Successor is SIRIUS 3RT201 or 3TG10 | - | 0 | 7
3TF2010-6AB0 |  | 3TF2010-6AB0 | 1 | UN | 1 | 20 | D | D | N | N | 85364900 | 1 | 4011209120181 | 0.17 | KG | 45.41 | 45.41 | CP04 | CP04 | Contactor, Size 00, 3-pole, AC-3 4 kW/400 V; Soldering pin connection Auxiliary switch 10E (1 NO) 24 V AC 50 Hz/29 V AC 60 Hz AC operation Screw mounting (diagonal) !!! Phased-out product !!! Successor is SIRIUS 3RT201 or 3TG10 | - | 0 | 0
3TF2010-6AC2 |  | 3TF2010-6AC2 | 1 | UN | 1 | 2 | A | D | N | N | 85364900 | 1 | 4011209205741 | 0.168 | KG | 45.41 | 45.41 | CP04 | CP04 | Contactor, Size 00, 3-pole, AC-3 4 kW/400 V; Soldering pin connection Auxiliary switch 10E (1 NO) 24 V AC 50/60 Hz AC operation Screw mounting (diagonal) !!! Phased-out product !!! Successor is SIRIUS 3RT201 or 3TG10 | - | 0 | 0
3TF2010-6AH0 |  | 3TF2010-6AH0 | 1 | UN | 1 | 20 | D | D | N | N | 85364900 | 1 | 4011209243262 | 0.165 | KG | 47.41 | 47.41 | CP04 | CP04 | Contactor, Size 00, 3-pole, AC-3 4 kW/400 V; Soldering pin connection Auxiliary switch 10E (1 NO) 48 V AC 50 Hz AC operation Screw mounting (diagonal) !!! Phased-out product !!! Successor is SIRIUS 3RT201 or 3TG10 | - | 0 | 0
3TF2010-6AL2 |  | 3TF2010-6AL2 | 1 | UN | 1 | 0 | A | D | N | N | 85364900 | 1 | 4011209123045 | 0.171 | KG | 47.5 | 47.5 | CP04 | CP04 | Contactor, Size 00, 3-pole, AC-3 4 kW/400 V; Soldering pin connection Auxiliary switch 10E (1 NO) 230 V AC 50/60 Hz AC operation Screw mounting (diagonal) !!! Phased-out product !!! Successor is SIRIUS 3RT201 or 3TG10 | - | 0 | 0
3TF2010-6AN1 |  | 3TF2010-6AN1 | 1 | UN | 1 | 0 | A | D | N | N | 85364900 | 1 | 4011209211711 | 0.165 | KG | 49.78 | 49.78 | CP04 | CP04 | Contactor size S00, 3-pole AC-3 4 kW/400 V Soldering pin connection Screw mounting (diagonal) Auxiliary switch 10 E (1 NO) Alternating current operation 220 V AC 60 Hz/183 V AC 50 Hz !!! Phased-out product !!! Successor is SIRIUS 3RT201 or 3TG10 | - | 0 | 7
3TF2010-6AP0 |  | 3TF2010-6AP0 | 1 | UN | 1 | 5 | B | D | N | N | 85364900 | 1 | 4011209167292 | 0.161 | KG | 45.41 | 41.33 | CP04 | CP04 | Contactor, Size 00, 3-pole, AC-3 4 kW/400 V; Soldering pin connection Auxiliary switch 10E (1 NO) 230 V AC 50 Hz, 277 V 60 Hz AC operation Screw mounting (diagonal) !!! Phased-out product !!! Successor is SIRIUS 3RT201 or 3TG10 | Lista Papel 2020 SI | 0 | 0
3TF2010-6AV0 |  | 3TF2010-6AV0 | 1 | UN | 1 | 20 | D | D | N | N | 85364900 | 1 | 4011209291324 | 0.163 | KG | 61.66 | 61.66 | CP04 | CP04 | Contactor, Size 00, 3-pole, AC-3 4 kW/400 V; Soldering pin connection Auxiliary switch 10E (1 NO) AC 400/50 Hz, 480/60 Hz AC operation Screw mounting (diagonal) !!! Phased-out product !!! Successor is SIRIUS 3RT201 or 3TG10 | - | 0 | 7
3TF2010-6BB4 |  | 3TF2010-6BB4 | 1 | UN | 1 | 5 | B | D | N | N | 85364900 | 1 | 4011209105683 | 0.182 | KG | 53.39 | 48.55 | CP04 | CP04 | Contactor, Size 00, 3-pole, AC-3 4 kW/400 V; Soldering pin connection Auxiliary switch 10E (1 NO) 24 V DC DC operation Screw mounting (diagonal) !!! Phased-out product !!! Successor is SIRIUS 3RT201 or 3TG10 | Lista Papel 2020 SI | 0 | 0
3TF2010-6BB4-Z | X90 | 3TF2010-6BB4-ZX90 | 1 | UN | 1 | 0 | A | D | N | N | 85364900 | 40 | 4011209155909 | 0.193 | KG | 55.86 | 55.86 | CP04 | CP04 | Contactor size S00, 3-pole AC-3 4 kW/400 V Soldering pin connection Screw mounting (diagonal) Auxiliary switch 10 E (1 NO) 24 V DC !!! Phased-out product !!! Successor is SIRIUS 3RT201 or 3TG10 | - | 0 | 7
3TF2010-7AP0 |  | 3TF2010-7AP0 | 1 | UN | 1 | 20 | D | D | N | N | 85364900 | 1 | 4011209148703 | 0.172 | KG | 38.38 | 34.87 | CP04 | CP04 | Contactor, Size 00, 3-pole, AC-3 4 kW/400 V; Flat connector terminal Auxiliary switch 10E (1 NO) 230 V AC 50 Hz, 277 V 60 Hz AC operation Screw mounting (diagonal) !!! Phased-out product !!! Successor is SIRIUS 3RT201 or 3TG10 | Lista Papel 2020 SI | 0 | 0
3TF2010-7AV0 |  | 3TF2010-7AV0 | 1 | UN | 1 | 20 | D | D | N | N | 85364900 | 1 | 4011209122901 | 0.162 | KG | 49.5 | 49.5 | CP04 | CP04 | Contactor, Size 00, 3-pole, AC-3 4 kW/400 V; Flat connector terminal Auxiliary switch 10E (1 NO) AC 400/50 Hz, 480/60 Hz AC operation Screw mounting (diagonal) !!! Phased-out product !!! Successor is SIRIUS 3RT201 or 3TG10 | - | 0 | 7
3TF2010-7BB4 |  | 3TF2010-7BB4 | 1 | UN | 1 | 20 | D | D | N | N | 85364900 | 1 | 4011209089402 | 0.184 | KG | 46.55 | 42.28 | CP04 | CP04 | Contactor, Size 00, 3-pole, AC-3 4 kW/400 V; Flat connector terminal Auxiliary switch 10E (1 NO) 24 V DC DC operation Screw mounting (diagonal) !!! Phased-out product !!! Successor is SIRIUS 3RT201 or 3TG10 | Lista Papel 2020 SI | 0 | 0
3TF2080-0AD0 |  | 3TF2080-0AD0 | 1 | UN | 1 | 0 | A | D | N | N | 85364900 | 1 | 4011209312203 | 0.202 | KG | 53.11 | 53.11 | CP04 | CP04 | Contactor size S00 AC-3 4 kW, 400/380 V AC-1 16 A Main contact elements 4 NO Alternating current operation 42 V AC 50 Hz/50 V AC 60 Hz !!! Phased-out product !!! Successor is SIRIUS 3RT201 or 3TG10 | - | 0 | 7
3TF2080-0AL2 |  | 3TF2080-0AL2 | 1 | UN | 1 | 0 | A | D | N | N | 85364900 | 1 | 4011209114753 | 0.196 | KG | 53.11 | 53.11 | CP04 | CP04 | Contactor size S00 AC-3 4 kW, 400/380 V AC-1 16 A Main contact elements 4 NO Alternating current operation 230 V AC 50/60 Hz !!! Phased-out product !!! Successor is SIRIUS 3RT201 or 3TG10 | - | 0 | 7
3TF2080-0AP0 |  | 3TF2080-0AP0 | 1 | UN | 1 | 20 | D | D | N | N | 85364900 | 1 | 4011209089327 | 0.19 | KG | 50.83 | 50.83 | CP04 | CP04 | Contactor size S00 AC-3 4 kW, 400/380 V AC-1 16 A Main contact elements 4 NO Alternating current operation 230 V AC 50 Hz, 277 V 60 Hz !!! Phased-out product !!! Successor is SIRIUS 3RT201 or 3TG10 | - | 0 | 7
3TF2080-0AP6 |  | 3TF2080-0AP6 | 1 | UN | 1 | 0 | A | D | N | N | 85364900 | 1 | 4011209376014 | 0.194 | KG | 53.11 | 53.11 | CP04 | CP04 | Contactor size S00 AC-3 4 kW, 400/380 V AC-1 16 A Main contact elements 4 NO Alternating current operation 240 V AC 60 Hz/220 V AC 50 Hz !!! Phased-out product !!! Successor is SIRIUS 3RT201 or 3TG10 | - | 0 | 7
3TF2080-0BB4 |  | 3TF2080-0BB4 | 1 | UN | 1 | 20 | D | D | N | N | 85364900 | 1 | 4011209085367 | 0.217 | KG | 58.33 | 58.33 | CP04 | CP04 | Contactor size S00 AC-3 4 kW, 400/380 V AC-1 16 A Main contact elements 4 NO 24 V DC !!! Phased-out product !!! Successor is SIRIUS 3RT201 or 3TG10 | - | 0 | 7
3TF2082-0AB0 |  | 3TF2082-0AB0 | 1 | UN | 1 | 20 | D | D | N | N | 85364900 | 1 | 4011209083639 | 0.193 | KG | 53.11 | 53.11 | CP04 | CP04 | Contactor size 00 For pole-changing AC-3 4 kW, 400/380 V Main contact elements 2 NO+2 NC Alternating current operation 24 V AC 50 Hz/29 V AC 60 Hz !!! Phased-out product !!! Successor is SIRIUS 3RT201 or 3TG10 | - | 0 | 7
3TF2082-0AB0-Z | X90 | 3TF2082-0AB0-ZX90 | 1 | UN | 1 | 0 | A | D | N | N | 85364900 | 32 | 4011209459649 | 0.17 | KG | 55.48 | 55.48 | CP04 | CP04 | Contactor size 00 For pole-changing AC-3 4 kW, 400/380 V Main contact elements 2 NO+2 NC Alternating current operation 24 V AC 50 Hz/29 V AC 60 Hz Multi-unit packaging Packing unit 32 units !!! Phased-out product !!! Successor is SIRIUS 3RT201 or 3TG10 | - | 0 | 7
3TF2082-0AD0 |  | 3TF2082-0AD0 | 1 | UN | 1 | 20 | D | D | N | N | 85364900 | 1 | 4011209082243 | 0.193 | KG | 53.11 | 53.11 | CP04 | CP04 | Contactor size 00 For pole-changing AC-3 4 kW, 400/380 V Main contact elements 2 NO+2 NC Alternating current operation 42 V AC 50 Hz/50 V AC 60 Hz !!! Phased-out product !!! Successor is SIRIUS 3RT201 or 3TG10 | - | 0 | 7
3TF2082-0AD2 |  | 3TF2082-0AD2 | 1 | UN | 1 | 0 | A | D | N | N | 85364900 | 1 | 4011209227651 | 0.19 | KG | 57 | 57 | CP04 | CP04 | Contactor size 00 For pole-changing AC-3 4 kW, 400/380 V Main contact elements 2 NO+2 NC Alternating current operation 42 V AC 50/60 Hz !!! Phased-out product !!! Successor is SIRIUS 3RT201 or 3TG10 | - | 0 | 7
3TF2082-0AH0 |  | 3TF2082-0AH0 | 1 | UN | 1 | 0 | A | D | N | N | 85364900 | 1 | 4011209160002 | 0.192 | KG | 55.48 | 55.48 | CP04 | CP04 | Contactor size 00 For pole-changing AC-3 4 kW, 400/380 V Main contact elements 2 NO+2 NC Alternating current operation 48 V AC 50 Hz/58 V AC 60 Hz !!! Phased-out product !!! Successor is SIRIUS 3RT201 or 3TG10 | - | 0 | 7
3TF2082-0AP0 |  | 3TF2082-0AP0 | 1 | UN | 1 | 20 | D | D | N | N | 85364900 | 1 | 4011209082250 | 0.196 | KG | 53.11 | 53.11 | CP04 | CP04 | Contactor size 00 For pole-changing AC-3 4 kW, 400/380 V Main contact elements 2 NO+2 NC Alternating current operation 230 V AC 50 Hz, 277 V 60 Hz !!! Phased-out product !!! Successor is SIRIUS 3RT201 or 3TG10 | - | 0 | 7
3TF2082-0BB4 |  | 3TF2082-0BB4 | 1 | UN | 1 | 20 | D | D | N | N | 85364900 | 1 | 4011209143760 | 0.215 | KG | 55.29 | 55.29 | CP04 | CP04 | Contactor size S00, 3-pole AC-3 4 kW/380 V Screw terminal Main contact elements 2 NO+2 NC 24 V DC !!! Phased-out product !!! Successor is SIRIUS 3RT201 or 3TG10 | - | 0 | 7
3TF2122-0BB4 |  | 3TF2122-0BB4 | 1 | UN | 1 | 20 | D | D | N | N | 85364900 | 1 | 4011209085398 | 0.277 | KG | 79.14 | 79.14 | CP04 | CP04 | Contactor size S00, 3-pole AC-3 4 kW/400 V Screw terminal Auxiliary switch 22 E (2 NO + 2 NC) Width 90 mm 24 V DC !!! Phased-out product !!! Successor is SIRIUS 3RT201 or 3TG10 | - | 0 | 7
3TF2122-6AB0 |  | 3TF2122-6AB0 | 1 | UN | 1 | 20 | D | D | N | N | 85364900 | 1 | 4011209165793 | 0.192 | KG | 63.27 | 63.27 | CP04 | CP04 | Contactor size S00, 3-pole AC-3 4 kW/400 V Soldering pin connection Screw mounting (diagonal) Auxiliary switch 22 E (2 NO + 2 NC) Width 90 mm Alternating current operation 24 V AC 50 Hz/29 V AC 60 Hz !!! Phased-out product !!! Successor is SIRIUS 3RT201 or 3TG10 | - | 0 | 7
3TF2122-6AL2 |  | 3TF2122-6AL2 | 1 | UN | 1 | 20 | D | D | N | N | 85364900 | 1 | 4011209240797 | 0.194 | KG | 66.12 | 66.12 | CP04 | CP04 | Contactor size S00, 3-pole AC-3 4 kW/400 V Soldering pin connection Screw mounting (diagonal) Auxiliary switch 22 E (2 NO + 2 NC) Width 90 mm Alternating current operation 230 V AC 50/60 Hz !!! Phased-out product !!! Successor is SIRIUS 3RT201 or 3TG10 | - | 0 | 7
3TF2122-6BB4 |  | 3TF2122-6BB4 | 1 | UN | 1 | 20 | D | D | N | N | 85364900 | 1 | 4011209231238 | 0.216 | KG | 70.68 | 70.68 | CP04 | CP04 | Contactor size S00, 3-pole AC-3 4 kW/400 V Soldering pin connection Screw mounting (diagonal) Auxiliary switch 22 E (2 NO + 2 NC) Width 90 mm 24 V DC !!! Phased-out product !!! Successor is SIRIUS 3RT201 or 3TG10 | - | 0 | 7
3TF2183-0AB0 |  | 3TF2183-0AB0 | 1 | UN | 1 | 0 | A | D | N | N | 85364900 | 1 | 4011209091085 | 0.269 | KG | 73.82 | 73.82 | CP04 | CP04 | Contactor size S00, 3-pole AC-3 4 kW/380 V Screw terminal Auxiliary switch 11 (1 NO-1 NC) Width 90 mm Alternating current operation 24 V AC 50 Hz/29 V AC 60 Hz !!! Phased-out product !!! Successor is SIRIUS 3RT201 or 3TG10 | - | 0 | 7
3TF2184-0BB4 |  | 3TF2184-0BB4 | 1 | UN | 1 | 0 | A | D | N | N | 85364900 | 1 | 4011209142152 | 0.285 | KG | 87.59 | 87.59 | CP04 | CP04 | Contactor size S00, 3-pole AC-3 4 kW/380 V Screw terminal Auxiliary switch 11 (1 NO + 1 NC) Width 90 mm Direct current operation 24 V DC !!! Phased-out product !!! Successor is SIRIUS 3RT201 or 3TG10 | - | 0 | 7
3TF2184-8BB4 |  | 3TF2184-8BB4 | 1 | UN | 1 | 2 | A | D | N | N | 85364900 | 1 | 4011209465480 | 0.216 | KG | 99.75 | 99.75 | CP04 | CP04 | Contactor size S00, 3-pole AC-3 4 kW/380 V Auxiliary switch 11 (1 NO + 1 NC); Width 90 mm Pin,Plug-in connection 6.3 mm Direct current operation 24 V DC !!! Phased-out product !!! Successor is SIRIUS 3RT201 or 3TG10 | - | 0 | 7
3TF2185-8BB4 |  | 3TF2185-8BB4 | 1 | UN | 1 | 1 | A | D | N | N | 85364900 | 1 | 4011209361324 | 0.219 | KG | 99.75 | 99.75 | CP04 | CP04 | Contactor size S00, 3-pole AC-3 4 kW/400 V Pin connection for coil Plug-in connection 6.3 mm For main contacts For SIMODRIVE Auxiliary switch 02 E (2 NC) Width 90 mm 0.97...1.1 US 24 V DC !!! Phased-out product !!! Successor is SIRIUS 3RT201 or 3TG10 | - | 0 | 7
3TF2185-8BB4-Z | X95 | 3TF2185-8BB4-ZX95 | 1 | UN | 1 | 0 | A | D | N | N | 85364900 | 112 | 4011209384811 | 0.229 | KG | 104.5 | 104.5 | CP04 | CP04 | Contactor size S00, 3-pole AC-3 4 kW/400 V Pin connection for coil Plug-in connection 6.3 mm For main contacts For SIMODRIVE Auxiliary switch 02 E (1 NC) Width 90 mm 0.97...1.1 US 24 V DC multi-unit packaging Packing unit 112 units !!! Phased-out product !!! Successor is SIRIUS 3RT201 or 3TG10 | - | 0 | 7
3TF2186-8BB4 |  | 3TF2186-8BB4 | 1 | UN | 1 | 2 | A | D | N | N | 85364900 | 1 | 4011209567085 | 0.215 | KG | 99.75 | 99.75 | CP04 | CP04 | Contactor size S00, 3-pole !!! Phased-out product !!! Successor is SIRIUS 3RT or 3TG10 | - | 0 | 7
3TF2186-8BB4-Z | X95 | 3TF2186-8BB4-ZX95 | 1 | UN | 1 | 0 | A | D | N | N | 85364900 | 112 | 4011209851795 | 0.208 | KG | 104.5 | 104.5 | CP04 | CP04 | Contactor size S00, 3-pole !!! Phased-out product !!! Successor is SIRIUS 3RT or 3TG10 | - | 0 | 7
3TF2211-0AB0 |  | 3TF2211-0AB0 | 1 | UN | 1 | 20 | D | D | N | N | 85364900 | 1 | 4011209093768 | 0.22 | KG | 56.62 | 56.62 | CP04 | CP04 | Contactor, Size 00, 3-pole, AC-3 4 kW/400 V; Screw terminal Auxiliary switch 11E (1 NO+1 NC) Width 45 mm 24 V AC 50 Hz/29 V AC 60 Hz AC operation !!! Phased-out product !!! Successor is SIRIUS 3RT201 or 3TG10 | - | 0 | 0
3TF2211-0AC2 |  | 3TF2211-0AC2 | 1 | UN | 1 | 20 | D | D | N | N | 85364900 | 1 | 4011209151673 | 0.223 | KG | 56.62 | 56.62 | CP04 | CP04 | Contactor, Size 00, 3-pole, AC-3 4 kW/400 V; Screw terminal Auxiliary switch 11E (1 NO+1 NC) Width 45 mm 24 V AC 50/60 Hz AC operation !!! Phased-out product !!! Successor is SIRIUS 3RT201 or 3TG10 | - | 0 | 0
3TF2211-0AF0 |  | 3TF2211-0AF0 | 1 | UN | 1 | 0 | A | D | N | N | 85364900 | 1 | 4011209084834 | 0.219 | KG | 56.62 | 56.62 | CP04 | CP04 | Contactor, Size 00, 3-pole, AC-3 4 kW/400 V; Screw terminal Auxiliary switch 11E (1 NO+1 NC) Width 45 mm 110 V AC 50 Hz/132 V AC 60 Hz AC operation !!! Phased-out product !!! Successor is SIRIUS 3RT201 or 3TG10 | - | 0 | 0
3TF2211-0AG2 |  | 3TF2211-0AG2 | 1 | UN | 1 | 0 | A | D | N | N | 85364900 | 1 | 4011209089006 | 0.23 | KG | 59.19 | 59.19 | CP04 | CP04 | Contactor, Size 00, 3-pole, AC-3 4 kW/400 V; Screw terminal Auxiliary switch 11E (1 NO+1 NC) Width 45 mm 110 V AC 50/60 Hz AC operation !!! Phased-out product !!! Successor is SIRIUS 3RT201 or 3TG10 | - | 0 | 0
3TF2211-0AL2 |  | 3TF2211-0AL2 | 1 | UN | 1 | 20 | D | D | N | N | 85364900 | 1 | 4011209089211 | 0.222 | KG | 56.62 | 56.62 | CP04 | CP04 | Contactor, Size 00, 3-pole, AC-3 4 kW/400 V; Screw terminal Auxiliary switch 11E (1 NO+1 NC) Width 45 mm 230 V AC 50/60 Hz AC operation !!! Phased-out product !!! Successor is SIRIUS 3RT201 or 3TG10 | - | 0 | 0
3TF2211-0AP0 |  | 3TF2211-0AP0 | 1 | UN | 1 | 20 | D | D | N | N | 85364900 | 1 | 4011209036024 | 0.221 | KG | 56.62 | 56.62 | CP04 | CP04 | Contactor, Size 00, 3-pole, AC-3 4 kW/400 V; Screw terminal Auxiliary switch 11E (1 NO+1 NC) Width 45 mm 230 V AC 50 Hz, 277 V 60 Hz AC operation !!! Phased-out product !!! Successor is SIRIUS 3RT201 or 3TG10 | - | 0 | 0
3TF2211-0BB4 |  | 3TF2211-0BB4 | 1 | UN | 1 | 20 | D | D | N | N | 85364900 | 1 | 4011209036031 | 0.25 | KG | 64.41 | 64.41 | CP04 | CP04 | Contactor, Size 00, 3-pole, AC-3 4 kW/400 V; Screw terminal Auxiliary switch 11E (1 NO+1 NC) Width 45 mm 24 V DC DC operation !!! Phased-out product !!! Successor is SIRIUS 3RT201 or 3TG10 | - | 0 | 0
3TF2211-0BF4 |  | 3TF2211-0BF4 | 1 | UN | 1 | 0 | A | D | N | N | 85364900 | 1 | 4011209193994 | 0.238 | KG | 67.26 | 67.26 | CP04 | CP04 | Contactor, Size 00, 3-pole, AC-3 4 kW/400 V; Screw terminal Auxiliary switch 11E (1 NO+1 NC) Width 45 mm 110 V DC DC operation !!! Phased-out product !!! Successor is SIRIUS 3RT201 or 3TG10 | - | 0 | 0
3TF2222-0AB0 |  | 3TF2222-0AB0 | 1 | UN | 1 | 20 | D | D | N | N | 85364900 | 1 | 4011209036048 | 0.23 | KG | 62.89 | 62.89 | CP04 | CP04 | Contactor, Size 00, 3-pole, AC-3 4 kW/400 V; Screw terminal Auxiliary switch 22E (2 NO + 2 NC) Width 45 mm 24 V AC 50 Hz/29 V AC 60 Hz AC operation !!! Phased-out product !!! Successor is SIRIUS 3RT201 or 3TG10 | - | 0 | 0
3TF2222-0AC1 |  | 3TF2222-0AC1 | 1 | UN | 1 | 0 | A | D | N | N | 85364900 | 1 | 4011209208254 | 0.228 | KG | 60.61 | 60.61 | CP04 | CP04 | Contactor size S00, 3-pole AC-3 4 kW/400 V Screw terminal Auxiliary switch 22 E (2 NO + 2 NC) Overall width 45 mm Alternating current operation 24 V AC 60 Hz/20 V AC 50 Hz !!! Phased-out product !!! Successor is SIRIUS 3RT201 or 3TG10 | - | 0 | 7
3TF2222-0AC2 |  | 3TF2222-0AC2 | 1 | UN | 1 | 20 | D | D | N | N | 85364900 | 1 | 4011209140004 | 0.22 | KG | 62.89 | 62.89 | CP04 | CP04 | Contactor, Size 00, 3-pole, AC-3 4 kW/400 V; Screw terminal Auxiliary switch 22E (2 NO + 2 NC) Width 45 mm 24 V AC 50/60 Hz AC operation !!! Phased-out product !!! Successor is SIRIUS 3RT201 or 3TG10 | - | 0 | 0
3TF2222-0AD2 |  | 3TF2222-0AD2 | 1 | UN | 1 | 20 | D | D | N | N | 85364900 | 1 | 4011209112131 | 0.227 | KG | 64.7 | 64.7 | CP04 | CP04 | Contactor size S00, 3-pole AC-3 4 kW/400 V Screw terminal Screw terminal Auxiliary switch 22 E (2 NO + 2 NC) Overall width 45 mm Alternating current operation 42 V AC 50/60 Hz !!! Phased-out product !!! Successor is SIRIUS 3RT201 or 3TG10 | - | 0 | 7
3TF2222-0AF0 |  | 3TF2222-0AF0 | 1 | UN | 1 | 20 | D | D | N | N | 85364900 | 1 | 4011209036055 | 0.238 | KG | 62.89 | 62.89 | CP04 | CP04 | Contactor, Size 00, 3-pole, AC-3 4 kW/400 V; Screw terminal Auxiliary switch 22E (2 NO + 2 NC) Width 45 mm 110 V AC 50 Hz/132 V AC 60 Hz AC operation !!! Phased-out product !!! Successor is SIRIUS 3RT201 or 3TG10 | - | 0 | 0
3TF2222-0AG2 |  | 3TF2222-0AG2 | 1 | UN | 1 | 20 | D | D | N | N | 85364900 | 1 | 4011209119512 | 0.26 | KG | 62.89 | 62.89 | CP04 | CP04 | Contactor, Size 00, 3-pole, AC-3 4 kW/400 V; Screw terminal Auxiliary switch 22E (2 NO + 2 NC) Width 45 mm 110 V AC 50/60 Hz AC operation !!! Phased-out product !!! Successor is SIRIUS 3RT201 or 3TG10 | - | 0 | 0
3TF2222-0AJ2 |  | 3TF2222-0AJ2 | 1 | UN | 1 | 0 | A | D | N | N | 85364900 | 1 | 4011209163409 | 0.23 | KG | 67.64 | 67.64 | CP04 | CP04 | Contactor size S00, 3-pole AC-3 4 kW/400 V Screw terminal Screw terminal Auxiliary switch 22 E (2 NO + 2 NC) Overall width 45 mm Alternating current operation 115 V AC 50/60 Hz !!! Phased-out product !!! Successor is SIRIUS 3RT201 or 3TG10 | - | 0 | 7
3TF2222-0AL1 |  | 3TF2222-0AL1 | 1 | UN | 1 | 0 | A | D | N | N | 85364900 | 1 | 4011209083110 | 0.227 | KG | 67.64 | 67.64 | CP04 | CP04 | Contactor size S00, 3-pole AC-3 4 kW/400 V Screw terminal Screw terminal Auxiliary switch 22 E (2 NO + 2 NC) Overall width 45 mm Alternating current operation 230 V AC 60 Hz/192 V AC 50 Hz !!! Phased-out product !!! Successor is SIRIUS 3RT201 or 3TG10 | - | 0 | 7
3TF2222-0AL2 |  | 3TF2222-0AL2 | 1 | UN | 1 | 20 | D | D | N | N | 85364900 | 1 | 4011209084735 | 0.233 | KG | 62.89 | 62.89 | CP04 | CP04 | Contactor, Size 00, 3-pole, AC-3 4 kW/400 V; Screw terminal Auxiliary switch 22E (2 NO + 2 NC) Width 45 mm 230 V AC 50/60 Hz AC operation !!! Phased-out product !!! Successor is SIRIUS 3RT201 or 3TG10 | - | 0 | 0
3TF2222-0AN2 |  | 3TF2222-0AN2 | 1 | UN | 1 | 20 | D | D | N | N | 85364900 | 1 | 4011209081857 | 0.229 | KG | 62.89 | 62.89 | CP04 | CP04 | Contactor, Size 00, 3-pole, AC-3 4 kW/400 V; Screw terminal Auxiliary switch 22E (2 NO + 2 NC) Width 45 mm 220 V AC 50/60 Hz AC operation !!! Phased-out product !!! Successor is SIRIUS 3RT201 or 3TG10 | - | 0 | 0
3TF2222-0AP0 |  | 3TF2222-0AP0 | 1 | UN | 1 | 2 | A | D | N | N | 85364900 | 1 | 4011209036079 | 0.229 | KG | 62.89 | 62.89 | CP04 | CP04 | Contactor, Size 00, 3-pole, AC-3 4 kW/400 V; Screw terminal Auxiliary switch 22E (2 NO + 2 NC) Width 45 mm 230 V AC 50 Hz, 277 V 60 Hz AC operation !!! Phased-out product !!! Successor is SIRIUS 3RT201 or 3TG10 | - | 0 | 0
3TF2222-0AR2 |  | 3TF2222-0AR2 | 1 | UN | 1 | 0 | A | D | N | N | 85364900 | 1 | 4011209166646 | 0.231 | KG | 67.64 | 67.64 | CP04 | CP04 | Contactor size S00, 3-pole AC-3 4 kW/400 V Screw terminal Screw terminal Auxiliary switch 22 E (2 NO + 2 NC) Overall width 45 mm Alternating current operation 440 V AC 50/60 Hz !!! Phased-out product !!! Successor is SIRIUS 3RT201 or 3TG10 | - | 0 | 7
3TF2222-0AS0 |  | 3TF2222-0AS0 | 1 | UN | 1 | 20 | D | D | N | N | 85364900 | 1 | 4011209158146 | 0.231 | KG | 64.7 | 64.7 | CP04 | CP04 | Contactor size S00, 3-pole AC-3 4 kW/400 V Screw terminal Screw terminal Auxiliary switch 22 E (2 NO + 2 NC) Overall width 45 mm Alternating current operation 500 V AC 50 Hz/600 V AC 60 Hz !!! Phased-out product !!! Successor is SIRIUS 3RT201 or 3TG10 | - | 0 | 7
3TF2222-0AU0 |  | 3TF2222-0AU0 | 1 | UN | 1 | 0 | A | D | N | N | 85364900 | 1 | 4011209086296 | 0.232 | KG | 67.64 | 67.64 | CP04 | CP04 | Contactor size S00, 3-pole AC-3 4 kW/400 V Screw terminal Screw terminal Auxiliary switch 22 E (2 NO + 2 NC) Overall width 45 mm Alternating current operation 240 V AC 50 Hz/288 V AC 60 Hz !!! Phased-out product !!! Successor is SIRIUS 3RT201 or 3TG10 | - | 0 | 7
3TF2222-0BB4 |  | 3TF2222-0BB4 | 1 | UN | 1 | 2 | A | D | N | N | 85364900 | 1 | 4011209036086 | 0.252 | KG | 70.87 | 70.87 | CP04 | CP04 | Contactor, Size 00, 3-pole, AC-3 4 kW/400 V; Screw terminal Auxiliary switch 22E (2 NO + 2 NC) Width 45 mm 24 V DC DC operation !!! Phased-out product !!! Successor is SIRIUS 3RT201 or 3TG10 | - | 0 | 0
3TF2222-0BB4-Z | X95 | 3TF2222-0BB4-ZX95 | 1 | UN | 1 | 0 | A | D | N | N | 85364900 | 84 | 4011209290594 | 0.21 | KG | 91.87 | 91.87 | CP04 | CP04 | Contactor size S00, 3-pole AC-3 4 kW/400 V Screw terminal Screw terminal Auxiliary switch 22 E (2 NO + 2 NC) Overall width 45 mm 24 V DC Reusable packaging 1/1 Enk !!! Phased-out product !!! Successor is SIRIUS 3RT201 or 3TG10 | - | 0 | 7
3TF2222-0BD4 |  | 3TF2222-0BD4 | 1 | UN | 1 | 20 | D | D | N | N | 85364900 | 1 | 4011209130692 | 0.251 | KG | 72.96 | 72.96 | CP04 | CP04 | Contactor size S00, 3-pole AC-3 4 kW/400 V Screw terminal Screw terminal Auxiliary switch 22 E (2 NO + 2 NC) Overall width 45 mm 42 V DC !!! Phased-out product !!! Successor is SIRIUS 3RT201 or 3TG10 | - | 0 | 7
3TF2222-0BF4 |  | 3TF2222-0BF4 | 1 | UN | 1 | 20 | D | D | N | N | 85364900 | 1 | 4011209127869 | 0.22 | KG | 70.87 | 70.87 | CP04 | CP04 | Contactor, Size 00, 3-pole, AC-3 4 kW/400 V; Screw terminal Auxiliary switch 22E (2 NO + 2 NC) Width 45 mm 110 V DC DC operation !!! Phased-out product !!! Successor is SIRIUS 3RT201 or 3TG10 | - | 0 | 0
3TF2222-0BM4 |  | 3TF2222-0BM4 | 1 | UN | 1 | 20 | D | D | N | N | 85364900 | 1 | 4011209084247 | 0.245 | KG | 70.87 | 70.87 | CP04 | CP04 | Contactor, Size 00, 3-pole, AC-3 4 kW/400 V; Screw terminal Auxiliary switch 22E (2 NO + 2 NC) Width 45 mm 220 V DC DC operation !!! Phased-out product !!! Successor is SIRIUS 3RT201 or 3TG10 | - | 0 | 0
3TF2222-0BQ4 |  | 3TF2222-0BQ4 | 1 | UN | 1 | 0 | A | D | N | N | 85364900 | 1 | 4011209288874 | 0.251 | KG | 76.29 | 76.29 | CP04 | CP04 | Contactor size S00, 3-pole AC-3 4 kW/400 V Screw terminal Screw terminal Auxiliary switch 22 E (2 NO + 2 NC) Overall width 45 mm 240 V DC !!! Phased-out product !!! Successor is SIRIUS 3RT201 or 3TG10 | - | 0 | 7
3TF2222-1AP0 |  | 3TF2222-1AP0 | 1 | UN | 1 | 20 | D | D | N | N | 85364900 | 1 | 4011209139855 | 0.23 | KG | 79.61 | 79.61 | CP04 | CP04 | Contactor size S00, 3-pole AC-3 4 kW/400 V Flat connector terminal Auxiliary switch 22 E (2 NO + 2 NC) Overall width 45 mm Alternating current operation 230 V AC 50 Hz, 277 V 60 Hz !!! Phased-out product !!! Successor is SIRIUS 3RT201 or 3TG10 | - | 0 | 7
3TF2222-1BB4 |  | 3TF2222-1BB4 | 1 | UN | 1 | 0 | A | D | N | N | 85364900 | 1 | 4011209184862 | 0.236 | KG | 88.26 | 88.26 | CP04 | CP04 | Contactor size S00, 3-pole AC-3 4 kW/400 V Flat connector terminal Flat connector terminal Auxiliary switch 22 E (2 NO + 2 NC) Overall width 45 mm 24 V DC !!! Phased-out product !!! Successor is SIRIUS 3RT201 or 3TG10 | - | 0 | 7
3TF2222-1BF4 |  | 3TF2222-1BF4 | 1 | UN | 1 | 0 | A | D | N | N | 85364900 | 1 | 4011209241817 | 0.233 | KG | 88.26 | 88.26 | CP04 | CP04 | Contactor size S00, 3-pole AC-3 4 kW/400 V Flat connector terminal Flat connector terminal Auxiliary switch 22 E (2 NO + 2 NC) Overall width 45 mm 110 V DC !!! Phased-out product !!! Successor is SIRIUS 3RT201 or 3TG10 | - | 0 | 7
3TF2232-0AG1 |  | 3TF2232-0AG1 | 1 | UN | 1 | 0 | A | D | N | N | 85364900 | 1 | 4011209216907 | 0.237 | KG | 64.51 | 64.51 | CP04 | CP04 | Contactor size S00, 3-pole AC-3 4 kW/400 V Screw terminal Auxiliary switch 32 E (3 NO+2 NC) Overall width 45 mm Alternating current operation 110 V AC 60 Hz/92 V AC 50 Hz !!! Phased-out product !!! Successor is SIRIUS 3RT201 or 3TG10 | - | 0 | 7
3TF2232-0AP0 |  | 3TF2232-0AP0 | 1 | UN | 1 | 0 | A | D | N | N | 85364900 | 1 | 4011209260757 | 0.232 | KG | 60.52 | 60.52 | CP04 | CP04 | Contactor size S00, 3-pole AC-3 4 kW/400 V Screw terminal Auxiliary switch 32 E (3 NO+2 NC) Overall width 45 mm Alternating current operation 230 V AC 50 Hz, 277 V 60 Hz !!! Phased-out product !!! Successor is SIRIUS 3RT201 or 3TG10 | - | 0 | 7
3TF2801-0AB0 |  | 3TF2801-0AB0 | 1 | UN | 1 | 20 | D | D | N | N | 85364900 | 1 | 4011209113886 | 0.193 | KG | 43.61 | 43.61 | CP04 | CP04 | Contactor, Size 00, 3-pole, AC-3 2.2 kW/400 V, Screw terminal Auxiliary switch 01E (1 NC) 24 V AC 50 Hz/29 V AC 60 Hz AC operation !!! Phased-out product !!! Successor is SIRIUS 3RT201 or 3TG10 | - | 0 | 0
3TF2801-0AC15 |  | 3TF2801-0AC15 | 1 | UN | 1 | 0 | A | D | N | N | 85364900 | 1 | 4011209238503 | 0.193 | KG | 46.17 | 46.17 | CP04 | CP04 | Contactor size S00, 3-pole AC-3 2.2 kW/400 V Screw terminal Auxiliary switch 01 E (1 NC) Alternating current operation 24 V AC 60 Hz/20 V AC 50 Hz !!! Phased-out product !!! Successor is SIRIUS 3RT201 or 3TG10 | - | 0 | 7
3TF2801-0AC2 |  | 3TF2801-0AC2 | 1 | UN | 1 | 0 | A | D | N | N | 85364900 | 1 | 4011209125254 | 0.198 | KG | 45.6 | 45.6 | CP04 | CP04 | Contactor, Size 00, 3-pole, AC-3 2.2 kW/400 V, Screw terminal Auxiliary switch 01E (1 NC) 24 V AC 50/60 Hz AC operation !!! Phased-out product !!! Successor is SIRIUS 3RT201 or 3TG10 | - | 0 | 0
3TF2801-0AF0 |  | 3TF2801-0AF0 | 1 | UN | 1 | 20 | D | D | N | N | 85364900 | 1 | 4011209173910 | 0.191 | KG | 43.61 | 43.61 | CP04 | CP04 | Contactor, Size 00, 3-pole, AC-3 2.2 kW/400 V, Screw terminal Auxiliary switch 01E (1 NC) 110 V AC 50 Hz/132 V AC 60 Hz AC operation !!! Phased-out product !!! Successor is SIRIUS 3RT201 or 3TG10 | - | 0 | 0
3TF2801-0AL2 |  | 3TF2801-0AL2 | 1 | UN | 1 | 20 | D | D | N | N | 85364900 | 1 | 4011209100800 | 0.194 | KG | 43.61 | 43.61 | CP04 | CP04 | Contactor, Size 00, 3-pole, AC-3 2.2 kW/400 V, Screw terminal Auxiliary switch 01E (1 NC) 230 V AC 50/60 Hz AC operation !!! Phased-out product !!! Successor is SIRIUS 3RT201 or 3TG10 | - | 0 | 0
3TF2801-0AN15 |  | 3TF2801-0AN15 | 1 | UN | 1 | 20 | D | D | N | N | 85364900 | 1 | 4011209204188 | 0.194 | KG | 44.18 | 44.18 | CP04 | CP04 | Contactor size S00, 3-pole AC-3 2.2 kW/400 V Screw terminal Auxiliary switch 01 E (1 NC) Alternating current operation 220 V AC 60 Hz/183 V AC 50 Hz !!! Phased-out product !!! Successor is SIRIUS 3RT201 or 3TG10 | - | 0 | 7
3TF2801-0AP0 |  | 3TF2801-0AP0 | 1 | UN | 1 | 20 | D | D | N | N | 85364900 | 1 | 4011209036109 | 0.194 | KG | 43.61 | 39.62 | CP04 | CP04 | Contactor, Size 00, 3-pole, AC-3 2.2 kW/400 V, Screw terminal Auxiliary switch 01E (1 NC) 230 V AC 50 Hz, 277 V 60 Hz AC operation !!! Phased-out product !!! Successor is SIRIUS 3RT201 or 3TG10 | Lista Papel 2020 SI | 0 | 0
3TF2801-0AR2 |  | 3TF2801-0AR2 | 1 | UN | 1 | 0 | A | D | N | N | 85364900 | 1 | 4011209258730 | 0.192 | KG | 47.12 | 47.12 | CP04 | CP04 | Contactor size S00, 3-pole AC-3 2.2 kW/400 V Screw terminal Auxiliary switch 01 E (1 NC) Alternating current operation 440 V AC 50/60 Hz !!! Phased-out product !!! Successor is SIRIUS 3RT201 or 3TG10 | - | 0 | 7
3TF2801-0BA4 |  | 3TF2801-0BA4 | 1 | UN | 1 | 20 | D | D | N | N | 85364900 | 1 | 4011209273917 | 0.2 | KG | 51.49 | 51.49 | CP04 | CP04 | Contactor, Size 00, 3-pole, AC-3 2.2 kW/400 V, Screw terminal Auxiliary switch 01E (1 NC) 12 V DC DC operation !!! Phased-out product !!! Successor is SIRIUS 3RT201 or 3TG10 | - | 0 | 0
3TF2801-0BB4 |  | 3TF2801-0BB4 | 1 | UN | 1 | 5 | B | D | N | N | 85364900 | 1 | 4011209036116 | 0.213 | KG | 51.49 | 46.84 | CP04 | CP04 | Contactor, Size 00, 3-pole, AC-3 2.2 kW/400 V, Screw terminal Auxiliary switch 01E (1 NC) 24 VDC DC operation !!! Phased-out product !!! Successor is SIRIUS 3RT201 or 3TG10 | Lista Papel 2020 SI | 0 | 0
3TF2801-0BP4 |  | 3TF2801-0BP4 | 1 | UN | 1 | 0 | A | D | N | N | 85364900 | 1 | 4011209123601 | 0.212 | KG | 53.87 | 53.87 | CP04 | CP04 | Contactor, Size 00, 3-pole, AC-3 2.2 kW/400 V, Screw terminal Auxiliary switch 01E (1 NC) 230 V DC DC operation !!! Phased-out product !!! Successor is SIRIUS 3RT201 or 3TG10 | - | 0 | 0
3TF2801-0FB45 |  | 3TF2801-0FB45 | 1 | UN | 1 | 20 | D | D | N | N | 85364900 | 1 | 4011209204324 | 0.215 | KG | 55.86 | 55.86 | CP04 | CP04 | Contactor size S00, 3-pole AC-3 2.2 kW/400 V Screw terminal Auxiliary switch 01 E (1 NC) Diode or varistor attachable Direct current operation 1.2 W 24 V DC Brazil No additional auxiliary contacts !!! Phased-out product !!! Successor is SIRIUS 3RT201 or 3TG10 | - | 0 | 7
3TF2801-0JB4 |  | 3TF2801-0JB4 | 1 | UN | 1 | 20 | D | D | N | N | 85364900 | 1 | 4011209095229 | 0.216 | KG | 59.76 | 59.76 | CP04 | CP04 | Contactor size S00, 3-pole AC-3 2.2 kW/400 V Screw terminal Auxiliary switch 01 E (1 NC) Diode built-in Direct current operation 2 W 24 V DC !!! Phased-out product !!! Successor is SIRIUS 3RT201 or 3TG10 | - | 0 | 7
3TF2801-0LB4 |  | 3TF2801-0LB4 | 1 | UN | 1 | 20 | D | D | N | N | 85364900 | 1 | 4011209096820 | 0.217 | KG | 61.37 | 61.37 | CP04 | CP04 | Contactor size S00, 3-pole AC-3 2.2 kW/400 V Screw terminal Auxiliary switch 01 E (1 NC) Varistor built-in Direct current operation 2 W 24 V DC !!! Phased-out product !!! Successor is SIRIUS 3RT201 or 3TG10 | - | 0 | 7
3TF2801-0LB4-Z | X90 | 3TF2801-0LB4-ZX90 | 1 | UN | 1 | 25 | D | D | N | N | 85364900 | 32 | 4011209205659 | 6.838 | KG | 67.55 | 67.55 | CP04 | CP04 | Contactor size S00, 3-pole AC-3 2.2 kW/400 V Screw terminal Auxiliary switch 01 E (1 NC) Varistor built-in Direct current operation 2 W 24 V DC multi-unit packaging Packing quantity 32 units !!! Phased-out product !!! Successor is SIRIUS 3RT201 or 3TG10 | - | 0 | 7
3TF2801-0MB4 |  | 3TF2801-0MB4 | 1 | UN | 1 | 0 | A | D | N | N | 85364900 | 1 | 4011209096837 | 0.214 | KG | 61.37 | 61.37 | CP04 | CP04 | Contactor size S00, 3-pole AC-3 2.2 kW/400 V Screw terminal Auxiliary switch 01 E (1 NC) Varistor built-in Direct current operation 1.2 W 24 V DC !!! Phased-out product !!! Successor is SIRIUS 3RT201 or 3TG10 | - | 0 | 7
3TF2801-0TB4 |  | 3TF2801-0TB4 | 1 | UN | 1 | 0 | A | D | N | N | 85364900 | 1 | 4011209099456 | 0.209 | KG | 62.51 | 62.51 | CP04 | CP04 | Contactor size S00, 3-pole AC-3 2.2 kW/400 V Screw terminal Auxiliary switch 01 E (1 NC) Diode built-in Direct current operation 1.2 W 24 V DC !!! Phased-out product !!! Successor is SIRIUS 3RT201 or 3TG10 | - | 0 | 7
3TF2810-0AB0 |  | 3TF2810-0AB0 | 1 | UN | 1 | 20 | D | D | N | N | 85364900 | 1 | 4011209087866 | 0.191 | KG | 45.6 | 45.6 | CP04 | CP04 | Contactor, Size 00, 3-pole, AC-3 2.2 kW/400 V, Screw terminal Auxiliary switch 10E (1 NO) 24 V AC 50 Hz/29 V AC 60 Hz AC operation !!! Phased-out product !!! Successor is SIRIUS 3RT201 or 3TG10 | - | 0 | 0
3TF2810-0AC15 |  | 3TF2810-0AC15 | 1 | UN | 1 | 0 | A | D | N | N | 85364900 | 1 | 4011209204270 | 0.192 | KG | 44.18 | 44.18 | CP04 | CP04 | Contactor size S00, 3-pole AC-3 2.2 kW/400 V Screw terminal Auxiliary switch 10 E (1 NO) Alternating current operation 24 V AC 60 Hz/20 V AC 50 Hz !!! Phased-out product !!! Successor is SIRIUS 3RT201 or 3TG10 | - | 0 | 7
3TF2810-0AC2 |  | 3TF2810-0AC2 | 1 | UN | 1 | 0 | A | D | N | N | 85364900 | 1 | 4011209125247 | 0.196 | KG | 45.6 | 45.6 | CP04 | CP04 | Contactor, Size 00, 3-pole, AC-3 2.2 kW/400 V, Screw terminal Auxiliary switch 10E (1 NO) 24 V AC 50/60 Hz AC operation !!! Phased-out product !!! Successor is SIRIUS 3RT201 or 3TG10 | - | 0 | 0
3TF2810-0AF0 |  | 3TF2810-0AF0 | 1 | UN | 1 | 20 | D | D | N | N | 85364900 | 1 | 4011209104594 | 0.194 | KG | 43.61 | 43.61 | CP04 | CP04 | Contactor, Size 00, 3-pole, AC-3 2.2 kW/400 V, Screw terminal Auxiliary switch 10E (1 NO) 110 V AC 50 Hz/132 V AC 60 Hz AC operation !!! Phased-out product !!! Successor is SIRIUS 3RT201 or 3TG10 | - | 0 | 0
3TF2810-0AF05 |  | 3TF2810-0AF05 | 1 | UN | 1 | 0 | A | D | N | N | 85364900 | 1 | 4011209204256 | 0.19 | KG | 47.12 | 47.12 | CP04 | CP04 | Contactor size S00, 3-pole AC-3 2.2 kW/380 V Screw terminal Auxiliary switch 1 NO (1 NO) Alternating current operation 110 V AC 50 Hz / 132 V AC 60 Hz Brazil !!! Phased-out product !!! Successor is SIRIUS 3RT201 or 3TG10 | - | 0 | 7
3TF2810-0AG15 |  | 3TF2810-0AG15 | 1 | UN | 1 | 20 | D | D | N | N | 85364900 | 1 | 4011209204249 | 0.192 | KG | 47.12 | 47.12 | CP04 | CP04 | Contactor size S00, 3-pole AC-3 2.2 kW/400 V Screw terminal Auxiliary switch 10 E (1 NO) Alternating current operation 110 V AC 60 Hz / 92 V AC 50 Hz Brazil !!! Phased-out product !!! Successor is SIRIUS 3RT201 or 3TG10 | - | 0 | 7
3TF2810-0AH0 |  | 3TF2810-0AH0 | 1 | UN | 1 | 20 | D | D | N | N | 85364900 | 1 | 4011209160064 | 0.192 | KG | 43.61 | 43.61 | CP04 | CP04 | Contactor, Size 00, 3-pole, AC-3 2.2 kW/400 V, Screw terminal Auxiliary switch 10E (1 NO) 48 V AC 50 Hz/58 V AC 60 Hz AC operation !!! Phased-out product !!! Successor is SIRIUS 3RT201 or 3TG10 | - | 0 | 0
3TF2810-0AL2 |  | 3TF2810-0AL2 | 1 | UN | 1 | 20 | D | D | N | N | 85364900 | 1 | 4011209085572 | 0.194 | KG | 43.61 | 43.61 | CP04 | CP04 | Contactor, Size 00, 3-pole, AC-3 2.2 kW/400 V, Screw terminal Auxiliary switch 10E (1 NO) 230 V AC 50/60 Hz AC operation !!! Phased-out product !!! Successor is SIRIUS 3RT201 or 3TG10 | - | 0 | 0
3TF2810-0AN15 |  | 3TF2810-0AN15 | 1 | UN | 1 | 20 | D | D | N | N | 85364900 | 1 | 4011209204225 | 0.194 | KG | 44.18 | 44.18 | CP04 | CP04 | Contactor size S00, 3-pole AC-3 2.2 kW/400 V Screw terminal Auxiliary switch 10 E (1 NO) Alternating current operation 220 V AC 60 Hz/183 V AC 50 Hz !!! Phased-out product !!! Successor is SIRIUS 3RT201 or 3TG10 | - | 0 | 7
3TF2810-0AN2 |  | 3TF2810-0AN2 | 1 | UN | 1 | 0 | A | D | N | N | 85364900 | 1 | 4011209233294 | 0.195 | KG | 43.61 | 43.61 | CP04 | CP04 | Contactor, Size 00, 3-pole, AC-3 2.2 kW/400 V, Screw terminal Auxiliary switch 10E (1 NO) 220 V AC 50/60 Hz AC operation !!! Phased-out product !!! Successor is SIRIUS 3RT201 or 3TG10 | - | 0 | 0
3TF2810-0AP0 |  | 3TF2810-0AP0 | 1 | UN | 1 | 20 | D | D | N | N | 85364900 | 1 | 4011209036154 | 0.187 | KG | 43.61 | 39.62 | CP04 | CP04 | Contactor, Size 00, 3-pole, AC-3 2.2 kW/400 V, Screw terminal Auxiliary switch 10E (1 NO) 230 V AC 50 Hz, 277 V 60 Hz AC operation !!! Phased-out product !!! Successor is SIRIUS 3RT201 or 3TG10 | Lista Papel 2020 SI | 0 | 0
3TF2810-0AQ15 |  | 3TF2810-0AQ15 | 1 | UN | 1 | 0 | A | D | N | N | 85364900 | 1 | 4011209204218 | 0.192 | KG | 41.42 | 41.42 | CP04 | CP04 | Contactor size S00, 3-pole AC-3 2.2 kW/400 V Screw terminal Auxiliary switch 10 E (1 NO) Alternating current operation 380 V AC 60 Hz Brazil !!! Phased-out product !!! Successor is SIRIUS 3RT201 or 3TG10 | - | 0 | 7
3TF2810-0AR0 |  | 3TF2810-0AR0 | 1 | UN | 1 | 0 | A | D | N | N | 85364900 | 1 | 4011209311671 | 0.194 | KG | 47.12 | 47.12 | CP04 | CP04 | Contactor size S00, 3-pole AC-3 2.2 kW/400 V Screw terminal Auxiliary switch 10 E (1 NO) Alternating current operation 415 V AC 50 Hz/500 V AC 60 Hz !!! Phased-out product !!! Successor is SIRIUS 3RT201 or 3TG10 | - | 0 | 7
3TF2810-0AV0 |  | 3TF2810-0AV0 | 1 | UN | 1 | 0 | A | D | N | N | 85364900 | 1 | 4011209131811 | 0.235 | KG | 56.15 | 56.15 | CP04 | CP04 | Contactor, Size 00, 3-pole, AC-3 2.2 kW/400 V, Screw terminal Auxiliary switch 10E (1 NO) AC 400/50 Hz, 480/60 Hz AC operation !!! Phased-out product !!! Successor is SIRIUS 3RT201 or 3TG10 | - | 0 | 7
3TF2810-0BA4 |  | 3TF2810-0BA4 | 1 | UN | 1 | 0 | A | D | N | N | 85364900 | 1 | 4011209085954 | 0.216 | KG | 53.87 | 53.87 | CP04 | CP04 | Contactor, Size 00, 3-pole, AC-3 2.2 kW/400 V, Screw terminal Auxiliary switch 10E (1 NO) 12 V DC DC operation !!! Phased-out product !!! Successor is SIRIUS 3RT201 or 3TG10 | - | 0 | 0
3TF2810-0BB4 |  | 3TF2810-0BB4 | 1 | UN | 1 | 5 | B | D | N | N | 85364900 | 1 | 4011209036161 | 0.217 | KG | 51.49 | 46.84 | CP04 | CP04 | Contactor, Size 00, 3-pole, AC-3 2.2 kW/400 V, Screw terminal Auxiliary switch 10E (1 NO) 24 VDC DC operation !!! Phased-out product !!! Successor is SIRIUS 3RT201 or 3TG10 | Lista Papel 2020 SI | 0 | 0
3TF2810-0BB45 |  | 3TF2810-0BB45 | 1 | UN | 1 | 20 | D | D | N | N | 85364900 | 1 | 4011209204317 | 0.208 | KG | 51.49 | 51.49 | CP04 | CP04 | Contactor size S00, 3-pole AC-3 2.2 kW/400 V Screw terminal Auxiliary switch 1 NO (1 NO) 24 V DC, Brazil 24 V DC Brazil Direct current operation !!! Phased-out product !!! Successor is SIRIUS 3RT201 or 3TG10 | - | 0 | 7
3TF2810-0BD4 |  | 3TF2810-0BD4 | 1 | UN | 1 | 0 | A | D | N | N | 85364900 | 1 | 4011209287655 | 0.214 | KG | 55.86 | 55.86 | CP04 | CP04 | Contactor size S00, 3-pole AC-3 2.2 kW/400 V Screw terminal Auxiliary switch 10 E (1 NO) 42 V DC !!! Phased-out product !!! Successor is SIRIUS 3RT201 or 3TG10 | - | 0 | 7
3TF2810-0BG4 |  | 3TF2810-0BG4 | 1 | UN | 1 | 0 | A | D | N | N | 85364900 | 1 | 4011209346758 | 0.211 | KG | 55.86 | 55.86 | CP04 | CP04 | Contactor size S00, 3-pole AC-3 2.2 kW/400 V Screw terminal Auxiliary switch 10 E (1 NO) 125 V DC !!! Phased-out product !!! Successor is SIRIUS 3RT201 or 3TG10 | - | 0 | 7
3TF2810-0BM4 |  | 3TF2810-0BM4 | 1 | UN | 1 | 20 | D | D | N | N | 85364900 | 1 | 4011209200715 | 0.189 | KG | 51.49 | 51.49 | CP04 | CP04 | Contactor, Size 00, 3-pole, AC-3 2.2 kW/400 V, Screw terminal Auxiliary switch 10E (1 NO) 220 V DC DC operation !!! Phased-out product !!! Successor is SIRIUS 3RT201 or 3TG10 | - | 0 | 0
3TF2810-0BW4 |  | 3TF2810-0BW4 | 1 | UN | 1 | 20 | D | D | N | N | 85364900 | 1 | 4011209227958 | 0.23 | KG | 51.49 | 51.49 | CP04 | CP04 | Contactor, Size 00, 3-pole, AC-3 2.2 kW/400 V, Screw terminal Auxiliary switch 10E (1 NO) 48 V DC DC operation !!! Phased-out product !!! Successor is SIRIUS 3RT201 or 3TG10 | - | 0 | 0
3TF2810-0BW45 |  | 3TF2810-0BW45 | 1 | UN | 1 | 0 | A | D | N | N | 85364900 | 1 | 4011209204300 | 0.218 | KG | 55.86 | 55.86 | CP04 | CP04 | Contactor size S00, 3-pole AC-3 2.2 kW/400 V Screw terminal Auxiliary switch 1 NO (1 NO) 48 V DC, Brazil 48 V DC Brazil Direct current operation !!! Phased-out product !!! Successor is SIRIUS 3RT201 or 3TG10 | - | 0 | 7
3TF2810-0DB4 |  | 3TF2810-0DB4 | 1 | UN | 1 | 20 | D | D | N | N | 85364900 | 1 | 4011209036178 | 0.23 | KG | 51.49 | 51.49 | CP04 | CP04 | Contactor size S00, 3-pole AC-3 2.2 kW/400 V Screw terminal Auxiliary switch 10 E (1 NO) Diode or varistor attachable Direct current operation 2 W 24 V DC !!! Phased-out product !!! Successor is SIRIUS 3RT201 or 3TG10 | - | 0 | 7
3TF2810-0FB45 |  | 3TF2810-0FB45 | 1 | UN | 1 | 0 | A | D | N | N | 85364900 | 1 | 4011209204331 | 0.213 | KG | 53.87 | 53.87 | CP04 | CP04 | Contactor size S00, 3-pole AC-3 2.2 kW/400 V Screw terminal Auxiliary switch 10 E (1 NO) Diode or varistor attachable Direct current operation 1.2 W 24 V DC Brazil No additional auxiliary contacts !!! Phased-out product !!! Successor is SIRIUS 3RT201 or 3TG10 | - | 0 | 7
3TF2810-0JB4 |  | 3TF2810-0JB4 | 1 | UN | 1 | 20 | D | D | N | N | 85364900 | 1 | 4011209093805 | 0.212 | KG | 59.76 | 59.76 | CP04 | CP04 | Contactor size S00, 3-pole AC-3 2.2 kW/400 V Screw terminal Auxiliary switch 10 E (1 NO) Diode built-in Direct current operation 2 W 24 V DC !!! Phased-out product !!! Successor is SIRIUS 3RT201 or 3TG10 | - | 0 | 7
3TF2810-0LB4 |  | 3TF2810-0LB4 | 1 | UN | 1 | 20 | D | D | N | N | 85364900 | 1 | 4011209085657 | 0.218 | KG | 58.71 | 58.71 | CP04 | CP04 | Contactor size S00, 3-pole AC-3 2.2 kW/400 V Screw terminal Auxiliary switch 10 E (1 NO) Varistor built-in Direct current operation 2 W 24 V DC !!! Phased-out product !!! Successor is SIRIUS 3RT201 or 3TG10 | - | 0 | 7
3TF2810-0LB4-Z | X90 | 3TF2810-0LB4-ZX90 | 1 | UN | 1 | 25 | D | D | N | N | 85364900 | 32 | 4011209205642 | 0.217 | KG | 67.55 | 67.55 | CP04 | CP04 | Contactor size S00, 3-pole AC-3 2.2 kW/400 V Screw terminal Auxiliary switch 10 E (1 NO) Varistor built-in Direct current operation 2 W 24 V DC multi-unit packaging Packing quantity 32 units !!! Phased-out product !!! Successor is SIRIUS 3RT201 or 3TG10 | - | 0 | 7
3TF2810-0MB4 |  | 3TF2810-0MB4 | 1 | UN | 1 | 0 | A | D | N | N | 85364900 | 1 | 4011209136090 | 0.213 | KG | 58.71 | 58.71 | CP04 | CP04 | Contactor size S00, 3-pole AC-3 2.2 kW/400 V Screw terminal Auxiliary switch 1 NC (1 NO) Varistor built-in Direct current operation 1.2 W 24 V DC !!! Phased-out product !!! Successor is SIRIUS 3RT201 or 3TG10 | - | 0 | 7
3TF2810-0TB4 |  | 3TF2810-0TB4 | 1 | UN | 1 | 20 | D | D | N | N | 85364900 | 1 | 4011209113978 | 0.218 | KG | 62.51 | 62.51 | CP04 | CP04 | Contactor size S00, 3-pole AC-3 2.2 kW/400 V Screw terminal Auxiliary switch 1 NC (1 NO) Diode built-in Direct current operation 1.2 W 24 V DC !!! Phased-out product !!! Successor is SIRIUS 3RT201 or 3TG10 | - | 0 | 7
3TF2911-0AP0 |  | 3TF2911-0AP0 | 1 | UN | 1 | 20 | D | D | N | N | 85364900 | 1 | 4011209082786 | 0.226 | KG | 53.3 | 53.3 | CP04 | CP04 | Contactor, Size 00, 3-pole, AC-3 2.2 kW/400 V, Screw terminal Auxiliary switch 11E (1 NO+1 NC) 230 V AC 50 Hz, 277 V 60 Hz AC operation Width 45 mm !!! Phased-out product !!! Successor is SIRIUS 3RT201 or 3TG10 | - | 0 | 0
3TF2911-0BB4 |  | 3TF2911-0BB4 | 1 | UN | 1 | 20 | D | D | N | N | 85364900 | 1 | 4011209085008 | 0.244 | KG | 60.71 | 60.71 | CP04 | CP04 | Contactor, Size 00, 3-pole, AC-3 2.2 kW/400 V, Screw terminal Auxiliary switch 11E (1 NO+1 NC) 24 V DC DC operation Width 45 mm !!! Phased-out product !!! Successor is SIRIUS 3RT201 or 3TG10 | - | 0 | 0
3TF2922-0AB0 |  | 3TF2922-0AB0 | 1 | UN | 1 | 20 | D | D | N | N | 85364900 | 1 | 4011209098169 | 0.235 | KG | 59.38 | 59.38 | CP04 | CP04 | Contactor, Size 00, 3-pole, AC-3 2.2 kW/400 V, Screw terminal Auxiliary switch 22E (2 NO + 2 NC) 24 V AC 50 Hz/29 V AC 60 Hz AC operation Width 45 mm !!! Phased-out product !!! Successor is SIRIUS 3RT201 or 3TG10 | - | 0 | 0
3TF2922-0AP0 |  | 3TF2922-0AP0 | 1 | UN | 1 | 20 | D | D | N | N | 85364900 | 1 | 4011209079649 | 0.229 | KG | 59.38 | 59.38 | CP04 | CP04 | Contactor, Size 00, 3-pole, AC-3 2.2 kW/400 V, Screw terminal Auxiliary switch 22E (2 NO + 2 NC) 230 V AC 50 Hz, 277 V 60 Hz AC operation Width 45 mm !!! Phased-out product !!! Successor is SIRIUS 3RT201 or 3TG10 | - | 0 | 0
3TF2922-0BB4 |  | 3TF2922-0BB4 | 1 | UN | 1 | 20 | D | D | N | N | 85364900 | 1 | 4011209079489 | 0.251 | KG | 67.64 | 67.64 | CP04 | CP04 | Contactor, Size 00, 3-pole, AC-3 2.2 kW/400 V, Screw terminal Auxiliary switch 22E (2 NO + 2 NC) 24 V DC DC operation Width 45 mm !!! Phased-out product !!! Successor is SIRIUS 3RT201 or 3TG10 | - | 0 | 0
3TF4001-0AG2 |  | 3TF4001-0AG2 | 1 | UN | 1 | 5 | B | D | N | N | 85364900 | 1 | 4011209037809 | 0.375 | KG | 82.75 | 82.75 | CP04 | CP04 | CONTACTOR, SIZE 0, 3-POLE AC-3, 4KW, 400/380V AUXILIARY CONTACT 01 (1NC) AC OPERATION AC 110V 50/60HZ | - | 0 | 7
3TF4822-0AN2 |  | 3TF4822-0AN2 | 1 | UN | 1 | 21 | D | D | N | N | 85364900 | 1 | 4011209042957 | 2.483 | KG | 702.05 | 702.05 | CP04 | CP04 | CONTACTOR, SIZE 4, 3-POLE AC-3, 37KW, 400/380V AUXILIARY CONTACTS 22 (2NO+2NC) AC OPERATION AC 220V 50/60HZ | - | 0 | 7
3TF5022-0AN2 |  | 3TF5022-0AN2 | 1 | UN | 1 | 5 | B | D | N | N | 85364900 | 1 | 4011209043398 | 3.758 | KG | 978.5 | 978.5 | CP04 | CP04 | CONTACTOR, SIZE 6, 3-POLE AC-3, 55KW, 400/380V AUXILIARY CONTACTS 22 (2NO+2NC) AC OPERATION AC 220V 50/60HZ | - | 0 | 7
3TF5222-0AN2 |  | 3TF5222-0AN2 | 1 | UN | 1 | 5 | B | D | N | N | 85364900 | 1 | 4011209092198 | 5.75 | KG | 1529.5 | 1529.5 | CP04 | CP04 | CONTACTOR, SIZE 8, 3-POLE AC-3, 90KW, 400/380V AUXILIARY CONTACTS 22 (2NO+2NC) AC OPERATION AC 220V 50/60HZ | - | 0 | 7
3TF5422-0AK6 |  | 3TF5422-0AK6 | 1 | UN | 1 | 0 | A | D | N | N | 85364900 | 1 | 4011209085718 | 7.749 | KG | 2280 | 2280 | CP04 | CP04 | CONTACTOR SZ.10 120V/60HZ AC-3, 132KW, 400/380V AUXILIARY CONTACTS 22 (2NO+2NC) AC OPERATION AC 120V 60HZ/AC 110V 50HZ | - | 0 | 7
3TF5622-0AG2 |  | 3TF5622-0AG2 | 1 | UN | 1 | 20 | D | D | N | N | 85364900 | 1 | 4011209105386 | 11.127 | KG | 3277.5 | 3277.5 | CP04 | CP04 | CONTACTOR, SIZE 12, 3-POLE AC-3, 200KW, 400/380V AUXILIARY CONTACTS 22 (2NO+2NC) AC OPERATION AC 110V 50/60HZ | - | 0 | 7
3TF6833-1DB4 |  | 3TF6833-1DB4 | 1 | UN | 1 | 20 | D | D | N | N | 85364900 | 1 | 4011209233867 | 19.532 | KG | 4854.5 | 4854.5 | CP04 | CP04 | Contactor, Size 14, 3-pole, AC-3, 335kW, 400/380 V (690 V) Auxiliary switch 33 (3 NO+3 NC) with reversing contactor 3TC4417-4A and series resistor DC economy circuit 24 V DC | - | 0 | 0
3TF6833-1DB4-Z | A02 | 3TF6833-1DB4-ZA02 | 1 | UN | 1 | 0 | A | D | N | N | 85364900 | 1 | 4011209609310 | 20 | KG | 4854.5 | 4854.5 | CP04 | CP04 | Contactor, Size 14, 3-pole, AC-3, 335kW, 400/380 V (690 V) Auxiliary switch 33 (3 NO+3 NC) with reversing contactor 3TC4417-4A and series resistor DC economy circuit 24 V DC without overvoltage attenuation in main circuit | - | 0 | 0
3TF6833-1DF4 |  | 3TF6833-1DF4 | 1 | UN | 1 | 20 | D | D | N | N | 85364900 | 1 | 4011209135550 | 20.685 | KG | 5016 | 5016 | CP04 | CP04 | Contactor, Size 14, 3-pole, AC-3, 335kW, 400/380 V (690 V) Auxiliary switch 33 (3 NO+3 NC) with reversing contactor 3TC4417-4A and series resistor DC economy circuit 110 V DC | - | 0 | 0
3TF6833-1DG4 |  | 3TF6833-1DG4 | 1 | UN | 1 | 0 | A | D | N | N | 85364900 | 1 | 4011209144996 | 19.806 | KG | 5016 | 5016 | CP04 | CP04 | Contactor, Size 14, 3-pole, AC-3, 335kW, 400/380 V (690 V) Auxiliary switch 33 (3 NO+3 NC) with reversing contactor 3TC4417-4A and series resistor DC economy circuit 125 V DC | - | 0 | 0
3TF6833-1DM4 |  | 3TF6833-1DM4 | 1 | UN | 1 | 20 | D | D | N | N | 85364900 | 1 | 4011209176379 | 20.469 | KG | 5016 | 5016 | CP04 | CP04 | Contactor, Size 14, 3-pole, AC-3, 335kW, 400/380 V (690 V) Auxiliary switch 33 (3 NO+3 NC) with reversing contactor 3TC4417-4A and series resistor DC economy circuit 220 V DC | - | 0 | 0
3TF6833-1DM4-Z | A02 | 3TF6833-1DM4-ZA02 | 1 | UN | 1 | 0 | A | D | N | N | 85364900 | 1 | 4011209525573 | 20.45 | KG | 5016 | 5016 | CP04 | CP04 | Contactor, Size 14, 3-pole, AC-3, 335kW, 400/380 V (690 V) Auxiliary switch 33 (3 NO+3 NC) with reversing contactor 3TC4417-4A and series resistor DC economy circuit 220 V DC without overvoltage attenuation in main circuit | - | 0 | 0
3TF6833-1DP4 |  | 3TF6833-1DP4 | 1 | UN | 1 | 20 | D | D | N | N | 85364900 | 1 | 4011209152403 | 20.596 | KG | 5016 | 5016 | CP04 | CP04 | Contactor, Size 14, 3-pole, AC-3, 335kW, 400/380 V (690 V) Auxiliary switch 33 (3 NO+3 NC) with reversing contactor 3TC4417-4A and series resistor DC economy circuit 230 V DC | - | 0 | 0
3TF6833-1QG7 |  | 3TF6833-1QG7 | 1 | UN | 1 | 20 | D | D | N | N | 85364900 | 1 | 4011209341944 | 21.13 | KG | 5130 | 5130 | CP04 | CP04 | Contactor, Size 14, 3-pole, AC-3, 335kW, 400/380 V (690 V) Auxiliary switch 33 (3NO+3NC) Rectifier bridge built-in with reversing contactor 3TC44 AC operation 110 to 120 V AC 50/60 Hz | - | 0 | 0
3TF6833-1QG7-Z | A02 | 3TF6833-1QG7-ZA02 | 1 | UN | 1 | 20 | D | D | N | N | 85364900 | 1 | 4011209791749 | 21.022 | KG | 5130 | 5130 | CP04 | CP04 | Contactor, Size 14, 3-pole, AC-3, 335 kW, 400/380 V (690 V) Auxiliary switch 33 (3 NO+3 NC) Rectifier bridge built-in with reversing contactor 3TC44 AC operation 110 to 120 V AC 50/60 Hz without overvoltage damping in main circuit | - | 0 | 0
3TF6833-1QL7 |  | 3TF6833-1QL7 | 1 | UN | 1 | 20 | D | D | N | N | 85364900 | 1 | 4011209332393 | 21.059 | KG | 5130 | 5130 | CP04 | CP04 | Contactor, Size 14, 3-pole, AC-3, 335kW, 400/380 V (690 V) Auxiliary switch 33 (3NO+3NC) Rectifier bridge built-in with reversing contactor 3TC44 AC operation 220 to 240 V AC 50/60 Hz | - | 0 | 0
3TF6833-1QL7-Z | A02 | 3TF6833-1QL7-ZA02 | 1 | UN | 1 | 20 | D | D | N | N | 85364900 | 1 | 4011209467385 | 20.721 | KG | 5130 | 5130 | CP04 | CP04 | Contactor, Size 14, 3-pole, AC-3, 335kW, 400/380 V (690 V) Auxiliary switch 33 (3NO+3NC) Rectifier bridge built-in with reversing contactor 3TC44 AC operation 220 to 240 V AC 50/60 Hz without overvoltage attenuation in main circuit | - | 0 | 0
3TF6833-1QU7 |  | 3TF6833-1QU7 | 1 | UN | 1 | 0 | A | D | N | N | 85364900 | 1 | 4011209356221 | 20.65 | KG | 5130 | 5130 | CP04 | CP04 | Contactor, Size 14, 3-pole, AC-3, 335kW, 400/380 V (690 V) Auxiliary switch 33 (3NO+3NC) Rectifier bridge built-in with reversing contactor 3TC44 AC operation 575 to 620 V AC 50/60 Hz | - | 0 | 9
3TF6833-1QV7 |  | 3TF6833-1QV7 | 1 | UN | 1 | 20 | D | D | N | N | 85364900 | 1 | 4011209356191 | 20.14 | KG | 5130 | 5130 | CP04 | CP04 | Contactor, Size 14, 3-pole, AC-3, 335kW, 400/380 V (690 V) Auxiliary switch 33 (3NO+3NC) Rectifier bridge built-in with reversing contactor 3TC44 AC operation 380 to 420 V AC 50/60 Hz | - | 0 | 0
3TF6833-1QV7-Z | A02 | 3TF6833-1QV7-ZA02 | 1 | UN | 1 | 0 | A | D | N | N | 85364900 | 1 | 4011209894013 | 20.817 | KG | 5130 | 5130 | CP04 | CP04 | Contactor, Size 14, 3-pole, AC-3, 335kW, 400/380 V (690 V) Auxiliary switch 33 (3NO+3NC) Rectifier bridge built-in with reversing contactor 3TC44 AC operation 380 to 420 V AC 50/60 Hz without overvoltage attenuation in main circuit | - | 0 | 0
3TF6833-8DB4 |  | 3TF6833-8DB4 | 1 | UN | 1 | 20 | D | D | N | N | 85364900 | 1 | 4011209306981 | 20.783 | KG | 5415 | 5415 | CP04 | CP04 | Contactor, Size 14, 3-pole, AC-3, 335kW, 400/380 V (690 V) Auxiliary switch 33 (3 NO+3 NC) with reversing contactor 3TC4417-4A and series resistor DC economy circuit 24 V DC | - | 0 | 0
3TF6833-8DF4 |  | 3TF6833-8DF4 | 1 | UN | 1 | 20 | D | D | N | N | 85364900 | 1 | 4011209321717 | 20.44 | KG | 5548 | 5548 | CP04 | CP04 | Contactor, Size 14, 3-pole, AC-3, 335kW, 400/380 V (1000 V) Auxiliary switch 33 (3 NO+3 NC) with reversing contactor 3TC4417-4A and series resistor DC economy circuit 110 V DC | - | 0 | 0
3TF6833-8DF4-Z | A02B01 | 3TF6833-8DF4-ZA02B01 | 1 | UN | 1 | 0 | A | D | N | N | 85364900 | 1 |  | 19.5 | KG | 5652.5 | 5652.5 | CP04 | CP04 | Contactor size 14, 3-pole AC-3, 335 kW, 400/380 V (1000 V) Auxiliary switch 33 (3NO + 3NC) with reversing contactor 3TC4417-4A and series resistor DC economy circuit 110 V DC upright mounting position without overvoltage attenuation | - | 0 | 0
3TF6833-8DF4-Z | B01 | 3TF6833-8DF4-ZB01 | 1 | UN | 1 | 20 | D | D | N | N | 85364900 | 1 | 4047621016269 | 20.48 | KG | 5652.5 | 5652.5 | CP04 | CP04 | Contactor, Size 14, 3-pole, AC-3, 335kW, 400/380 V (1000 V) Auxiliary switch 33 (3 NO+3 NC) with reversing contactor 3TC4417-4A and series resistor DC economy circuit 110 V DC upright mounting position | - | 0 | 0
3TF6833-8DM4 |  | 3TF6833-8DM4 | 1 | UN | 1 | 0 | A | D | N | N | 85364900 | 1 | 4011209175808 | 20.97 | KG | 5548 | 5548 | CP04 | CP04 | Contactor, Size 14, 3-pole, AC-3, 335kW, 400/380 V (1000 V) Auxiliary switch 33 (3 NO+3 NC) with reversing contactor 3TC4417-4A and series resistor DC economy circuit 220 V DC | - | 0 | 0
3TF6833-8DM4-Z | A02 | 3TF6833-8DM4-ZA02 | 1 | UN | 1 | 0 | A | D | N | N | 85364900 | 1 | 4011209526365 | 8.2 | KG | 5548 | 5548 | CP04 | CP04 | Contactor, Size 14, 3-pole, AC-3, 335kW, 400/380 V (1000 V) Auxiliary switch 33 (3 NO+3 NC) with reversing contactor 3TC4417-4A and series resistor DC economy circuit 220 V DC without overvoltage attenuation in main circuit | - | 0 | 0
3TF6833-8DP4 |  | 3TF6833-8DP4 | 1 | UN | 1 | 0 | A | D | N | N | 85364900 | 1 | 4011209132641 | 20.297 | KG | 5548 | 5548 | CP04 | CP04 | Contactor, Size 14, 3-pole, AC-3, 335kW, 400/380 V (1000 V) Auxiliary switch 33 (3 NO+3 NC) with reversing contactor 3TC4417-4A and series resistor DC economy circuit 230 V DC | - | 0 | 0
3TF6833-8QG7-Z | A02 | 3TF6833-8QG7-ZA02 | 1 | UN | 1 | 0 | A | D | N | N | 85364900 | 1 | 4011209822573 | 18.592 | KG | 5709.5 | 5709.5 | CP04 | CP04 | Contactor, Size 14, 3-pole, AC-3, 335kW, 400/380 V (1000 V) Auxiliary switch 33 (3NO+3NC) Rectifier bridge built-in with reversing contactor 3TC44 AC operation 110 to 120 V AC 50/60 Hz without overvoltage attenuation in main circuit | - | 0 | 0
3TF6833-8QL7 |  | 3TF6833-8QL7 | 1 | UN | 1 | 20 | D | D | N | N | 85364900 | 1 | 4011209356276 | 20.99 | KG | 5709.5 | 5709.5 | CP04 | CP04 | Contactor, Size 14, 3-pole, AC-3, 335kW, 400/380 V (1000 V) Auxiliary switch 33 (3NO+3NC) Rectifier bridge built-in with reversing contactor 3TC44 AC operation 220 to 240 V AC 50/60 Hz | - | 0 | 0
3TF6833-8QL7-Z | A02 | 3TF6833-8QL7-ZA02 | 1 | UN | 1 | 0 | A | D | N | N | 85364900 | 1 | 4011209336063 | 20.769 | KG | 5709.5 | 5709.5 | CP04 | CP04 | Contactor, Size 14, 3-pole, AC-3, 335kW, 400/380 V (1000 V) Auxiliary switch 33 (3NO+3NC) Rectifier bridge built-in with reversing contactor 3TC44 AC operation 220 to 240 V AC 50/60 Hz without overvoltage attenuation in main circuit | - | 0 | 0
3TF6844-0CF7 |  | 3TF6844-0CF7 | 1 | UN | 1 | 50 | X | D | N | N | 85364900 | 1 | 4011209044456 | 19.971 | KG | 4417.5 | 4294 | CP04 | CP04 | Contactor, Size 14, 3-pole, AC-3, 335kW, 400/380 V (690 V) Auxiliary switch 44 (4NO+4NC) AC operation 110...132 V AC 50/60 Hz | Lista Papel 2020 SI | 0 | 0
3TF6844-0CF70-0B |  | 3TF6844-0CF70-0B | 1 | UN | 1 | 0 | A | D | N | N | 85364900 | 1 | 4011209368644 | 19.826 | KG | 6099 | 6099 | CP04 | CP04 | ABB V 630.30-44 Contactor, Size 14, 3-pole AC-3, 325 kW/380 V (690 V) Auxiliary switch 44 (4NO+4NC) AC operation 110...132 V AC 50/60 Hz | - | 0 | 9
3TF6844-0CF71 |  | 3TF6844-0CF71 | 1 | UN | 1 | 0 | A | D | N | N | 85364900 | 1 | 4011209212862 | 19.024 | KG | 5082.5 | 5082.5 | CP04 | CP04 | Contactor, Size 14, 3-pole, AC-3, 335kW, 400/380 V (690 V) Auxiliary switch 44 (4NO+4NC) AC operation 110...132 V AC 50/60 Hz NEMA version | - | 0 | 9
3TF6844-0CF7-Z | A02 | 3TF6844-0CF7-ZA02 | 1 | UN | 1 | 20 | D | D | N | N | 85364900 | 1 | 4011209162624 | 19.752 | KG | 4417.5 | 4417.5 | CP04 | CP04 | Contactor, Size 14, 3-pole, AC-3, 335kW, 400/380 V (690 V) Auxiliary switch 44 (4NO+4NC) AC operation 110...132 V AC 50/60 Hz without overvoltage attenuation in main circuit | - | 0 | 0
3TF6844-0CF7-Z | B01 | 3TF6844-0CF7-ZB01 | 1 | UN | 1 | 0 | A | D | N | N | 85364900 | 1 | 4011209609327 | 15.5 | KG | 4503 | 4503 | CP04 | CP04 | Contactor, Size 14, 3-pole, AC-3, 335kW, 400/380 V (690 V) Auxiliary switch 44 (4NO+4NC) AC operation 110...132 V AC 50/60 Hz upright mounting position | - | 0 | 0
3TF6844-0CM7 |  | 3TF6844-0CM7 | 1 | UN | 1 | 1 | A | D | N | N | 85364900 | 1 | 4011209044463 | 19.84 | KG | 4417.5 | 4417.5 | CP04 | CP04 | Contactor, Size 14, 3-pole, AC-3, 335kW, 400/380 V (690 V) Auxiliary switch 44 (4NO+4NC) AC operation 200...240 V AC 50/60 Hz | - | 0 | 0
3TF6844-0CM70-0B |  | 3TF6844-0CM70-0B | 1 | UN | 1 | 0 | A | D | N | N | 85364900 | 1 | 4011209359758 | 20.3 | KG | 6099 | 6099 | CP04 | CP04 | ABB V 630.30-44 Contactor, Size 14, 3-pole AC-3, 335kW, 400/380 V (690 V) Auxiliary switch 44 (4NO+4NC) AC operation 220 V AC 50/60 Hz | - | 0 | 9
3TF6844-0CM7-Z | A02 | 3TF6844-0CM7-ZA02 | 1 | UN | 1 | 0 | A | D | N | N | 85364900 | 1 | 4011209083547 | 19.552 | KG | 4417.5 | 4417.5 | CP04 | CP04 | Contactor, Size 14, 3-pole, AC-3, 335kW, 400/380 V (690 V) Auxiliary switch 44 (4NO+4NC) AC operation 200...240 V AC 50/60 Hz without overvoltage attenuation in main circuit | - | 0 | 0
3TF6844-0CM7-Z | B01 | 3TF6844-0CM7-ZB01 | 1 | UN | 1 | 0 | A | D | N | N | 85364900 | 1 | 4011209691131 | 19.35 | KG | 4503 | 4503 | CP04 | CP04 | Contactor, Size 14, 3-pole, AC-3, 335kW, 400/380 V (690 V) Auxiliary switch 44 (4NO+4NC) AC operation 200...240 V AC 50/60 Hz upright mounting position | - | 0 | 9
3TF6844-0CP7 |  | 3TF6844-0CP7 | 1 | UN | 1 | 0 | A | D | N | N | 85364900 | 1 | 4011209044470 | 19.874 | KG | 4417.5 | 4294 | CP04 | CP04 | Contactor, Size 14, 3-pole, AC-3, 335kW, 400/380 V (690 V) Auxiliary switch 44 (4NO+4NC) AC operation 230...276 V AC 50/60 Hz | Lista Papel 2020 SI | 0 | 0
3TF6844-0CP70-0B |  | 3TF6844-0CP70-0B | 1 | UN | 1 | 0 | A | D | N | N | 85364900 | 1 | 4011209359741 | 20.017 | KG | 6099 | 6099 | CP04 | CP04 | Vacuum contactor, ABB V 630-30-44 Contactor, Size 14, 3-pole AC-3, 335kW, 400/380 V (690 V) Auxiliary switch 44 (4NO+4NC) AC operation 230...276 V AC 50/60 Hz | - | 0 | 9
3TF6844-0CP70-0M |  | 3TF6844-0CP70-0M | 1 | UN | 1 | 20 | D | D | N | N | 85364900 | 1 | 4011209044487 | 19.887 | KG | 6099 | 6099 | CP04 | CP04 | CONTACTOR-TYPE Y-DELTA STARTER | - | 0 | 7
3TF6844-0CP7-Z | A02 | 3TF6844-0CP7-ZA02 | 1 | UN | 1 | 20 | D | D | N | N | 85364900 | 1 | 4011209145689 | 19.6 | KG | 4417.5 | 4417.5 | CP04 | CP04 | Contactor, Size 14, 3-pole, AC-3, 335kW, 400/380 V (690 V) Auxiliary switch 44 (4NO+4NC) AC operation 230...276 V AC 50/60 Hz without overvoltage attenuation in main circuit | - | 0 | 0
3TF6844-0CQ7 |  | 3TF6844-0CQ7 | 1 | UN | 1 | 0 | A | D | N | N | 85364900 | 1 | 4011209044494 | 19.954 | KG | 4417.5 | 4294 | CP04 | CP04 | Contactor, Size 14, 3-pole, AC-3, 335kW, 400/380 V (690 V) Auxiliary switch 44 (4NO+4NC) AC operation 380...460 V AC 50/60 Hz | Lista Papel 2020 SI | 0 | 0
3TF6844-0CQ70-0B |  | 3TF6844-0CQ70-0B | 1 | UN | 1 | 0 | A | D | N | N | 85364900 | 1 |  | 19.76 | KG | 6099 | 6099 | CP04 | CP04 | ABB V 630.30-44 Contactor, Size 14, 3-pole AC-3, 325 kW/380 V (690 V) Auxiliary switch 44 (4NO+4NC) AC operation 380...460 V AC 50/60 Hz | - | 0 | 9
3TF6844-0CQ71 |  | 3TF6844-0CQ71 | 1 | UN | 1 | 0 | A | D | N | N | 85364900 | 1 | 4011209263864 | 19.684 | KG | 5082.5 | 5082.5 | CP04 | CP04 | Contactor, Size 14, 3-pole, AC-3, 325 kW / 380 V (690 V) Auxiliary switch 44 (4NO+4NC) AC operation 380...460 V AC 50/60 Hz NEMA version | - | 0 | 9
3TF6844-0CQ7-Z | A02 | 3TF6844-0CQ7-ZA02 | 1 | UN | 1 | 20 | D | D | N | N | 85364900 | 1 | 4011209193840 | 19.5 | KG | 4417.5 | 4417.5 | CP04 | CP04 | Contactor, Size 14, 3-pole, AC-3, 335kW, 400/380 V (690 V) Auxiliary switch 44 (4NO+4NC) AC operation 380...460 V AC 50/60 Hz without overvoltage attenuation in main circuit | - | 0 | 0
3TF6844-0CQ7-Z | B01 | 3TF6844-0CQ7-ZB01 | 1 | UN | 1 | 0 | A | D | N | N | 85364900 | 1 | 4011209691148 | 19.82 | KG | 4503 | 4503 | CP04 | CP04 | Contactor, Size 14, 3-pole, AC-3, 335kW, 400/380 V (690 V) Auxiliary switch 44 (4NO+4NC) AC operation 380...460 V AC 50/60 Hz upright mounting position | - | 0 | 9
3TF6844-0CS7 |  | 3TF6844-0CS7 | 1 | UN | 1 | 20 | D | D | N | N | 85364900 | 1 | 4011209105362 | 19.72 | KG | 4579 | 4579 | CP04 | CP04 | Contactor, Size 14, 3-pole, AC-3, 335kW, 400/380 V (690 V) Auxiliary switch 44 (4NO+4NC) AC operation 500 to 600 V AC 50/60 Hz | - | 0 | 0
3TF6844-0CS71 |  | 3TF6844-0CS71 | 1 | UN | 1 | 20 | D | D | N | N | 85364900 | 1 | 4011209221642 | 19.76 | KG | 5082.5 | 5082.5 | CP04 | CP04 | Contactor, Size 14, 3-pole, AC-3, 325 kW / 380 V (690 V) Auxiliary switch 44 (4NO+4NC) AC operation 500...600 V AC 50/60 Hz NEMA version | - | 0 | 9
3TF6844-0CS7-Z | A02 | 3TF6844-0CS7-ZA02 | 1 | UN | 1 | 0 | A | D | N | N | 85364900 | 1 | 4011209296756 | 19.54 | KG | 4579 | 4579 | CP04 | CP04 | Contactor, Size 14, 3-pole, AC-3, 335kW, 400/380 V (690 V) Auxiliary switch 44 (4NO+4NC) AC operation 500 to 600 V AC 50/60 Hz without overvoltage attenuation in main circuit | - | 0 | 0
3TF6844-8CF7 |  | 3TF6844-8CF7 | 1 | UN | 1 | 20 | D | D | N | N | 85364900 | 1 | 4011209175945 | 19.915 | KG | 4949.5 | 4949.5 | CP04 | CP04 | Contactor, Size 14, 3-pole, AC-3, 335kW, 400/380 V (1000 V) Auxiliary switch 44 (4NO+4NC) AC operation 110...132 V AC 50/60 Hz | - | 0 | 0
3TF6844-8CF7-Z | A02 | 3TF6844-8CF7-ZA02 | 1 | UN | 1 | 0 | A | D | N | N | 85364900 | 1 | 4011209577046 | 19.67 | KG | 4949.5 | 4949.5 | CP04 | CP04 | Contactor, Size 14, 3-pole, AC-3, 335kW, 400/380 V (1000 V) Auxiliary switch 44 (4NO+4NC) AC operation 110...132 V AC 50/60 Hz without overvoltage attenuation in main circuit | - | 0 | 0
3TF6844-8CM7 |  | 3TF6844-8CM7 | 1 | UN | 1 | 0 | A | D | N | N | 85364900 | 1 | 4011209095199 | 19.78 | KG | 4949.5 | 4949.5 | CP04 | CP04 | Contactor, Size 14, 3-pole, AC-3, 335kW, 400/380 V (1000 V) Auxiliary switch 44 (4NO+4NC) AC operation 200...240 V AC 50/60 Hz | - | 0 | 0
3TF6844-8CM7-Z | A02 | 3TF6844-8CM7-ZA02 | 1 | UN | 1 | 20 | D | D | N | N | 85364900 | 1 | 4011209254978 | 19.643 | KG | 5025.5 | 5025.5 | CP04 | CP04 | Contactor, Size 14, 3-pole, AC-3, 335kW, 400/380 V (1000 V) Auxiliary switch 44 (4NO+4NC) AC operation 200...240 V AC 50/60 Hz without overvoltage attenuation in main circuit | - | 0 | 0
3TF6844-8CM7-Z | B01 | 3TF6844-8CM7-ZB01 | 1 | UN | 1 | 0 | A | D | N | N | 85364900 | 1 | 4011209609334 | 20.27 | KG | 5035 | 5035 | CP04 | CP04 | Contactor, Size 14, 3-pole, AC-3, 335kW, 400/380 V (1000 V) Auxiliary switch 44 (4NO+4NC) AC operation 200...240 V AC 50/60 Hz upright mounting position | - | 0 | 9
3TF6844-8CP7 |  | 3TF6844-8CP7 | 1 | UN | 1 | 20 | D | D | N | N | 85364900 | 1 | 4011209179219 | 19.234 | KG | 4949.5 | 4949.5 | CP04 | CP04 | Contactor, Size 14, 3-pole, AC-3, 335kW, 400/380 V (1000 V) Auxiliary switch 44 (4NO+4NC) AC operation 230...276 V AC 50/60 Hz | - | 0 | 0
3TF6844-8CQ7 |  | 3TF6844-8CQ7 | 1 | UN | 1 | 20 | D | D | N | N | 85364900 | 1 | 4011209211858 | 17.89 | KG | 4949.5 | 4949.5 | CP04 | CP04 | Contactor, Size 14, 3-pole, AC-3, 335kW, 400/380 V (1000 V) Auxiliary switch 44 (4NO+4NC) AC operation 380...460 V AC 50/60 Hz | - | 0 | 0
3TF6844-8CQ7-Z | A02B01 | 3TF6844-8CQ7-ZA02B01 | 1 | UN | 1 | 0 | A | D | N | N | 85364900 | 1 | 4011209449664 | 16.5 | KG | 5025.5 | 5025.5 | CP04 | CP04 | Contactor, Size 14, 3-pole, AC-3, 335kW, 400/380 V (1000 V) Auxiliary switch 44 (4NO+4NC) AC operation 380...460 V AC 50/60 Hz without overvoltage attenuation in main circuit upright mounting position | - | 0 | 9
3TF6844-8CS7 |  | 3TF6844-8CS7 | 1 | UN | 1 | 0 | A | D | N | N | 85364900 | 1 | 4011209265462 | 20.102 | KG | 5082.5 | 5082.5 | CP04 | CP04 | Contactor, Size 14, 3-pole, AC-3, 335kW, 400/380 V (1000 V) Auxiliary switch 44 (4NO+4NC) AC operation 500...600 V AC 50/60 Hz | - | 0 | 0
3TF6933-1DB4 |  | 3TF6933-1DB4 | 1 | UN | 1 | 20 | D | D | N | N | 85364900 | 1 | 4011209219526 | 22.962 | KG | 5985 | 5985 | CP04 | CP04 | Contactor, Size 14, 3-pole, AC-3, 450 kW, 400/380 V (690 V) Auxiliary switch 33 (3 NO+3 NC) with reversing contactor 3TC4417-4A and series resistor DC economy circuit 24 V DC | - | 0 | 0
3TF6933-1DB4-Z | A02 | 3TF6933-1DB4-ZA02 | 1 | UN | 1 | 20 | D | D | N | N | 85364900 | 1 | 4011209609358 | 22.786 | KG | 5985 | 5985 | CP04 | CP04 | Contactor, Size 14, 3-pole, AC-3, 450 kW, 400/380 V (690 V) Auxiliary switch 33 (3 NO+3 NC) with reversing contactor 3TC4417-4A and series resistor DC economy circuit 24 V DC without overvoltage attenuation in main circuit | - | 0 | 0
3TF6933-1DF4 |  | 3TF6933-1DF4 | 1 | UN | 1 | 20 | D | D | N | N | 85364900 | 1 | 4011209196667 | 22.6 | KG | 6194 | 6194 | CP04 | CP04 | Contactor, Size 14, 3-pole, AC-3, 450 kW, 400/380 V (690 V) Auxiliary switch 33 (3 NO+3 NC) with reversing contactor 3TC4417-4A and series resistor DC economy circuit 110 V DC | - | 0 | 0
3TF6933-1DF4-Z | A02 | 3TF6933-1DF4-ZA02 | 1 | UN | 1 | 0 | A | D | N | N | 85364900 | 1 | 4011209609365 | 14.75 | KG | 6194 | 6194 | CP04 | CP04 | Contactor, Size 14, 3-pole, AC-3, 450 kW, 400/380 V (690 V) Auxiliary switch 33 (3 NO+3 NC) with reversing contactor 3TC4417-4A and series resistor DC economy circuit 110 V DC without overvoltage attenuation in main circuit | - | 0 | 0
3TF6933-1DM4 |  | 3TF6933-1DM4 | 1 | UN | 1 | 20 | D | D | N | N | 85364900 | 1 | 4011209292192 | 22.78 | KG | 6194 | 6194 | CP04 | CP04 | Contactor, Size 14, 3-pole, AC-3, 450 kW, 400/380 V (690 V) Auxiliary switch 33 (3 NO+3 NC) with reversing contactor 3TC4417-4A and series resistor DC economy circuit 220 V DC | - | 0 | 0
3TF6933-1DP4 |  | 3TF6933-1DP4 | 1 | UN | 1 | 0 | A | D | N | N | 85364900 | 1 | 4011209214040 | 22.33 | KG | 6194 | 6194 | CP04 | CP04 | Contactor, Size 14, 3-pole, AC-3, 450 kW, 400/380 V (690 V) Auxiliary switch 33 (3 NO+3 NC) with reversing contactor 3TC4417-4A and series resistor DC economy circuit 230 V DC | - | 0 | 0
3TF6933-1QG7 |  | 3TF6933-1QG7 | 1 | UN | 1 | 20 | D | D | N | N | 85364900 | 1 | 4011209356405 | 22.938 | KG | 6279.5 | 6279.5 | CP04 | CP04 | Contactor, Size 14, 3-pole, AC-3 450 kW, 400 / 380 V (690 V) Auxiliary switch 33 (3NO+3NC) Rectifier bridge built-in with reversing contactor 3TC44 AC operation 110 to 120 V AC 50/60 Hz | - | 0 | 0
3TF6933-1QG7-Z | A02 | 3TF6933-1QG7-ZA02 | 1 | UN | 1 | 20 | D | D | N | N | 85364900 | 1 | 4011209918436 | 22.9 | KG | 6279.5 | 6279.5 | CP04 | CP04 | Contactor, Size 14, 3-pole, AC-3 450 kW, 400 / 380 V (690 V) Auxiliary switch 33 (3NO+3NC) Rectifier bridge built-in with reversing contactor 3TC44 AC operation 110 to 120 V AC 50/60 Hz without overvoltage attenuation in main circuit | - | 0 | 0
3TF6933-1QL7 |  | 3TF6933-1QL7 | 1 | UN | 1 | 20 | D | D | N | N | 85364900 | 1 | 4011209356399 | 22.821 | KG | 6279.5 | 6279.5 | CP04 | CP04 | Contactor, Size 14, 3-pole, AC-3 450 kW, 400 / 380 V (690 V) Auxiliary switch 33 (3NO+3NC) Rectifier bridge built-in with reversing contactor 3TC44 AC operation 220 to 240 V AC 50/60 Hz | - | 0 | 0
3TF6933-1QL7-Z | A02 | 3TF6933-1QL7-ZA02 | 1 | UN | 1 | 20 | D | D | N | N | 85364900 | 1 | 4011209593022 | 22.75 | KG | 6279.5 | 6279.5 | CP04 | CP04 | Contactor, Size 14, 3-pole, AC-3 450 kW, 400 / 380 V (690 V) Auxiliary switch 33 (3NO+3NC) Rectifier bridge built-in with reversing contactor 3TC44 AC operation 220 to 240 V AC 50/60 Hz without overvoltage attenuation in main circuit | - | 0 | 0
3TF6933-1QV7 |  | 3TF6933-1QV7 | 1 | UN | 1 | 20 | D | D | N | N | 85364900 | 1 | 4011209356382 | 22.625 | KG | 6279.5 | 6279.5 | CP04 | CP04 | Contactor, Size 14, 3-pole, AC-3 450 kW, 400 / 380 V (690 V) Auxiliary switch 33 (3NO+3NC) Rectifier bridge built-in with reversing contactor 3TC44 AC operation 380 to 420 V AC 50/60 Hz | - | 0 | 0
3TF6933-1QV7-Z | A02 | 3TF6933-1QV7-ZA02 | 1 | UN | 1 | 0 | A | D | N | N | 85364900 | 1 | 4011209845176 | 22.72 | KG | 6279.5 | 6279.5 | CP04 | CP04 | Contactor, Size 14, 3-pole, AC-3 450 kW, 400 / 380 V (690 V) Auxiliary switch 33 (3NO+3NC) Rectifier bridge built-in with reversing contactor 3TC44 AC operation 380 to 420 V AC 50/60 Hz without overvoltage attenuation in main circuit | - | 0 | 0
3TF6933-8DB4 |  | 3TF6933-8DB4 | 1 | UN | 1 | 0 | A | D | N | N | 85364900 | 1 | 4011209333338 | 22.64 | KG | 6564.5 | 6564.5 | CP04 | CP04 | Contactor, Size 14, 3-pole, AC-3, 450 kW, 400/380 V (1000 V) Auxiliary switch 33 (3 NO+3 NC) with reversing contactor 3TC4417-4A and series resistor DC economy circuit 24 V DC | - | 0 | 0
3TF6933-8DF4-Z | A02 | 3TF6933-8DF4-ZA02 | 1 | UN | 1 | 20 | D | D | N | N | 85364900 | 1 | 4047621072685 | 22.208 | KG | 6802 |  | CP04 |  | Contactor, AC-3, 820 A/400 V, 3-pole, 110 V DC, 3 NO+3 NC, connection rail/ screw terminal, Ue 1000 V, without overvoltage attenuation reversing contactor and series resistor, DC economy circuit 24 V DC |  | 0 | 7
3TF6933-8DG4 |  | 3TF6933-8DG4 | 1 | UN | 1 | 0 | A | D | N | N | 85364900 | 1 | 4011209556386 | 23.106 | KG | 6802 | 6802 | CP04 | CP04 | Contactor, Size 14, 3-pole, AC-3, 450 kW, 400/380 V (1000 V) Auxiliary switch 33 (3 NO+3 NC) with reversing contactor 3TC4417-4A and series resistor DC economy circuit 125 V DC | - | 0 | 0
3TF6933-8DM4 |  | 3TF6933-8DM4 | 1 | UN | 1 | 0 | A | D | N | N | 85364900 | 1 | 4011209321557 | 22.6 | KG | 6802 | 6802 | CP04 | CP04 | Contactor, Size 14, 3-pole, AC-3, 450 kW, 400/380 V (1000 V) Auxiliary switch 33 (3 NO+3 NC) with reversing contactor 3TC4417-4A and series resistor DC economy circuit 220 V DC | - | 0 | 0
3TF6933-8DP4 |  | 3TF6933-8DP4 | 1 | UN | 1 | 0 | A | D | N | N | 85364900 | 1 | 4011209207875 | 22.96 | KG | 6802 | 6802 | CP04 | CP04 | Contactor, Size 14, 3-pole, AC-3, 450 kW, 400/380 V (1000 V) Auxiliary switch 33 (3 NO+3 NC) with reversing contactor 3TC4417-4A and series resistor DC economy circuit 230 V DC | - | 0 | 0
3TF6933-8QG7 |  | 3TF6933-8QG7 | 1 | UN | 1 | 0 | A | D | N | N | 85364900 | 1 | 4011209356290 | 21.9 | KG | 6897 | 6897 | CP04 | CP04 | Contactor, Size 14, 3-pole, AC-3 450 kW, 400 / 380 V (1000 V) Auxiliary switch 33 (3NO+3NC) Rectifier bridge built-in with reversing contactor 3TC44 AC operation 110 to 120 V AC 50/60 Hz | - | 0 | 0
3TF6933-8QG7-Z | A02 | 3TF6933-8QG7-ZA02 | 1 | UN | 1 | 0 | A | D | N | N | 85364900 | 1 | 4011209329157 | 21.9 | KG | 6897 | 6897 | CP04 | CP04 | Contactor, Size 14, 3-pole, AC-3 450 kW, 400 / 380 V (1000 V) Auxiliary switch 33 (3NO+3NC) Rectifier bridge built-in with reversing contactor 3TC44 AC operation 110 to 120 V AC 50/60 Hz without overvoltage attenuation in main circuit | - | 0 | 0
3TF6933-8QL7 |  | 3TF6933-8QL7 | 1 | UN | 1 | 20 | D | D | N | N | 85364900 | 1 | 4011209356306 | 22.897 | KG | 6897 | 6897 | CP04 | CP04 | Contactor, Size 14, 3-pole, AC-3 450 kW, 400 / 380 V (1000 V) Auxiliary switch 33 (3NO+3NC) Rectifier bridge built-in with reversing contactor 3TC44 AC operation 220 to 240 V AC 50/60 Hz | - | 0 | 0
3TF6933-8QL7-Z | A02 | 3TF6933-8QL7-ZA02 | 1 | UN | 1 | 20 | D | D | N | N | 85364900 | 1 | 4011209463820 | 22.82 | KG | 6897 | 6897 | CP04 | CP04 | Contactor, Size 14, 3-pole, AC-3 450 kW, 400 / 380 V (1000 V) Auxiliary switch 33 (3NO+3NC) Rectifier bridge built-in with reversing contactor 3TC44 AC operation 220 to 240 V AC 50/60 Hz without overvoltage attenuation in main circuit | - | 0 | 0
3TF6944-0CF7 |  | 3TF6944-0CF7 | 1 | UN | 1 | 0 | A | D | N | N | 85364900 | 1 | 4011209044500 | 22.202 | KG | 5671.5 | 5510 | CP04 | CP04 | Contactor, Size 14, 3-pole, AC-3, 450 kW, 400/380 V (690 V) Auxiliary switch 44 (4NO+4NC) AC operation 110...132 V AC 50/60 Hz | Lista Papel 2020 SI | 0 | 0
3TF6944-0CF70-0B |  | 3TF6944-0CF70-0B | 1 | UN | 1 | 0 | A | D | N | N | 85364900 | 1 | 4011209368651 | 22.318 | KG | 7809 | 7809 | CP04 | CP04 | ABB V 820-30-44 Contactor, Size 14, 3-pole AC-3, 450 kW, 400/380 V (690 V) Auxiliary switch 44 (4NO+4NC) AC operation 110...132 V AC, 50/60 Hz | - | 0 | 9
3TF6944-0CF7-Z | A02 | 3TF6944-0CF7-ZA02 | 1 | UN | 1 | 20 | D | D | N | N | 85364900 | 1 | 4011209127814 | 21.139 | KG | 5671.5 | 5671.5 | CP04 | CP04 | Contactor, Size 14, 3-pole, AC-3, 450 kW, 400/380 V (690 V) Auxiliary switch 44 (4NO+4NC) AC operation 110...132 V AC 50/60 Hz without overvoltage attenuation in main circuit | - | 0 | 0
3TF6944-0CF7-Z | B01 | 3TF6944-0CF7-ZB01 | 1 | UN | 1 | 0 | A | D | N | N | 85364900 | 1 | 4011209937734 | 22.19 | KG | 5757 | 5757 | CP04 | CP04 | Contactor, Size 14, 3-pole, AC-3, 450 kW, 400/380 V (690 V) Auxiliary switch 44 (4NO+4NC) AC operation 110...132 V AC 50/60 Hz upright mounting position | - | 0 | 0
3TF6944-0CM7 |  | 3TF6944-0CM7 | 1 | UN | 1 | 1 | A | D | N | N | 85364900 | 1 | 4011209044517 | 22.202 | KG | 5671.5 | 5671.5 | CP04 | CP04 | Contactor, Size 14, 3-pole, AC-3, 450 kW, 400/380 V (690 V) Auxiliary switch 44 (4NO+4NC) AC operation 200...240 V AC 50/60 Hz | - | 0 | 0
3TF6944-0CM70-0B |  | 3TF6944-0CM70-0B | 1 | UN | 1 | 0 | A | D | N | N | 85364900 | 1 | 4011209359734 | 22.065 | KG | 7809 | 7809 | CP04 | CP04 | ABB V 820-30-44 Contactor, Size 14, 3-pole AC-3, 450 kW, 400/380 V (690 V) Auxiliary switch 44 (4NO+4NC) AC operation 220 V AC 50/60 Hz | - | 0 | 9
3TF6944-0CM7-Z | A02 | 3TF6944-0CM7-ZA02 | 1 | UN | 1 | 50 | X | D | N | N | 85364900 | 1 | 4011209092211 | 21.8 | KG | 5671.5 | 5671.5 | CP04 | CP04 | Contactor, Size 14, 3-pole, AC-3, 450 kW, 400/380 V (690 V) Auxiliary switch 44 (4NO+4NC) AC operation 200...240 V AC 50/60 Hz without overvoltage attenuation in main circuit | - | 0 | 0
3TF6944-0CM7-Z | B01 | 3TF6944-0CM7-ZB01 | 1 | UN | 1 | 20 | D | D | N | N | 85364900 | 1 | 4011209937659 | 22.105 | KG | 5757 | 5757 | CP04 | CP04 | Contactor, Size 14, 3-pole, AC-3, 450 kW, 400/380 V (690 V) Auxiliary switch 44 (4NO+4NC) AC operation 200...240 V AC 50/60 Hz upright mounting position | - | 0 | 0
3TF6944-0CP7 |  | 3TF6944-0CP7 | 1 | UN | 1 | 20 | D | D | N | N | 85364900 | 1 | 4011209044524 | 22.193 | KG | 5671.5 | 5510 | CP04 | CP04 | Contactor, Size 14, 3-pole, AC-3, 450 kW, 400/380 V (690 V) Auxiliary switch 44 (4NO+4NC) AC operation 230...276 V AC 50/60 Hz | Lista Papel 2020 SI | 0 | 0
3TF6944-0CP70-0B |  | 3TF6944-0CP70-0B | 1 | UN | 1 | 0 | A | D | N | N | 85364900 | 1 | 4011209359727 | 21.9 | KG | 7809 | 7809 | CP04 | CP04 | Vacuum contactor, ABB V820-30-44 Contactor, Size 14, 3-pole AC-3, 450 kW, 400/380 V (690 V) Auxiliary switch 44 (4NO+4NC) AC operation 230-276 V AC 50/60 Hz | - | 0 | 9
3TF6944-0CP70-0M |  | 3TF6944-0CP70-0M | 1 | UN | 1 | 10 | C | D | N | N | 85364900 | 1 | 4011209044531 | 22.105 | KG | 7809 | 7809 | CP04 | CP04 | CONTACTOR-TYPE Y-DELTA STARTER | - | 0 | 7
3TF6944-0CP7-Z | A02 | 3TF6944-0CP7-ZA02 | 1 | UN | 1 | 0 | A | D | N | N | 85364900 | 1 | 4011209118218 | 21.976 | KG | 5671.5 | 5671.5 | CP04 | CP04 | Contactor, Size 14, 3-pole, AC-3, 450 kW, 400/380 V (690 V) Auxiliary switch 44 (4NO+4NC) AC operation 230...276 V AC 50/60 Hz without overvoltage attenuation in main circuit | - | 0 | 0
3TF6944-0CQ7 |  | 3TF6944-0CQ7 | 1 | UN | 1 | 20 | D | D | N | N | 85364900 | 1 | 4011209086043 | 21.97 | KG | 5671.5 | 5510 | CP04 | CP04 | Contactor, Size 14, 3-pole, AC-3, 450 kW, 400/380 V (690 V) Auxiliary switch 44 (4NO+4NC) AC operation 380...460 V AC 50/60 Hz | Lista Papel 2020 SI | 0 | 0
3TF6944-0CQ70-0B |  | 3TF6944-0CQ70-0B | 1 | UN | 1 | 0 | A | D | N | N | 85364900 | 1 | 4011209478633 | 22.052 | KG | 7809 | 7809 | CP04 | CP04 | ABB V 820-30-44 Contactor, Size 14, 3-pole AC-3, 450 kW, 400/380 V (690 V) Auxiliary switch 44 (4NO+4NC) AC operation 380...460 V AC, 50/60 Hz | - | 0 | 9
3TF6944-0CQ7-Z | A02 | 3TF6944-0CQ7-ZA02 | 1 | UN | 1 | 0 | A | D | N | N | 85364900 | 1 | 4011209175792 | 21.742 | KG | 5671.5 | 5671.5 | CP04 | CP04 | Contactor, Size 14, 3-pole, AC-3, 450 kW, 400/380 V (690 V) Auxiliary switch 44 (4NO+4NC) AC operation 380...460 V AC 50/60 Hz without overvoltage attenuation in main circuit | - | 0 | 0
3TF6944-0CS7 |  | 3TF6944-0CS7 | 1 | UN | 1 | 20 | D | D | N | N | 85364900 | 1 | 4011209248618 | 21.831 | KG | 5918.5 | 5918.5 | CP04 | CP04 | Contactor, Size 14, 3-pole, AC-3, 450 kW, 400/380 V (690 V) Auxiliary switch 44 (4NO+4NC) AC operation 500...600 V AC 50/60 Hz | - | 0 | 0
3TF6944-0CS7-Z | A02 | 3TF6944-0CS7-ZA02 | 1 | UN | 1 | 20 | D | D | N | N | 85364900 | 1 | 4011209510333 | 21.843 | KG | 5918.5 | 5918.5 | CP04 | CP04 | Contactor, Size 14, 3-pole, AC-3, 450 kW, 400/380 V (690 V) Auxiliary switch 44 (4NO+4NC) AC operation 500...600 V AC 50/60 Hz without overvoltage attenuation in main circuit | - | 0 | 0
3TF6944-8CF7 |  | 3TF6944-8CF7 | 1 | UN | 1 | 20 | D | D | N | N | 85364900 | 1 | 4011209189652 | 22.22 | KG | 6194 | 6194 | CP04 | CP04 | Contactor, Size 14, 3-pole, AC-3, 450 kW, 400/380 V (1000 V) Auxiliary switch 44 (4NO+4NC) AC operation 110...132 V AC 50/60 Hz | - | 0 | 0
3TF6944-8CF7-Z | A02 | 3TF6944-8CF7-ZA02 | 1 | UN | 1 | 20 | D | D | N | N | 85364900 | 1 | 4011209162228 | 22.307 | KG | 6194 | 6194 | CP04 | CP04 | Contactor, Size 14, 3-pole, AC-3, 450 kW, 400/380 V (1000 V) Auxiliary switch 44 (4NO+4NC) AC operation 110...132 V AC 50/60 Hz without overvoltage attenuation in main circuit | - | 0 | 0
3TF6944-8CM7 |  | 3TF6944-8CM7 | 1 | UN | 1 | 0 | A | D | N | N | 85364900 | 1 | 4011209099913 | 21.88 | KG | 6194 | 6194 | CP04 | CP04 | Contactor, Size 14, 3-pole, AC-3, 450 kW, 400/380 V (1000 V) Auxiliary switch 44 (4NO+4NC) AC operation 200...240 V AC 50/60 Hz | - | 0 | 0
3TF6944-8CM7-Z | A02 | 3TF6944-8CM7-ZA02 | 1 | UN | 1 | 20 | D | D | N | N | 85364900 | 1 | 4011209445680 | 22.054 | KG | 6194 | 6194 | CP04 | CP04 | Contactor, Size 14, 3-pole, AC-3, 450 kW, 400/380 V (1000 V) Auxiliary switch 44 (4NO+4NC) AC operation 200...240 V AC 50/60 Hz without overvoltage attenuation in main circuit | - | 0 | 0
3TF6944-8CP7 |  | 3TF6944-8CP7 | 1 | UN | 1 | 0 | A | D | N | N | 85364900 | 1 | 4011209154049 | 22.427 | KG | 6194 | 6194 | CP04 | CP04 | Contactor, Size 14, 3-pole, AC-3, 450 kW, 400/380 V (1000 V) Auxiliary switch 44 (4NO+4NC) AC operation 230...276 V AC 50/60 Hz | - | 0 | 0
3TF6944-8CQ7 |  | 3TF6944-8CQ7 | 1 | UN | 1 | 20 | D | D | N | N | 85364900 | 1 | 4011209162754 | 22.472 | KG | 6194 | 6194 | CP04 | CP04 | Contactor, Size 14, 3-pole, AC-3, 450 kW, 400/380 V (1000 V) Auxiliary switch 44 (4NO+4NC) AC operation 380...460 V AC 50/60 Hz | - | 0 | 0
3TF6944-8CQ7-Z | A02 | 3TF6944-8CQ7-ZA02 | 1 | UN | 1 | 20 | D | D | N | N | 85364900 | 1 |  | 21.738 | KG | 6194 |  | CP04 |  | Contactor, AC-3, 820 A/400 V, 3-pole, 380-460 V AC 50/60 Hz, 4 NO+4 NC, connection rail/ screw terminal, Ue 1000 V, without overvoltage attenuation |  | 0 | 7
3TF6944-8CS7 |  | 3TF6944-8CS7 | 1 | UN | 1 | 0 | A | D | N | N | 85364900 | 1 | 4011209897434 | 22.147 | KG | 6412.5 | 6412.5 | CP04 | CP04 | Contactor, Size 14, 3-pole, AC-3, 450 kW, 400/380 V (1000 V) Auxiliary switch 44 (4NO+4NC) AC operation 500 to 600 V AC 50/60 Hz | - | 0 | 0
3TG1001-0AC2 |  | 3TG1001-0AC2 | 1 | UN | 1 | 1 | A | D | N | N | 85364900 | 1 | 4011209044944 | 0.157 | KG | 30.81 | 27.98 | CP04 | CP04 | Power relay, AC-3 8.4 A, 4 kW / 400 V 3 NO+1 NC, 24 V AC, 45...450 Hz 3 pole, screw terminal | Lista Papel 2020 SI | 0 | 0
3TG1001-0AG2 |  | 3TG1001-0AG2 | 1 | UN | 1 | 5 | B | D | N | N | 85364900 | 1 | 4011209044951 | 0.147 | KG | 30.81 | 27.98 | CP04 | CP04 | Power relay, AC-3 8.4 A, 4 kW / 400 V 3 NO+1 NC, 110 V AC, 45...450 Hz 3 pole, screw terminal | Lista Papel 2020 SI | 0 | 0
3TG1001-0AL2 |  | 3TG1001-0AL2 | 1 | UN | 1 | 1 | A | D | N | N | 85364900 | 1 | 4011209044968 | 0.149 | KG | 30.81 | 27.98 | CP04 | CP04 | Power relay, AC-3 8.4 A, 4 kW / 400 V 3 NO+1 NC, 230 V AC, 45...450 Hz 3 pole, screw terminal | Lista Papel 2020 SI | 0 | 0
3TG1001-0AL20-0AA0 |  | 3TG1001-0AL20-0AA0 | 1 | UN | 1 | 30 | D | D | N | N | 85364900 | 50 | 4011209780033 | 0.152 | KG | 30.81 | 30.81 | CP04 | CP04 | Power relay, AC-3 8.4 A, 4 kW / 400 V 3 NO+1 NC, 230 V AC, 45...450 Hz 3 pole, screw terminal Multi-unit packaging, 50 units in a cardboard box | - | 0 | 0
3TG1001-0AL25 |  | 3TG1001-0AL25 | 1 | UN | 1 | 5 | B | D | N | N | 85364900 | 10 | 4025515050773 | 0.154 | KG | 30.81 | 30.81 | CP04 | CP04 | Power relay, AC-3, for LOGO 8.4 A, 4 kW / 400 V 3 NO+1 NC, 230 V AC, 50/60 Hz (6ED1057-4EA00-0AA0) | - | 0 | 9
3TG1001-0BB4 |  | 3TG1001-0BB4 | 1 | UN | 1 | 1 | A | D | N | N | 85364900 | 1 | 4011209044975 | 0.152 | KG | 35.86 | 32.62 | CP04 | CP04 | Power relay, AC-3 8.4 A, 4 kW / 400 V 3 NO+1 NC, 24 V DC 3 pole, screw terminal | Lista Papel 2020 SI | 0 | 0
3TG1001-0BB40-0AA0 |  | 3TG1001-0BB40-0AA0 | 1 | UN | 1 | 30 | D | D | N | N | 85364900 | 50 | 4011209646186 | 0.15 | KG | 37.47 | 37.47 | CP04 | CP04 | Power relay, AC-3 8.4 A, 4 kW / 400 V 3 NO+1 NC, 24 V DC 3-pole, screw terminal Multi-unit packaging, 50 units in a cardboard box | - | 0 | 0
3TG1001-0BB45 |  | 3TG1001-0BB45 | 1 | UN | 1 | 5 | B | D | N | N | 85364900 | 10 | 4011209339286 | 0.155 | KG | 36.26 | 36.26 | CP04 | CP04 | Power relay, AC-3, for LOGO 8.4 A, 4 kW / 400 V 3 NO+1 NC, 24 V DC (6ED1057-4CA00-0AA0) | - | 0 | 9
3TG1001-1AC2 |  | 3TG1001-1AC2 | 1 | UN | 1 | 30 | D | D | N | N | 85364900 | 1 | 4011209044982 | 0.14 | KG | 25.45 | 23.13 | CP04 | CP04 | Power relay, AC-3 8.4 A, 4 kW / 400 V 3 NO+1 NC, 24 V AC, 45...450 Hz 3 pole, flat connector terminal 6.3 x 0.8mm | Lista Papel 2020 SI | 0 | 0
3TG1001-1AG2 |  | 3TG1001-1AG2 | 1 | UN | 1 | 30 | D | D | N | N | 85364900 | 1 | 4011209044999 | 0.138 | KG | 25.45 | 23.13 | CP04 | CP04 | Power relay, AC-3 8.4 A, 4 kW / 400 V 3 NO+1 NC, 110 V AC, 45...450 Hz 3 pole, flat connector terminal 6.3 x 0.8mm | Lista Papel 2020 SI | 0 | 0
3TG1001-1AL2 |  | 3TG1001-1AL2 | 1 | UN | 1 | 1 | A | D | N | N | 85364900 | 1 | 4011209045002 | 0.136 | KG | 25.45 | 23.13 | CP04 | CP04 | Power relay, AC-3 8.4 A, 4 kW / 400 V 3 NO+1 NC, 230 V AC, 45...450 Hz 3 pole, flat connector terminal 6.3 x 0.8mm | Lista Papel 2020 SI | 0 | 0
3TG1001-1BB4 |  | 3TG1001-1BB4 | 1 | UN | 1 | 5 | B | D | N | N | 85364900 | 1 | 4011209045019 | 0.141 | KG | 30.81 | 27.98 | CP04 | CP04 | Power relay, AC-3 8.4 A, 4 kW / 400 V 3 NO+1 NC, 24 V DC 3 pole, flat connector terminal 6.3 x 0.8mm | Lista Papel 2020 SI | 0 | 0
3TG1010-0AC2 |  | 3TG1010-0AC2 | 1 | UN | 1 | 1 | A | D | N | N | 85364900 | 1 | 4011209045026 | 0.161 | KG | 30.81 | 27.98 | CP04 | CP04 | Power relay, AC-3 8.4 A, 4 kW / 400 V 4 NO, 24 V AC, 45...450 Hz 3 pole, screw terminal | Lista Papel 2020 SI | 0 | 0
3TG1010-0AC20-0AA0 |  | 3TG1010-0AC20-0AA0 | 1 | UN | 1 | 30 | D | D | N | N | 85364900 | 50 | 4011209719774 | 0.15 | KG | 32.22 | 32.22 | CP04 | CP04 | Power relay, AC-3 8.4 A, 4 kW / 400 V 4 NO, 24 V AC, 45...450 Hz 3 pole, screw terminal Multi-unit packaging, 50 units in a cardboard box | - | 0 | 0
3TG1010-0AG2 |  | 3TG1010-0AG2 | 1 | UN | 1 | 5 | B | D | N | N | 85364900 | 1 | 4011209045033 | 0.16 | KG | 30.81 | 27.98 | CP04 | CP04 | Power relay, AC-3 8.4 A, 4 kW / 400 V 4 NO, 110 V AC, 45...450 Hz 3 pole, screw terminal | Lista Papel 2020 SI | 0 | 0
3TG1010-0AL2 |  | 3TG1010-0AL2 | 1 | UN | 1 | 1 | A | D | N | N | 85364900 | 1 | 4011209045040 | 0.152 | KG | 30.81 | 27.98 | CP04 | CP04 | Power relay, AC-3 8.4 A, 4 kW / 400 V 4 NO, 230 V AC, 45...450 Hz 3 pole, screw terminal | Lista Papel 2020 SI | 0 | 0
3TG1010-0AL20-0AA0 |  | 3TG1010-0AL20-0AA0 | 1 | UN | 1 | 1 | A | D | N | N | 85364900 | 50 | 4011209646193 | 0.015 | KG | 30.81 | 30.81 | CP04 | CP04 | Power relay, AC-3 8.4 A, 4 kW / 400 V 4 NO, 230 V AC, 45...450 Hz 3 pole, screw terminal Multi-unit packaging, 50 units in a cardboard box | - | 0 | 0
3TG1010-0AM2 |  | 3TG1010-0AM2 | 1 | UN | 1 | 5 | B | D | N | N | 85364900 | 1 | 4011209328617 | 0.159 | KG | 30.81 | 30.81 | CP04 | CP04 | Power relay, AC-3 8.4 A, 4 kW / 400 V 4 NO, 400 V AC, 45...450 Hz 3 pole, screw terminal | - | 0 | 1
3TG1010-0BB4 |  | 3TG1010-0BB4 | 1 | UN | 1 | 1 | A | D | N | N | 85364900 | 1 | 4011209045057 | 0.158 | KG | 35.86 | 32.62 | CP04 | CP04 | Power relay, AC-3 8.4 A, 4 kW / 400 V 4 NO, 24 V DC 3 pole, screw terminal | Lista Papel 2020 SI | 0 | 0
3TG1010-1AC2 |  | 3TG1010-1AC2 | 1 | UN | 1 | 5 | B | D | N | N | 85364900 | 1 | 4011209045064 | 0.144 | KG | 25.45 | 23.13 | CP04 | CP04 | Power relay, AC-3 8.4 A, 4 kW / 400 V 4 NO, 24 V AC, 45...450 Hz 3 pole, flat connector terminal 6.3 x 0.8mm | Lista Papel 2020 SI | 0 | 0
3TG1010-1AG2 |  | 3TG1010-1AG2 | 1 | UN | 1 | 30 | D | D | N | N | 85364900 | 1 | 4011209045071 | 0.145 | KG | 25.45 | 23.13 | CP04 | CP04 | Power relay, AC-3 8.4 A, 4 kW / 400 V 4 NO, 110 V AC, 45...450 Hz 3 pole, flat connector terminal 6.3 x 0.8mm | Lista Papel 2020 SI | 0 | 0
3TG1010-1AL2 |  | 3TG1010-1AL2 | 1 | UN | 1 | 5 | B | D | N | N | 85364900 | 1 | 4011209045088 | 0.136 | KG | 25.45 | 23.13 | CP04 | CP04 | Power relay, AC-3 8.4 A, 4 kW / 400 V 4 NO, 230 V AC, 45...450 Hz 3 pole, flat connector terminal 6.3 x 0.8mm | Lista Papel 2020 SI | 0 | 0
3TG1010-1BA4 |  | 3TG1010-1BA4 | 1 | UN | 1 | 5 | B | D | N | N | 85364900 | 1 | 4011209441309 | 0.15 | KG | 32.02 | 32.02 | CP04 | CP04 | Power relay, AC-3 8.4 A, 4 kW / 400 V 4 NO, 12 V DC 3 pole, flat connector terminal 6.3 x 0.8mm | - | 0 | 9
3TG1010-1BB4 |  | 3TG1010-1BB4 | 1 | UN | 1 | 5 | B | D | N | N | 85364900 | 1 | 4011209045095 | 0.137 | KG | 30.81 | 27.98 | CP04 | CP04 | Power relay, AC-3 8.4 A, 4 kW / 400 V 4 NO, 24 V DC with flat connector terminal 6.3 x 0.8mm | Lista Papel 2020 SI | 0 | 0
3TG1010-2AK2 |  | 3TG1010-2AK2 | 1 | UN | 1 | 0 | A | D | N | N | 85364900 | 1 | 4011209777187 | 0.146 | KG | 57.07 | 57.07 | CP04 | CP04 | Power relay AC operation 24 V AC, 45...450 Hz Special-purpose device 6.3 x 0.8mm | - | 0 | 9
3TG1010-3AK2 |  | 3TG1010-3AK2 | 1 | UN | 1 | 0 | A | D | N | N | 85364900 | 1 | 4011209777194 | 0.127 | KG | 57.07 | 57.07 | CP04 | CP04 | Power relay AC operation 220 V/240 V 50/60 Hz Special-purpose device Current paths 2 x 2.8 mm Coil connections 4 x 2.8 mm | - | 0 | 9
3TG1010-3AK20-0KR0 |  | 3TG1010-3AK20-0KR0 | 1 | UN | 1 | 0 | A | D | N | N | 85364900 | 6 | 4011209777200 | 0.281 | KG | 99.28 | 99.28 | CP04 | CP04 | Power relay AC operation 220 V/240 V 50/60 Hz Special-purpose device 6.3 x 0.8mm | - | 0 | 0
3TH2022-0AB0 |  | 3TH2022-0AB0 | 1 | UN | 1 | 2 | A | D | N | N | 85364900 | 1 | 4011209045217 | 0.192 | KG | 50.05 | 50.05 | CP06 | CP06 | Contactor relay, 22E, EN 50011, 2 NO + 2 NC, Screw terminal AC operation 24 V AC 50 Hz/29 V AC 60 Hz !!! Phased-out product !!! Successor is SIRIUS 3RH21 | - | 0 | 0
3TH2022-0AC0 |  | 3TH2022-0AC0 | 1 | UN | 1 | 0 | A | D | N | N | 85364900 | 1 | 4011209139206 | 0.193 | KG | 54.13 | 54.13 | CP06 | CP06 | Contactor relay 22 E EN 50011 2 NO + 2 NC,Screw terminal Alternating current operation 32 V AC 50 Hz/38 V AC 60 Hz !!! Phased-out product !!! Successor is SIRIUS 3RH21 | - | 0 | 7
3TH2022-0AC1 |  | 3TH2022-0AC1 | 1 | UN | 1 | 20 | D | D | N | N | 85364900 | 1 | 4011209100268 | 0.192 | KG | 51.8 | 51.8 | CP06 | CP06 | Contactor relay, 22E, EN 50011, 2 NO + 2 NC, Screw terminal AC operation 24 V AC 60 Hz/20 V AC 50 Hz !!! Phased-out product !!! Successor is SIRIUS 3RH21 | - | 0 | 0
3TH2022-0AC2 |  | 3TH2022-0AC2 | 1 | UN | 1 | 5 | B | D | N | N | 85364900 | 1 | 4011209045224 | 0.196 | KG | 50.05 | 50.05 | CP06 | CP06 | Contactor relay, 22E, EN 50011, 2 NO + 2 NC, Screw terminal AC operation 24 V AC 50/60 Hz !!! Phased-out product !!! Successor is SIRIUS 3RH21 | - | 0 | 0
3TH2022-0AD0 |  | 3TH2022-0AD0 | 1 | UN | 1 | 20 | D | D | N | N | 85364900 | 1 | 4011209045231 | 0.196 | KG | 50.05 | 50.05 | CP06 | CP06 | Contactor relay, 22E, EN 50011, 2 NO + 2 NC, Screw terminal AC operation 42 V AC 50 Hz/50 V AC 60 Hz !!! Phased-out product !!! Successor is SIRIUS 3RH21 | - | 0 | 0
3TH2022-0AD2 |  | 3TH2022-0AD2 | 1 | UN | 1 | 20 | D | D | N | N | 85364900 | 1 | 4011209093904 | 0.197 | KG | 51.8 | 51.8 | CP06 | CP06 | Contactor relay, 22E, EN 50011, 2 NO + 2 NC, Screw terminal AC operation 42 V AC 50/60 Hz !!! Phased-out product !!! Successor is SIRIUS 3RH21 | - | 0 | 0
3TH2022-0AE0 |  | 3TH2022-0AE0 | 1 | UN | 1 | 20 | D | D | N | N | 85364900 | 1 | 4011209105973 | 0.193 | KG | 51.8 | 51.8 | CP06 | CP06 | Contactor relay, 22E, EN 50011, 2 NO + 2 NC, Screw terminal AC operation 60 V AC 50 Hz/72 V AC 60 Hz !!! Phased-out product !!! Successor is SIRIUS 3RH21 | - | 0 | 0
3TH2022-0AF0 |  | 3TH2022-0AF0 | 1 | UN | 1 | 2 | A | D | N | N | 85364900 | 1 | 4011209045248 | 0.191 | KG | 50.05 | 50.05 | CP06 | CP06 | Contactor relay, 22E, EN 50011, 2 NO + 2 NC, Screw terminal AC operation 110 V AC 50 Hz/132 V AC 60 Hz !!! Phased-out product !!! Successor is SIRIUS 3RH21 | - | 0 | 0
3TH2022-0AF6 |  | 3TH2022-0AF6 | 1 | UN | 1 | 20 | D | D | N | N | 85364900 | 1 | 4011209145207 | 0.189 | KG | 51.8 | 51.8 | CP06 | CP06 | Contactor relay 22 E EN 50011 2 NO + 2 NC,Screw terminal Alternating current operation 110 V AC 60 Hz 100 V AC 50 Hz !!! Phased-out product !!! Successor is SIRIUS 3RH21 | - | 0 | 7
3TH2022-0AG1 |  | 3TH2022-0AG1 | 1 | UN | 1 | 20 | D | D | N | N | 85364900 | 1 | 4011209045255 | 0.196 | KG | 51.8 | 51.8 | CP06 | CP06 | Contactor relay, 22E, EN 50011, 2 NO + 2 NC, Screw terminal AC operation 110 V 60 Hz/92 V AC 50 Hz !!! Phased-out product !!! Successor is SIRIUS 3RH21 | - | 0 | 0
3TH2022-0AG2 |  | 3TH2022-0AG2 | 1 | UN | 1 | 2 | A | D | N | N | 85364900 | 1 | 4011209045262 | 0.196 | KG | 50.05 | 50.05 | CP06 | CP06 | Contactor relay, 22E, EN 50011, 2 NO + 2 NC, Screw terminal AC operation 110 V AC 50/60 Hz !!! Phased-out product !!! Successor is SIRIUS 3RH21 | - | 0 | 0
3TH2022-0AG2-Z | X90 | 3TH2022-0AG2-ZX90 | 1 | UN | 1 | 0 | A | D | N | N | 85364900 | 32 | 4011209127340 | 1.17 | KG | 55.97 | 55.97 | CP06 | CP06 | Contactor relay 22 E EN 50011 2 NO + 2 NC,Screw terminal Alternating current operation 110 V AC 50/60 Hz Multi-unit packaging Packing quantity 32 units !!! Phased-out product !!! Successor is SIRIUS 3RH21 | - | 0 | 7
3TH2022-0AG2-Z | X95 | 3TH2022-0AG2-ZX95 | 1 | UN | 1 | 0 | A | D | N | N | 85364900 | 168 | 4011209226395 | 0.17 | KG | 55.97 | 55.97 | CP06 | CP06 | Contactor relay 22 E EN 50011 2 NO + 2 NC,Screw terminal Alternating current operation 110 V AC 50/60 Hz Reusable packaging Packing quantity 168 units !!! Phased-out product !!! Successor is SIRIUS 3RH21 | - | 0 | 7
3TH2022-0AH0 |  | 3TH2022-0AH0 | 1 | UN | 1 | 20 | D | D | N | N | 85364900 | 1 | 4011209045279 | 0.193 | KG | 51.8 | 51.8 | CP06 | CP06 | Contactor relay, 22E, EN 50011, 2 NO + 2 NC, Screw terminal AC operation 48 V AC 50 Hz/58 V AC 60 Hz !!! Phased-out product !!! Successor is SIRIUS 3RH21 | - | 0 | 0
3TH2022-0AJ1 |  | 3TH2022-0AJ1 | 1 | UN | 1 | 20 | D | D | N | N | 85364900 | 1 | 4011209087644 | 0.192 | KG | 51.8 | 51.8 | CP06 | CP06 | Contactor relay 22 E EN 50011 2 NO + 2 NC,Screw terminal Alternating current operation 115 V AC 60 Hz/96 V AC 50 Hz !!! Phased-out product !!! Successor is SIRIUS 3RH21 | - | 0 | 7
3TH2022-0AJ2 |  | 3TH2022-0AJ2 | 1 | UN | 1 | 20 | D | D | N | N | 85364900 | 1 | 4011209083158 | 0.193 | KG | 51.8 | 51.8 | CP06 | CP06 | Contactor relay, 22E, EN 50011, 2 NO + 2 NC, Screw terminal AC operation 115 V AC 50/60 Hz !!! Phased-out product !!! Successor is SIRIUS 3RH21 | - | 0 | 0
3TH2022-0AK1 |  | 3TH2022-0AK1 | 1 | UN | 1 | 20 | D | D | N | N | 85364900 | 1 | 4011209079632 | 0.193 | KG | 51.8 | 51.8 | CP06 | CP06 | Contactor relay, 22E, EN 50011, 2 NO + 2 NC, Screw terminal AC operation 120 V AC 60 Hz/100 V AC 50 Hz !!! Phased-out product !!! Successor is SIRIUS 3RH21 | - | 0 | 0
3TH2022-0AK2 |  | 3TH2022-0AK2 | 1 | UN | 1 | 20 | D | D | N | N | 85364900 | 1 | 4011209123267 | 0.191 | KG | 51.8 | 51.8 | CP06 | CP06 | Contactor relay, 22E, EN 50011, 2 NO + 2 NC, Screw terminal AC operation 120 V AC 50/60 Hz !!! Phased-out product !!! Successor is SIRIUS 3RH21 | - | 0 | 0
3TH2022-0AK6 |  | 3TH2022-0AK6 | 1 | UN | 1 | 2 | A | D | N | N | 85364900 | 1 | 4011209045286 | 0.19 | KG | 50.05 | 50.05 | CP06 | CP06 | Contactor relay, 22E, EN 50011, 2 NO + 2 NC, Screw terminal AC operation 120 V AC 60 Hz/110 V AC 50 Hz !!! Phased-out product !!! Successor is SIRIUS 3RH21 | - | 0 | 0
3TH2022-0AL1 |  | 3TH2022-0AL1 | 1 | UN | 1 | 20 | D | D | N | N | 85364900 | 1 | 4011209100411 | 0.189 | KG | 51.8 | 51.8 | CP06 | CP06 | Contactor relay, 22E, EN 50011, 2 NO + 2 NC, Screw terminal AC operation 230 V AC 60 Hz/192 V AC 50 Hz !!! Phased-out product !!! Successor is SIRIUS 3RH21 | - | 0 | 0
3TH2022-0AL2 |  | 3TH2022-0AL2 | 1 | UN | 1 | 2 | A | D | N | N | 85364900 | 1 | 4011209045309 | 0.194 | KG | 50.05 | 50.05 | CP06 | CP06 | Contactor relay, 22E, EN 50011, 2 NO + 2 NC, Screw terminal AC operation 230 V AC 50/60 Hz !!! Phased-out product !!! Successor is SIRIUS 3RH21 | - | 0 | 0
3TH2022-0AM0 |  | 3TH2022-0AM0 | 1 | UN | 1 | 2 | A | D | N | N | 85364900 | 1 | 4011209045316 | 0.193 | KG | 50.05 | 50.05 | CP06 | CP06 | Contactor relay, 22E, EN 50011, 2 NO + 2 NC, Screw terminal AC operation 220 V AC 50 Hz !!! Phased-out product !!! Successor is SIRIUS 3RH21 | - | 0 | 0
3TH2022-0AM2 |  | 3TH2022-0AM2 | 1 | UN | 1 | 20 | D | D | N | N | 85364900 | 1 | 4011209185289 | 0.196 | KG | 51.8 | 51.8 | CP06 | CP06 | Contactor relay, 22E, EN 50011, 2 NO + 2 NC, Screw terminal AC operation 208 V AC 50/60 Hz !!! Phased-out product !!! Successor is SIRIUS 3RH21 | - | 0 | 0
3TH2022-0AN1 |  | 3TH2022-0AN1 | 1 | UN | 1 | 20 | D | D | N | N | 85364900 | 1 | 4011209045323 | 0.198 | KG | 51.8 | 51.8 | CP06 | CP06 | Contactor relay, 22E, EN 50011, 2 NO + 2 NC, Screw terminal AC operation 220 V AC 60 Hz/183 V AC 50 Hz !!! Phased-out product !!! Successor is SIRIUS 3RH21 | - | 0 | 0
3TH2022-0AN2 |  | 3TH2022-0AN2 | 1 | UN | 1 | 2 | A | D | N | N | 85364900 | 1 | 4011209045330 | 0.195 | KG | 50.05 | 50.05 | CP06 | CP06 | Contactor relay, 22E, EN 50011, 2 NO + 2 NC, Screw terminal AC operation 220 V AC 50/60 Hz !!! Phased-out product !!! Successor is SIRIUS 3RH21 | - | 0 | 0
3TH2022-0AP0 |  | 3TH2022-0AP0 | 1 | UN | 1 | 1 | A | D | N | N | 85364900 | 1 | 4011209045347 | 0.198 | KG | 50.05 | 45.49 | CP06 | CP06 | Contactor relay, 22E, EN 50011, 2 NO + 2 NC, Screw terminal AC operation 230 V AC 50 Hz, 277 V 60 Hz !!! Phased-out product !!! Successor is SIRIUS 3RH21 | Lista Papel 2020 SI | 0 | 0
3TH2022-0AP0-Z | X90 | 3TH2022-0AP0-ZX90 | 1 | UN | 1 | 0 | A | D | N | N | 85364900 | 32 | 4011209121683 | 1.17 | KG | 58.88 | 58.88 | CP06 | CP06 | Contactor relay 22 E EN 50011 2 NO + 2 NC,Screw terminal Alternating current operation 230 V AC 50 Hz, 277 V 60 Hz Multi-unit packaging Packing quantity 32 units !!! Phased-out product !!! Successor is SIRIUS 3RH21 | - | 0 | 7
3TH2022-0AP0-Z | X95 | 3TH2022-0AP0-ZX95 | 1 | UN | 1 | 0 | A | D | N | N | 85364900 | 168 | 4011209232808 | 0.17 | KG | 58.88 | 58.88 | CP06 | CP06 | Contactor relay 22 E EN 50011 2 NO + 2 NC,Screw terminal Alternating current operation 230 V AC 50 Hz, 277 V 60 Hz Reusable packaging Packing quantity 168 units !!! Phased-out product !!! Successor is SIRIUS 3RH21 | - | 0 | 7
3TH2022-0AP2 |  | 3TH2022-0AP2 | 1 | UN | 1 | 20 | D | D | N | N | 85364900 | 1 | 4011209088375 | 0.193 | KG | 54.13 | 54.13 | CP06 | CP06 | Contactor relay, 22E, EN 50011, 2 NO + 2 NC, Screw terminal AC operation 240 V AC 50/60 Hz !!! Phased-out product !!! Successor is SIRIUS 3RH21 | - | 0 | 0
3TH2022-0AP6 |  | 3TH2022-0AP6 | 1 | UN | 1 | 20 | D | D | N | N | 85364900 | 1 | 4011209092860 | 0.193 | KG | 51.8 | 51.8 | CP06 | CP06 | Contactor relay 22 E EN 50011 2 NO + 2 NC,Screw terminal Alternating current operation 240 V AC 60 Hz/220 V AC 50 Hz !!! Phased-out product !!! Successor is SIRIUS 3RH21 | - | 0 | 7
3TH2022-0AR0 |  | 3TH2022-0AR0 | 1 | UN | 1 | 20 | D | D | N | N | 85364900 | 1 | 4011209106956 | 0.19 | KG | 66.83 | 66.83 | CP06 | CP06 | Contactor relay 22 E EN 50011 2 NO + 2 NC,Screw terminal Alternating current operation 415 V AC 50 Hz/500 V AC 60 Hz !!! Phased-out product !!! Successor is SIRIUS 3RH21 | - | 0 | 7
3TH2022-0AR1 |  | 3TH2022-0AR1 | 1 | UN | 1 | 20 | D | D | N | N | 85364900 | 1 | 4011209106321 | 0.193 | KG | 66.83 | 66.83 | CP06 | CP06 | Contactor relay, 22E, EN 50011, 2 NO + 2 NC, Screw terminal AC operation 440 V AC 60 Hz/367 V AC 50 Hz !!! Phased-out product !!! Successor is SIRIUS 3RH21 | - | 0 | 7
3TH2022-0AR2 |  | 3TH2022-0AR2 | 1 | UN | 1 | 20 | D | D | N | N | 85364900 | 1 | 4011209151277 | 0.189 | KG | 66.83 | 66.83 | CP06 | CP06 | Contactor relay, 22E, EN 50011, 2 NO + 2 NC, Screw terminal AC operation 440 V AC 50/60 Hz !!! Phased-out product !!! Successor is SIRIUS 3RH21 | - | 0 | 7
3TH2022-0AS0 |  | 3TH2022-0AS0 | 1 | UN | 1 | 0 | A | D | N | N | 85364900 | 1 | 4011209102040 | 0.193 | KG | 66.83 | 66.83 | CP06 | CP06 | Contactor relay 22 E EN 50011 2 NO + 2 NC,Screw terminal Alternating current operation 500 V AC 50 Hz/600 V AC 60 Hz !!! Phased-out product !!! Successor is SIRIUS 3RH21 | - | 0 | 7
3TH2022-0AU0 |  | 3TH2022-0AU0 | 1 | UN | 1 | 20 | D | D | N | N | 85364900 | 1 | 4011209045361 | 0.197 | KG | 51.8 | 51.8 | CP06 | CP06 | Contactor relay, 22E, EN 50011, 2 NO + 2 NC, Screw terminal AC operation 240 V AC 50 Hz/288 V AC 60 Hz !!! Phased-out product !!! Successor is SIRIUS 3RH21 | - | 0 | 0
3TH2022-0AU1 |  | 3TH2022-0AU1 | 1 | UN | 1 | 0 | A | D | N | N | 85364900 | 1 | 4011209261679 | 0.193 | KG | 54.13 | 54.13 | CP06 | CP06 | Contactor relay 22 E EN 50011 2 NO + 2 NC,Screw terminal Alternating current operation 277 V AC 60 Hz !!! Phased-out product !!! Successor is SIRIUS 3RH21 | - | 0 | 7
3TH2022-0AV0 |  | 3TH2022-0AV0 | 1 | UN | 1 | 20 | D | D | N | N | 85364900 | 1 | 4011209081819 | 0.19 | KG | 66.83 | 66.83 | CP06 | CP06 | Contactor relay, 22E, EN 50011, 2 NO + 2 NC, Screw terminal AC operation 400 V AC 50 Hz/480 V 60 Hz !!! Phased-out product !!! Successor is SIRIUS 3RH21 | - | 0 | 7
3TH2022-0BA4 |  | 3TH2022-0BA4 | 1 | UN | 1 | 20 | D | D | N | N | 85364900 | 1 | 4011209045378 | 0.215 | KG | 59.17 | 59.17 | CP06 | CP06 | Contactor relay, 22E, EN 50011, 2 NO + 2 NC, Screw terminal DC operation 12 V DC !!! Phased-out product !!! Successor is SIRIUS 3RH21 | - | 0 | 0
3TH2022-0BB4 |  | 3TH2022-0BB4 | 1 | UN | 1 | 1 | A | D | N | N | 85364900 | 1 | 4011209045385 | 0.216 | KG | 56.65 | 51.51 | CP06 | CP06 | Contactor relay, 22E, EN 50011, 2 NO + 2 NC, Screw terminal DC operation 24 VDC !!! Phased-out product !!! Successor is SIRIUS 3RH21 | Lista Papel 2020 SI | 0 | 0
3TH2022-0BB4-Z | X90 | 3TH2022-0BB4-ZX90 | 1 | UN | 1 | 0 | A | D | N | N | 85364900 | 32 | 4011209082878 | 1.17 | KG | 63.24 | 63.24 | CP06 | CP06 | Contactor relay 22 E EN 50011 2 NO + 2 NC,Screw terminal Direct current operation 24 V DC Multi-unit packaging Packing quantity 32 units !!! Phased-out product !!! Successor is SIRIUS 3RH21 | - | 0 | 7
3TH2022-0BB4-Z | X92X95 | 3TH2022-0BB4-ZX92X95 | 1 | UN | 1 | 0 | A | D | N | N | 85364900 | 168 |  | 0.17 | KG | 63.24 | 63.24 | CP06 | CP06 | Contactor relay 22 E EN 50011 2 NO + 2 NC,Screw terminal Direct current operation 24 V DC Bulk packaging without unit labeling plate Reusable packaging Packing quantity 168 units !!! Phased-out product !!! Successor is SIRIUS 3RH21 | - | 0 | 7
3TH2022-0BB4-Z | X95 | 3TH2022-0BB4-ZX95 | 1 | UN | 1 | 0 | A | D | N | N | 85364900 | 168 | 4011209261747 | 0.207 | KG | 63.24 | 63.24 | CP06 | CP06 | Contactor relay 22 E EN 50011 2 NO + 2 NC,Screw terminal Direct current operation 24 V DC Reusable packaging Packing quantity 168 units !!! Phased-out product !!! Successor is SIRIUS 3RH21 | - | 0 | 7
3TH2022-0BC4 |  | 3TH2022-0BC4 | 1 | UN | 1 | 20 | D | D | N | N | 85364900 | 1 | 4011209045392 | 0.213 | KG | 59.17 | 59.17 | CP06 | CP06 | Contactor relay, 22E, EN 50011, 2 NO + 2 NC, Screw terminal DC operation 30 V DC !!! Phased-out product !!! Successor is SIRIUS 3RH21 | - | 0 | 0
3TH2022-0BD4 |  | 3TH2022-0BD4 | 1 | UN | 1 | 20 | D | D | N | N | 85364900 | 1 | 4011209045408 | 0.214 | KG | 59.17 | 59.17 | CP06 | CP06 | Contactor relay, 22E, EN 50011, 2 NO + 2 NC, Screw terminal DC operation 42 V DC !!! Phased-out product !!! Successor is SIRIUS 3RH21 | - | 0 | 0
3TH2022-0BE4 |  | 3TH2022-0BE4 | 1 | UN | 1 | 20 | D | D | N | N | 85364900 | 1 | 4011209045415 | 0.217 | KG | 59.17 | 59.17 | CP06 | CP06 | Contactor relay, 22E, EN 50011, 2 NO + 2 NC, Screw terminal DC operation 60 V DC !!! Phased-out product !!! Successor is SIRIUS 3RH21 | - | 0 | 0
3TH2022-0BE8 |  | 3TH2022-0BE8 | 1 | UN | 1 | 20 | D | D | N | N | 85364900 | 1 | 4011209045422 | 0.208 | KG | 59.17 | 59.17 | CP06 | CP06 | Contactor relay, 22E, EN 50011, 2 NO + 2 NC, Screw terminal DC operation 80 V DC !!! Phased-out product !!! Successor is SIRIUS 3RH21 | - | 0 | 0
3TH2022-0BF4 |  | 3TH2022-0BF4 | 1 | UN | 1 | 5 | B | D | N | N | 85364900 | 1 | 4011209045439 | 0.225 | KG | 56.65 | 56.65 | CP06 | CP06 | Contactor relay, 22E, EN 50011, 2 NO + 2 NC, Screw terminal DC operation 110 V DC !!! Phased-out product !!! Successor is SIRIUS 3RH21 | - | 0 | 0
3TH2022-0BG4 |  | 3TH2022-0BG4 | 1 | UN | 1 | 20 | D | D | N | N | 85364900 | 1 | 4011209045446 | 0.213 | KG | 59.17 | 59.17 | CP06 | CP06 | Contactor relay, 22E, EN 50011, 2 NO + 2 NC, Screw terminal DC operation 125 V DC !!! Phased-out product !!! Successor is SIRIUS 3RH21 | - | 0 | 0
3TH2022-0BK4 |  | 3TH2022-0BK4 | 1 | UN | 1 | 20 | D | D | N | N | 85364900 | 1 | 4011209116481 | 0.218 | KG | 59.17 | 59.17 | CP06 | CP06 | 2 NO + 2 NC,Screw terminal Direct current operation 180 V DC !!! Phased-out product !!! Successor is SIRIUS 3RH21 | - | 0 | 7
3TH2022-0BM4 |  | 3TH2022-0BM4 | 1 | UN | 1 | 5 | B | D | N | N | 85364900 | 1 | 4011209045453 | 0.208 | KG | 56.65 | 56.65 | CP06 | CP06 | Contactor relay, 22E, EN 50011, 2 NO + 2 NC, Screw terminal DC operation 220 V DC !!! Phased-out product !!! Successor is SIRIUS 3RH21 | - | 0 | 0
3TH2022-0BP4 |  | 3TH2022-0BP4 | 1 | UN | 1 | 20 | D | D | N | N | 85364900 | 1 | 4011209085831 | 0.209 | KG | 59.17 | 59.17 | CP06 | CP06 | Contactor relay, 22E, EN 50011, 2 NO + 2 NC, Screw terminal DC operation 230 V DC !!! Phased-out product !!! Successor is SIRIUS 3RH21 | - | 0 | 0
3TH2022-0BQ4 |  | 3TH2022-0BQ4 | 1 | UN | 1 | 20 | D | D | N | N | 85364900 | 1 | 4011209131040 | 0.214 | KG | 59.17 | 59.17 | CP06 | CP06 | Contactor relay, 22E, EN 50011, 2 NO + 2 NC, Screw terminal DC operation 240 V DC !!! Phased-out product !!! Successor is SIRIUS 3RH21 | - | 0 | 0
3TH2022-0BU4 |  | 3TH2022-0BU4 | 1 | UN | 1 | 20 | D | D | N | N | 85364900 | 1 | 4011209096028 | 0.22 | KG | 59.17 | 59.17 | CP06 | CP06 | Contactor relay, 22E, EN 50011, 2 NO + 2 NC, Screw terminal DC operation 21.5 V DC !!! Phased-out product !!! Successor is SIRIUS 3RH21 | - | 0 | 0
3TH2022-0BW4 |  | 3TH2022-0BW4 | 1 | UN | 1 | 20 | D | D | N | N | 85364900 | 1 | 4011209045460 | 0.216 | KG | 59.17 | 59.17 | CP06 | CP06 | Contactor relay, 22E, EN 50011, 2 NO + 2 NC, Screw terminal DC operation 48 V DC !!! Phased-out product !!! Successor is SIRIUS 3RH21 | - | 0 | 0
3TH2022-0BX8 |  | 3TH2022-0BX8 | 1 | UN | 1 | 20 | D | D | N | N | 85364900 | 1 | 4011209121850 | 0.218 | KG | 59.17 | 59.17 | CP06 | CP06 | Contactor relay, 22E, EN 50011, 2 NO + 2 NC, Screw terminal DC operation 64 V DC !!! Phased-out product !!! Successor is SIRIUS 3RH21 | - | 0 | 0
3TH2022-0DB4 |  | 3TH2022-0DB4 | 1 | UN | 1 | 5 | B | D | N | N | 85364900 | 1 | 4011209045477 | 0.215 | KG | 57.42 | 57.42 | CP06 | CP06 | Contactor relay, 22E, EN 50011, 2 NO + 2 NC, Screw terminal Diode or varistor attachable DC operation, 2 CO 24 V DC !!! Phased-out product !!! Successor is SIRIUS 3RH21 | - | 0 | 0
3TH2022-0DE4 |  | 3TH2022-0DE4 | 1 | UN | 1 | 0 | A | D | N | N | 85364900 | 1 | 4011209304796 | 0.212 | KG | 57.42 | 57.42 | CP06 | CP06 | Contactor relay 22 E EN 50011 2 NO + 2 NC,Screw terminal Diode or varistor attachable Direct current operation 2 W 42 to 75 V DC !!! Phased-out product !!! Successor is SIRIUS 3RH21 | - | 0 | 7
3TH2022-0FB4 |  | 3TH2022-0FB4 | 1 | UN | 1 | 2 | A | D | N | N | 85364900 | 1 | 4011209045484 | 0.215 | KG | 55.68 | 55.68 | CP06 | CP06 | Contactor relay, 22E, EN 50011, 2 NO + 2 NC, Screw terminal Diode or varistor attachable DC operation, 1.2 W 24 V DC No additional auxiliary contacts !!! Phased-out product !!! Successor is SIRIUS 3RH21 | - | 0 | 0
3TH2022-0FB4-Z | X95 | 3TH2022-0FB4-ZX95 | 1 | UN | 1 | 0 | A | D | N | N | 85364900 | 168 | 4011209352919 | 0.207 | KG | 64.02 | 64.02 | CP06 | CP06 | Contactor relay 22 E EN 50011 2 NO + 2 NC,Screw terminal Diode or varistor attachable Direct current operation 1.2 W 24 V DC reusable packaging Packing quantity 168 units No additional auxiliary contacts !!! Phased-out product !!! Successor is SIRIUS 3RH21 | - | 0 | 7
3TH2022-0GB8 |  | 3TH2022-0GB8 | 1 | UN | 1 | 20 | D | D | N | N | 85364900 | 1 | 4011209182653 | 0.219 | KG | 74.79 | 74.79 | CP06 | CP06 | Contactor relay, 22E, EN 50011, 2 NO + 2 NC, Snap-on mounting DC operation with diode (Schindler) 22 V DC special version !!! Phased-out product !!! Successor is SIRIUS 3RH21 | - | 0 | 0
3TH2022-0GE8 |  | 3TH2022-0GE8 | 1 | UN | 1 | 5 | B | D | N | N | 85364900 | 1 | 4011209106482 | 0.207 | KG | 74.79 | 74.79 | CP06 | CP06 | Contactor relay, 22E, EN 50011, 2 NO + 2 NC, Snap-on mounting DC operation with diode (Schindler) 80 V DC !!! Phased-out product !!! Successor is SIRIUS 3RH21 | - | 0 | 0
3TH2022-0GU4 |  | 3TH2022-0GU4 | 1 | UN | 1 | 20 | D | D | N | N | 85364900 | 1 | 4011209096844 | 0.209 | KG | 74.79 | 74.79 | CP06 | CP06 | Contactor relay, 22E, EN 50011, 2 NO + 2 NC, Snap-on mounting DC operation with diode (Schindler) 21.5 V DC !!! Phased-out product !!! Successor is SIRIUS 3RH21 | - | 0 | 0
3TH2022-0HY4 |  | 3TH2022-0HY4 | 1 | UN | 1 | 20 | D | D | N | N | 85364900 | 1 | 4011209793668 | 0.214 | KG | 98.94 | 98.94 | CP06 | CP06 | ISKAMATIC contactor relay, 22E, EN 50011, 2 NO + 2 NC, Screw terminal with integrated interference suppression diode 14-27 V DC <45 ms !!! Phased-out product !!! Successor is SIRIUS 3RH21 | - | 0 | 0
3TH2022-0JB4 |  | 3TH2022-0JB4 | 1 | UN | 1 | 2 | A | D | N | N | 85364900 | 1 | 4011209045491 | 0.21 | KG | 66.35 | 66.35 | CP06 | CP06 | Contactor relay, 22E, EN 50011, 2 NO + 2 NC, Screw terminal Diode built-in DC operation, 2 CO 24 V DC !!! Phased-out product !!! Successor is SIRIUS 3RH21 | - | 0 | 0
3TH2022-0JE4 |  | 3TH2022-0JE4 | 1 | UN | 1 | 0 | A | D | N | N | 85364900 | 1 | 4011209301924 | 0.212 | KG | 72.17 | 72.17 | CP06 | CP06 | Contactor relay 22 E EN 50011 2 NO + 2 NC,Screw terminal Diode built-in Direct current operation 2 W 60 V DC !!! Phased-out product !!! Successor is SIRIUS 3RH21 | - | 0 | 7
3TH2022-0LB4 |  | 3TH2022-0LB4 | 1 | UN | 1 | 2 | A | D | N | N | 85364900 | 1 | 4011209045507 | 0.215 | KG | 61.21 | 61.21 | CP06 | CP06 | Contactor relay, 22E, EN 50011, 2 NO + 2 NC, Screw terminal Operating range 0.7...1.25xUS 2 CO, connected to varistor DC operation 24 VDC !!! Phased-out product !!! Successor is SIRIUS 3RH21 | - | 0 | 0
3TH2022-0LB4-Z | X90 | 3TH2022-0LB4-ZX90 | 1 | UN | 1 | 0 | A | D | N | N | 85364900 | 32 | 4011209083530 | 0.217 | KG | 70.42 | 70.42 | CP06 | CP06 | Contactor relay 22 E EN 50011 2 NO + 2 NC,Screw terminal Operating range 0.7 to 1.25 x US 2 CO, connected to varistor Direct current operation 24 V DC Multi-unit packaging Packing quantity 32 units !!! Phased-out product !!! Successor is SIRIUS 3RH21 | - | 0 | 7
3TH2022-0LC8 |  | 3TH2022-0LC8 | 1 | UN | 1 | 20 | D | D | N | N | 85364900 | 1 | 4011209468191 | 0.214 | KG | 64.02 | 64.02 | CP06 | CP06 | Contactor relay, 22E, EN 50011, 2 NO + 2 NC, Screw terminal Operating range 0.7...1.25xUS 2 CO, connected to varistor DC operation 22...40 V DC !!! Phased-out product !!! Successor is SIRIUS 3RH21 | - | 0 | 0
3TH2022-0LC8-Z | C88 | 3TH2022-0LC8-ZC88 | 1 | UN | 1 | 5 | B | D | N | N | 85364900 | 1 | 4011209863149 | 0.215 | KG | 61.21 | 61.21 | CP06 | CP06 | Contactor relay, 22E, EN 50011, 2 NO + 2 NC, Screw terminal Operating range 0.7...1.25xUS 2 CO, connected to varistor DC operation 22...40 V DC Shortened display !!! Phased-out product !!! Successor is SIRIUS 3RH21 | - | 0 | 0
3TH2022-0LE4 |  | 3TH2022-0LE4 | 1 | UN | 1 | 0 | A | D | N | N | 85364900 | 1 | 4011209216846 | 0.214 | KG | 64.02 | 64.02 | CP06 | CP06 | Contactor relay 22 E EN 50011 2 NO + 2 NC,Screw terminal Operating range 0.7 to 1.25 x US 2 CO, connected to varistor Direct current operation 42...75 V DC !!! Phased-out product !!! Successor is SIRIUS 3RH21 | - | 0 | 7
3TH2022-0LF4 |  | 3TH2022-0LF4 | 1 | UN | 1 | 20 | D | D | N | N | 85364900 | 1 | 4011209169418 | 0.215 | KG | 61.21 | 61.21 | CP06 | CP06 | Contactor relay, 22E, EN 50011, 2 NO + 2 NC, Screw terminal Operating range 0.7...1.25xUS 2 CO, connected to varistor DC operation 110 V DC !!! Phased-out product !!! Successor is SIRIUS 3RH21 | - | 0 | 0
3TH2022-0LJ4 |  | 3TH2022-0LJ4 | 1 | UN | 1 | 0 | A | D | N | N | 85364900 | 1 | 4011209281301 | 0.216 | KG | 68.48 | 68.48 | CP06 | CP06 | Contactor relay 22 E EN 50011 2 NO + 2 NC,Screw terminal Operating range 0.7 to 1.25 x US 2 CO, connected to varistor Direct current operation 37...65 V DC !!! Phased-out product !!! Successor is SIRIUS 3RH21 | - | 0 | 7
3TH2022-0LJ8 |  | 3TH2022-0LJ8 | 1 | UN | 1 | 20 | D | D | N | N | 85364900 | 1 | 4011209284579 | 0.211 | KG | 64.02 | 64.02 | CP06 | CP06 | Contactor relay 22 E EN 50011 2 NO + 2 NC,Screw terminal Operating range 0.7 to 1.25 x US 2 CO, connected to varistor Direct current operation 72 V DC !!! Phased-out product !!! Successor is SIRIUS 3RH21 | - | 0 | 7
3TH2022-0MB4 |  | 3TH2022-0MB4 | 1 | UN | 1 | 20 | D | D | N | N | 85364900 | 1 | 4011209089303 | 0.212 | KG | 64.02 | 64.02 | CP06 | CP06 | Contactor relay, 22E, EN 50011, 2 NO + 2 NC, Screw terminal Varistor built-in DC operation, 1.2 W 24 V DC !!! Phased-out product !!! Successor is SIRIUS 3RH21 | - | 0 | 0
3TH2022-0PB0 |  | 3TH2022-0PB0 | 1 | UN | 1 | 0 | A | D | N | N | 85364900 | 1 | 4011209147546 | 0.194 | KG | 60.14 | 60.14 | CP06 | CP06 | Contactor relay, 22E, EN 50011, 2 NO + 2 NC, Screw terminal With surge suppression (varistor) AC operation 24 V AC 50 Hz/29 V AC 60 Hz !!! Phased-out product !!! Successor is SIRIUS 3RH21 | - | 0 | 0
3TH2022-0QC2 |  | 3TH2022-0QC2 | 1 | UN | 1 | 0 | A | D | N | N | 85364900 | 1 | 4011209155466 | 0.222 | KG | 90.99 | 90.99 | CP06 | CP06 | Contactor relay, 22E, EN 50011, 2 NO + 2 NC, Screw terminal Rectifier bridge built-in AC operation 24 V AC 50/60 Hz !!! Phased-out product !!! Successor is SIRIUS 3RH21 | - | 0 | 0
3TH2022-0SB4 |  | 3TH2022-0SB4 | 1 | UN | 1 | 20 | D | D | N | N | 85364900 | 1 | 4011209115507 | 0.22 | KG | 67.32 | 67.32 | CP06 | CP06 | Contactor relay, 22E, EN 50011, 2 NO + 2 NC, Screw terminal With surge suppression (interference suppression diode) DC operation 24 V DC !!! Phased-out product !!! Successor is SIRIUS 3RH21 | - | 0 | 0
3TH2022-0TB4 |  | 3TH2022-0TB4 | 1 | UN | 1 | 20 | D | D | N | N | 85364900 | 1 | 4011209085329 | 0.21 | KG | 64.31 | 64.31 | CP06 | CP06 | Contactor relay, 22E, EN 50011, 2 NO + 2 NC, Screw terminal Diode built-in DC operation, 1.2 W 24 V DC !!! Phased-out product !!! Successor is SIRIUS 3RH21 | - | 0 | 0
3TH2022-1AD0 |  | 3TH2022-1AD0 | 1 | UN | 1 | 20 | D | D | N | N | 85364900 | 1 | 4011209205260 | 0.25 | KG | 57.52 | 57.52 | CP06 | CP06 | Contactor relay, 22E, EN 50011, 2 NO + 2 NC flat connector terminal AC operation 42 V AC 50 Hz/50 V AC 60 Hz !!! Phased-out product !!! Successor is SIRIUS 3RH21 | - | 0 | 0
3TH2022-1AF0 |  | 3TH2022-1AF0 | 1 | UN | 1 | 20 | D | D | N | N | 85364900 | 1 | 4011209100848 | 0.179 | KG | 57.52 | 57.52 | CP06 | CP06 | Contactor relay, 22E, EN 50011, 2 NO + 2 NC flat connector terminal AC operation 110 V AC 50 Hz/132 V AC 60 Hz !!! Phased-out product !!! Successor is SIRIUS 3RH21 | - | 0 | 0
3TH2022-1AF0-Z | X95 | 3TH2022-1AF0-ZX95 | 1 | UN | 1 | 0 | A | D | N | N | 85364900 | 1344 | 4011209359239 | 0.174 | KG | 66.06 | 66.06 | CP06 | CP06 | Contactor relay 22 E EN 50011 2 NO + 2 NC, Flat connector terminal Alternating current operation 110 V AC 50 Hz/132 V AC 60 Hz Reusable packaging Packing quantity 168 units !!! Phased-out product !!! Successor is SIRIUS 3RH21 | - | 0 | 7
3TH2022-1AG1 |  | 3TH2022-1AG1 | 1 | UN | 1 | 0 | A | D | N | N | 85364900 | 1 | 4011209127944 | 0.183 | KG | 62.27 | 62.27 | CP06 | CP06 | Contactor relay, 22E, EN 50011, 2 NO + 2 NC flat connector terminal AC operation 110 V 60 Hz/92 V AC 50 Hz !!! Phased-out product !!! Successor is SIRIUS 3RH21 | - | 0 | 0
3TH2022-1AK6 |  | 3TH2022-1AK6 | 1 | UN | 1 | 0 | A | D | N | N | 85364900 | 1 | 4011209288959 | 0.181 | KG | 57.52 | 57.52 | CP06 | CP06 | Contactor relay, 22E, EN 50011, 2 NO + 2 NC flat connector terminal AC operation 120 V AC 60 Hz/110 V AC 50 Hz !!! Phased-out product !!! Successor is SIRIUS 3RH21 | - | 0 | 0
3TH2022-1AP0 |  | 3TH2022-1AP0 | 1 | UN | 1 | 20 | D | D | N | N | 85364900 | 1 | 4011209115460 | 0.18 | KG | 57.52 | 57.52 | CP06 | CP06 | Contactor relay, 22E, EN 50011, 2 NO + 2 NC flat connector terminal AC operation 230 V AC 50 Hz, 277 V 60 Hz !!! Phased-out product !!! Successor is SIRIUS 3RH21 | - | 0 | 0
3TH2022-1BA4 |  | 3TH2022-1BA4 | 1 | UN | 1 | 0 | A | D | N | N | 85364900 | 1 | 4011209130920 | 0.208 | KG | 72.36 | 72.36 | CP06 | CP06 | Contactor relay 22 E EN 50011 2 NO + 2 NC, Flat connector terminal Direct current operation 12 V DC !!! Phased-out product !!! Successor is SIRIUS 3RH21 | - | 0 | 7
3TH2022-1BB4 |  | 3TH2022-1BB4 | 1 | UN | 1 | 2 | A | D | N | N | 85364900 | 1 | 4011209045514 | 0.216 | KG | 66.74 | 66.74 | CP06 | CP06 | Contactor relay, 22E, EN 50011, 2 NO + 2 NC flat connector terminal DC operation 24 VDC !!! Phased-out product !!! Successor is SIRIUS 3RH21 | - | 0 | 0
3TH2022-1BE4 |  | 3TH2022-1BE4 | 1 | UN | 1 | 20 | D | D | N | N | 85364900 | 1 | 4011209116290 | 0.208 | KG | 69.26 | 69.26 | CP06 | CP06 | Contactor relay, 22E, EN 50011, 2 NO + 2 NC flat connector terminal DC operation 60 V DC !!! Phased-out product !!! Successor is SIRIUS 3RH21 | - | 0 | 0
3TH2022-1BF4 |  | 3TH2022-1BF4 | 1 | UN | 1 | 0 | A | D | N | N | 85364900 | 1 | 4011209174696 | 0.2 | KG | 69.74 | 69.74 | CP06 | CP06 | Contactor relay, 22E, EN 50011, 2 NO + 2 NC flat connector terminal DC operation 110 V DC !!! Phased-out product !!! Successor is SIRIUS 3RH21 | - | 0 | 0
3TH2022-1BM4 |  | 3TH2022-1BM4 | 1 | UN | 1 | 0 | A | D | N | N | 85364900 | 1 | 4011209168794 | 0.2 | KG | 69.74 | 69.74 | CP06 | CP06 | Contactor relay 22 E EN 50011 2 NO + 2 NC, Flat connector terminal Direct current operation 220 V DC !!! Phased-out product !!! Successor is SIRIUS 3RH21 | - | 0 | 7
3TH2022-1BW4 |  | 3TH2022-1BW4 | 1 | UN | 1 | 0 | A | D | N | N | 85364900 | 1 | 4011209192997 | 0.206 | KG | 72.36 | 72.36 | CP06 | CP06 | Contactor relay 22 E EN 50011 2 NO + 2 NC, Flat connector terminal Direct current operation 48 V DC !!! Phased-out product !!! Successor is SIRIUS 3RH21 | - | 0 | 7
3TH2022-3AB0 |  | 3TH2022-3AB0 | 1 | UN | 1 | 0 | A | D | N | N | 85364900 | 1 | 4011209210578 | 0.155 | KG | 44.43 | 44.43 | CP06 | CP06 | Contactor relay, 22E, EN 50011, 2 NO + 2 NC flat connector terminal Snap-on mounting standard mounting rail AC operation 24 V AC 50 Hz/29 V AC 60 Hz !!! Phased-out product !!! Successor is SIRIUS 3RH21 | - | 0 | 0
3TH2022-3AF0 |  | 3TH2022-3AF0 | 1 | UN | 1 | 0 | A | D | N | N | 85364900 | 1 | 4011209214088 | 0.167 | KG | 44.43 | 44.43 | CP06 | CP06 | Contactor relay, 22E, EN 50011, 2 NO + 2 NC flat connector terminal Snap-on mounting standard mounting rail AC operation 110 V AC 50 Hz/132 V AC 60 Hz !!! Phased-out product !!! Successor is SIRIUS 3RH21 | - | 0 | 0
3TH2022-3AK6 |  | 3TH2022-3AK6 | 1 | UN | 1 | 0 | A | D | N | N | 85364900 | 1 | 4011209213128 | 0.162 | KG | 44.43 | 44.43 | CP06 | CP06 | Contactor relay, 22E, EN 50011, 2 NO + 2 NC flat connector terminal Snap-on mounting standard mounting rail AC operation 120 V AC 60 Hz/110 V AC 50 Hz !!! Phased-out product !!! Successor is SIRIUS 3RH21 | - | 0 | 0
3TH2022-3AP0 |  | 3TH2022-3AP0 | 1 | UN | 1 | 20 | D | D | N | N | 85364900 | 1 | 4011209085220 | 0.163 | KG | 42.49 | 38.61 | CP06 | CP06 | Contactor relay, 22E, EN 50011, 2 NO + 2 NC flat connector terminal Snap-on mounting standard mounting rail AC operation 230 V AC 50 Hz, 277 V 60 Hz !!! Phased-out product !!! Successor is SIRIUS 3RH21 | Lista Papel 2020 SI | 0 | 0
3TH2022-3BB4 |  | 3TH2022-3BB4 | 1 | UN | 1 | 20 | D | D | N | N | 85364900 | 1 | 4011209125186 | 0.183 | KG | 50.25 | 45.69 | CP06 | CP06 | Contactor relay, 22E, EN 50011, 2 NO + 2 NC flat connector terminal Snap-on mounting standard mounting rail DC operation 24 V DC !!! Phased-out product !!! Successor is SIRIUS 3RH21 | Lista Papel 2020 SI | 0 | 0
3TH2022-3BD4 |  | 3TH2022-3BD4 | 1 | UN | 1 | 20 | D | D | N | N | 85364900 | 1 | 4011209137868 | 0.193 | KG | 52.57 | 52.57 | CP06 | CP06 | Contactor relay, 22E, EN 50011, 2 NO + 2 NC flat connector terminal Snap-on mounting standard mounting rail DC operation 42 V DC !!! Phased-out product !!! Successor is SIRIUS 3RH21 | - | 0 | 0
3TH2022-3BE4 |  | 3TH2022-3BE4 | 1 | UN | 1 | 0 | A | D | N | N | 85364900 | 1 | 4011209107663 | 0.195 | KG | 55 | 55 | CP06 | CP06 | Contactor relay 22 E EN 50011 2 NO + 2 NC, Flat connector terminal Snap-on mounting standard mounting rail Direct current operation 60 V DC !!! Phased-out product !!! Successor is SIRIUS 3RH21 | - | 0 | 7
3TH2022-3BM4 |  | 3TH2022-3BM4 | 1 | UN | 1 | 20 | D | D | N | N | 85364900 | 1 | 4011209139220 | 0.182 | KG | 50.25 | 50.25 | CP06 | CP06 | Contactor relay, 22E, EN 50011, 2 NO + 2 NC flat connector terminal Snap-on mounting standard mounting rail DC operation 220 V DC !!! Phased-out product !!! Successor is SIRIUS 3RH21 | - | 0 | 0
3TH2022-3BP4 |  | 3TH2022-3BP4 | 1 | UN | 1 | 0 | A | D | N | N | 85364900 | 1 | 4011209360648 | 0.185 | KG | 55 | 55 | CP06 | CP06 | Contactor relay 22 E EN 50011 2 NO + 2 NC, Flat connector terminal Snap-on mounting standard mounting rail Direct current operation 230 V DC !!! Phased-out product !!! Successor is SIRIUS 3RH21 | - | 0 | 7
3TH2022-3JB4 |  | 3TH2022-3JB4 | 1 | UN | 1 | 20 | D | D | N | N | 85364900 | 1 | 4011209099333 | 0.188 | KG | 59.66 | 59.66 | CP06 | CP06 | Contactor relay, 22E, EN 50011, 2 NO + 2 NC flat connector terminal Snap-on mounting, with diode DC operation 24 V DC !!! Phased-out product !!! Successor is SIRIUS 3RH21 | - | 0 | 0
3TH2022-4AP0 |  | 3TH2022-4AP0 | 1 | UN | 1 | 20 | D | D | N | N | 85364900 | 1 | 4011209182776 | 0.197 | KG | 48.4 | 48.4 | CP06 | CP06 | Contactor relay, 22E, EN 50011, 2 NO + 2 NC, Screw terminal AC operation 230 V AC 50 Hz, 277 V 60 Hz !!! Phased-out product !!! Successor is SIRIUS 3RH21 | - | 0 | 0
3TH2022-6AB0 |  | 3TH2022-6AB0 | 1 | UN | 1 | 0 | A | D | N | N | 85364900 | 1 | 4011209165717 | 0.162 | KG | 50.83 | 50.83 | CP06 | CP06 | Contactor relay, 22E, EN 50011, 2 NO + 2 NC, Soldering pin connection Screw mounting (diagonal) AC operation 24 V AC 50 Hz/29 V AC 60 Hz !!! Phased-out product !!! Successor is SIRIUS 3RH21 | - | 0 | 0
3TH2022-6AJ2 |  | 3TH2022-6AJ2 | 1 | UN | 1 | 20 | D | D | N | N | 85364900 | 1 | 4011209079823 | 0.165 | KG | 50.15 | 50.15 | CP06 | CP06 | Contactor relay 22 E EN 50011 2 NO + 2 NC, Soldering pin connection Screw mounting (diagonal) Alternating current operation 115 V AC 50/60 Hz !!! Phased-out product !!! Successor is SIRIUS 3RH21 | - | 0 | 7
3TH2022-6AL2 |  | 3TH2022-6AL2 | 1 | UN | 1 | 0 | A | D | N | N | 85364900 | 1 | 4011209305366 | 0.169 | KG | 50.83 | 50.83 | CP06 | CP06 | Contactor relay, 22E, EN 50011, 2 NO + 2 NC, Soldering pin connection Screw mounting (diagonal) AC operation 230 V AC 50/60 Hz !!! Phased-out product !!! Successor is SIRIUS 3RH21 | - | 0 | 0
3TH2022-6AN2 |  | 3TH2022-6AN2 | 1 | UN | 1 | 0 | A | D | N | N | 85364900 | 1 | 4011209188013 | 0.17 | KG | 50.83 | 50.83 | CP06 | CP06 | Contactor relay, 22E, EN 50011, 2 NO + 2 NC, Soldering pin connection Screw mounting (diagonal) AC operation 220 V AC 50/60 Hz !!! Phased-out product !!! Successor is SIRIUS 3RH21 | - | 0 | 0
3TH2022-6AP0 |  | 3TH2022-6AP0 | 1 | UN | 1 | 0 | A | D | N | N | 85364900 | 1 | 4011209203389 | 0.173 | KG | 50.83 | 44.23 | CP06 | CP06 | Contactor relay, 22E, EN 50011, 2 NO + 2 NC, Soldering pin connection Screw mounting (diagonal) AC operation 230 V AC 50 Hz, 277 V 60 Hz !!! Phased-out product !!! Successor is SIRIUS 3RH21 | Lista Papel 2020 SI | 0 | 0
3TH2022-6BB4 |  | 3TH2022-6BB4 | 1 | UN | 1 | 20 | D | D | N | N | 85364900 | 1 | 4011209126176 | 0.182 | KG | 56.36 | 51.22 | CP06 | CP06 | Contactor relay, 22E, EN 50011, 2 NO + 2 NC, Soldering pin connection Screw mounting (diagonal) DC operation 24 V DC !!! Phased-out product !!! Successor is SIRIUS 3RH21 | Lista Papel 2020 SI | 0 | 0
3TH2022-6BM4 |  | 3TH2022-6BM4 | 1 | UN | 1 | 0 | A | D | N | N | 85364900 | 1 | 4011209259997 | 0.182 | KG | 58.88 | 58.88 | CP06 | CP06 | Contactor relay, 22E, EN 50011, 2 NO + 2 NC, Soldering pin connection Screw mounting (diagonal) DC operation 220 V DC !!! Phased-out product !!! Successor is SIRIUS 3RH21 | - | 0 | 0
3TH2022-6DB4 |  | 3TH2022-6DB4 | 1 | UN | 1 | 20 | D | D | N | N | 85364900 | 1 | 4011209185074 | 0.19 | KG | 55.48 | 55.48 | CP06 | CP06 | Contactor relay 22 E EN 50011 2 NO + 2 NC, Soldering pin connection Screw mounting (diagonal) Without wiring Direct current operation 2 W 24 V DC !!! Phased-out product !!! Successor is SIRIUS 3RH21 | - | 0 | 7
3TH2022-7AB0 |  | 3TH2022-7AB0 | 1 | UN | 1 | 0 | A | D | N | N | 85364900 | 1 | 4011209289147 | 0.17 | KG | 42.29 | 42.29 | CP06 | CP06 | Contactor relay, 22E, EN 50011, 2 NO + 2 NC flat connector terminal Screw mounting (diagonal) AC operation 24 V AC 50 Hz/29 V AC 60 Hz !!! Phased-out product !!! Successor is SIRIUS 3RH21 | - | 0 | 0
3TH2022-7AF0 |  | 3TH2022-7AF0 | 1 | UN | 1 | 0 | A | D | N | N | 85364900 | 1 | 4011209194335 | 0.137 | KG | 42.29 | 42.29 | CP06 | CP06 | Contactor relay, 22E, EN 50011, 2 NO + 2 NC flat connector terminal Screw mounting (diagonal) AC operation 110 V AC 50 Hz/132 V AC 60 Hz !!! Phased-out product !!! Successor is SIRIUS 3RH21 | - | 0 | 0
3TH2022-7AG1 |  | 3TH2022-7AG1 | 1 | UN | 1 | 5 | B | D | N | N | 85364900 | 1 | 4011209147164 | 0.162 | KG | 42.78 | 42.78 | CP06 | CP06 | Contactor relay, 22E, EN 50011, 2 NO + 2 NC flat connector terminal Screw mounting (diagonal) AC operation 110 V 60 Hz/92 V AC 50 Hz !!! Phased-out product !!! Successor is SIRIUS 3RH21 | - | 0 | 0
3TH2022-7AK6 |  | 3TH2022-7AK6 | 1 | UN | 1 | 20 | D | D | N | N | 85364900 | 1 | 4011209252158 | 0.169 | KG | 40.45 | 40.45 | CP06 | CP06 | Contactor relay, 22E, EN 50011, 2 NO + 2 NC flat connector terminal Screw mounting (diagonal) AC operation 120 V AC 60 Hz/110 V AC 50 Hz !!! Phased-out product !!! Successor is SIRIUS 3RH21 | - | 0 | 0
3TH2022-7AL2 |  | 3TH2022-7AL2 | 1 | UN | 1 | 5 | B | D | N | N | 85364900 | 1 | 4011209221253 | 0.163 | KG | 40.45 | 40.45 | CP06 | CP06 | Contactor relay, 22E, EN 50011, 2 NO + 2 NC flat connector terminal Screw mounting (diagonal) AC operation 230 V AC 50/60 Hz !!! Phased-out product !!! Successor is SIRIUS 3RH21 | - | 0 | 0
3TH2022-7AN1 |  | 3TH2022-7AN1 | 1 | UN | 1 | 0 | A | D | N | N | 85364900 | 1 | 4011209222021 | 0.164 | KG | 44.72 | 44.72 | CP06 | CP06 | Contactor relay 22 E EN 50011 2 NO + 2 NC, Flat connector terminal Screw mounting (diagonal) Alternating current operation 220 V AC 60 Hz/183 V AC 50 Hz !!! Phased-out product !!! Successor is SIRIUS 3RH21 | - | 0 | 7
3TH2022-7AP0 |  | 3TH2022-7AP0 | 1 | UN | 1 | 5 | B | D | N | N | 85364900 | 1 | 4011209136434 | 0.161 | KG | 40.45 | 36.76 | CP06 | CP06 | Contactor relay, 22E, EN 50011, 2 NO + 2 NC flat connector terminal Screw mounting (diagonal) AC operation 230 V AC 50 Hz, 277 V 60 Hz !!! Phased-out product !!! Successor is SIRIUS 3RH21 | Lista Papel 2020 SI | 0 | 0
3TH2022-7BB4 |  | 3TH2022-7BB4 | 1 | UN | 1 | 20 | D | D | N | N | 85364900 | 1 | 4011209083219 | 0.18 | KG | 49.37 | 44.91 | CP06 | CP06 | Contactor relay, 22E, EN 50011, 2 NO + 2 NC flat connector terminal Screw mounting (diagonal) DC operation 24 V DC !!! Phased-out product !!! Successor is SIRIUS 3RH21 | Lista Papel 2020 SI | 0 | 0
3TH2022-7BB4-Z | B04 | 3TH2022-7BB4-ZB04 | 1 | UN | 1 | 20 | D | D | N | N | 85364900 | 1 | 4011209190269 | 0.198 | KG | 59.27 | 59.27 | CP06 | CP06 | Contactor relay 22 E EN 50011 2 NO + 2 NC, Flat connector terminal Screw mounting (diagonal) Direct current operation 24 V DC With mounted adapter plate !!! Phased-out product !!! Successor is SIRIUS 3RH21 | - | 0 | 7
3TH2022-7BE4 |  | 3TH2022-7BE4 | 1 | UN | 1 | 20 | D | D | N | N | 85364900 | 1 | 4011209093515 | 0.183 | KG | 52.67 | 52.67 | CP06 | CP06 | Contactor relay, 22E, EN 50011, 2 NO + 2 NC flat connector terminal Screw mounting (diagonal) DC operation 60 V DC !!! Phased-out product !!! Successor is SIRIUS 3RH21 | - | 0 | 0
3TH2022-7BF4 |  | 3TH2022-7BF4 | 1 | UN | 1 | 5 | B | D | N | N | 85364900 | 1 | 4011209095106 | 0.207 | KG | 48.11 | 48.11 | CP06 | CP06 | Contactor relay, 22E, EN 50011, 2 NO + 2 NC flat connector terminal Screw mounting (diagonal) DC operation 110 V DC !!! Phased-out product !!! Successor is SIRIUS 3RH21 | - | 0 | 0
3TH2022-7BF4-Z | X90 | 3TH2022-7BF4-ZX90 | 1 | UN | 1 | 0 | A | D | N | N | 85364900 | 40 | 4011209469273 | 1.13 | KG | 62.18 | 62.18 | CP06 | CP06 | Contactor relay 22 E EN 50011 2 NO + 2 NC, Flat connector terminal Screw mounting (diagonal) Direct current operation 110 V DC Multi-unit packaging Packing quantity 40 units !!! Phased-out product !!! Successor is SIRIUS 3RH21 | - | 0 | 7
3TH2022-7BG4 |  | 3TH2022-7BG4 | 1 | UN | 1 | 5 | B | D | N | N | 85364900 | 1 | 4011209112629 | 0.18 | KG | 50.34 | 50.34 | CP06 | CP06 | Contactor relay, 22E, EN 50011, 2 NO + 2 NC flat connector terminal Screw mounting (diagonal) DC operation 125 V DC !!! Phased-out product !!! Successor is SIRIUS 3RH21 | - | 0 | 0
3TH2022-7BM4 |  | 3TH2022-7BM4 | 1 | UN | 1 | 20 | D | D | N | N | 85364900 | 1 | 4011209093485 | 0.177 | KG | 50.34 | 50.34 | CP06 | CP06 | Contactor relay, 22E, EN 50011, 2 NO + 2 NC flat connector terminal Screw mounting (diagonal) DC operation 220 V DC !!! Phased-out product !!! Successor is SIRIUS 3RH21 | - | 0 | 0
3TH2022-7BN4 |  | 3TH2022-7BN4 | 1 | UN | 1 | 20 | D | D | N | N | 85364900 | 1 | 4011209135789 | 0.177 | KG | 50.34 | 50.34 | CP06 | CP06 | Contactor relay 22 E EN 50011 2 NO + 2 NC, Flat connector terminal Screw mounting (diagonal) Direct current operation 250 V DC !!! Phased-out product !!! Successor is SIRIUS 3RH21 | - | 0 | 7
3TH2022-7BW4 |  | 3TH2022-7BW4 | 1 | UN | 1 | 20 | D | D | N | N | 85364900 | 1 | 4011209114500 | 0.18 | KG | 50.34 | 50.34 | CP06 | CP06 | Contactor relay, 22E, EN 50011, 2 NO + 2 NC flat connector terminal Screw mounting (diagonal) DC operation 48 V DC !!! Phased-out product !!! Successor is SIRIUS 3RH21 | - | 0 | 0
3TH2022-7DF4 |  | 3TH2022-7DF4 | 1 | UN | 1 | 0 | A | D | N | N | 85364900 | 1 | 4011209262171 | 0.182 | KG | 51.6 | 51.6 | CP06 | CP06 | Contactor relay, 22E, EN 50011, 2 NO + 2 NC flat connector terminal Screw mounting (diagonal) Without wiring DC operation, 2 CO 110 V DC !!! Phased-out product !!! Successor is SIRIUS 3RH21 | - | 0 | 0
3TH2031-0AB0 |  | 3TH2031-0AB0 | 1 | UN | 1 | 2 | A | D | N | N | 85364900 | 1 | 4011209045521 | 0.196 | KG | 50.05 | 50.05 | CP06 | CP06 | Contactor relay, 31E, EN 50011, 3 NO + 1 NC, Screw terminal AC operation 24 V AC 50 Hz/29 V AC 60 Hz !!! Phased-out product !!! Successor is SIRIUS 3RH21 | - | 0 | 0
3TH2031-0AC1 |  | 3TH2031-0AC1 | 1 | UN | 1 | 0 | A | D | N | N | 85364900 | 1 | 4011209100695 | 0.19 | KG | 51.8 | 51.8 | CP06 | CP06 | Contactor relay, 31E, EN 50011, 3 NO + 1 NC, Screw terminal AC operation 24 V AC 60 Hz/20 V AC 50 Hz !!! Phased-out product !!! Successor is SIRIUS 3RH21 | - | 0 | 0
3TH2031-0AC2 |  | 3TH2031-0AC2 | 1 | UN | 1 | 2 | A | D | N | N | 85364900 | 1 | 4011209045538 | 0.196 | KG | 50.05 | 50.05 | CP06 | CP06 | Contactor relay, 31E, EN 50011, 3 NO + 1 NC, Screw terminal AC operation 24 V AC 50/60 Hz !!! Phased-out product !!! Successor is SIRIUS 3RH21 | - | 0 | 0
3TH2031-0AD0 |  | 3TH2031-0AD0 | 1 | UN | 1 | 20 | D | D | N | N | 85364900 | 1 | 4011209045545 | 0.193 | KG | 50.05 | 50.05 | CP06 | CP06 | Contactor relay, 31E, EN 50011, 3 NO + 1 NC, Screw terminal AC operation 42 V AC 50 Hz/50 V AC 60 Hz !!! Phased-out product !!! Successor is SIRIUS 3RH21 | - | 0 | 0
3TH2031-0AD2 |  | 3TH2031-0AD2 | 1 | UN | 1 | 20 | D | D | N | N | 85364900 | 1 | 4011209093935 | 0.18 | KG | 51.8 | 51.8 | CP06 | CP06 | Contactor relay, 31E, EN 50011, 3 NO + 1 NC, Screw terminal AC operation 42 V AC 50/60 Hz !!! Phased-out product !!! Successor is SIRIUS 3RH21 | - | 0 | 0
3TH2031-0AE0 |  | 3TH2031-0AE0 | 1 | UN | 1 | 20 | D | D | N | N | 85364900 | 1 | 4011209152298 | 0.19 | KG | 54.13 | 54.13 | CP06 | CP06 | Contactor relay, 31E, EN 50011, 3 NO + 1 NC, Screw terminal AC operation 60 V AC 50 Hz/72 V AC 60 Hz !!! Phased-out product !!! Successor is SIRIUS 3RH21 | - | 0 | 0
3TH2031-0AF0 |  | 3TH2031-0AF0 | 1 | UN | 1 | 2 | A | D | N | N | 85364900 | 1 | 4011209045552 | 0.193 | KG | 50.05 | 50.05 | CP06 | CP06 | Contactor relay, 31E, EN 50011, 3 NO + 1 NC, Screw terminal AC operation 110 V AC 50 Hz/132 V AC 60 Hz !!! Phased-out product !!! Successor is SIRIUS 3RH21 | - | 0 | 0
3TH2031-0AF6 |  | 3TH2031-0AF6 | 1 | UN | 1 | 0 | A | D | N | N | 85364900 | 1 | 4011209097148 | 0.215 | KG | 54.13 | 54.13 | CP06 | CP06 | Contactor relay 31 E EN 50011 3 NO+1 NC;Screw terminal Alternating current operation 110 V AC 60 Hz 100 V AC 50 Hz !!! Phased-out product !!! Successor is SIRIUS 3RH21 | - | 0 | 7
3TH2031-0AG0 |  | 3TH2031-0AG0 | 1 | UN | 1 | 20 | D | D | N | N | 85364900 | 1 | 4011209171954 | 0.192 | KG | 51.8 | 51.8 | CP06 | CP06 | Contactor relay 31 E EN 50011 3 NO+1 NC;Screw terminal Alternating current operation 36 V AC 50 Hz/42 V AC 60 Hz !!! Phased-out product !!! Successor is SIRIUS 3RH21 | - | 0 | 7
3TH2031-0AG1 |  | 3TH2031-0AG1 | 1 | UN | 1 | 20 | D | D | N | N | 85364900 | 1 | 4011209045569 | 0.193 | KG | 51.8 | 51.8 | CP06 | CP06 | Contactor relay, 31E, EN 50011, 3 NO + 1 NC, Screw terminal AC operation 110 V 60 Hz/92 V AC 50 Hz !!! Phased-out product !!! Successor is SIRIUS 3RH21 | - | 0 | 0
3TH2031-0AG2 |  | 3TH2031-0AG2 | 1 | UN | 1 | 2 | A | D | N | N | 85364900 | 1 | 4011209045576 | 0.195 | KG | 50.05 | 50.05 | CP06 | CP06 | Contactor relay, 31E, EN 50011, 3 NO + 1 NC, Screw terminal AC operation 110 V AC 50/60 Hz !!! Phased-out product !!! Successor is SIRIUS 3RH21 | - | 0 | 0
3TH2031-0AG2-Z | X90 | 3TH2031-0AG2-ZX90 | 1 | UN | 1 | 0 | A | D | N | N | 85364900 | 32 | 4011209138827 | 1.17 | KG | 55.97 | 55.97 | CP06 | CP06 | Contactor relay 31 E EN 50011 3 NO+1 NC;Screw terminal Alternating current operation 110 V AC 50/60 Hz Multi-unit packaging Packing quantity 32 units !!! Phased-out product !!! Successor is SIRIUS 3RH21 | - | 0 | 7
3TH2031-0AG2-Z | X95 | 3TH2031-0AG2-ZX95 | 1 | UN | 1 | 0 | A | D | N | N | 85364900 | 168 | 4011209227378 | 0.17 | KG | 55.97 | 55.97 | CP06 | CP06 | Contactor relay 31 E EN 50011 3 NO+1 NC;Screw terminal Alternating current operation 110 V AC 50/60 Hz Reusable packaging Packing quantity 168 units !!! Phased-out product !!! Successor is SIRIUS 3RH21 | - | 0 | 7
3TH2031-0AH0 |  | 3TH2031-0AH0 | 1 | UN | 1 | 0 | A | D | N | N | 85364900 | 1 | 4011209086111 | 0.195 | KG | 51.8 | 51.8 | CP06 | CP06 | Contactor relay 31 E EN 50011 3 NO+1 NC;Screw terminal Alternating current operation 48 V AC 50 Hz/58 V AC 60 Hz !!! Phased-out product !!! Successor is SIRIUS 3RH21 | - | 0 | 7
3TH2031-0AJ1 |  | 3TH2031-0AJ1 | 1 | UN | 1 | 20 | D | D | N | N | 85364900 | 1 | 4011209093669 | 0.193 | KG | 51.8 | 51.8 | CP06 | CP06 | Contactor relay 31 E EN 50011 3 NO+1 NC;Screw terminal Alternating current operation 115 V AC 60 Hz/96 V AC 50 Hz !!! Phased-out product !!! Successor is SIRIUS 3RH21 | - | 0 | 7
3TH2031-0AJ2 |  | 3TH2031-0AJ2 | 1 | UN | 1 | 20 | D | D | N | N | 85364900 | 1 | 4011209100459 | 0.192 | KG | 51.8 | 51.8 | CP06 | CP06 | Contactor relay 31 E EN 50011 3 NO+1 NC;Screw terminal Alternating current operation 115 V AC 50/60 Hz !!! Phased-out product !!! Successor is SIRIUS 3RH21 | - | 0 | 7
3TH2031-0AK1 |  | 3TH2031-0AK1 | 1 | UN | 1 | 20 | D | D | N | N | 85364900 | 1 | 4011209102385 | 0.19 | KG | 51.8 | 51.8 | CP06 | CP06 | Contactor relay, 31E, EN 50011, 3 NO + 1 NC, Screw terminal AC operation 120 V AC 60 Hz/100 V AC 50 Hz !!! Phased-out product !!! Successor is SIRIUS 3RH21 | - | 0 | 0
3TH2031-0AK2 |  | 3TH2031-0AK2 | 1 | UN | 1 | 20 | D | D | N | N | 85364900 | 1 | 4011209082632 | 0.191 | KG | 51.8 | 51.8 | CP06 | CP06 | Contactor relay 31 E EN 50011 3 NO+1 NC;Screw terminal Alternating current operation 120 V AC 50/60 Hz !!! Phased-out product !!! Successor is SIRIUS 3RH21 | - | 0 | 7
3TH2031-0AK6 |  | 3TH2031-0AK6 | 1 | UN | 1 | 20 | D | D | N | N | 85364900 | 1 | 4011209045583 | 0.192 | KG | 50.05 | 50.05 | CP06 | CP06 | Contactor relay, 31E, EN 50011, 3 NO + 1 NC, Screw terminal AC operation 120 V AC 60 Hz/110 V AC 50 Hz !!! Phased-out product !!! Successor is SIRIUS 3RH21 | - | 0 | 0
3TH2031-0AL0 |  | 3TH2031-0AL0 | 1 | UN | 1 | 0 | A | D | N | N | 85364900 | 1 | 4011209109759 | 0.193 | KG | 54.13 | 54.13 | CP06 | CP06 | Contactor relay 31 E EN 50011 3 NO+1 NC;Screw terminal Alternating current operation 125, 127 V AC 50 Hz/ 150, 152 V AC 60 Hz !!! Phased-out product !!! Successor is SIRIUS 3RH21 | - | 0 | 7
3TH2031-0AL1 |  | 3TH2031-0AL1 | 1 | UN | 1 | 20 | D | D | N | N | 85364900 | 1 | 4011209083097 | 0.189 | KG | 51.8 | 51.8 | CP06 | CP06 | Contactor relay 31 E EN 50011 3 NO+1 NC;Screw terminal Alternating current operation 230 V AC 60 Hz/192 V AC 50 Hz !!! Phased-out product !!! Successor is SIRIUS 3RH21 | - | 0 | 7
3TH2031-0AL2 |  | 3TH2031-0AL2 | 1 | UN | 1 | 2 | A | D | N | N | 85364900 | 1 | 4011209081567 | 0.197 | KG | 50.05 | 50.05 | CP06 | CP06 | Contactor relay, 31E, EN 50011, 3 NO + 1 NC, Screw terminal AC operation 230 V AC 50/60 Hz !!! Phased-out product !!! Successor is SIRIUS 3RH21 | - | 0 | 0
3TH2031-0AM0 |  | 3TH2031-0AM0 | 1 | UN | 1 | 2 | A | D | N | N | 85364900 | 1 | 4011209045590 | 0.19 | KG | 48.11 | 48.11 | CP06 | CP06 | Contactor relay, 31E, EN 50011, 3 NO + 1 NC, Screw terminal AC operation 220 V AC 50 Hz/264 V AC 60 Hz !!! Phased-out product !!! Successor is SIRIUS 3RH21 | - | 0 | 0
3TH2031-0AM2 |  | 3TH2031-0AM2 | 1 | UN | 1 | 0 | A | D | N | N | 85364900 | 1 | 4011209231283 | 0.196 | KG | 54.13 | 54.13 | CP06 | CP06 | Contactor relay 31 E EN 50011 3 NO+1 NC;Screw terminal Alternating current operation 208 V AC 50/60 Hz !!! Phased-out product !!! Successor is SIRIUS 3RH21 | - | 0 | 7
3TH2031-0AM6 |  | 3TH2031-0AM6 | 1 | UN | 1 | 0 | A | D | N | N | 85364900 | 1 | 4011209200791 | 0.2 | KG | 54.13 | 54.13 | CP06 | CP06 | Contactor relay 31 E EN 50011 3 NO+1 NC;Screw terminal Alternating current operation 220 V AC 60 Hz 200 V AC 50 Hz !!! Phased-out product !!! Successor is SIRIUS 3RH21 | - | 0 | 7
3TH2031-0AN1 |  | 3TH2031-0AN1 | 1 | UN | 1 | 20 | D | D | N | N | 85364900 | 1 | 4011209045606 | 0.186 | KG | 51.8 | 51.8 | CP06 | CP06 | Contactor relay, 31E, EN 50011, 3 NO + 1 NC, Screw terminal AC operation 220 V AC 60 Hz/183 V AC 50 Hz !!! Phased-out product !!! Successor is SIRIUS 3RH21 | - | 0 | 0
3TH2031-0AN2 |  | 3TH2031-0AN2 | 1 | UN | 1 | 20 | D | D | N | N | 85364900 | 1 | 4011209045613 | 0.193 | KG | 50.05 | 50.05 | CP06 | CP06 | Contactor relay, 31E, EN 50011, 3 NO + 1 NC, Screw terminal AC operation 220 V AC 50/60 Hz !!! Phased-out product !!! Successor is SIRIUS 3RH21 | - | 0 | 0
3TH2031-0AP0 |  | 3TH2031-0AP0 | 1 | UN | 1 | 1 | A | D | N | N | 85364900 | 1 | 4011209045620 | 0.195 | KG | 50.05 | 45.49 | CP06 | CP06 | Contactor relay, 31E, EN 50011, 3 NO + 1 NC, Screw terminal AC operation 230 V AC 50 Hz, 277 V 60 Hz !!! Phased-out product !!! Successor is SIRIUS 3RH21 | Lista Papel 2020 SI | 0 | 0
3TH2031-0AP0-Z | X90 | 3TH2031-0AP0-ZX90 | 1 | UN | 1 | 0 | A | D | N | N | 85364900 | 32 | 4011209111592 | 1.17 | KG | 58.88 | 58.88 | CP06 | CP06 | Contactor relay 31 E EN 50011 3 NO+1 NC;Screw terminal Alternating current operation 230 V AC 50 Hz, 277 V 60 Hz Multi-unit packaging Packing quantity 32 units !!! Phased-out product !!! Successor is SIRIUS 3RH21 | - | 0 | 7
3TH2031-0AP2 |  | 3TH2031-0AP2 | 1 | UN | 1 | 20 | D | D | N | N | 85364900 | 1 | 4011209090392 | 0.197 | KG | 51.8 | 51.8 | CP06 | CP06 | Contactor relay, 31E, EN 50011, 3 NO + 1 NC, Screw terminal AC operation 240 V AC 50/60 Hz !!! Phased-out product !!! Successor is SIRIUS 3RH21 | - | 0 | 0
3TH2031-0AP6 |  | 3TH2031-0AP6 | 1 | UN | 1 | 0 | A | D | N | N | 85364900 | 1 | 4011209114722 | 0.196 | KG | 51.8 | 51.8 | CP06 | CP06 | Contactor relay 31 E EN 50011 3 NO+1 NC;Screw terminal Alternating current operation 240 V AC 60 Hz/220 V AC 50 Hz !!! Phased-out product !!! Successor is SIRIUS 3RH21 | - | 0 | 7
3TH2031-0AR0 |  | 3TH2031-0AR0 | 1 | UN | 1 | 0 | A | D | N | N | 85364900 | 1 | 4011209080164 | 0.19 | KG | 54.13 | 54.13 | CP06 | CP06 | Contactor relay 31 E EN 50011 3 NO+1 NC;Screw terminal Alternating current operation 415 V AC 50 Hz/500 V AC 60 Hz !!! Phased-out product !!! Successor is SIRIUS 3RH21 | - | 0 | 7
3TH2031-0AR2 |  | 3TH2031-0AR2 | 1 | UN | 1 | 20 | D | D | N | N | 85364900 | 1 | 4011209231368 | 0.193 | KG | 66.83 | 66.83 | CP06 | CP06 | Contactor relay, 31E, EN 50011, 3 NO + 1 NC, Screw terminal AC operation 440 V AC 50/60 Hz !!! Phased-out product !!! Successor is SIRIUS 3RH21 | - | 0 | 7
3TH2031-0AS0 |  | 3TH2031-0AS0 | 1 | UN | 1 | 20 | D | D | N | N | 85364900 | 1 | 4011209172616 | 0.194 | KG | 66.83 | 66.83 | CP06 | CP06 | Contactor relay 31 E EN 50011 3 NO+1 NC;Screw terminal Alternating current operation 500 V AC 50 Hz/600 V AC 60 Hz !!! Phased-out product !!! Successor is SIRIUS 3RH21 | - | 0 | 7
3TH2031-0AU0 |  | 3TH2031-0AU0 | 1 | UN | 1 | 20 | D | D | N | N | 85364900 | 1 | 4011209045644 | 0.18 | KG | 51.8 | 51.8 | CP06 | CP06 | Contactor relay, 31E, EN 50011, 3 NO + 1 NC, Screw terminal AC operation 240 V AC 50 Hz/288 V AC 60 Hz !!! Phased-out product !!! Successor is SIRIUS 3RH21 | - | 0 | 0
3TH2031-0AV0 |  | 3TH2031-0AV0 | 1 | UN | 1 | 20 | D | D | N | N | 85364900 | 1 | 4011209081017 | 0.193 | KG | 66.83 | 66.83 | CP06 | CP06 | Contactor relay, 31E, EN 50011, 3 NO + 1 NC, Screw terminal AC operation 400 V AC 50 Hz/480 V 60 Hz !!! Phased-out product !!! Successor is SIRIUS 3RH21 | - | 0 | 7
3TH2031-0BA4 |  | 3TH2031-0BA4 | 1 | UN | 1 | 20 | D | D | N | N | 85364900 | 1 | 4011209045651 | 0.217 | KG | 59.17 | 59.17 | CP06 | CP06 | Contactor relay 31 E EN 50011 3 NO+1 NC;Screw terminal Direct current operation 12 V DC !!! Phased-out product !!! Successor is SIRIUS 3RH21 | - | 0 | 7
3TH2031-0BA4-Z | X90 | 3TH2031-0BA4-ZX90 | 1 | UN | 1 | 0 | A | D | N | N | 85364900 | 32 | 4011209147522 | 1.17 | KG | 68.09 | 68.09 | CP06 | CP06 | Contactor relay 31 E EN 50011 3 NO+1 NC;Screw terminal Direct current operation 12 V DC Multi-unit packaging Packing quantity 32 units !!! Phased-out product !!! Successor is SIRIUS 3RH21 | - | 0 | 7
3TH2031-0BB4 |  | 3TH2031-0BB4 | 1 | UN | 1 | 1 | A | D | N | N | 85364900 | 1 | 4011209045668 | 0.216 | KG | 56.65 | 51.51 | CP06 | CP06 | Contactor relay, 31E, EN 50011, 3 NO + 1 NC, Screw terminal DC operation 24 VDC !!! Phased-out product !!! Successor is SIRIUS 3RH21 | Lista Papel 2020 SI | 0 | 0
3TH2031-0BB4-Z | X90 | 3TH2031-0BB4-ZX90 | 1 | UN | 1 | 0 | A | D | N | N | 85364900 | 32 | 4011209132528 | 1.17 | KG | 65.18 | 65.18 | CP06 | CP06 | Contactor relay 31 E EN 50011 3 NO+1 NC;Screw terminal Direct current operation 24 V DC Multi-unit packaging Packing quantity 32 units !!! Phased-out product !!! Successor is SIRIUS 3RH21 | - | 0 | 7
3TH2031-0BB4-Z | X95 | 3TH2031-0BB4-ZX95 | 1 | UN | 1 | 0 | A | D | N | N | 85364900 | 168 | 4011209274976 | 0.207 | KG | 65.18 | 65.18 | CP06 | CP06 | Contactor relay 31 E EN 50011 3 NO+1 NC;Screw terminal Direct current operation 24 V DC Reusable packaging Packing quantity 168 units !!! Phased-out product !!! Successor is SIRIUS 3RH21 | - | 0 | 7
3TH2031-0BC4 |  | 3TH2031-0BC4 | 1 | UN | 1 | 5 | B | D | N | N | 85364900 | 1 | 4011209098848 | 0.218 | KG | 59.17 | 59.17 | CP06 | CP06 | Contactor relay, 31E, EN 50011, 3 NO + 1 NC, Screw terminal DC operation 30 V DC !!! Phased-out product !!! Successor is SIRIUS 3RH21 | - | 0 | 0
3TH2031-0BD4 |  | 3TH2031-0BD4 | 1 | UN | 1 | 20 | D | D | N | N | 85364900 | 1 | 4011209045675 | 0.213 | KG | 59.17 | 59.17 | CP06 | CP06 | Contactor relay, 31E, EN 50011, 3 NO + 1 NC, Screw terminal DC operation 42 V DC !!! Phased-out product !!! Successor is SIRIUS 3RH21 | - | 0 | 0
3TH2031-0BE4 |  | 3TH2031-0BE4 | 1 | UN | 1 | 20 | D | D | N | N | 85364900 | 1 | 4011209045682 | 0.217 | KG | 59.17 | 59.17 | CP06 | CP06 | Contactor relay, 31E, EN 50011, 3 NO + 1 NC, Screw terminal DC operation 60 V DC !!! Phased-out product !!! Successor is SIRIUS 3RH21 | - | 0 | 0
3TH2031-0BE8 |  | 3TH2031-0BE8 | 1 | UN | 1 | 20 | D | D | N | N | 85364900 | 1 | 4011209101715 | 0.21 | KG | 59.17 | 59.17 | CP06 | CP06 | Contactor relay, 31E, EN 50011, 3 NO + 1 NC, Screw terminal DC operation 80 V DC !!! Phased-out product !!! Successor is SIRIUS 3RH21 | - | 0 | 0
3TH2031-0BF4 |  | 3TH2031-0BF4 | 1 | UN | 1 | 5 | B | D | N | N | 85364900 | 1 | 4011209045699 | 0.214 | KG | 56.65 | 56.65 | CP06 | CP06 | Contactor relay, 31E, EN 50011, 3 NO + 1 NC, Screw terminal DC operation 110 V DC !!! Phased-out product !!! Successor is SIRIUS 3RH21 | - | 0 | 0
3TH2031-0BG4 |  | 3TH2031-0BG4 | 1 | UN | 1 | 20 | D | D | N | N | 85364900 | 1 | 4011209045705 | 0.213 | KG | 59.17 | 59.17 | CP06 | CP06 | Contactor relay, 31E, EN 50011, 3 NO + 1 NC, Screw terminal DC operation 125 V DC !!! Phased-out product !!! Successor is SIRIUS 3RH21 | - | 0 | 0
3TH2031-0BK4 |  | 3TH2031-0BK4 | 1 | UN | 1 | 20 | D | D | N | N | 85364900 | 1 | 4011209186675 | 0.219 | KG | 59.17 | 59.17 | CP06 | CP06 | Contactor relay 31 E EN 50011 3 NO+1 NC;Screw terminal Direct current operation 180 V DC !!! Phased-out product !!! Successor is SIRIUS 3RH21 | - | 0 | 7
3TH2031-0BM4 |  | 3TH2031-0BM4 | 1 | UN | 1 | 20 | D | D | N | N | 85364900 | 1 | 4011209045712 | 0.214 | KG | 56.65 | 56.65 | CP06 | CP06 | Contactor relay, 31E, EN 50011, 3 NO + 1 NC, Screw terminal DC operation 220 V DC !!! Phased-out product !!! Successor is SIRIUS 3RH21 | - | 0 | 0
3TH2031-0BN4 |  | 3TH2031-0BN4 | 1 | UN | 1 | 0 | A | D | N | N | 85364900 | 1 | 4011209107823 | 0.23 | KG | 59.17 | 59.17 | CP06 | CP06 | Contactor relay, 31E, EN 50011, 3 NO + 1 NC, Screw terminal DC operation 250 V DC, !!! Phased-out product !!! Successor is SIRIUS 3RH21 | - | 0 | 0
3TH2031-0BP4 |  | 3TH2031-0BP4 | 1 | UN | 1 | 20 | D | D | N | N | 85364900 | 1 | 4011209088559 | 0.212 | KG | 59.17 | 59.17 | CP06 | CP06 | Contactor relay, 31E, EN 50011, 3 NO + 1 NC, Screw terminal DC operation 230 V DC !!! Phased-out product !!! Successor is SIRIUS 3RH21 | - | 0 | 0
3TH2031-0BQ4 |  | 3TH2031-0BQ4 | 1 | UN | 1 | 20 | D | D | N | N | 85364900 | 1 | 4011209145931 | 0.214 | KG | 59.17 | 59.17 | CP06 | CP06 | Contactor relay, 31E, EN 50011, 3 NO + 1 NC, Screw terminal DC operation 240 V DC !!! Phased-out product !!! Successor is SIRIUS 3RH21 | - | 0 | 0
3TH2031-0BU4 |  | 3TH2031-0BU4 | 1 | UN | 1 | 20 | D | D | N | N | 85364900 | 1 | 4011209107144 | 0.25 | KG | 59.17 | 59.17 | CP06 | CP06 | Contactor relay, 31E, EN 50011, 3 NO + 1 NC, Screw terminal DC operation 21.5 V DC !!! Phased-out product !!! Successor is SIRIUS 3RH21 | - | 0 | 0
3TH2031-0BV4 |  | 3TH2031-0BV4 | 1 | UN | 1 | 0 | A | D | N | N | 85364900 | 1 | 4011209196179 | 0.211 | KG | 61.89 | 61.89 | CP06 | CP06 | Contactor relay 31 E EN 50011 3 NO+1 NC;Screw terminal Direct current operation 36 V DC !!! Phased-out product !!! Successor is SIRIUS 3RH21 | - | 0 | 7
3TH2031-0BW4 |  | 3TH2031-0BW4 | 1 | UN | 1 | 20 | D | D | N | N | 85364900 | 1 | 4011209045729 | 0.215 | KG | 59.17 | 59.17 | CP06 | CP06 | Contactor relay 31 E EN 50011 3 NO+1 NC;Screw terminal Direct current operation 48 V DC !!! Phased-out product !!! Successor is SIRIUS 3RH21 | - | 0 | 7
3TH2031-0DB4 |  | 3TH2031-0DB4 | 1 | UN | 1 | 2 | A | D | N | N | 85364900 | 1 | 4011209045736 | 0.214 | KG | 57.42 | 57.42 | CP06 | CP06 | Contactor relay, 31E, EN 50011, 3 NO + 1 NC, Screw terminal Diode or varistor attachable 24 V DC DC operation, 2 CO !!! Phased-out product !!! Successor is SIRIUS 3RH21 | - | 0 | 0
3TH2031-0DE8 |  | 3TH2031-0DE8 | 1 | UN | 1 | 0 | A | D | N | N | 85364900 | 1 | 4011209320406 | 0.213 | KG | 60.04 | 60.04 | CP06 | CP06 | Contactor relay 31 E EN 50011 3 NO+1 NC;Screw terminal Diode or varistor attachable Direct current operation 2 W 80 V DC !!! Phased-out product !!! Successor is SIRIUS 3RH21 | - | 0 | 7
3TH2031-0DF4 |  | 3TH2031-0DF4 | 1 | UN | 1 | 0 | A | D | N | N | 85364900 | 1 | 4011209262782 | 0.21 | KG | 60.04 | 60.04 | CP06 | CP06 | Contactor relay 31 E EN 50011 3 NO+1 NC;Screw terminal Diode or varistor attachable Direct current operation 2 W 110 V DC !!! Phased-out product !!! Successor is SIRIUS 3RH21 | - | 0 | 7
3TH2031-0FB4 |  | 3TH2031-0FB4 | 1 | UN | 1 | 2 | A | D | N | N | 85364900 | 1 | 4011209045743 | 0.215 | KG | 55.68 | 55.68 | CP06 | CP06 | Contactor relay, 31E, EN 50011, 3 NO + 1 NC, Screw terminal Diode or varistor attachable 24 V DC DC operation, 1.2 W No additional auxiliary contacts !!! Phased-out product !!! Successor is SIRIUS 3RH21 | - | 0 | 0
3TH2031-0FB4-Z | X90 | 3TH2031-0FB4-ZX90 | 1 | UN | 1 | 0 | A | D | N | N | 85364900 | 32 | 4011209120594 | 1.17 | KG | 64.02 | 64.02 | CP06 | CP06 | Contactor relay 31 E EN 50011 3 NO+1 NC;Screw terminal Diode or varistor attachable Direct current operation 1.2 W 24 V DC reusable packaging Packing quantity 168 units No additional auxiliary contacts !!! Phased-out product !!! Successor is SIRIUS 3RH21 | - | 0 | 7
3TH2031-0GE8 |  | 3TH2031-0GE8 | 1 | UN | 1 | 2 | A | D | N | N | 85364900 | 1 | 4011209099982 | 0.204 | KG | 74.79 | 74.79 | CP06 | CP06 | Contactor relay, 31E, EN 50011, 3 NO + 1 NC, Snap-on mounting DC operation with diode (Schindler) 80 V DC !!! Phased-out product !!! Successor is SIRIUS 3RH21 | - | 0 | 0
3TH2031-0GU4 |  | 3TH2031-0GU4 | 1 | UN | 1 | 20 | D | D | N | N | 85364900 | 1 | 4011209106499 | 0.205 | KG | 76.92 | 76.92 | CP06 | CP06 | Contactor relay, 31E, EN 50011, 3 NO + 1 NC, Snap-on mounting DC operation with diode (Schindler) 21.5 V DC !!! Phased-out product !!! Successor is SIRIUS 3RH21 | - | 0 | 0
3TH2031-0HX4 |  | 3TH2031-0HX4 | 1 | UN | 1 | 2 | A | D | N | N | 85364190 | 1 | 4011209347106 | 0.22 | KG | 80.7 | 80.7 | CP06 | CP06 | ISKAMATIC contactor relay, 31E, EN 50011, 3 NO + 1 NC, Screw terminal with integrated interference suppression diode 14-27 V DC >45 ms !!! Phased-out product !!! Successor is SIRIUS 3RH21 | - | 0 | 0
3TH2031-0HY4 |  | 3TH2031-0HY4 | 1 | UN | 1 | 20 | D | D | N | N | 85364900 | 1 | 4011209357037 | 0.22 | KG | 98.94 | 98.94 | CP06 | CP06 | ISKAMATIC contactor relay, 31E, EN 50011, 3 NO + 1 NC, Screw terminal with integrated interference suppression diode 14-27 V DC <45 ms !!! Phased-out product !!! Successor is SIRIUS 3RH21 | - | 0 | 0
3TH2031-0JB4 |  | 3TH2031-0JB4 | 1 | UN | 1 | 2 | A | D | N | N | 85364900 | 1 | 4011209045750 | 0.216 | KG | 66.35 | 66.35 | CP06 | CP06 | Contactor relay, 31E, EN 50011, 3 NO + 1 NC, Screw terminal Diode built-in 24 V DC DC operation, 2 CO !!! Phased-out product !!! Successor is SIRIUS 3RH21 | - | 0 | 0
3TH2031-0LB4 |  | 3TH2031-0LB4 | 1 | UN | 1 | 2 | A | D | N | N | 85364900 | 1 | 4011209045767 | 0.219 | KG | 61.21 | 61.21 | CP06 | CP06 | Contactor relay, 31E, EN 50011, 3 NO + 1 NC, Screw terminal Operating range 0.7...1.25xUS 2 CO, connected to varistor DC operation 24 VDC !!! Phased-out product !!! Successor is SIRIUS 3RH21 | - | 0 | 0
3TH2031-0LE4 |  | 3TH2031-0LE4 | 1 | UN | 1 | 0 | A | D | N | N | 85364900 | 1 | 4011209216860 | 0.215 | KG | 61.21 | 61.21 | CP06 | CP06 | Contactor relay 31 E EN 50011 3 NO+1 NC;Screw terminal Operating range 0.7 to 1.25 x US 2 CO, connected to varistor Direct current operation 42...75 V DC !!! Phased-out product !!! Successor is SIRIUS 3RH21 | - | 0 | 7
3TH2031-0LF4 |  | 3TH2031-0LF4 | 1 | UN | 1 | 20 | D | D | N | N | 85364900 | 1 | 4011209261372 | 0.213 | KG | 61.21 | 61.21 | CP06 | CP06 | Contactor relay, 31E, EN 50011, 3 NO + 1 NC, Screw terminal Operating range 0.7...1.25xUS 2 CO, connected to varistor DC operation 110 V DC !!! Phased-out product !!! Successor is SIRIUS 3RH21 | - | 0 | 0
3TH2031-0MB4 |  | 3TH2031-0MB4 | 1 | UN | 1 | 20 | D | D | N | N | 85364900 | 1 | 4011209087576 | 0.2 | KG | 64.02 | 64.02 | CP06 | CP06 | Contactor relay, 31E, EN 50011, 3 NO + 1 NC, Screw terminal Varistor built-in 24 V DC DC operation, 1.2 W !!! Phased-out product !!! Successor is SIRIUS 3RH21 | - | 0 | 0
3TH2031-0QL2 |  | 3TH2031-0QL2 | 1 | UN | 1 | 20 | D | D | N | N | 85364900 | 1 | 4011209142022 | 0.213 | KG | 87.11 | 87.11 | CP06 | CP06 | Contactor relay, 31E, EN 50011, 3 NO + 1 NC, Screw terminal Rectifier bridge built-in AC operation 230 V AC 50/60 Hz !!! Phased-out product !!! Successor is SIRIUS 3RH21 | - | 0 | 0
3TH2031-0SB4 |  | 3TH2031-0SB4 | 1 | UN | 1 | 20 | D | D | N | N | 85364900 | 1 | 4011209135956 | 0.196 | KG | 67.32 | 67.32 | CP06 | CP06 | Contactor relay, 31E, EN 50011, 3 NO + 1 NC, Screw terminal With surge suppression (interference suppression diode) DC operation 24 VDC !!! Phased-out product !!! Successor is SIRIUS 3RH21 | - | 0 | 0
3TH2031-0TB4 |  | 3TH2031-0TB4 | 1 | UN | 1 | 20 | D | D | N | N | 85364900 | 1 | 4011209080324 | 0.218 | KG | 64.31 | 64.31 | CP06 | CP06 | Contactor relay, 31E, EN 50011, 3 NO + 1 NC, Screw terminal Diode built-in 24 V DC DC operation, 1.2 W !!! Phased-out product !!! Successor is SIRIUS 3RH21 | - | 0 | 0
3TH2031-1AF0 |  | 3TH2031-1AF0 | 1 | UN | 1 | 2 | A | D | N | N | 85364900 | 1 | 4011209045774 | 0.181 | KG | 58.59 | 58.59 | CP06 | CP06 | Contactor relay, 31E, EN 50011, 3 NO + 1 NC flat connector terminal AC operation 110 V AC 50 Hz/132 V AC 60 Hz !!! Phased-out product !!! Successor is SIRIUS 3RH21 | - | 0 | 0
3TH2031-1AF0-Z | X95 | 3TH2031-1AF0-ZX95 | 1 | UN | 1 | 0 | A | D | N | N | 85364900 | 168 | 4011209352926 | 0.173 | KG | 67.12 | 67.12 | CP06 | CP06 | Contactor relay 31 E EN 50011 3 NO+1 NC; Flat connector terminal Alternating current operation 110 V AC 50 Hz/132 V AC 60 Hz Reusable packaging Packing quantity 168 units !!! Phased-out product !!! Successor is SIRIUS 3RH21 | - | 0 | 7
3TH2031-1AG1 |  | 3TH2031-1AG1 | 1 | UN | 1 | 20 | D | D | N | N | 85364900 | 1 | 4011209127951 | 0.181 | KG | 60.04 | 60.04 | CP06 | CP06 | Contactor relay 31 E EN 50011 3 NO+1 NC; Flat connector terminal Alternating current operation 110 V AC 60 Hz/92 V AC 50 Hz !!! Phased-out product !!! Successor is SIRIUS 3RH21 | - | 0 | 7
3TH2031-1AN1 |  | 3TH2031-1AN1 | 1 | UN | 1 | 0 | A | D | N | N | 85364900 | 1 | 4011209256477 | 0.183 | KG | 62.76 | 62.76 | CP06 | CP06 | Contactor relay 31 E EN 50011 3 NO+1 NC; Flat connector terminal Alternating current operation 220 V AC 60 Hz/183 V AC 50 Hz !!! Phased-out product !!! Successor is SIRIUS 3RH21 | - | 0 | 7
3TH2031-1AP0 |  | 3TH2031-1AP0 | 1 | UN | 1 | 20 | D | D | N | N | 85364900 | 1 | 4011209145146 | 0.17 | KG | 58.59 | 58.59 | CP06 | CP06 | Contactor relay, 31E, EN 50011, 3 NO + 1 NC flat connector terminal AC operation 230 V AC 50 Hz, 277 V 60 Hz !!! Phased-out product !!! Successor is SIRIUS 3RH21 | - | 0 | 0
3TH2031-1BB4 |  | 3TH2031-1BB4 | 1 | UN | 1 | 2 | A | D | N | N | 85364900 | 1 | 4011209100879 | 0.202 | KG | 66.74 | 66.74 | CP06 | CP06 | Contactor relay, 31E, EN 50011, 3 NO + 1 NC flat connector terminal DC operation 24 VDC !!! Phased-out product !!! Successor is SIRIUS 3RH21 | - | 0 | 0
3TH2031-1BC4 |  | 3TH2031-1BC4 | 1 | UN | 1 | 20 | D | D | N | N | 85364900 | 1 | 4011209259515 | 0.204 | KG | 69.26 | 69.26 | CP06 | CP06 | Contactor relay 31 E EN 50011 3 NO+1 NC; Flat connector terminal Direct current operation 30 V DC !!! Phased-out product !!! Successor is SIRIUS 3RH21 | - | 0 | 7
3TH2031-1BF4 |  | 3TH2031-1BF4 | 1 | UN | 1 | 20 | D | D | N | N | 85364900 | 1 | 4011209141995 | 0.21 | KG | 66.74 | 66.74 | CP06 | CP06 | Contactor relay, 31E, EN 50011, 3 NO + 1 NC flat connector terminal DC operation 110 V DC !!! Phased-out product !!! Successor is SIRIUS 3RH21 | - | 0 | 0
3TH2031-1BM4 |  | 3TH2031-1BM4 | 1 | UN | 1 | 0 | A | D | N | N | 85364900 | 1 | 4011209159822 | 0.192 | KG | 69.74 | 69.74 | CP06 | CP06 | Contactor relay 31 E EN 50011 3 NO+1 NC; Flat connector terminal Direct current operation 220 V DC !!! Phased-out product !!! Successor is SIRIUS 3RH21 | - | 0 | 7
3TH2031-1DB4 |  | 3TH2031-1DB4 | 1 | UN | 1 | 20 | D | D | N | N | 85364900 | 1 | 4011209117785 | 0.204 | KG | 66.74 | 66.74 | CP06 | CP06 | Contactor relay, 31E, EN 50011, 3 NO + 1 NC flat connector terminal Diode or varistor attachable 24 V DC DC operation, 2 CO !!! Phased-out product !!! Successor is SIRIUS 3RH21 | - | 0 | 0
3TH2031-1LB4 |  | 3TH2031-1LB4 | 1 | UN | 1 | 0 | A | D | N | N | 85364900 | 1 | 4011209177451 | 0.2 | KG | 74.79 | 74.79 | CP06 | CP06 | Contactor relay 31 E EN 50011 3 NO+1 NC; Flat connector terminal Varistor built-in Direct current operation 2 CO, 24 V DC !!! Phased-out product !!! Successor is SIRIUS 3RH21 | - | 0 | 7
3TH2031-3AM2 |  | 3TH2031-3AM2 | 1 | UN | 1 | 0 | A | D | N | N | 85364900 | 1 | 4011209248595 | 0.166 | KG | 46.37 | 46.37 | CP06 | CP06 | Contactor relay 31 E EN 50011 3 NO+1 NC; Flat connector terminal Snap-on mounting standard mounting rail Alternating current operation 208 V AC 50/60 Hz !!! Phased-out product !!! Successor is SIRIUS 3RH21 | - | 0 | 7
3TH2031-3AP0 |  | 3TH2031-3AP0 | 1 | UN | 1 | 20 | D | D | N | N | 85364900 | 1 | 4011209085862 | 0.167 | KG | 42.49 | 38.61 | CP06 | CP06 | Contactor relay, 31E, EN 50011, 3 NO + 1 NC flat connector terminal Snap-on mounting standard mounting rail 230 V AC 50 Hz, 277 V 60 Hz AC operation !!! Phased-out product !!! Successor is SIRIUS 3RH21 | Lista Papel 2020 SI | 0 | 0
3TH2031-3BB4 |  | 3TH2031-3BB4 | 1 | UN | 1 | 20 | D | D | N | N | 85364900 | 1 | 4011209131064 | 0.189 | KG | 52.57 | 45.69 | CP06 | CP06 | Contactor relay, 31E, EN 50011, 3 NO + 1 NC flat connector terminal Snap-on mounting standard mounting rail 24 V DC DC operation !!! Phased-out product !!! Successor is SIRIUS 3RH21 | Lista Papel 2020 SI | 0 | 0
3TH2031-3BD4 |  | 3TH2031-3BD4 | 1 | UN | 1 | 0 | A | D | N | N | 85364900 | 1 | 4011209255609 | 0.184 | KG | 55 | 55 | CP06 | CP06 | Contactor relay, 31E, EN 50011, 3 NO + 1 NC flat connector terminal Snap-on mounting standard mounting rail 42 V DC DC operation !!! Phased-out product !!! Successor is SIRIUS 3RH21 | - | 0 | 0
3TH2031-3BE4 |  | 3TH2031-3BE4 | 1 | UN | 1 | 20 | D | D | N | N | 85364900 | 1 | 4011209107656 | 0.188 | KG | 52.57 | 52.57 | CP06 | CP06 | Contactor relay, 31E, EN 50011, 3 NO + 1 NC flat connector terminal Snap-on mounting standard mounting rail 60 V DC DC operation !!! Phased-out product !!! Successor is SIRIUS 3RH21 | - | 0 | 0
3TH2031-3BF4 |  | 3TH2031-3BF4 | 1 | UN | 1 | 20 | D | D | N | N | 85364900 | 1 | 4011209194298 | 0.183 | KG | 52.57 | 52.57 | CP06 | CP06 | Contactor relay, 31E, EN 50011, 3 NO + 1 NC flat connector terminal 6.3 x 0.8 mm, Snap-on mounting standard mounting rail DC operation, 110 V DC !!! Phased-out product !!! Successor is SIRIUS 3RH21 | - | 0 | 0
3TH2031-3BM4 |  | 3TH2031-3BM4 | 1 | UN | 1 | 20 | D | D | N | N | 85364900 | 1 | 4011209198234 | 0.186 | KG | 50.25 | 50.25 | CP06 | CP06 | Contactor relay, 31E, EN 50011, 3 NO + 1 NC flat connector terminal Snap-on mounting standard mounting rail 220 V DC DC operation !!! Phased-out product !!! Successor is SIRIUS 3RH21 | - | 0 | 0
3TH2031-3JB4 |  | 3TH2031-3JB4 | 1 | UN | 1 | 20 | D | D | N | N | 85364900 | 1 | 4011209099326 | 0.19 | KG | 59.66 | 59.66 | CP06 | CP06 | Contactor relay, 31E, EN 50011, 3 NO + 1 NC flat connector terminal Snap-on mounting, with diode 24 V DC DC operation !!! Phased-out product !!! Successor is SIRIUS 3RH21 | - | 0 | 0
3TH2031-4AP0 |  | 3TH2031-4AP0 | 1 | UN | 1 | 20 | D | D | N | N | 85364900 | 1 | 4011209182783 | 0.19 | KG | 48.4 | 48.4 | CP06 | CP06 | Contactor relay, 31E, EN 50011, 3 NO + 1 NC, Screw terminal AC operation 230 V AC 50 Hz, 277 V 60 Hz !!! Phased-out product !!! Successor is SIRIUS 3RH21 | - | 0 | 0
3TH2031-4BB4 |  | 3TH2031-4BB4 | 1 | UN | 1 | 0 | A | D | N | N | 85364900 | 1 | 4011209237568 | 0.213 | KG | 58.1 | 58.1 | CP06 | CP06 | Contactor relay 31 E EN 50011 3 NO+1 NC;Screw terminal Direct current operation 24 V DC !!! Phased-out product !!! Successor is SIRIUS 3RH21 | - | 0 | 7
3TH2031-4BU4 |  | 3TH2031-4BU4 | 1 | UN | 1 | 20 | D | D | N | N | 85364900 | 1 | 4011209182769 | 0.215 | KG | 57.62 | 57.62 | CP06 | CP06 | Contactor relay, 31E, EN 50011, 3 NO + 1 NC, Screw terminal DC operation 21.5 V DC !!! Phased-out product !!! Successor is SIRIUS 3RH21 | - | 0 | 0
3TH2031-6AC2 |  | 3TH2031-6AC2 | 1 | UN | 1 | 20 | D | D | N | N | 85364900 | 1 | 4011209196049 | 0.161 | KG | 48.69 | 48.69 | CP06 | CP06 | Contactor relay, 31E, EN 50011, 3 NO + 1 NC, Soldering pin connection Screw mounting (diagonal) 24 V AC 50/60 Hz AC operation !!! Phased-out product !!! Successor is SIRIUS 3RH21 | - | 0 | 0
3TH2031-6AP0 |  | 3TH2031-6AP0 | 1 | UN | 1 | 20 | D | D | N | N | 85364900 | 1 | 4011209195097 | 0.162 | KG | 48.69 | 44.23 | CP06 | CP06 | Contactor relay, 31E, EN 50011, 3 NO + 1 NC, Soldering pin connection Screw mounting (diagonal) 230 V AC 50 Hz, 277 V 60 Hz AC operation !!! Phased-out product !!! Successor is SIRIUS 3RH21 | Lista Papel 2020 SI | 0 | 0
3TH2031-6BB4 |  | 3TH2031-6BB4 | 1 | UN | 1 | 20 | D | D | N | N | 85364900 | 1 | 4011209113169 | 0.185 | KG | 56.36 | 51.22 | CP06 | CP06 | Contactor relay, 31E, EN 50011, 3 NO + 1 NC, Soldering pin connection Screw mounting (diagonal) 24 V DC DC operation !!! Phased-out product !!! Successor is SIRIUS 3RH21 | Lista Papel 2020 SI | 0 | 0
3TH2031-6BF4 |  | 3TH2031-6BF4 | 1 | UN | 1 | 20 | D | D | N | N | 85364900 | 1 | 4011209045781 | 0.192 | KG | 56.36 | 56.36 | CP06 | CP06 | Contactor relay, 31E, EN 50011, 3 NO + 1 NC, Soldering pin connection Screw mounting (diagonal) 110 V DC DC operation !!! Phased-out product !!! Successor is SIRIUS 3RH21 | - | 0 | 0
3TH2031-6BM4 |  | 3TH2031-6BM4 | 1 | UN | 1 | 0 | A | D | EAR99 | N | 85364900 | 1 |  | 0.19 | KG | 58.88 | 58.88 | CP06 | CP06 | Contactor relay, 31E, EN 50011, 3 NO + 1 NC, Soldering pin connection Screw mounting (diagonal) 220 V DC DC operation !!! Phased-out product !!! Successor is SIRIUS 3RH21 | - | 0 | 0
3TH2031-6DB4 |  | 3TH2031-6DB4 | 1 | UN | 1 | 20 | D | D | N | N | 85364900 | 1 | 4011209099814 | 0.184 | KG | 56.36 | 56.36 | CP06 | CP06 | Contactor relay, 31E, EN 50011, 3 NO + 1 NC, Soldering pin connection Screw mounting (diagonal) 24 VDC DC operation, 2 CO !!! Phased-out product !!! Successor is SIRIUS 3RH21 | - | 0 | 0
3TH2031-7AB0 |  | 3TH2031-7AB0 | 1 | UN | 1 | 0 | A | D | N | N | 85364900 | 1 | 4011209288423 | 0.165 | KG | 42.29 | 42.29 | CP06 | CP06 | Contactor relay, 31E, EN 50011, 3 NO + 1 NC flat connector terminal Screw mounting (diagonal) 24 V AC 50 Hz/29 V AC 60 Hz AC operation !!! Phased-out product !!! Successor is SIRIUS 3RH21 | - | 0 | 0
3TH2031-7AD0 |  | 3TH2031-7AD0 | 1 | UN | 1 | 0 | A | D | N | N | 85364900 | 1 | 4011209205468 | 0.163 | KG | 42.29 | 42.29 | CP06 | CP06 | Contactor relay, 31E, EN 50011, 3 NO + 1 NC flat connector terminal Screw mounting (diagonal) 42 V AC 50 Hz/50 V AC 60 Hz AC operation !!! Phased-out product !!! Successor is SIRIUS 3RH21 | - | 0 | 0
3TH2031-7AF0 |  | 3TH2031-7AF0 | 1 | UN | 1 | 0 | A | D | N | N | 85364900 | 1 | 4011209138124 | 0.16 | KG | 42.29 | 42.29 | CP06 | CP06 | Contactor relay, 31E, EN 50011, 3 NO + 1 NC flat connector terminal Screw mounting (diagonal) 110 V AC 50 Hz/132 V AC 60 Hz AC operation !!! Phased-out product !!! Successor is SIRIUS 3RH21 | - | 0 | 0
3TH2031-7AG1 |  | 3TH2031-7AG1 | 1 | UN | 1 | 20 | D | D | N | N | 85364900 | 1 | 4011209150669 | 0.159 | KG | 42.78 | 42.78 | CP06 | CP06 | Contactor relay 31 E EN 50011 3 NO+1 NC; Flat connector terminal Screw mounting (diagonal) Alternating current operation 110 V AC 60 Hz/92 V AC 50 Hz !!! Phased-out product !!! Successor is SIRIUS 3RH21 | - | 0 | 7
3TH2031-7AP0 |  | 3TH2031-7AP0 | 1 | UN | 1 | 20 | D | D | N | N | 85364900 | 1 | 4011209153448 | 0.163 | KG | 40.45 | 36.76 | CP06 | CP06 | Contactor relay, 31E, EN 50011, 3 NO + 1 NC flat connector terminal Screw mounting (diagonal) 230 V AC 50 Hz, 277 V 60 Hz AC operation !!! Phased-out product !!! Successor is SIRIUS 3RH21 | Lista Papel 2020 SI | 0 | 0
3TH2031-7AU0 |  | 3TH2031-7AU0 | 1 | UN | 1 | 0 | A | D | N | N | 85364900 | 1 | 4011209240971 | 0.164 | KG | 44.72 | 44.72 | CP06 | CP06 | Contactor relay 31 E EN 50011 3 NO+1 NC; Flat connector terminal Screw mounting (diagonal) Alternating current operation 240 V AC 50 Hz/288 V AC 60 Hz !!! Phased-out product !!! Successor is SIRIUS 3RH21 | - | 0 | 7
3TH2031-7BB4 |  | 3TH2031-7BB4 | 1 | UN | 1 | 5 | B | D | N | N | 85364900 | 1 | 4011209231634 | 0.183 | KG | 49.37 | 44.91 | CP06 | CP06 | Contactor relay, 31E, EN 50011, 3 NO + 1 NC flat connector terminal Screw mounting (diagonal) 24 V DC DC operation !!! Phased-out product !!! Successor is SIRIUS 3RH21 | Lista Papel 2020 SI | 0 | 0
3TH2031-7BB4-Z | B04 | 3TH2031-7BB4-ZB04 | 1 | UN | 1 | 20 | D | D | N | N | 85364900 | 1 | 4011209255524 | 0.199 | KG | 66.15 | 66.15 | CP06 | CP06 | Contactor relay 31 E EN 50011 3 NO+1 NC; Flat connector terminal Screw mounting (diagonal) Direct current operation 24 V DC Adapter plate Liebherr !!! Phased-out product !!! Successor is SIRIUS 3RH21 | - | 0 | 7
3TH2031-7BB8 |  | 3TH2031-7BB8 | 1 | UN | 1 | 0 | A | D | N | N | 85364900 | 1 | 4011209214842 | 0.184 | KG | 53.45 | 53.45 | CP06 | CP06 | Contactor relay 31 E EN 50011 3 NO+1 NC; Flat connector terminal Screw mounting (diagonal) Direct current operation DC solenoid system 22 V DC special version !!! Phased-out product !!! Successor is SIRIUS 3RH21 | - | 0 | 7
3TH2031-7BE4 |  | 3TH2031-7BE4 | 1 | UN | 1 | 20 | D | D | N | N | 85364900 | 1 | 4011209271098 | 0.184 | KG | 51.12 | 51.12 | CP06 | CP06 | Contactor relay, 31E, EN 50011, 3 NO + 1 NC flat connector terminal Screw mounting (diagonal) 60 V DC DC operation !!! Phased-out product !!! Successor is SIRIUS 3RH21 | - | 0 | 0
3TH2031-7BF4 |  | 3TH2031-7BF4 | 1 | UN | 1 | 20 | D | D | N | N | 85364900 | 1 | 4011209253896 | 0.18 | KG | 49.37 | 49.37 | CP06 | CP06 | Contactor relay, 31E, EN 50011, 3 NO + 1 NC flat connector terminal Screw mounting (diagonal) 110 V DC DC operation !!! Phased-out product !!! Successor is SIRIUS 3RH21 | - | 0 | 0
3TH2031-7BM4 |  | 3TH2031-7BM4 | 1 | UN | 1 | 20 | D | D | N | N | 85364900 | 1 | 4011209271104 | 0.174 | KG | 49.37 | 49.37 | CP06 | CP06 | Contactor relay, 31E, EN 50011, 3 NO + 1 NC flat connector terminal Screw mounting (diagonal) 220 V DC DC operation !!! Phased-out product !!! Successor is SIRIUS 3RH21 | - | 0 | 0
3TH2031-7BW4 |  | 3TH2031-7BW4 | 1 | UN | 1 | 5 | B | D | N | N | 85364900 | 1 | 4011209271081 | 0.186 | KG | 51.12 | 51.12 | CP06 | CP06 | Contactor relay, 31E, EN 50011, 3 NO + 1 NC flat connector terminal Screw mounting (diagonal) 48 V DC DC operation !!! Phased-out product !!! Successor is SIRIUS 3RH21 | - | 0 | 0
3TH2031-7DB4 |  | 3TH2031-7DB4 | 1 | UN | 1 | 20 | D | D | N | N | 85364900 | 1 | 4011209114180 | 0.178 | KG | 49.37 | 49.37 | CP06 | CP06 | Contactor relay, 31E, EN 50011, 3 NO + 1 NC flat connector terminal Screw mounting (diagonal) 24 VDC DC operation, 2 CO Without wiring !!! Phased-out product !!! Successor is SIRIUS 3RH21 | - | 0 | 0
3TH2031-7JB4 |  | 3TH2031-7JB4 | 1 | UN | 1 | 5 | B | D | N | N | 85364900 | 1 | 4011209281295 | 0.183 | KG | 59.36 | 59.36 | CP06 | CP06 | Contactor relay, 31E, EN 50011, 3 NO + 1 NC flat connector terminal Screw mounting (diagonal) 24 VDC DC operation, 2 CO Diode built-in !!! Phased-out product !!! Successor is SIRIUS 3RH21 | - | 0 | 0
3TH2031-7JB4-Z | X90 | 3TH2031-7JB4-ZX90 | 1 | UN | 1 | 2 | A | D | N | N | 85364900 | 40 | 4011209292017 | 0.183 | KG | 65.18 | 65.18 | CP06 | CP06 | Contactor relay 31 E EN 50011 3 NO+1 NC; Flat connector terminal Screw mounting (diagonal) Diode built-in Direct current operation 2 W 24 V DC multi-unit packaging Packing quantity 40 units !!! Phased-out product !!! Successor is SIRIUS 3RH21 | - | 0 | 7
3TH2031-7UW4 |  | 3TH2031-7UW4 | 1 | UN | 1 | 20 | D | D | N | N | 85364900 | 1 | 4011209339644 | 0.3 | KG | 54.03 | 54.03 | CP06 | CP06 | Contactor relay, 22E, EN 50011, 3 NO + 1 NC flat connector terminal Screw mounting (diagonal) 48 V DC DC operation with integrated diode !!! Phased-out product !!! Successor is SIRIUS 3RH21 | - | 0 | 0
3TH2040-0AB0 |  | 3TH2040-0AB0 | 1 | UN | 1 | 20 | D | D | N | N | 85364900 | 1 | 4011209045798 | 0.196 | KG | 50.05 | 50.05 | CP06 | CP06 | Contactor relay, 40E, EN 50011, 4 NO; Screw terminal AC operation 24 V AC 50 Hz/29 V AC 60 Hz !!! Phased-out product !!! Successor is SIRIUS 3RH21 | - | 0 | 0
3TH2040-0AC0 |  | 3TH2040-0AC0 | 1 | UN | 1 | 0 | A | D | N | N | 85364900 | 1 | 4011209237544 | 0.193 | KG | 51.8 | 51.8 | CP06 | CP06 | Contactor relay, 40E, EN 50011, 4 NO; Screw terminal AC operation 32 V AC 50 Hz/38 V AC 60 Hz !!! Phased-out product !!! Successor is SIRIUS 3RH21 | - | 0 | 0
3TH2040-0AC1 |  | 3TH2040-0AC1 | 1 | UN | 1 | 20 | D | D | N | N | 85364900 | 1 | 4011209100701 | 0.19 | KG | 51.8 | 51.8 | CP06 | CP06 | Contactor relay 40 E EN 50011 4 NO;Screw terminal Alternating current operation 24 V AC 60 Hz/20 V AC 50 Hz !!! Phased-out product !!! Successor is SIRIUS 3RH21 | - | 0 | 7
3TH2040-0AC2 |  | 3TH2040-0AC2 | 1 | UN | 1 | 20 | D | D | N | N | 85364900 | 1 | 4011209045804 | 0.195 | KG | 50.05 | 50.05 | CP06 | CP06 | Contactor relay, 40E, EN 50011, 4 NO; Screw terminal AC operation 24 V AC 50/60 Hz !!! Phased-out product !!! Successor is SIRIUS 3RH21 | - | 0 | 0
3TH2040-0AD0 |  | 3TH2040-0AD0 | 1 | UN | 1 | 20 | D | D | N | N | 85364900 | 1 | 4011209045811 | 0.22 | KG | 50.05 | 50.05 | CP06 | CP06 | Contactor relay, 40E, EN 50011, 4 NO; Screw terminal AC operation 42 V AC 50 Hz/50 V AC 60 Hz !!! Phased-out product !!! Successor is SIRIUS 3RH21 | - | 0 | 0
3TH2040-0AD2 |  | 3TH2040-0AD2 | 1 | UN | 1 | 20 | D | D | N | N | 85364900 | 1 | 4011209086777 | 0.25 | KG | 51.8 | 51.8 | CP06 | CP06 | Contactor relay, 40E, EN 50011, 4 NO; Screw terminal AC operation 42 V AC 50/60 Hz !!! Phased-out product !!! Successor is SIRIUS 3RH21 | - | 0 | 0
3TH2040-0AF0 |  | 3TH2040-0AF0 | 1 | UN | 1 | 5 | B | D | N | N | 85364900 | 1 | 4011209045828 | 0.19 | KG | 50.05 | 50.05 | CP06 | CP06 | Contactor relay, 40E, EN 50011, 4 NO; Screw terminal AC operation 110 V AC 50 Hz/132 V AC 60 Hz !!! Phased-out product !!! Successor is SIRIUS 3RH21 | - | 0 | 0
3TH2040-0AF6 |  | 3TH2040-0AF6 | 1 | UN | 1 | 20 | D | D | N | N | 85364900 | 1 | 4011209191822 | 0.19 | KG | 54.13 | 54.13 | CP06 | CP06 | Contactor relay 40 E EN 50011 4 NO;Screw terminal Alternating current operation 110 V AC 60 Hz 100 V AC 50 Hz !!! Phased-out product !!! Successor is SIRIUS 3RH21 | - | 0 | 7
3TH2040-0AG0 |  | 3TH2040-0AG0 | 1 | UN | 1 | 0 | A | D | N | N | 85364900 | 1 | 4011209203518 | 0.191 | KG | 54.13 | 54.13 | CP06 | CP06 | Contactor relay 40 E EN 50011 4 NO;Screw terminal Alternating current operation 36 V AC 50 Hz/42 V AC 60 Hz !!! Phased-out product !!! Successor is SIRIUS 3RH21 | - | 0 | 7
3TH2040-0AG1 |  | 3TH2040-0AG1 | 1 | UN | 1 | 20 | D | D | N | N | 85364900 | 1 | 4011209045835 | 0.192 | KG | 51.8 | 51.8 | CP06 | CP06 | Contactor relay, 40E, EN 50011, 4 NO; Screw terminal AC operation 110 V 60 Hz/92 V AC 50 Hz !!! Phased-out product !!! Successor is SIRIUS 3RH21 | - | 0 | 0
3TH2040-0AG2 |  | 3TH2040-0AG2 | 1 | UN | 1 | 2 | A | D | N | N | 85364900 | 1 | 4011209045842 | 0.193 | KG | 50.05 | 50.05 | CP06 | CP06 | Contactor relay, 40E, EN 50011, 4 NO; Screw terminal AC operation 110 V AC 50/60 Hz !!! Phased-out product !!! Successor is SIRIUS 3RH21 | - | 0 | 0
3TH2040-0AH0 |  | 3TH2040-0AH0 | 1 | UN | 1 | 20 | D | D | N | N | 85364900 | 1 | 4011209118584 | 0.191 | KG | 51.8 | 51.8 | CP06 | CP06 | Contactor relay, 40E, EN 50011, 4 NO; Screw terminal AC operation 48 V AC 50 Hz/58 V AC 60 Hz !!! Phased-out product !!! Successor is SIRIUS 3RH21 | - | 0 | 0
3TH2040-0AJ1 |  | 3TH2040-0AJ1 | 1 | UN | 1 | 20 | D | D | N | N | 85364900 | 1 | 4011209098053 | 0.194 | KG | 51.8 | 51.8 | CP06 | CP06 | Contactor relay 40 E EN 50011 4 NO;Screw terminal Alternating current operation 115 V AC 60 Hz/96 V AC 50 Hz !!! Phased-out product !!! Successor is SIRIUS 3RH21 | - | 0 | 7
3TH2040-0AJ2 |  | 3TH2040-0AJ2 | 1 | UN | 1 | 0 | A | D | N | N | 85364900 | 1 | 4011209093591 | 0.193 | KG | 51.8 | 51.8 | CP06 | CP06 | Contactor relay 40 E EN 50011 4 NO;Screw terminal Alternating current operation 115 V AC 50/60 Hz !!! Phased-out product !!! Successor is SIRIUS 3RH21 | - | 0 | 7
3TH2040-0AK6 |  | 3TH2040-0AK6 | 1 | UN | 1 | 2 | A | D | N | N | 85364900 | 1 | 4011209045859 | 0.193 | KG | 50.05 | 50.05 | CP06 | CP06 | Contactor relay, 40E, EN 50011, 4 NO; Screw terminal AC operation 120 V AC 60 Hz/110 V AC 50 Hz !!! Phased-out product !!! Successor is SIRIUS 3RH21 | - | 0 | 0
3TH2040-0AL2 |  | 3TH2040-0AL2 | 1 | UN | 1 | 2 | A | D | N | N | 85364900 | 1 | 4011209045866 | 0.19 | KG | 50.05 | 50.05 | CP06 | CP06 | Contactor relay, 40E, EN 50011, 4 NO; Screw terminal AC operation 230 V AC 50/60 Hz !!! Phased-out product !!! Successor is SIRIUS 3RH21 | - | 0 | 0
3TH2040-0AM2 |  | 3TH2040-0AM2 | 1 | UN | 1 | 0 | A | D | N | N | 85364900 | 1 | 4011209148369 | 0.171 | KG | 54.13 | 54.13 | CP06 | CP06 | Contactor relay 40 E EN 50011 4 NO;Screw terminal Alternating current operation 208 V AC 50/60 Hz !!! Phased-out product !!! Successor is SIRIUS 3RH21 | - | 0 | 7
3TH2040-0AM6 |  | 3TH2040-0AM6 | 1 | UN | 1 | 20 | D | D | N | N | 85364900 | 1 | 4011209151260 | 0.195 | KG | 51.8 | 51.8 | CP06 | CP06 | Contactor relay, 40E, EN 50011, 4 NO; Screw terminal AC operation 220 V AC 60 Hz 200 V AC 50 Hz !!! Phased-out product !!! Successor is SIRIUS 3RH21 | - | 0 | 0
3TH2040-0AN1 |  | 3TH2040-0AN1 | 1 | UN | 1 | 20 | D | D | N | N | 85364900 | 1 | 4011209045880 | 0.165 | KG | 51.8 | 51.8 | CP06 | CP06 | Contactor relay, 40E, EN 50011, 4 NO; Screw terminal AC operation 220 V AC 60 Hz/183 V AC 50 Hz !!! Phased-out product !!! Successor is SIRIUS 3RH21 | - | 0 | 0
3TH2040-0AN2 |  | 3TH2040-0AN2 | 1 | UN | 1 | 20 | D | D | N | N | 85364900 | 1 | 4011209045897 | 0.195 | KG | 50.05 | 50.05 | CP06 | CP06 | Contactor relay, 40E, EN 50011, 4 NO; Screw terminal AC operation 220 V AC 50/60 Hz !!! Phased-out product !!! Successor is SIRIUS 3RH21 | - | 0 | 0
3TH2040-0AP0 |  | 3TH2040-0AP0 | 1 | UN | 1 | 2 | A | D | N | N | 85364900 | 1 | 4011209045903 | 0.193 | KG | 50.05 | 45.49 | CP06 | CP06 | Contactor relay, 40E, EN 50011, 4 NO; Screw terminal AC operation 230 V AC 50 Hz, 277 V 60 Hz !!! Phased-out product !!! Successor is SIRIUS 3RH21 | Lista Papel 2020 SI | 0 | 0
3TH2040-0AP0-Z | X90 | 3TH2040-0AP0-ZX90 | 1 | UN | 1 | 0 | A | D | N | N | 85364900 | 32 | 4011209126039 | 1.17 | KG | 55.97 | 55.97 | CP06 | CP06 | Contactor relay 40 E EN 50011 4 NO;Screw terminal Alternating current operation 230 V AC 50 Hz, 277 V 60 Hz Multi-unit packaging Packing quantity 32 units !!! Phased-out product !!! Successor is SIRIUS 3RH21 | - | 0 | 7
3TH2040-0AP2 |  | 3TH2040-0AP2 | 1 | UN | 1 | 20 | D | D | N | N | 85364900 | 1 | 4011209117846 | 0.195 | KG | 51.8 | 51.8 | CP06 | CP06 | Contactor relay, 40E, EN 50011, 4 NO; Screw terminal AC operation 240 V AC 50/60 Hz !!! Phased-out product !!! Successor is SIRIUS 3RH21 | - | 0 | 0
3TH2040-0AP6 |  | 3TH2040-0AP6 | 1 | UN | 1 | 20 | D | D | N | N | 85364900 | 1 | 4011209114715 | 0.195 | KG | 51.8 | 51.8 | CP06 | CP06 | Contactor relay 40 E EN 50011 4 NO;Screw terminal Alternating current operation 240 V AC 60 Hz/220 V AC 50 Hz !!! Phased-out product !!! Successor is SIRIUS 3RH21 | - | 0 | 7
3TH2040-0AR1 |  | 3TH2040-0AR1 | 1 | UN | 1 | 20 | D | D | N | N | 85364900 | 1 | 4011209126503 | 0.203 | KG | 66.83 | 66.83 | CP06 | CP06 | Contactor relay, 40E, EN 50011, 4 NO; Screw terminal AC operation 440 V AC 60 Hz/367 V AC 50 Hz !!! Phased-out product !!! Successor is SIRIUS 3RH21 | - | 0 | 7
3TH2040-0AR2 |  | 3TH2040-0AR2 | 1 | UN | 1 | 0 | A | D | N | N | 85364900 | 1 | 4011209316508 | 0.195 | KG | 66.83 | 66.83 | CP06 | CP06 | Contactor relay, 40E, EN 50011, 4 NO; Screw terminal AC operation 440 V AC 50/60 Hz !!! Phased-out product !!! Successor is SIRIUS 3RH21 | - | 0 | 7
3TH2040-0AU0 |  | 3TH2040-0AU0 | 1 | UN | 1 | 20 | D | D | N | N | 85364900 | 1 | 4011209045910 | 0.192 | KG | 51.8 | 51.8 | CP06 | CP06 | Contactor relay, 40E, EN 50011, 4 NO; Screw terminal AC operation 240 V AC 50 Hz/288 V AC 60 Hz !!! Phased-out product !!! Successor is SIRIUS 3RH21 | - | 0 | 0
3TH2040-0AU1 |  | 3TH2040-0AU1 | 1 | UN | 1 | 0 | A | D | N | N | 85364900 | 1 | 4011209155817 | 0.192 | KG | 54.13 | 54.13 | CP06 | CP06 | Contactor relay 40 E EN 50011 4 NO;Screw terminal Alternating current operation 277 V AC 60 Hz !!! Phased-out product !!! Successor is SIRIUS 3RH21 | - | 0 | 7
3TH2040-0AV0 |  | 3TH2040-0AV0 | 1 | UN | 1 | 0 | A | D | N | N | 85364900 | 1 | 4011209095496 | 0.19 | KG | 66.83 | 66.83 | CP06 | CP06 | Contactor relay, 40E, EN 50011, 4 NO; Screw terminal AC operation 400 V AC 50 Hz/480 V 60 Hz !!! Phased-out product !!! Successor is SIRIUS 3RH21 | - | 0 | 7
3TH2040-0BA4 |  | 3TH2040-0BA4 | 1 | UN | 1 | 20 | D | D | N | N | 85364900 | 1 | 4011209045927 | 0.217 | KG | 59.17 | 59.17 | CP06 | CP06 | Contactor relay 40 E EN 50011 4 NO;Screw terminal Direct current operation 12 V DC !!! Phased-out product !!! Successor is SIRIUS 3RH21 | - | 0 | 7
3TH2040-0BB4 |  | 3TH2040-0BB4 | 1 | UN | 1 | 1 | A | D | N | N | 85364900 | 1 | 4011209045934 | 0.21 | KG | 56.65 | 51.51 | CP06 | CP06 | Contactor relay, 40E, EN 50011, 4 NO; Screw terminal DC operation 24 VDC !!! Phased-out product !!! Successor is SIRIUS 3RH21 | Lista Papel 2020 SI | 0 | 0
3TH2040-0BB4-Z | X90 | 3TH2040-0BB4-ZX90 | 1 | UN | 1 | 0 | A | D | N | N | 85364900 | 32 | 4011209082861 | 1.17 | KG | 65.18 | 65.18 | CP06 | CP06 | Contactor relay 40 E EN 50011 4 NO;Screw terminal Direct current operation 24 V DC Multi-unit packaging Packing quantity 32 units !!! Phased-out product !!! Successor is SIRIUS 3RH21 | - | 0 | 7
3TH2040-0BB4-Z | X92X95 | 3TH2040-0BB4-ZX92X95 | 1 | UN | 1 | 0 | A | D | N | N | 85364900 | 168 |  | 0.17 | KG | 65.18 | 65.18 | CP06 | CP06 | Contactor relay 40 E EN 50011 4 NO;Screw terminal Direct current operation 24 V DC Bulk packaging without unit labeling plate Reusable packaging Packing quantity 168 units !!! Phased-out product !!! Successor is SIRIUS 3RH21 | - | 0 | 7
3TH2040-0BC4 |  | 3TH2040-0BC4 | 1 | UN | 1 | 20 | D | D | N | N | 85364900 | 1 | 4011209045941 | 0.212 | KG | 59.17 | 59.17 | CP06 | CP06 | Contactor relay, 40E, EN 50011, 4 NO; Screw terminal DC operation 30 V DC !!! Phased-out product !!! Successor is SIRIUS 3RH21 | - | 0 | 0
3TH2040-0BD4 |  | 3TH2040-0BD4 | 1 | UN | 1 | 20 | D | D | N | N | 85364900 | 1 | 4011209081277 | 0.23 | KG | 59.17 | 59.17 | CP06 | CP06 | Contactor relay 40 E EN 50011 4 NO;Screw terminal Direct current operation 42 V DC !!! Phased-out product !!! Successor is SIRIUS 3RH21 | - | 0 | 7
3TH2040-0BE4 |  | 3TH2040-0BE4 | 1 | UN | 1 | 20 | D | D | N | N | 85364900 | 1 | 4011209045958 | 0.216 | KG | 59.17 | 59.17 | CP06 | CP06 | Contactor relay, 40E, EN 50011, 4 NO; Screw terminal DC operation 60 V DC !!! Phased-out product !!! Successor is SIRIUS 3RH21 | - | 0 | 0
3TH2040-0BE8 |  | 3TH2040-0BE8 | 1 | UN | 1 | 20 | D | D | N | N | 85364900 | 1 | 4011209079816 | 0.212 | KG | 59.17 | 59.17 | CP06 | CP06 | Contactor relay, 40E, EN 50011, 4 NO; Screw terminal DC operation 80 V DC !!! Phased-out product !!! Successor is SIRIUS 3RH21 | - | 0 | 0
3TH2040-0BF4 |  | 3TH2040-0BF4 | 1 | UN | 1 | 20 | D | D | N | N | 85364900 | 1 | 4011209045965 | 0.209 | KG | 56.65 | 56.65 | CP06 | CP06 | Contactor relay, 40E, EN 50011, 4 NO; Screw terminal DC operation 110 V DC !!! Phased-out product !!! Successor is SIRIUS 3RH21 | - | 0 | 0
3TH2040-0BG4 |  | 3TH2040-0BG4 | 1 | UN | 1 | 20 | D | D | N | N | 85364900 | 1 | 4011209095045 | 0.211 | KG | 59.17 | 59.17 | CP06 | CP06 | Contactor relay, 40E, EN 50011, 4 NO; Screw terminal DC operation 125 V DC !!! Phased-out product !!! Successor is SIRIUS 3RH21 | - | 0 | 0
3TH2040-0BK4 |  | 3TH2040-0BK4 | 1 | UN | 1 | 20 | D | D | N | N | 85364900 | 1 | 4011209186545 | 0.212 | KG | 59.17 | 59.17 | CP06 | CP06 | Contactor relay 40 E EN 50011 4 NO;Screw terminal Direct current operation 180 V DC !!! Phased-out product !!! Successor is SIRIUS 3RH21 | - | 0 | 7
3TH2040-0BM4 |  | 3TH2040-0BM4 | 1 | UN | 1 | 20 | D | D | N | N | 85364900 | 1 | 4011209045972 | 0.21 | KG | 56.65 | 56.65 | CP06 | CP06 | Contactor relay, 40E, EN 50011, 4 NO; Screw terminal DC operation 220 V DC !!! Phased-out product !!! Successor is SIRIUS 3RH21 | - | 0 | 0
3TH2040-0BN4 |  | 3TH2040-0BN4 | 1 | UN | 1 | 20 | D | D | N | N | 85364900 | 1 | 4011209134294 | 0.169 | KG | 59.17 | 59.17 | CP06 | CP06 | Contactor relay, 40E, EN 50011, 4 NO; Screw terminal DC operation 250 V DC, !!! Phased-out product !!! Successor is SIRIUS 3RH21 | - | 0 | 0
3TH2040-0BP4 |  | 3TH2040-0BP4 | 1 | UN | 1 | 20 | D | D | N | N | 85364900 | 1 | 4011209095328 | 0.219 | KG | 59.17 | 59.17 | CP06 | CP06 | Contactor relay, 40E, EN 50011, 4 NO; Screw terminal DC operation 230 V DC !!! Phased-out product !!! Successor is SIRIUS 3RH21 | - | 0 | 0
3TH2040-0BQ4 |  | 3TH2040-0BQ4 | 1 | UN | 1 | 0 | A | D | N | N | 85364900 | 1 | 4011209145948 | 0.212 | KG | 61.89 | 61.89 | CP06 | CP06 | Contactor relay 40 E EN 50011 4 NO;Screw terminal Direct current operation 240 V DC !!! Phased-out product !!! Successor is SIRIUS 3RH21 | - | 0 | 7
3TH2040-0BU4 |  | 3TH2040-0BU4 | 1 | UN | 1 | 0 | A | D | N | N | 85364900 | 1 | 4011209166042 | 0.218 | KG | 61.89 | 61.89 | CP06 | CP06 | Contactor relay, 40E, EN 50011, 4 NO; Screw terminal DC operation 21.5 V DC !!! Phased-out product !!! Successor is SIRIUS 3RH21 | - | 0 | 0
3TH2040-0BV4 |  | 3TH2040-0BV4 | 1 | UN | 1 | 0 | A | D | N | N | 85364900 | 1 | 4011209133037 | 0.294 | KG | 61.89 | 61.89 | CP06 | CP06 | Contactor relay 40 E EN 50011 4 NO;Screw terminal Direct current operation 36 V DC !!! Phased-out product !!! Successor is SIRIUS 3RH21 | - | 0 | 7
3TH2040-0BW4 |  | 3TH2040-0BW4 | 1 | UN | 1 | 20 | D | D | N | N | 85364900 | 1 | 4011209045989 | 0.22 | KG | 59.17 | 59.17 | CP06 | CP06 | Contactor relay, 40E, EN 50011, 4 NO; Screw terminal DC operation 48 V DC !!! Phased-out product !!! Successor is SIRIUS 3RH21 | - | 0 | 0
3TH2040-0BX8 |  | 3TH2040-0BX8 | 1 | UN | 1 | 0 | A | D | N | N | 85364900 | 1 | 4011209080584 | 0.111 | KG | 61.89 | 61.89 | CP06 | CP06 | Contactor relay 40 E EN 50011 4 NO;Screw terminal Direct current operation DC solenoid system 64 V DC (0.83-1.17 US) !!! Phased-out product !!! Successor is SIRIUS 3RH21 | - | 0 | 7
3TH2040-0DB4 |  | 3TH2040-0DB4 | 1 | UN | 1 | 20 | D | D | N | N | 85364900 | 1 | 4011209045996 | 0.213 | KG | 57.42 | 57.42 | CP06 | CP06 | Contactor relay, 40E, EN 50011, 4 NO; Screw terminal Diode or varistor attachable 24 V DC DC operation, 2 CO !!! Phased-out product !!! Successor is SIRIUS 3RH21 | - | 0 | 0
3TH2040-0DJ4 |  | 3TH2040-0DJ4 | 1 | UN | 1 | 0 | A | D | N | N | 85364900 | 1 | 4011209370975 | 0.213 | KG | 60.04 | 60.04 | CP06 | CP06 | Contactor relay 40 E EN 50011 4 NO;Screw terminal Diode or varistor attachable Direct current operation 2 W 36...65 V DC !!! Phased-out product !!! Successor is SIRIUS 3RH21 | - | 0 | 7
3TH2040-0FB4 |  | 3TH2040-0FB4 | 1 | UN | 1 | 20 | D | D | N | N | 85364900 | 1 | 4011209046009 | 0.214 | KG | 55.68 | 55.68 | CP06 | CP06 | Contactor relay, 40E, EN 50011, 4 NO; Screw terminal Diode or varistor attachable 24 V DC DC operation, 1.2 W No additional auxiliary contacts !!! Phased-out product !!! Successor is SIRIUS 3RH21 | - | 0 | 0
3TH2040-0JB4 |  | 3TH2040-0JB4 | 1 | UN | 1 | 20 | D | D | N | N | 85364900 | 1 | 4011209046016 | 0.216 | KG | 66.35 | 66.35 | CP06 | CP06 | Contactor relay, 40E, EN 50011, 4 NO; Screw terminal Diode built-in 24 V DC DC operation, 2 CO !!! Phased-out product !!! Successor is SIRIUS 3RH21 | - | 0 | 0
3TH2040-0LB4 |  | 3TH2040-0LB4 | 1 | UN | 1 | 2 | A | D | N | N | 85364900 | 1 | 4011209046023 | 0.217 | KG | 61.21 | 61.21 | CP06 | CP06 | Contactor relay, 40E, EN 50011, 4 NO; Screw terminal Operating range 0.7...1.25xUS 24 VDC 2 CO, connected to varistor DC operation !!! Phased-out product !!! Successor is SIRIUS 3RH21 | - | 0 | 0
3TH2040-0LF4 |  | 3TH2040-0LF4 | 1 | UN | 1 | 20 | D | D | N | N | 85364900 | 1 | 4011209169425 | 0.207 | KG | 61.21 | 61.21 | CP06 | CP06 | Contactor relay, 40E, EN 50011, 4 NO; Screw terminal Operating range 0.7...1.25xUS 110 V DC 2 CO, connected to varistor DC operation !!! Phased-out product !!! Successor is SIRIUS 3RH21 | - | 0 | 0
3TH2040-0MB4 |  | 3TH2040-0MB4 | 1 | UN | 1 | 15 | C | D | N | N | 85364900 | 1 | 4011209096806 | 0.212 | KG | 66.93 | 66.93 | CP06 | CP06 | Contactor relay, 40E, EN 50011, 4 NO; Screw terminal Varistor built-in DC operation, 1.2 W 24 V DC !!! Phased-out product !!! Successor is SIRIUS 3RH21 | - | 0 | 0
3TH2040-0QG2 |  | 3TH2040-0QG2 | 1 | UN | 1 | 20 | D | D | N | N | 85364900 | 1 | 4011209657052 | 0.191 | KG | 87.11 | 87.11 | CP06 | CP06 | Contactor relay, 40E, EN 50011, 4 NO; Screw terminal Rectifier bridge built-in AC operation 110 V AC 50/60 Hz !!! Phased-out product !!! Successor is SIRIUS 3RH21 | - | 0 | 0
3TH2040-0SB4 |  | 3TH2040-0SB4 | 1 | UN | 1 | 0 | A | D | N | N | 85364900 | 1 | 4011209193338 | 0.217 | KG | 77.89 | 77.89 | CP06 | CP06 | Contactor relay 40 E EN 50011 4 NO;Screw terminal With surge suppression (interference suppression diode) Direct current operation 24 V DC !!! Phased-out product !!! Successor is SIRIUS 3RH21 | - | 0 | 7
3TH2040-0TB4 |  | 3TH2040-0TB4 | 1 | UN | 1 | 20 | D | D | N | N | 85364900 | 1 | 4011209087705 | 0.214 | KG | 70.62 | 70.62 | CP06 | CP06 | Contactor relay 40 E EN 50011 4 NO;Screw terminal Diode built-in Direct current operation 1.2 W 24 V DC !!! Phased-out product !!! Successor is SIRIUS 3RH21 | - | 0 | 7
3TH2040-1AF0 |  | 3TH2040-1AF0 | 1 | UN | 1 | 20 | D | D | N | N | 85364900 | 1 | 4011209117778 | 0.182 | KG | 58.59 | 58.59 | CP06 | CP06 | Contactor relay, 40E, EN 50011, 4 NO; Flat connector terminal AC operation 110 V AC 50 Hz/132 V AC 60 Hz !!! Phased-out product !!! Successor is SIRIUS 3RH21 | - | 0 | 0
3TH2040-1AP0 |  | 3TH2040-1AP0 | 1 | UN | 1 | 20 | D | D | N | N | 85364900 | 1 | 4011209080638 | 0.191 | KG | 61.21 | 61.21 | CP06 | CP06 | Contactor relay, 40E, EN 50011, 4 NO; Flat connector terminal AC operation 230 V AC 50 Hz, 277 V 60 Hz !!! Phased-out product !!! Successor is SIRIUS 3RH21 | - | 0 | 0
3TH2040-1AU0 |  | 3TH2040-1AU0 | 1 | UN | 1 | 0 | A | D | N | N | 85364900 | 1 | 4011209239623 | 0.182 | KG | 62.76 | 62.76 | CP06 | CP06 | Contactor relay 40 E EN 50011 4 NO; Flat connector terminal Alternating current operation 240 V AC 50 Hz/288 V AC 60 Hz !!! Phased-out product !!! Successor is SIRIUS 3RH21 | - | 0 | 7
3TH2040-1BB4 |  | 3TH2040-1BB4 | 1 | UN | 1 | 20 | D | D | N | N | 85364900 | 1 | 4011209084780 | 0.201 | KG | 66.74 | 66.74 | CP06 | CP06 | Contactor relay 40 E EN 50011 4 NO; Flat connector terminal Direct current operation 24 V DC !!! Phased-out product !!! Successor is SIRIUS 3RH21 | - | 0 | 7
3TH2040-1BC4 |  | 3TH2040-1BC4 | 1 | UN | 1 | 0 | A | D | N | N | 85364900 | 1 | 4011209113961 | 0.202 | KG | 72.36 | 72.36 | CP06 | CP06 | Contactor relay, 40E, EN 50011, 4 NO; Flat connector terminal DC operation 30 V DC !!! Phased-out product !!! Successor is SIRIUS 3RH21 | - | 0 | 0
3TH2040-1BE4 |  | 3TH2040-1BE4 | 1 | UN | 1 | 0 | A | D | N | N | 85364900 | 1 | 4011209177031 | 0.205 | KG | 72.36 | 72.36 | CP06 | CP06 | Contactor relay, 40E, EN 50011, 4 NO; Flat connector terminal DC operation 60 V DC !!! Phased-out product !!! Successor is SIRIUS 3RH21 | - | 0 | 0
3TH2040-1BF4 |  | 3TH2040-1BF4 | 1 | UN | 1 | 20 | D | D | N | N | 85364900 | 1 | 4011209144941 | 0.2 | KG | 66.74 | 66.74 | CP06 | CP06 | Contactor relay 40 E EN 50011 4 NO; Flat connector terminal Direct current operation 110 V DC !!! Phased-out product !!! Successor is SIRIUS 3RH21 | - | 0 | 7
3TH2040-1BV4 |  | 3TH2040-1BV4 | 1 | UN | 1 | 20 | D | D | N | N | 85364900 | 1 | 4011209112827 | 0.202 | KG | 69.26 | 69.26 | CP06 | CP06 | Contactor relay 40 E EN 50011 4 NO; Flat connector terminal Direct current operation 36 V DC !!! Phased-out product !!! Successor is SIRIUS 3RH21 | - | 0 | 7
3TH2040-1BW4 |  | 3TH2040-1BW4 | 1 | UN | 1 | 0 | A | D | N | N | 85364900 | 1 | 4011209138902 | 0.209 | KG | 72.36 | 72.36 | CP06 | CP06 | Contactor relay 40 E EN 50011 4 NO; Flat connector terminal Direct current operation 48 V DC !!! Phased-out product !!! Successor is SIRIUS 3RH21 | - | 0 | 7
3TH2040-3AP0 |  | 3TH2040-3AP0 | 1 | UN | 1 | 20 | D | D | N | N | 85364900 | 1 | 4011209146099 | 0.162 | KG | 42.49 | 38.61 | CP06 | CP06 | Contactor relay, 40E, EN 50011, 4 NO; Flat connector terminal Snap-on mounting standard mounting rail 230 V AC 50 Hz, 277 V 60 Hz AC operation !!! Phased-out product !!! Successor is SIRIUS 3RH21 | Lista Papel 2020 SI | 0 | 0
3TH2040-3BB4 |  | 3TH2040-3BB4 | 1 | UN | 1 | 0 | A | D | N | N | 85364900 | 1 | 4011209096431 | 0.187 | KG | 52.57 | 45.69 | CP06 | CP06 | Contactor relay, 40E, EN 50011, 4 NO; Flat connector terminal Snap-on mounting standard mounting rail 24 V DC DC operation !!! Phased-out product !!! Successor is SIRIUS 3RH21 | Lista Papel 2020 SI | 0 | 0
3TH2040-3BF4 |  | 3TH2040-3BF4 | 1 | UN | 1 | 0 | A | D | N | N | 85364900 | 1 | 4011209290983 | 0.21 | KG | 52.57 | 52.57 | CP06 | CP06 | Contactor relay, 40E, EN 50011, 4 NO; Flat connector terminal Snap-on mounting standard mounting rail 110 V DC DC operation !!! Phased-out product !!! Successor is SIRIUS 3RH21 | - | 0 | 0
3TH2040-3JB4 |  | 3TH2040-3JB4 | 1 | UN | 1 | 20 | D | D | N | N | 85364900 | 1 | 4011209206137 | 0.193 | KG | 59.66 | 59.66 | CP06 | CP06 | Contactor relay, 40E, EN 50011, 4 NO + 0 NC flat connector terminal Snap-on mounting, with diode 24 V DC DC operation !!! Phased-out product !!! Successor is SIRIUS 3RH21 | - | 0 | 0
3TH2040-6AC2 |  | 3TH2040-6AC2 | 1 | UN | 1 | 0 | A | D | N | N | 85364900 | 1 | 4011209196018 | 0.164 | KG | 50.83 | 50.83 | CP06 | CP06 | Contactor relay, 40E, EN 50011, Screw mounting (diagonal) AC operation 24 V AC 50/60 Hz !!! Phased-out product !!! Successor is SIRIUS 3RH21 | - | 0 | 0
3TH2040-6AG2 |  | 3TH2040-6AG2 | 1 | UN | 1 | 0 | A | D | N | N | 85364900 | 1 | 4011209252653 | 0.165 | KG | 50.83 | 50.83 | CP06 | CP06 | Contactor relay, 40E, EN 50011, Screw mounting (diagonal) AC operation 110 V AC 50/60 Hz !!! Phased-out product !!! Successor is SIRIUS 3RH21 | - | 0 | 0
3TH2040-6AN2 |  | 3TH2040-6AN2 | 1 | UN | 1 | 0 | A | D | N | N | 85364900 | 1 | 4011209196032 | 0.19 | KG | 50.83 | 50.83 | CP06 | CP06 | Contactor relay, 40E, EN 50011, Screw mounting (diagonal) AC operation 220 V AC 50/60 Hz !!! Phased-out product !!! Successor is SIRIUS 3RH21 | - | 0 | 0
3TH2040-6AP0 |  | 3TH2040-6AP0 | 1 | UN | 1 | 0 | A | D | N | N | 85364900 | 1 | 4011209263987 | 0.163 | KG | 50.83 | 44.23 | CP06 | CP06 | Contactor relay, 40E, EN 50011, Screw mounting (diagonal) AC operation 230 V AC 50 Hz, 277 V 60 Hz !!! Phased-out product !!! Successor is SIRIUS 3RH21 | Lista Papel 2020 SI | 0 | 0
3TH2040-6BB4 |  | 3TH2040-6BB4 | 1 | UN | 1 | 20 | D | D | N | N | 85364900 | 1 | 4011209109964 | 0.188 | KG | 56.36 | 51.22 | CP06 | CP06 | Contactor relay, 40E, EN 50011, 4 NO; Soldering pin connection Screw mounting (diagonal) 24 V DC DC operation !!! Phased-out product !!! Successor is SIRIUS 3RH21 | Lista Papel 2020 SI | 0 | 0
3TH2040-7AD0 |  | 3TH2040-7AD0 | 1 | UN | 1 | 0 | A | D | N | N | 85364900 | 1 | 4011209208599 | 0.16 | KG | 43.07 | 43.07 | CP06 | CP06 | Contactor relay, 40E, EN 50011, 4 NO; Flat connector terminal Screw mounting (diagonal) 42 V AC 50 Hz/50 V AC 60 Hz AC operation !!! Phased-out product !!! Successor is SIRIUS 3RH21 | - | 0 | 0
3TH2040-7AP0 |  | 3TH2040-7AP0 | 1 | UN | 1 | 20 | D | D | N | N | 85364900 | 1 | 4011209117822 | 0.158 | KG | 41.23 | 37.44 | CP06 | CP06 | Contactor relay, 40E, EN 50011, 4 NO; Flat connector terminal Screw mounting (diagonal) 230 V AC 50 Hz, 277 V 60 Hz AC operation !!! Phased-out product !!! Successor is SIRIUS 3RH21 | Lista Papel 2020 SI | 0 | 0
3TH2040-7BB4 |  | 3TH2040-7BB4 | 1 | UN | 1 | 20 | D | D | N | N | 85364900 | 1 | 4011209215177 | 0.185 | KG | 49.37 | 44.91 | CP06 | CP06 | Contactor relay, 40E, EN 50011, 4 NO; Flat connector terminal Screw mounting (diagonal) 24 V DC DC operation !!! Phased-out product !!! Successor is SIRIUS 3RH21 | Lista Papel 2020 SI | 0 | 0
3TH2040-7BB4-Z | B04 | 3TH2040-7BB4-ZB04 | 1 | UN | 1 | 20 | D | D | N | N | 85364900 | 1 | 4011209189973 | 0.203 | KG | 66.15 | 66.15 | CP06 | CP06 | Contactor relay 40 E EN 50011 4 NO; Flat connector terminal Screw mounting (diagonal) Direct current operation 24 V DC Adapter plate Liebherr !!! Phased-out product !!! Successor is SIRIUS 3RH21 | - | 0 | 7
3TH2040-7BF4 |  | 3TH2040-7BF4 | 1 | UN | 1 | 20 | D | D | N | N | 85364900 | 1 | 4011209114234 | 0.175 | KG | 49.37 | 49.37 | CP06 | CP06 | Contactor relay, 40E, EN 50011, 4 NO; Flat connector terminal Screw mounting (diagonal) 110 V DC DC operation !!! Phased-out product !!! Successor is SIRIUS 3RH21 | - | 0 | 0
3TH2040-7BM4 |  | 3TH2040-7BM4 | 1 | UN | 1 | 20 | D | D | N | N | 85364900 | 1 | 4011209172098 | 0.18 | KG | 49.37 | 49.37 | CP06 | CP06 | Contactor relay, 40E, EN 50011, 4 NO; Flat connector terminal Screw mounting (diagonal) 220 V DC DC operation !!! Phased-out product !!! Successor is SIRIUS 3RH21 | - | 0 | 0
3TH2081-0DE8 |  | 3TH2081-0DE8 | 1 | UN | 1 | 0 | A | D | N | N | 85364900 | 1 | 4011209145085 | 0.22 | KG | 73.14 | 73.14 | CP06 | CP06 | Contactor relay 81 E EN 50 011 8 NO+1 NC;Screw terminal Diode or varistor attachable Direct current operation 2 W 80 V DC !!! Phased-out product !!! Successor is SIRIUS 3RH21 | - | 0 | 7
3TH2081-0GB8 |  | 3TH2081-0GB8 | 1 | UN | 1 | 2 | A | D | N | N | 85364900 | 1 | 4011209110984 | 0.216 | KG | 74.79 | 74.79 | CP06 | CP06 | Contactor relay, 31Z, EN 50011, 3 NO + 1 NC, Snap-on mounting DC operation with diode (Schindler) 22 V DC special version !!! Phased-out product !!! Successor is SIRIUS 3RH21 | - | 0 | 0
3TH2081-0GB8-Z | X90 | 3TH2081-0GB8-ZX90 | 1 | UN | 1 | 5 | B | D | N | N | 85364900 | 32 | 4011209127364 | 0.194 | KG | 67.51 | 67.51 | CP06 | CP06 | Contactor relay 31Z EN 50011 3 NO+1 NC; Snap-on mounting Direct current operation with diode (Schindler) 22 V DC special version Multi-unit packaging Packing quantity 32 units !!! Phased-out product !!! Successor is SIRIUS 3RH21 | - | 0 | 7
3TH2081-0GD8 |  | 3TH2081-0GD8 | 1 | UN | 1 | 20 | D | D | N | N | 85364900 | 1 | 4011209108547 | 0.211 | KG | 74.79 | 74.79 | CP06 | CP06 | Contactor relay 31Z EN 50011 3 NO+1 NC; Snap-on mounting Direct current operation with diode (Schindler) 40 V DC special version !!! Phased-out product !!! Successor is SIRIUS 3RH21 | - | 0 | 7
3TH2081-0GD8-Z | X90 | 3TH2081-0GD8-ZX90 | 1 | UN | 1 | 0 | A | D | N | N | 85364900 | 32 | 4011209295179 | 6.878 | KG | 78.18 | 78.18 | CP06 | CP06 | Contactor relay 31Z EN 50011 3 NO+1 NC; Snap-on mounting Direct current operation with diode (Schindler) 40 V DC special version Multi-unit packaging Packing quantity 32 units !!! Phased-out product !!! Successor is SIRIUS 3RH21 | - | 0 | 7
3TH2081-0GE8 |  | 3TH2081-0GE8 | 1 | UN | 1 | 5 | B | D | N | N | 85364900 | 1 | 4011209086005 | 0.205 | KG | 74.79 | 74.79 | CP06 | CP06 | Contactor relay, 31Z, EN 50011, 3 NO + 1 NC, Snap-on mounting DC operation with diode (Schindler) 80 V DC !!! Phased-out product !!! Successor is SIRIUS 3RH21 | - | 0 | 0
3TH2081-0GE8-Z | X90 | 3TH2081-0GE8-ZX90 | 1 | UN | 1 | 20 | D | D | N | N | 85364900 | 32 | 4011209139923 | 0.191 | KG | 74.79 | 74.79 | CP06 | CP06 | Contactor relay 31Z EN 50011 3 NO+1 NC; Snap-on mounting Direct current operation with diode (Schindler) 80 V DC Multi-unit packaging Packing quantity 32 units !!! Phased-out product !!! Successor is SIRIUS 3RH21 | - | 0 | 7
3TH2081-0GU4 |  | 3TH2081-0GU4 | 1 | UN | 1 | 2 | A | D | N | N | 85364900 | 1 | 4011209168589 | 0.24 | KG | 76.92 | 76.92 | CP06 | CP06 | Contactor relay, 31Z, EN 50011, 3 NO + 1 NC, Snap-on mounting DC operation with diode (Schindler) 21.5 V DC !!! Phased-out product !!! Successor is SIRIUS 3RH21 | - | 0 | 0
3TH2081-0GU4-Z | X90 | 3TH2081-0GU4-ZX90 | 1 | UN | 1 | 20 | D | D | N | N | 85364900 | 32 | 4011209158085 | 0.213 | KG | 76.92 | 76.92 | CP06 | CP06 | Contactor relay 31Z EN 50011 3 NO+1 NC; Snap-on mounting Direct current operation with diode (Schindler) 21.5 V DC Multi-unit packaging Packing quantity 32 units !!! Phased-out product !!! Successor is SIRIUS 3RH21 | - | 0 | 7
3TH2082-0GB8 |  | 3TH2082-0GB8 | 1 | UN | 1 | 2 | A | D | N | N | 85364900 | 1 | 4011209085183 | 0.215 | KG | 74.79 | 74.79 | CP06 | CP06 | Contactor relay, 22Z, EN 50011, 2 NO + 2 NC, Snap-on mounting DC operation with diode (Schindler) 22 V DC special version !!! Phased-out product !!! Successor is SIRIUS 3RH21 | - | 0 | 0
3TH2082-0GB8-Z | X90 | 3TH2082-0GB8-ZX90 | 1 | UN | 1 | 2 | A | D | N | N | 85364900 | 32 | 4011209139695 | 0.187 | KG | 74.79 | 74.79 | CP06 | CP06 | Contactor relay 22Z EN 50011 2 NO + 2 NC, Snap-on mounting Direct current operation with diode (Schindler) 22 V DC special version Multi-unit packaging Packing quantity 32 units !!! Phased-out product !!! Successor is SIRIUS 3RH21 | - | 0 | 7
3TH2082-0GD8 |  | 3TH2082-0GD8 | 1 | UN | 1 | 20 | D | D | N | N | 85364900 | 1 | 4011209132559 | 0.214 | KG | 74.79 | 74.79 | CP06 | CP06 | Contactor relay 22Z EN 50011 2 NO + 2 NC, Snap-on mounting Direct current operation with diode (Schindler) 40 V DC special version !!! Phased-out product !!! Successor is SIRIUS 3RH21 | - | 0 | 7
3TH2082-0GD8-Z | X90 | 3TH2082-0GD8-ZX90 | 1 | UN | 1 | 0 | A | D | N | N | 85364900 | 32 | 4011209295186 | 0.201 | KG | 78.18 | 78.18 | CP06 | CP06 | Contactor relay 22Z EN 50011 2 NO + 2 NC, Snap-on mounting Direct current operation with diode (Schindler) 40 V DC special version Multi-unit packaging Packing quantity 32 units !!! Phased-out product !!! Successor is SIRIUS 3RH21 | - | 0 | 7
3TH2082-0GE8 |  | 3TH2082-0GE8 | 1 | UN | 1 | 5 | B | D | N | N | 85364900 | 1 | 4011209088504 | 0.201 | KG | 74.79 | 74.79 | CP06 | CP06 | Contactor relay, 22Z, EN 50011, 2 NO + 2 NC, Snap-on mounting DC operation with diode (Schindler) 80 V DC !!! Phased-out product !!! Successor is SIRIUS 3RH21 | - | 0 | 0
3TH2082-0GE8-Z | X90 | 3TH2082-0GE8-ZX90 | 1 | UN | 1 | 20 | D | D | N | N | 85364900 | 32 | 4011209095212 | 0.02 | KG | 74.79 | 74.79 | CP06 | CP06 | Contactor relay 22Z EN 50011 2 NO + 2 NC, Snap-on mounting Direct current operation with diode (Schindler) 80 V DC Multi-unit packaging Packing quantity 32 units !!! Phased-out product !!! Successor is SIRIUS 3RH21 | - | 0 | 7
3TH2082-0GU4 |  | 3TH2082-0GU4 | 1 | UN | 1 | 2 | A | D | N | N | 85364900 | 1 | 4011209097865 | 0.214 | KG | 76.92 | 76.92 | CP06 | CP06 | Contactor relay, 22Z, EN 50011, 2 NO + 2 NC, Snap-on mounting DC operation with diode (Schindler) 21.5 V DC !!! Phased-out product !!! Successor is SIRIUS 3RH21 | - | 0 | 0
3TH2082-0GU4-Z | X90 | 3TH2082-0GU4-ZX90 | 1 | UN | 1 | 5 | B | D | N | N | 85364900 | 32 | 4011209177468 | 0.168 | KG | 76.92 | 76.92 | CP06 | CP06 | Contactor relay 22Z EN 50011 2 NO + 2 NC, Snap-on mounting Direct current operation with diode (Schindler) 21.5 V DC Multi-unit packaging Packing quantity 32 units !!! Phased-out product !!! Successor is SIRIUS 3RH21 | - | 0 | 7
3TH2082-7BB4 |  | 3TH2082-7BB4 | 1 | UN | 1 | 20 | D | D | N | N | 85364900 | 1 | 4011209564947 | 0.182 | KG | 50.83 | 50.83 | CP06 | CP06 | Contactor relay, 22E, EN 50011, 2 NO + 2 NC flat connector terminal Screw mounting (diagonal) 24 V DC DC operation !!! Phased-out product !!! Successor is SIRIUS 3RH21 | - | 0 | 0
3TH2082-7BE4 |  | 3TH2082-7BE4 | 1 | UN | 1 | 20 | D | D | N | N | 85364900 | 1 | 4011209559417 | 0.197 | KG | 48.69 | 48.69 | CP06 | CP06 | Contactor relay, 22E, EN 50011, 2 NO + 2 NC flat connector terminal Screw mounting (diagonal) 60 V DC DC operation !!! Phased-out product !!! Successor is SIRIUS 3RH21 | - | 0 | 0
3TH2082-7BF4 |  | 3TH2082-7BF4 | 1 | UN | 1 | 20 | D | D | N | N | 85364900 | 1 | 4011209357365 | 0.177 | KG | 50.83 | 50.83 | CP06 | CP06 | Contactor relay, 22E, EN 50011, 2 NO + 2 NC flat connector terminal Screw mounting (diagonal) 110 V DC DC operation !!! Phased-out product !!! Successor is SIRIUS 3RH21 | - | 0 | 0
3TH2082-7BM4 |  | 3TH2082-7BM4 | 1 | UN | 1 | 20 | D | D | N | N | 85364900 | 1 | 4011209559141 | 0.178 | KG | 48.69 | 48.69 | CP06 | CP06 | Contactor relay, 22E, EN 50011, 2 NO + 2 NC flat connector terminal Screw mounting (diagonal) 220 V DC DC operation !!! Phased-out product !!! Successor is SIRIUS 3RH21 | - | 0 | 0
3TH2144-0AK6 |  | 3TH2144-0AK6 | 1 | UN | 1 | 20 | D | D | N | N | 85364900 | 1 | 4011209195165 | 0.264 | KG | 79.54 | 79.54 | CP06 | CP06 | Contactor relay, 44E, EN 50011, 4 NO + 4 NC; Screw terminal Width 90 mm 120 V AC 60 Hz/110 V AC 50 Hz AC operation !!! Phased-out product !!! Successor is SIRIUS 3RH21 | - | 0 | 0
3TH2144-0AP0 |  | 3TH2144-0AP0 | 1 | UN | 1 | 20 | D | D | N | N | 85364900 | 1 | 4011209080843 | 0.257 | KG | 79.54 | 79.54 | CP06 | CP06 | Contactor relay, 44E, EN 50011, 4 NO + 4 NC; Screw terminal Width 90 mm 230 V AC 50 Hz, 277 V 60 Hz AC operation !!! Phased-out product !!! Successor is SIRIUS 3RH21 | - | 0 | 0
3TH2144-0BB4 |  | 3TH2144-0BB4 | 1 | UN | 1 | 20 | D | D | N | N | 85364900 | 1 | 4011209046030 | 0.284 | KG | 90.79 | 90.79 | CP06 | CP06 | Contactor relay, 44E, EN 50011, 4 NO + 4 NC; Screw terminal Width 90 mm 24 V DC DC operation !!! Phased-out product !!! Successor is SIRIUS 3RH21 | - | 0 | 0
3TH2144-0BG4 |  | 3TH2144-0BG4 | 1 | UN | 1 | 0 | A | D | N | N | 85364900 | 1 | 4011209128637 | 0.272 | KG | 94.96 | 94.96 | CP06 | CP06 | Contactor relay, 44E, EN 50011, 4 NO + 4 NC; Screw terminal Width 90 mm 125 V DC DC operation !!! Phased-out product !!! Successor is SIRIUS 3RH21 | - | 0 | 0
3TH2144-6BA4 |  | 3TH2144-6BA4 | 1 | UN | 1 | 0 | A | D | N | N | 85364900 | 1 | 4011209674325 | 0.225 | KG | 83.03 | 83.03 | CP06 | CP06 | Contactor relay 44 E EN 50011 4 NO+4 NC, Soldering pin connection Screw mounting (diagonal) Width 90 mm Direct current operation 12 V DC !!! Phased-out product !!! Successor is SIRIUS 3RH21 | - | 0 | 7
3TH2153-0AK6 |  | 3TH2153-0AK6 | 1 | UN | 1 | 0 | A | D | N | N | 85364900 | 1 | 4011209111516 | 0.266 | KG | 83.13 | 83.13 | CP06 | CP06 | Contactor relay 53 E EN 50 011 5 NO+3 NC,Screw terminal Width 90 mm Alternating current operation 120 V AC 60 Hz/110 V AC 50 Hz !!! Phased-out product !!! Successor is SIRIUS 3RH21 | - | 0 | 7
3TH2153-0AM0 |  | 3TH2153-0AM0 | 1 | UN | 1 | 0 | A | D | N | N | 85364900 | 1 | 4011209131880 | 0.274 | KG | 83.13 | 83.13 | CP06 | CP06 | Contactor relay 53 E EN 50 011 5 NO+3 NC,Screw terminal Width 90 mm Alternating current operation 220 V AC 50 Hz, 277 V 60 Hz !!! Phased-out product !!! Successor is SIRIUS 3RH21 | - | 0 | 7
3TH2153-6BA4 |  | 3TH2153-6BA4 | 1 | UN | 1 | 0 | A | D | N | N | 85364900 | 1 | 4011209674189 | 0.225 | KG | 83.03 | 83.03 | CP06 | CP06 | Contactor relay 53 E EN 50 011 5 NO+3 NC, Soldering pin connection Screw mounting (diagonal) Width 90 mm Direct current operation 12 V DC !!! Phased-out product !!! Successor is SIRIUS 3RH21 | - | 0 | 7
3TH2162-0AK6 |  | 3TH2162-0AK6 | 1 | UN | 1 | 20 | D | D | N | N | 85364900 | 1 | 4011209193789 | 0.275 | KG | 79.54 | 79.54 | CP06 | CP06 | Contactor relay, 62E, EN 50011, 6 NO + 2 NC, Screw terminal Width 90 mm 120 V AC 60 Hz/110 V AC 50 Hz AC operation !!! Phased-out product !!! Successor is SIRIUS 3RH21 | - | 0 | 0
3TH2162-0BB4 |  | 3TH2162-0BB4 | 1 | UN | 1 | 20 | D | D | N | N | 85364900 | 1 | 4011209046054 | 0.284 | KG | 87.11 | 87.11 | CP06 | CP06 | Contactor relay, 62E, EN 50011, 6 NO + 2 NC, Screw terminal Width 90 mm 24 V DC DC operation !!! Phased-out product !!! Successor is SIRIUS 3RH21 | - | 0 | 0
3TH2162-0BE8 |  | 3TH2162-0BE8 | 1 | UN | 1 | 20 | D | D | N | N | 85364900 | 1 | 4011209095267 | 0.284 | KG | 90.5 | 90.5 | CP06 | CP06 | Contactor relay, 62E, EN 50011, 6 NO + 2 NC, Screw terminal Width 90 mm 80 V DC DC operation !!! Phased-out product !!! Successor is SIRIUS 3RH21 | - | 0 | 0
3TH2162-0BF4 |  | 3TH2162-0BF4 | 1 | UN | 1 | 0 | A | D | N | N | 85364900 | 1 | 4011209127630 | 0.278 | KG | 90.99 | 90.99 | CP06 | CP06 | Contactor relay 62 E EN 50 011 6 NO+2 NC,Screw terminal Width 90 mm Direct current operation 110 V DC !!! Phased-out product !!! Successor is SIRIUS 3RH21 | - | 0 | 7
3TH2162-0BM4 |  | 3TH2162-0BM4 | 1 | UN | 1 | 20 | D | D | N | N | 85364900 | 1 | 4011209091825 | 0.29 | KG | 87.11 | 87.11 | CP06 | CP06 | Contactor relay 62 E EN 50 011 6 NO+2 NC,Screw terminal Width 90 mm Direct current operation 220 V DC !!! Phased-out product !!! Successor is SIRIUS 3RH21 | - | 0 | 7
3TH2162-7AF0 |  | 3TH2162-7AF0 | 1 | UN | 1 | 0 | A | D | N | N | 85364900 | 1 | 4011209231627 | 0.185 | KG | 62.18 | 62.18 | CP06 | CP06 | Contactor relay 62 E EN 50 011 6 NO+2 NC, Flat connector terminal Screw mounting (diagonal) Width 90 mm Alternating current operation 110 V AC 50 Hz/132 V AC 60 Hz !!! Phased-out product !!! Successor is SIRIUS 3RH21 | - | 0 | 7
3TH2162-7AP0 |  | 3TH2162-7AP0 | 1 | UN | 1 | 20 | D | D | N | N | 85364900 | 1 | 4011209300088 | 0.2 | KG | 62.18 | 62.18 | CP06 | CP06 | Contactor relay, 62E, EN 50011, 6 NO + 2 NC flat connector terminal Screw mounting (diagonal) Width 90 mm AC operation 230 V AC 50 Hz, 277 V 60 Hz !!! Phased-out product !!! Successor is SIRIUS 3RH21 | - | 0 | 0
3TH2162-7BB4 |  | 3TH2162-7BB4 | 1 | UN | 1 | 20 | D | D | N | N | 85364900 | 1 | 4011209103764 | 0.215 | KG | 66.54 | 66.54 | CP06 | CP06 | Contactor relay, 62E, EN 50011, 6 NO + 2 NC flat connector terminal Screw mounting (diagonal) Width 90 mm DC operation 24 VDC !!! Phased-out product !!! Successor is SIRIUS 3RH21 | - | 0 | 0
3TH2162-7BE4 |  | 3TH2162-7BE4 | 1 | UN | 1 | 20 | D | D | N | N | 85364900 | 1 | 4011209271142 | 0.218 | KG | 70.33 | 70.33 | CP06 | CP06 | Contactor relay, 62E, EN 50011, 6 NO + 2 NC flat connector terminal Screw mounting (diagonal) Width 90 mm DC operation 60 V DC !!! Phased-out product !!! Successor is SIRIUS 3RH21 | - | 0 | 0
3TH2162-7BF4 |  | 3TH2162-7BF4 | 1 | UN | 1 | 20 | D | D | N | N | 85364900 | 1 | 4011209253902 | 0.21 | KG | 69.65 | 69.65 | CP06 | CP06 | Contactor relay, 62E, EN 50011, 6 NO + 2 NC flat connector terminal Screw mounting (diagonal) Width 90 mm DC operation 110 V DC !!! Phased-out product !!! Successor is SIRIUS 3RH21 | - | 0 | 0
3TH2162-7BM4 |  | 3TH2162-7BM4 | 1 | UN | 1 | 0 | A | D | N | N | 85364900 | 1 | 4011209271067 | 0.211 | KG | 69.65 | 69.65 | CP06 | CP06 | Contactor relay, 62E, EN 50011, 6 NO + 2 NC flat connector terminal Screw mounting (diagonal) Width 90 mm DC operation 220 V DC !!! Phased-out product !!! Successor is SIRIUS 3RH21 | - | 0 | 0
3TH2162-7BW4 |  | 3TH2162-7BW4 | 1 | UN | 1 | 20 | D | D | N | N | 85364900 | 1 | 4011209271135 | 0.208 | KG | 70.33 | 70.33 | CP06 | CP06 | Contactor relay, 62E, EN 50011, 6 NO + 2 NC flat connector terminal Screw mounting (diagonal) Width 90 mm DC operation 48 V DC !!! Phased-out product !!! Successor is SIRIUS 3RH21 | - | 0 | 0
3TH2162-7UW4 |  | 3TH2162-7UW4 | 1 | UN | 1 | 0 | A | D | N | N | 85364900 | 1 | 4011209339651 | 0.223 | KG | 109.61 | 109.61 | CP06 | CP06 | Contactor relay, 62E, EN 50011, 6 NO + 2 NC flat connector terminal Screw mounting (diagonal) 48 V DC DC operation with integrated diode !!! Phased-out product !!! Successor is SIRIUS 3RH21 | - | 0 | 0
3TH2171-0BB4 |  | 3TH2171-0BB4 | 1 | UN | 1 | 20 | D | D | N | N | 85364900 | 1 | 4011209046061 | 0.282 | KG | 87.11 | 87.11 | CP06 | CP06 | Contactor relay, 71E, EN 50011, 7 NO + 1 NC; Screw terminal Width 90 mm 24 V DC DC operation !!! Phased-out product !!! Successor is SIRIUS 3RH21 | - | 0 | 0
3TH2180-0AK6 |  | 3TH2180-0AK6 | 1 | UN | 1 | 0 | A | D | N | N | 85364900 | 1 | 4011209138117 | 0.265 | KG | 83.13 | 83.13 | CP06 | CP06 | Contactor relay 80 E EN 50 011 8 NO;Screw terminal Width 90 mm Alternating current operation 120 V AC 60 Hz/110 V AC 50 Hz !!! Phased-out product !!! Successor is SIRIUS 3RH21 | - | 0 | 7
3TH2180-0BB4 |  | 3TH2180-0BB4 | 1 | UN | 1 | 20 | D | D | N | N | 85364900 | 1 | 4011209046085 | 0.286 | KG | 87.11 | 87.11 | CP06 | CP06 | Contactor relay, 80E, EN 50011, 8 NO; Screw terminal Width 90 mm 24 V DC DC operation !!! Phased-out product !!! Successor is SIRIUS 3RH21 | - | 0 | 0
3TH2244-0AB0 |  | 3TH2244-0AB0 | 1 | UN | 1 | 20 | D | D | N | N | 85364900 | 1 | 4011209088023 | 0.237 | KG | 70.03 | 70.03 | CP06 | CP06 | Contactor relay, 44E, EN 50011, 4 NO + 4 NC; Screw terminal Width 45 mm 24 V AC 50 Hz/29 V AC 60 Hz AC operation !!! Phased-out product !!! Successor is SIRIUS 3RH21 | - | 0 | 0
3TH2244-0AC1 |  | 3TH2244-0AC1 | 1 | UN | 1 | 0 | A | D | N | N | 85364900 | 1 | 4011209127678 | 0.232 | KG | 75.66 | 75.66 | CP06 | CP06 | Contactor relay 44 E EN 50011 4 NO+4 NC,Screw terminal Overall width 45 mm Alternating current operation 24 V AC 60 Hz/20 V AC 50 Hz !!! Phased-out product !!! Successor is SIRIUS 3RH21 | - | 0 | 7
3TH2244-0AD0 |  | 3TH2244-0AD0 | 1 | UN | 1 | 20 | D | D | N | N | 85364900 | 1 | 4011209082502 | 0.236 | KG | 70.03 | 70.03 | CP06 | CP06 | Contactor relay, 44E, EN 50011, 4 NO + 4 NC; Screw terminal Width 45 mm 42 V AC 50 Hz/50 V AC 60 Hz AC operation !!! Phased-out product !!! Successor is SIRIUS 3RH21 | - | 0 | 0
3TH2244-0AF0 |  | 3TH2244-0AF0 | 1 | UN | 1 | 5 | B | D | N | N | 85364900 | 1 | 4011209046092 | 0.232 | KG | 70.03 | 70.03 | CP06 | CP06 | Contactor relay, 44E, EN 50011, 4 NO + 4 NC; Screw terminal Width 45 mm 110 V AC 50 Hz/132 V AC 60 Hz AC operation !!! Phased-out product !!! Successor is SIRIUS 3RH21 | - | 0 | 0
3TH2244-0AG2 |  | 3TH2244-0AG2 | 1 | UN | 1 | 20 | D | D | N | N | 85364900 | 1 | 4011209119215 | 0.233 | KG | 70.03 | 70.03 | CP06 | CP06 | Contactor relay, 44E, EN 50011, 4 NO + 4 NC; Screw terminal Width 45 mm 110 V AC 50/60 Hz AC operation !!! Phased-out product !!! Successor is SIRIUS 3RH21 | - | 0 | 0
3TH2244-0AK1 |  | 3TH2244-0AK1 | 1 | UN | 1 | 20 | D | D | N | N | 85364900 | 1 | 4011209091054 | 0.231 | KG | 75.66 | 75.66 | CP06 | CP06 | Contactor relay 44 E EN 50011 4 NO+4 NC,Screw terminal Overall width 45 mm Alternating current operation 120 V AC 60 Hz/100 V AC 50 Hz !!! Phased-out product !!! Successor is SIRIUS 3RH21 | - | 0 | 7
3TH2244-0AK6 |  | 3TH2244-0AK6 | 1 | UN | 1 | 20 | D | D | N | N | 85364900 | 1 | 4011209101210 | 0.231 | KG | 70.03 | 70.03 | CP06 | CP06 | Contactor relay, 44E, EN 50011, 4 NO + 4 NC; Screw terminal Width 45 mm 120 V AC 60 Hz/110 V AC 50 Hz AC operation !!! Phased-out product !!! Successor is SIRIUS 3RH21 | - | 0 | 0
3TH2244-0AL2 |  | 3TH2244-0AL2 | 1 | UN | 1 | 2 | A | D | N | N | 85364900 | 1 | 4011209105942 | 0.237 | KG | 70.03 | 70.03 | CP06 | CP06 | Contactor relay, 44E, EN 50011, 4 NO + 4 NC; Screw terminal Width 45 mm 230 V AC 50/60 Hz AC operation !!! Phased-out product !!! Successor is SIRIUS 3RH21 | - | 0 | 0
3TH2244-0AN1 |  | 3TH2244-0AN1 | 1 | UN | 1 | 0 | A | D | N | N | 85364900 | 1 | 4011209155190 | 0.237 | KG | 75.66 | 75.66 | CP06 | CP06 | Contactor relay 44 E EN 50011 4 NO+4 NC,Screw terminal Overall width 45 mm Alternating current operation 220 V AC 60 Hz/183 V AC 50 Hz !!! Phased-out product !!! Successor is SIRIUS 3RH21 | - | 0 | 7
3TH2244-0AN2 |  | 3TH2244-0AN2 | 1 | UN | 1 | 20 | D | D | N | N | 85364900 | 1 | 4011209090224 | 0.245 | KG | 70.03 | 70.03 | CP06 | CP06 | Contactor relay, 44E, EN 50011, 4 NO + 4 NC; Screw terminal Width 45 mm 220 V AC 50/60 Hz AC operation !!! Phased-out product !!! Successor is SIRIUS 3RH21 | - | 0 | 0
3TH2244-0AP0 |  | 3TH2244-0AP0 | 1 | UN | 1 | 2 | A | D | N | N | 85364900 | 1 | 4011209046115 | 0.224 | KG | 70.03 | 70.03 | CP06 | CP06 | Contactor relay, 44E, EN 50011, 4 NO + 4 NC; Screw terminal Width 45 mm 230 V AC 50 Hz, 277 V 60 Hz AC operation !!! Phased-out product !!! Successor is SIRIUS 3RH21 | - | 0 | 0
3TH2244-0AP1 |  | 3TH2244-0AP1 | 1 | UN | 1 | 0 | A | D | N | N | 85364900 | 1 | 4011209253018 | 0.231 | KG | 75.66 | 75.66 | CP06 | CP06 | Contactor relay 44 E EN 50011 4 NO+4 NC,Screw terminal Overall width 45 mm Alternating current operation 240 V AC 60 Hz/200 V AC 50 Hz !!! Phased-out product !!! Successor is SIRIUS 3RH21 | - | 0 | 7
3TH2244-0AP6 |  | 3TH2244-0AP6 | 1 | UN | 1 | 0 | A | D | N | N | 85364900 | 1 | 4011209176065 | 0.237 | KG | 75.66 | 75.66 | CP06 | CP06 | Contactor relay 44 E EN 50011 4 NO+4 NC,Screw terminal Overall width 45 mm Alternating current operation 240 V AC 60 Hz/220 V AC 50 Hz !!! Phased-out product !!! Successor is SIRIUS 3RH21 | - | 0 | 7
3TH2244-0AR2 |  | 3TH2244-0AR2 | 1 | UN | 1 | 0 | A | D | N | N | 85364900 | 1 | 4011209276628 | 0.232 | KG | 75.66 | 75.66 | CP06 | CP06 | Contactor relay 44 E EN 50011 4 NO+4 NC,Screw terminal Overall width 45 mm Alternating current operation 440 V AC 50/60 Hz !!! Phased-out product !!! Successor is SIRIUS 3RH21 | - | 0 | 7
3TH2244-0AU0 |  | 3TH2244-0AU0 | 1 | UN | 1 | 20 | D | D | N | N | 85364900 | 1 | 4011209086302 | 0.247 | KG | 75.66 | 75.66 | CP06 | CP06 | Contactor relay, 44E, EN 50011, 4 NO + 4 NC; Screw terminal Width 45 mm 240 V AC 50 Hz/288 V AC 60 Hz AC operation !!! Phased-out product !!! Successor is SIRIUS 3RH21 | - | 0 | 0
3TH2244-0BB4 |  | 3TH2244-0BB4 | 1 | UN | 1 | 2 | A | D | N | N | 85364900 | 1 | 4011209046122 | 0.258 | KG | 76.53 | 76.53 | CP06 | CP06 | Contactor relay, 44E, EN 50011, 4 NO + 4 NC; Screw terminal Width 45 mm 24 V DC DC operation !!! Phased-out product !!! Successor is SIRIUS 3RH21 | - | 0 | 0
3TH2244-0BC4 |  | 3TH2244-0BC4 | 1 | UN | 1 | 20 | D | D | N | N | 85364900 | 1 | 4011209085404 | 0.254 | KG | 79.73 | 79.73 | CP06 | CP06 | Contactor relay 44 E EN 50011 4 NO+4 NC,Screw terminal Overall width 45 mm Direct current operation 30 V DC !!! Phased-out product !!! Successor is SIRIUS 3RH21 | - | 0 | 7
3TH2244-0BE4 |  | 3TH2244-0BE4 | 1 | UN | 1 | 0 | A | D | N | N | 85364900 | 1 | 4011209099340 | 0.266 | KG | 83.32 | 83.32 | CP06 | CP06 | Contactor relay, 44E, EN 50011, 4 NO + 4 NC; Screw terminal Width 45 mm 60 V DC DC operation !!! Phased-out product !!! Successor is SIRIUS 3RH21 | - | 0 | 0
3TH2244-0BF4 |  | 3TH2244-0BF4 | 1 | UN | 1 | 20 | D | D | N | N | 85364900 | 1 | 4011209091061 | 0.256 | KG | 76.53 | 76.53 | CP06 | CP06 | Contactor relay, 44E, EN 50011, 4 NO + 4 NC; Screw terminal Width 45 mm 110 V DC DC operation !!! Phased-out product !!! Successor is SIRIUS 3RH21 | - | 0 | 0
3TH2244-0BG4 |  | 3TH2244-0BG4 | 1 | UN | 1 | 20 | D | D | N | N | 85364900 | 1 | 4011209093102 | 0.253 | KG | 79.73 | 79.73 | CP06 | CP06 | Contactor relay, 44E, EN 50011, 4 NO + 4 NC; Screw terminal Width 45 mm 125 V DC DC operation !!! Phased-out product !!! Successor is SIRIUS 3RH21 | - | 0 | 0
3TH2244-0BM4 |  | 3TH2244-0BM4 | 1 | UN | 1 | 20 | D | D | N | N | 85364900 | 1 | 4011209103078 | 0.257 | KG | 76.53 | 76.53 | CP06 | CP06 | Contactor relay, 44E, EN 50011, 4 NO + 4 NC; Screw terminal Width 45 mm 220 V DC DC operation !!! Phased-out product !!! Successor is SIRIUS 3RH21 | - | 0 | 0
3TH2244-0BP4 |  | 3TH2244-0BP4 | 1 | UN | 1 | 20 | D | D | N | N | 85364900 | 1 | 4011209147843 | 0.254 | KG | 83.32 | 83.32 | CP06 | CP06 | Contactor relay, 44E, EN 50011, 4 NO + 4 NC; Screw terminal Width 45 mm 230 V DC DC operation !!! Phased-out product !!! Successor is SIRIUS 3RH21 | - | 0 | 0
3TH2244-0BV4 |  | 3TH2244-0BV4 | 1 | UN | 1 | 20 | D | D | N | N | 85364900 | 1 | 4011209169647 | 0.249 | KG | 79.73 | 79.73 | CP06 | CP06 | Contactor relay, 44E, EN 50011, 4 NO + 4 NC; Screw terminal Width 45 mm 36 V DC DC operation !!! Phased-out product !!! Successor is SIRIUS 3RH21 | - | 0 | 0
3TH2244-0BW4 |  | 3TH2244-0BW4 | 1 | UN | 1 | 0 | A | D | N | N | 85364900 | 1 | 4011209126183 | 0.258 | KG | 79.73 | 79.73 | CP06 | CP06 | Contactor relay 44 E EN 50011 4 NO+4 NC,Screw terminal Overall width 45 mm Direct current operation 48 V DC !!! Phased-out product !!! Successor is SIRIUS 3RH21 | - | 0 | 7
3TH2244-0BX8 |  | 3TH2244-0BX8 | 1 | UN | 1 | 20 | D | D | N | N | 85364900 | 1 | 4011209168503 | 0.25 | KG | 79.73 | 79.73 | CP06 | CP06 | Contactor relay, 44E, EN 50011, 4 NO + 4 NC; Screw terminal Width 45 mm 64 V DC DC operation (0.83-1.17US) !!! Phased-out product !!! Successor is SIRIUS 3RH21 | - | 0 | 0
3TH2244-0QD2 |  | 3TH2244-0QD2 | 1 | UN | 1 | 20 | D | D | N | N | 85364900 | 1 | 4011209183780 | 0.259 | KG | 117.37 | 117.37 | CP06 | CP06 | Contactor relay 44 E EN 50011 4 NO+4 NC,Screw terminal Overall width 45 mm Rectifier bridge built-in AC operation 42 V AC 50/60 Hz !!! Phased-out product !!! Successor is SIRIUS 3RH21 | - | 0 | 7
3TH2244-0QL2 |  | 3TH2244-0QL2 | 1 | UN | 1 | 0 | A | D | N | N | 85364900 | 1 | 4011209125841 | 0.256 | KG | 112.52 | 112.52 | CP06 | CP06 | Contactor relay 44 E EN 50011 4 NO+4 NC,Screw terminal Overall width 45 mm Rectifier bridge built-in AC operation 230 V AC 50/60 Hz !!! Phased-out product !!! Successor is SIRIUS 3RH21 | - | 0 | 7
3TH2244-1AF0 |  | 3TH2244-1AF0 | 1 | UN | 1 | 2 | A | D | N | N | 85364900 | 1 | 4011209046139 | 0.199 | KG | 84.2 | 84.2 | CP06 | CP06 | Contactor relay, 44E, EN 50011, 4 NO + 4 NC flat connector terminal Width 45 mm 110 V AC 50 Hz/132 V AC 60 Hz AC operation !!! Phased-out product !!! Successor is SIRIUS 3RH21 | - | 0 | 0
3TH2244-1AF0-Z | X95 | 3TH2244-1AF0-ZX95 | 1 | UN | 1 | 20 | D | D | N | N | 85364900 | 84 | 4011209351974 | 0.204 | KG | 96.71 | 96.71 | CP06 | CP06 | Contactor relay 44 E EN 50011 4 NO+4 NC, Flat connector terminal Overall width 45 mm Alternating current operation 110 V AC 50 Hz/132 V AC 60 Hz Reusable packaging Packing unit 84 units !!! Phased-out product !!! Successor is SIRIUS 3RH21 | - | 0 | 7
3TH2244-1AP0 |  | 3TH2244-1AP0 | 1 | UN | 1 | 20 | D | D | N | N | 85364900 | 1 | 4011209265233 | 0.22 | KG | 84.2 | 84.2 | CP06 | CP06 | Contactor relay 44 E EN 50011 4 NO+4 NC, Flat connector terminal Overall width 45 mm Alternating current operation 230 V AC 50 Hz, 277 V 60 Hz !!! Phased-out product !!! Successor is SIRIUS 3RH21 | - | 0 | 7
3TH2244-1BB4 |  | 3TH2244-1BB4 | 1 | UN | 1 | 20 | D | D | N | N | 85364900 | 1 | 4011209129566 | 0.231 | KG | 92.83 | 92.83 | CP06 | CP06 | Contactor relay, 44E, EN 50011, 4 NO + 4 NC flat connector terminal Width 45 mm 24 V DC DC operation !!! Phased-out product !!! Successor is SIRIUS 3RH21 | - | 0 | 0
3TH2244-1BC4 |  | 3TH2244-1BC4 | 1 | UN | 1 | 20 | D | D | N | N | 85364900 | 1 | 4011209159051 | 0.203 | KG | 99.91 | 99.91 | CP06 | CP06 | Contactor relay, 44E, EN 50011, 4 NO + 4 NC flat connector terminal Width 45 mm 30 V DC DC operation !!! Phased-out product !!! Successor is SIRIUS 3RH21 | - | 0 | 0
3TH2244-1BF4 |  | 3TH2244-1BF4 | 1 | UN | 1 | 0 | A | D | N | N | 85364900 | 1 | 4011209252486 | 0.234 | KG | 97 | 97 | CP06 | CP06 | Contactor relay 44 E EN 50011 4 NO+4 NC, Flat connector terminal Overall width 45 mm Direct current operation 110 V DC !!! Phased-out product !!! Successor is SIRIUS 3RH21 | - | 0 | 7
3TH2253-0AB0 |  | 3TH2253-0AB0 | 1 | UN | 1 | 20 | D | D | N | N | 85364900 | 1 | 4011209107588 | 0.236 | KG | 73.14 | 73.14 | CP06 | CP06 | Contactor relay, 53E, EN 50011, 5 NO + 3 NC, Screw terminal Width 45 mm 24 V AC 50 Hz/29 V AC 60 Hz AC operation !!! Phased-out product !!! Successor is SIRIUS 3RH21 | - | 0 | 0
3TH2253-0AC2 |  | 3TH2253-0AC2 | 1 | UN | 1 | 20 | D | D | N | N | 85364900 | 1 | 4011209121621 | 0.237 | KG | 73.14 | 73.14 | CP06 | CP06 | Contactor relay, 53E, EN 50011, 5 NO + 3 NC, Screw terminal Width 45 mm 24 V AC 50/60 Hz AC operation !!! Phased-out product !!! Successor is SIRIUS 3RH21 | - | 0 | 0
3TH2253-0AF0 |  | 3TH2253-0AF0 | 1 | UN | 1 | 20 | D | D | N | N | 85364900 | 1 | 4011209091931 | 0.235 | KG | 70.03 | 70.03 | CP06 | CP06 | Contactor relay, 53E, EN 50011, 5 NO + 3 NC, Screw terminal Width 45 mm 110 V AC 50 Hz/132 V AC 60 Hz AC operation !!! Phased-out product !!! Successor is SIRIUS 3RH21 | - | 0 | 0
3TH2253-0AG2 |  | 3TH2253-0AG2 | 1 | UN | 1 | 20 | D | D | N | N | 85364900 | 1 | 4011209119529 | 0.231 | KG | 70.03 | 70.03 | CP06 | CP06 | Contactor relay, 53E, EN 50011, 5 NO + 3 NC, Screw terminal Width 45 mm 110 V AC 50/60 Hz AC operation !!! Phased-out product !!! Successor is SIRIUS 3RH21 | - | 0 | 0
3TH2253-0AK6 |  | 3TH2253-0AK6 | 1 | UN | 1 | 20 | D | D | N | N | 85364900 | 1 | 4011209079809 | 0.232 | KG | 70.03 | 70.03 | CP06 | CP06 | Contactor relay, 53E, EN 50011, 5 NO + 3 NC, Screw terminal Width 45 mm 120 V AC 60 Hz/110 V AC 50 Hz AC operation !!! Phased-out product !!! Successor is SIRIUS 3RH21 | - | 0 | 0
3TH2253-0AL2 |  | 3TH2253-0AL2 | 1 | UN | 1 | 20 | D | D | N | N | 85364900 | 1 | 4011209167193 | 0.235 | KG | 70.03 | 70.03 | CP06 | CP06 | Contactor relay, 53E, EN 50011, 5 NO + 3 NC, Screw terminal Width 45 mm 230 V AC 50/60 Hz AC operation !!! Phased-out product !!! Successor is SIRIUS 3RH21 | - | 0 | 0
3TH2253-0AP0 |  | 3TH2253-0AP0 | 1 | UN | 1 | 20 | D | D | N | N | 85364900 | 1 | 4011209083066 | 0.236 | KG | 70.03 | 70.03 | CP06 | CP06 | Contactor relay, 53E, EN 50011, 5 NO + 3 NC, Screw terminal Width 45 mm 230 V AC 50 Hz, 277 V 60 Hz AC operation !!! Phased-out product !!! Successor is SIRIUS 3RH21 | - | 0 | 0
3TH2253-0BB4 |  | 3TH2253-0BB4 | 1 | UN | 1 | 20 | D | D | N | N | 85364900 | 1 | 4011209046153 | 0.253 | KG | 76.53 | 76.53 | CP06 | CP06 | Contactor relay, 53E, EN 50011, 5 NO + 3 NC, Screw terminal Width 45 mm 24 V DC DC operation !!! Phased-out product !!! Successor is SIRIUS 3RH21 | - | 0 | 0
3TH2253-0BC4 |  | 3TH2253-0BC4 | 1 | UN | 1 | 20 | D | D | N | N | 85364900 | 1 | 4011209046160 | 0.256 | KG | 79.73 | 79.73 | CP06 | CP06 | Contactor relay 53 E EN 50 011 5 NO+3 NC,Screw terminal Overall width 45 mm Direct current operation 30 V DC !!! Phased-out product !!! Successor is SIRIUS 3RH21 | - | 0 | 7
3TH2253-0BF4 |  | 3TH2253-0BF4 | 1 | UN | 1 | 0 | A | D | N | N | 85364900 | 1 | 4011209146761 | 0.253 | KG | 80.03 | 80.03 | CP06 | CP06 | Contactor relay, 53E, EN 50011, 5 NO + 3 NC, Screw terminal Width 45 mm 110 V DC DC operation !!! Phased-out product !!! Successor is SIRIUS 3RH21 | - | 0 | 0
3TH2253-0BG4 |  | 3TH2253-0BG4 | 1 | UN | 1 | 0 | A | D | N | N | 85364900 | 1 | 4011209218956 | 0.253 | KG | 83.32 | 83.32 | CP06 | CP06 | Contactor relay 53 E EN 50 011 5 NO+3 NC,Screw terminal Overall width 45 mm Direct current operation 125 V DC !!! Phased-out product !!! Successor is SIRIUS 3RH21 | - | 0 | 7
3TH2253-0BM4 |  | 3TH2253-0BM4 | 1 | UN | 1 | 20 | D | D | N | N | 85364900 | 1 | 4011209127982 | 0.251 | KG | 76.53 | 76.53 | CP06 | CP06 | Contactor relay, 53E, EN 50011, 5 NO + 3 NC, Screw terminal Width 45 mm 220 V DC DC operation !!! Phased-out product !!! Successor is SIRIUS 3RH21 | - | 0 | 0
3TH2253-0BY80-0AC1 |  | 3TH2253-0BY80-0AC1 | 1 | UN | 1 | 0 | A | D | N | N | 85364900 | 1 | 4011209407480 | 0.266 | KG | 83.32 | 83.32 | CP06 | CP06 | Contactor relay 53 E EN 50 011 5 NO+3 NC,Screw terminal Overall width 45 mm Direct current operation 70 V DC !!! Phased-out product !!! Successor is SIRIUS 3RH21 | - | 0 | 7
3TH2253-0QD2 |  | 3TH2253-0QD2 | 1 | UN | 1 | 0 | A | D | N | N | 85364900 | 1 | 4011209183797 | 0.259 | KG | 117.37 | 117.37 | CP06 | CP06 | Contactor relay 53 E EN 50011 5 NO+3 NC,Screw terminal Overall width 45 mm Rectifier bridge built-in AC operation 42 V AC 50/60 Hz !!! Phased-out product !!! Successor is SIRIUS 3RH21 | - | 0 | 7
3TH2253-0QN2 |  | 3TH2253-0QN2 | 1 | UN | 1 | 0 | A | D | N | N | 85364900 | 1 | 4011209163676 | 0.258 | KG | 112.52 | 112.52 | CP06 | CP06 | Contactor relay 53 E EN 50011 5 NO+3 NC,Screw terminal Overall width 45 mm Rectifier bridge built-in AC operation 220 V AC 50/60 Hz !!! Phased-out product !!! Successor is SIRIUS 3RH21 | - | 0 | 7
3TH2253-1AF0 |  | 3TH2253-1AF0 | 1 | UN | 1 | 0 | A | D | N | N | 85364900 | 1 | 4011209261556 | 0.213 | KG | 87.98 | 87.98 | CP06 | CP06 | Contactor relay 53 E EN 50 011 5 NO+3 NC, Flat connector terminal Overall width 45 mm Alternating current operation 110 V AC 50 Hz/132 V AC 60 Hz !!! Phased-out product !!! Successor is SIRIUS 3RH21 | - | 0 | 7
3TH2253-1BB4 |  | 3TH2253-1BB4 | 1 | UN | 1 | 0 | A | D | N | N | 85364900 | 1 | 4011209177628 | 0.238 | KG | 97 | 97 | CP06 | CP06 | Contactor relay 53 E EN 50 011 5 NO+3 NC, Flat connector terminal Overall width 45 mm Direct current operation 24 V DC !!! Phased-out product !!! Successor is SIRIUS 3RH21 | - | 0 | 7
3TH2262-0AB0 |  | 3TH2262-0AB0 | 1 | UN | 1 | 20 | D | D | N | N | 85364900 | 1 | 4011209093751 | 0.233 | KG | 70.03 | 70.03 | CP06 | CP06 | Contactor relay, 62E, EN 50011, 6 NO + 2 NC, Screw terminal Width 45 mm 24 V AC 50 Hz/29 V AC 60 Hz AC operation !!! Phased-out product !!! Successor is SIRIUS 3RH21 | - | 0 | 0
3TH2262-0AC1 |  | 3TH2262-0AC1 | 1 | UN | 1 | 0 | A | D | N | N | 85364900 | 1 | 4011209127685 | 0.233 | KG | 75.66 | 75.66 | CP06 | CP06 | Contactor relay 62 E EN 50 011 6 NO+2 NC,Screw terminal Overall width 45 mm Alternating current operation 24 V AC 60 Hz/20 V AC 50 Hz !!! Phased-out product !!! Successor is SIRIUS 3RH21 | - | 0 | 7
3TH2262-0AD0 |  | 3TH2262-0AD0 | 1 | UN | 1 | 20 | D | D | N | N | 85364900 | 1 | 4011209091900 | 0.236 | KG | 70.03 | 70.03 | CP06 | CP06 | Contactor relay, 62E, EN 50011, 6 NO + 2 NC, Screw terminal Width 45 mm 42 V AC 50 Hz/50 V AC 60 Hz AC operation !!! Phased-out product !!! Successor is SIRIUS 3RH21 | - | 0 | 0
3TH2262-0AD2 |  | 3TH2262-0AD2 | 1 | UN | 1 | 20 | D | D | N | N | 85364900 | 1 | 4011209151659 | 0.236 | KG | 72.36 | 72.36 | CP06 | CP06 | Contactor relay 62 E EN 50 011 6 NO+2 NC,Screw terminal Overall width 45 mm Alternating current operation 42 V AC 50/60 Hz !!! Phased-out product !!! Successor is SIRIUS 3RH21 | - | 0 | 7
3TH2262-0AF0 |  | 3TH2262-0AF0 | 1 | UN | 1 | 20 | D | D | N | N | 85364900 | 1 | 4011209102705 | 0.23 | KG | 70.03 | 70.03 | CP06 | CP06 | Contactor relay, 62E, EN 50011, 6 NO + 2 NC, Screw terminal Width 45 mm 110 V AC 50 Hz/132 V AC 60 Hz AC operation !!! Phased-out product !!! Successor is SIRIUS 3RH21 | - | 0 | 0
3TH2262-0AG0 |  | 3TH2262-0AG0 | 1 | UN | 1 | 0 | A | D | N | N | 85364900 | 1 | 4011209147669 | 0.235 | KG | 75.66 | 75.66 | CP06 | CP06 | Contactor relay 62 E EN 50 011 6 NO+2 NC,Screw terminal Overall width 45 mm Alternating current operation 36 V AC 50 Hz/42 V AC 60 Hz !!! Phased-out product !!! Successor is SIRIUS 3RH21 | - | 0 | 7
3TH2262-0AG2 |  | 3TH2262-0AG2 | 1 | UN | 1 | 20 | D | D | N | N | 85364900 | 1 | 4011209119536 | 0.235 | KG | 70.03 | 70.03 | CP06 | CP06 | Contactor relay, 62E, EN 50011, 6 NO + 2 NC, Screw terminal Width 45 mm 110 V AC 50/60 Hz AC operation !!! Phased-out product !!! Successor is SIRIUS 3RH21 | - | 0 | 0
3TH2262-0AK6 |  | 3TH2262-0AK6 | 1 | UN | 1 | 20 | D | D | N | N | 85364900 | 1 | 4011209110090 | 0.233 | KG | 70.03 | 70.03 | CP06 | CP06 | Contactor relay, 62E, EN 50011, 6 NO + 2 NC, Screw terminal Width 45 mm 120 V AC 60 Hz/110 V AC 50 Hz AC operation !!! Phased-out product !!! Successor is SIRIUS 3RH21 | - | 0 | 0
3TH2262-0AL2 |  | 3TH2262-0AL2 | 1 | UN | 1 | 20 | D | D | N | N | 85364900 | 1 | 4011209150379 | 0.231 | KG | 70.03 | 70.03 | CP06 | CP06 | Contactor relay, 62E, EN 50011, 6 NO + 2 NC, Screw terminal Width 45 mm 230 V AC 50/60 Hz AC operation !!! Phased-out product !!! Successor is SIRIUS 3RH21 | - | 0 | 0
3TH2262-0AN2 |  | 3TH2262-0AN2 | 1 | UN | 1 | 0 | A | D | N | N | 85364900 | 1 | 4011209105379 | 0.236 | KG | 73.14 | 73.14 | CP06 | CP06 | Contactor relay, 62E, EN 50011, 6 NO + 2 NC, Screw terminal Width 45 mm 220 V AC 50/60 Hz AC operation !!! Phased-out product !!! Successor is SIRIUS 3RH21 | - | 0 | 0
3TH2262-0AP0 |  | 3TH2262-0AP0 | 1 | UN | 1 | 2 | A | D | N | N | 85364900 | 1 | 4011209046184 | 0.235 | KG | 70.03 | 70.03 | CP06 | CP06 | Contactor relay, 62E, EN 50011, 6 NO + 2 NC, Screw terminal Width 45 mm 230 V AC 50 Hz, 277 V 60 Hz AC operation !!! Phased-out product !!! Successor is SIRIUS 3RH21 | - | 0 | 0
3TH2262-0AU0 |  | 3TH2262-0AU0 | 1 | UN | 1 | 0 | A | D | N | N | 85364900 | 1 | 4011209172791 | 0.238 | KG | 75.66 | 75.66 | CP06 | CP06 | Contactor relay 62 E EN 50 011 6 NO+2 NC,Screw terminal Overall width 45 mm Alternating current operation 240 V AC 50 Hz/288 V AC 60 Hz !!! Phased-out product !!! Successor is SIRIUS 3RH21 | - | 0 | 7
3TH2262-0BB4 |  | 3TH2262-0BB4 | 1 | UN | 1 | 2 | A | D | N | N | 85364900 | 1 | 4011209046191 | 0.253 | KG | 76.53 | 76.53 | CP06 | CP06 | Contactor relay, 62E, EN 50011, 6 NO + 2 NC, Screw terminal Width 45 mm 24 V DC DC operation !!! Phased-out product !!! Successor is SIRIUS 3RH21 | - | 0 | 0
3TH2262-0BB4-Z | A03 | 3TH2262-0BB4-ZA03 | 1 | UN | 1 | 0 | A | D | N | N | 85364900 | 1 | 4011209181960 | 0.21 | KG | 87.98 | 87.98 | CP06 | CP06 | Contactor relay 62 E EN 50 011 6 NO+2 NC,Screw terminal Overall width 45 mm Direct current operation 24 V DC With varistor 3TX4490-3G !!! Phased-out product !!! Successor is SIRIUS 3RH21 | - | 0 | 7
3TH2262-0BC4 |  | 3TH2262-0BC4 | 1 | UN | 1 | 20 | D | D | N | N | 85364900 | 1 | 4011209091924 | 0.252 | KG | 79.73 | 79.73 | CP06 | CP06 | Contactor relay, 62E, EN 50011, 6 NO + 2 NC, Screw terminal Width 45 mm 30 V DC DC operation !!! Phased-out product !!! Successor is SIRIUS 3RH21 | - | 0 | 0
3TH2262-0BE4 |  | 3TH2262-0BE4 | 1 | UN | 1 | 0 | A | D | N | N | 85364900 | 1 | 4011209130586 | 0.233 | KG | 83.32 | 83.32 | CP06 | CP06 | Contactor relay, 62E, EN 50011, 6 NO + 2 NC, Screw terminal Width 45 mm 60 V DC DC operation !!! Phased-out product !!! Successor is SIRIUS 3RH21 | - | 0 | 0
3TH2262-0BE8 |  | 3TH2262-0BE8 | 1 | UN | 1 | 20 | D | D | N | N | 85364900 | 1 | 4011209186187 | 0.241 | KG | 79.73 | 79.73 | CP06 | CP06 | Contactor relay 62 E EN 50 011 6 NO+2 NC,Screw terminal Overall width 45 mm Direct current operation 80 V DC !!! Phased-out product !!! Successor is SIRIUS 3RH21 | - | 0 | 7
3TH2262-0BF4 |  | 3TH2262-0BF4 | 1 | UN | 1 | 20 | D | D | N | N | 85364900 | 1 | 4011209103115 | 0.25 | KG | 76.53 | 76.53 | CP06 | CP06 | Contactor relay, 62E, EN 50011, 6 NO + 2 NC, Screw terminal Width 45 mm 110 V DC DC operation !!! Phased-out product !!! Successor is SIRIUS 3RH21 | - | 0 | 0
3TH2262-0BM4 |  | 3TH2262-0BM4 | 1 | UN | 1 | 20 | D | D | N | N | 85364900 | 1 | 4011209113695 | 0.251 | KG | 80.03 | 80.03 | CP06 | CP06 | Contactor relay, 62E, EN 50011, 6 NO + 2 NC, Screw terminal Width 45 mm 220 V DC DC operation !!! Phased-out product !!! Successor is SIRIUS 3RH21 | - | 0 | 0
3TH2262-0BP4 |  | 3TH2262-0BP4 | 1 | UN | 1 | 0 | A | D | N | N | 85364900 | 1 | 4011209216747 | 0.252 | KG | 83.32 | 83.32 | CP06 | CP06 | Contactor relay 62 E EN 50 011 6 NO+2 NC,Screw terminal Overall width 45 mm Direct current operation 230 V DC !!! Phased-out product !!! Successor is SIRIUS 3RH21 | - | 0 | 7
3TH2262-0BV4 |  | 3TH2262-0BV4 | 1 | UN | 1 | 0 | A | D | N | N | 85364900 | 1 | 4011209152205 | 0.252 | KG | 83.32 | 83.32 | CP06 | CP06 | Contactor relay, 62E, EN 50011, 6 NO + 2 NC, Screw terminal Width 45 mm 36 V DC DC operation !!! Phased-out product !!! Successor is SIRIUS 3RH21 | - | 0 | 0
3TH2262-1AB0 |  | 3TH2262-1AB0 | 1 | UN | 1 | 20 | D | D | N | N | 85364900 | 1 | 4011209264977 | 0.217 | KG | 84.2 | 84.2 | CP06 | CP06 | Contactor relay 62 E EN 50 011 6 NO+2 NC, Flat connector terminal Overall width 45 mm Alternating current operation 24 V AC 50 Hz/29 V AC 60 Hz !!! Phased-out product !!! Successor is SIRIUS 3RH21 | - | 0 | 7
3TH2262-1AF0 |  | 3TH2262-1AF0 | 1 | UN | 1 | 2 | A | D | N | N | 85364900 | 1 | 4011209046207 | 0.215 | KG | 84.2 | 84.2 | CP06 | CP06 | Contactor relay, 62E, EN 50011, 6 NO + 2 NC flat connector terminal Width 45 mm 110 V AC 50 Hz/132 V AC 60 Hz AC operation !!! Phased-out product !!! Successor is SIRIUS 3RH21 | - | 0 | 0
3TH2262-1AF0-Z | X95 | 3TH2262-1AF0-ZX95 | 1 | UN | 1 | 0 | A | D | EAR99 | N | 85364900 | 84 | 4011209351547 | 0.214 | KG | 96.71 | 96.71 | CP06 | CP06 | Contactor relay 62 E EN 50 011 6 NO+2 NC, Flat connector terminal Overall width 45 mm Alternating current operation 110 V AC 50 Hz/132 V AC 60 Hz Reusable packaging Packing unit 84 units !!! Phased-out product !!! Successor is SIRIUS 3RH21 | - | 0 | 7
3TH2262-1AG1 |  | 3TH2262-1AG1 | 1 | UN | 1 | 0 | A | D | N | N | 85364900 | 1 | 4011209130012 | 0.218 | KG | 90.4 | 90.4 | CP06 | CP06 | Contactor relay 62 E EN 50 011 6 NO+2 NC, Flat connector terminal Overall width 45 mm Alternating current operation 110 V AC 60 Hz/92 V AC 50 Hz !!! Phased-out product !!! Successor is SIRIUS 3RH21 | - | 0 | 7
3TH2262-1AP0 |  | 3TH2262-1AP0 | 1 | UN | 1 | 0 | A | D | N | N | 85364900 | 1 | 4011209239128 | 0.205 | KG | 87.98 | 87.98 | CP06 | CP06 | Contactor relay 62 E EN 50 011 6 NO+2 NC, Flat connector terminal Overall width 45 mm Alternating current operation 230 V AC 50 Hz, 277 V 60 Hz !!! Phased-out product !!! Successor is SIRIUS 3RH21 | - | 0 | 7
3TH2262-1BB4 |  | 3TH2262-1BB4 | 1 | UN | 1 | 2 | A | D | N | N | 85364900 | 1 | 4011209100862 | 0.242 | KG | 92.83 | 92.83 | CP06 | CP06 | Contactor relay, 62E, EN 50011, 6 NO + 2 NC flat connector terminal Width 45 mm 24 V DC DC operation !!! Phased-out product !!! Successor is SIRIUS 3RH21 | - | 0 | 0
3TH2262-1BC4 |  | 3TH2262-1BC4 | 1 | UN | 1 | 0 | A | D | N | N | 85364900 | 1 | 4011209259522 | 0.234 | KG | 99.91 | 99.91 | CP06 | CP06 | Contactor relay 62 E EN 50 011 6 NO+2 NC, Flat connector terminal Overall width 45 mm Direct current operation 30 V DC !!! Phased-out product !!! Successor is SIRIUS 3RH21 | - | 0 | 7
3TH2271-0AK6 |  | 3TH2271-0AK6 | 1 | UN | 1 | 20 | D | D | N | N | 85364900 | 1 | 4011209365698 | 0.229 | KG | 70.03 | 70.03 | CP06 | CP06 | Contactor relay, 71E, EN 50011, 7 NO + 1 NC; Screw terminal Width 45 mm 120 V AC 60 Hz/110 V AC 50 Hz AC operation !!! Phased-out product !!! Successor is SIRIUS 3RH21 | - | 0 | 0
3TH2271-0AL2 |  | 3TH2271-0AL2 | 1 | UN | 1 | 20 | D | D | N | N | 85364900 | 1 | 4011209123717 | 0.258 | KG | 70.03 | 70.03 | CP06 | CP06 | Contactor relay, 71E, EN 50011, 7 NO + 1 NC; Screw terminal Width 45 mm 230 V AC 50/60 Hz AC operation !!! Phased-out product !!! Successor is SIRIUS 3RH21 | - | 0 | 0
3TH2271-0AP0 |  | 3TH2271-0AP0 | 1 | UN | 1 | 20 | D | D | N | N | 85364900 | 1 | 4011209082236 | 0.233 | KG | 70.03 | 70.03 | CP06 | CP06 | Contactor relay, 71E, EN 50011, 7 NO + 1 NC; Screw terminal Width 45 mm 230 V AC 50 Hz, 277 V 60 Hz AC operation !!! Phased-out product !!! Successor is SIRIUS 3RH21 | - | 0 | 0
3TH2271-0BB4 |  | 3TH2271-0BB4 | 1 | UN | 1 | 2 | A | D | N | N | 85364900 | 1 | 4011209046214 | 0.26 | KG | 76.53 | 76.53 | CP06 | CP06 | Contactor relay, 71E, EN 50011, 7 NO + 1 NC; Screw terminal Width 45 mm 24 V DC DC operation !!! Phased-out product !!! Successor is SIRIUS 3RH21 | - | 0 | 0
3TH2271-0BE4 |  | 3TH2271-0BE4 | 1 | UN | 1 | 0 | A | D | N | N | 85364900 | 1 | 4011209138452 | 0.258 | KG | 83.32 | 83.32 | CP06 | CP06 | Contactor relay 71 E EN 50 011 7 NO + 1 NC,Screw terminal Overall width 45 mm Direct current operation 60 V DC !!! Phased-out product !!! Successor is SIRIUS 3RH21 | - | 0 | 7
3TH2271-0BM4 |  | 3TH2271-0BM4 | 1 | UN | 1 | 20 | D | D | N | N | 85364900 | 1 | 4011209206243 | 0.261 | KG | 76.53 | 76.53 | CP06 | CP06 | Contactor relay, 71E, EN 50011, 7 NO + 1 NC; Screw terminal Width 45 mm 220 V DC DC operation !!! Phased-out product !!! Successor is SIRIUS 3RH21 | - | 0 | 0
3TH2271-1BB4 |  | 3TH2271-1BB4 | 1 | UN | 1 | 20 | D | D | N | N | 85364900 | 1 | 4011209251328 | 0.293 | KG | 92.83 | 92.83 | CP06 | CP06 | Contactor relay, 71E, EN 50011, 7 NO + 1 NC flat connector terminal Width 45 mm 24 V DC DC operation !!! Phased-out product !!! Successor is SIRIUS 3RH21 | - | 0 | 0
3TH2280-0AF0 |  | 3TH2280-0AF0 | 1 | UN | 1 | 0 | A | D | N | N | 85364900 | 1 | 4011209116696 | 0.23 | KG | 73.14 | 73.14 | CP06 | CP06 | Contactor relay, 80E, EN 50011, 8 NO; Screw terminal Width 45 mm 110 V AC 50 Hz/132 V AC 60 Hz AC operation !!! Phased-out product !!! Successor is SIRIUS 3RH21 | - | 0 | 0
3TH2280-0AK6 |  | 3TH2280-0AK6 | 1 | UN | 1 | 20 | D | D | N | N | 85364900 | 1 | 4011209172555 | 0.232 | KG | 70.03 | 70.03 | CP06 | CP06 | Contactor relay, 80E, EN 50011, 8 NO; Screw terminal Width 45 mm 120 V AC 60 Hz/110 V AC 50 Hz AC operation !!! Phased-out product !!! Successor is SIRIUS 3RH21 | - | 0 | 0
3TH2280-0AL1 |  | 3TH2280-0AL1 | 1 | UN | 1 | 0 | A | D | N | N | 85364900 | 1 | 4011209119888 | 0.229 | KG | 75.66 | 75.66 | CP06 | CP06 | Contactor relay 80 E EN 50 011 8 NO;Screw terminal Overall width 45 mm Alternating current operation 230 V AC 60 Hz/192 V AC 50 Hz !!! Phased-out product !!! Successor is SIRIUS 3RH21 | - | 0 | 7
3TH2280-0AP0 |  | 3TH2280-0AP0 | 1 | UN | 1 | 20 | D | D | N | N | 85364900 | 1 | 4011209080836 | 0.232 | KG | 70.03 | 70.03 | CP06 | CP06 | Contactor relay, 80E, EN 50011, 8 NO; Screw terminal Width 45 mm 230 V AC 50 Hz, 277 V 60 Hz AC operation !!! Phased-out product !!! Successor is SIRIUS 3RH21 | - | 0 | 0
3TH2280-0BB4 |  | 3TH2280-0BB4 | 1 | UN | 1 | 20 | D | D | N | N | 85364900 | 1 | 4011209046238 | 0.255 | KG | 76.53 | 76.53 | CP06 | CP06 | Contactor relay, 80E, EN 50011, 8 NO; Screw terminal Width 45 mm 24 V DC DC operation !!! Phased-out product !!! Successor is SIRIUS 3RH21 | - | 0 | 0
3TH2280-0BF4 |  | 3TH2280-0BF4 | 1 | UN | 1 | 20 | D | D | N | N | 85364900 | 1 | 4011209138469 | 0.251 | KG | 76.53 | 76.53 | CP06 | CP06 | Contactor relay, 80E, EN 50011, 8 NO; Screw terminal Width 45 mm 110 V DC DC operation !!! Phased-out product !!! Successor is SIRIUS 3RH21 | - | 0 | 0
3TH2280-0BM4 |  | 3TH2280-0BM4 | 1 | UN | 1 | 0 | A | D | N | N | 85364900 | 1 | 4011209170209 | 0.255 | KG | 76.53 | 76.53 | CP06 | CP06 | Contactor relay, 80E, EN 50011, 8 NO; Screw terminal Width 45 mm 220 V DC DC operation !!! Phased-out product !!! Successor is SIRIUS 3RH21 | - | 0 | 0
3TH2280-0BP4 |  | 3TH2280-0BP4 | 1 | UN | 1 | 0 | A | D | N | N | 85364900 | 1 | 4011209214255 | 0.253 | KG | 83.32 | 83.32 | CP06 | CP06 | Contactor relay, 80E, EN 50011, 8 NO; Screw terminal Width 45 mm 230 V DC DC operation !!! Phased-out product !!! Successor is SIRIUS 3RH21 | - | 0 | 0
3TH2722-0AC2 |  | 3TH2722-0AC2 | 1 | UN | 1 | 0 | A | D | N | N | 85364900 | 1 | 4011209102309 | 0.345 | KG | 200.79 | 200.79 | CP06 | CP06 | Contactor relay 22 E EN 50011 2 NO + 2 NC,Screw terminal With mechanical latching Alternating current operation 24 V AC 50/60 Hz !!! Phased-out product !!! Successor is SIRIUS 3RH21 | - | 0 | 7
3TH2722-0AD0 |  | 3TH2722-0AD0 | 1 | UN | 1 | 0 | A | D | N | N | 85364900 | 1 | 4011209130876 | 0.344 | KG | 200.79 | 200.79 | CP06 | CP06 | Contactor relay 22 E EN 50011 2 NO + 2 NC,Screw terminal With mechanical latching Alternating current operation 42 V AC 50 Hz/50 V AC 60 Hz !!! Phased-out product !!! Successor is SIRIUS 3RH21 | - | 0 | 7
3TH2722-0AF0 |  | 3TH2722-0AF0 | 1 | UN | 1 | 0 | A | D | N | N | 85364900 | 1 | 4011209126190 | 0.319 | KG | 220.19 | 220.19 | CP06 | CP06 | Contactor relay 22 E EN 50011 2 NO + 2 NC,Screw terminal With mechanical latching Alternating current operation 110 V AC 50 Hz/132 V AC 60 Hz !!! Phased-out product !!! Successor is SIRIUS 3RH21 | - | 0 | 7
3TH2722-0AG1 |  | 3TH2722-0AG1 | 1 | UN | 1 | 20 | D | D | N | N | 85364900 | 1 | 4011209185180 | 0.336 | KG | 192.06 | 192.06 | CP06 | CP06 | Contactor relay 22 E EN 50011 2 NO + 2 NC,Screw terminal With mechanical latching Alternating current operation 110 V AC 60 Hz/92 V AC 50 Hz !!! Phased-out product !!! Successor is SIRIUS 3RH21 | - | 0 | 0
3TH2722-0AK6 |  | 3TH2722-0AK6 | 1 | UN | 1 | 0 | A | D | N | N | 85364900 | 1 | 4011209123281 | 0.405 | KG | 225.04 | 225.04 | CP06 | CP06 | Contactor relay 22 E EN 50011 2 NO + 2 NC,Screw terminal With mechanical latching Alternating current operation 120 V AC 60 Hz/110 V AC 50 Hz !!! Phased-out product !!! Successor is SIRIUS 3RH21 | - | 0 | 7
3TH2722-0AL2 |  | 3TH2722-0AL2 | 1 | UN | 1 | 20 | D | D | N | N | 85364900 | 1 | 4011209084025 | 0.341 | KG | 225.04 | 225.04 | CP06 | CP06 | Contactor relay, 22E, EN 50011, 2 NO + 2 NC, Screw terminal With mechanical latching 230 V AC 50/60 Hz AC operation !!! Phased-out product !!! Successor is SIRIUS 3RH21 | - | 0 | 7
3TH2722-0AM0 |  | 3TH2722-0AM0 | 1 | UN | 1 | 20 | D | D | N | N | 85364900 | 1 | 4011209046252 | 0.344 | KG | 225.04 | 225.04 | CP06 | CP06 | Contactor relay 22 E EN 50011 2 NO + 2 NC,Screw terminal With mechanical latching Alternating current operation 220 V AC 50 Hz/264 V AC 60 Hz !!! Phased-out product !!! Successor is SIRIUS 3RH21 | - | 0 | 7
3TH2722-0AN1 |  | 3TH2722-0AN1 | 1 | UN | 1 | 0 | A | D | N | N | 85364900 | 1 | 4011209095656 | 0.324 | KG | 225.04 | 225.04 | CP06 | CP06 | Contactor relay, 22E, EN 50011, 2 NO + 2 NC, Screw terminal With mechanical latching 220 V AC 60 Hz/183 V AC 50 Hz AC operation !!! Phased-out product !!! Successor is SIRIUS 3RH21 | - | 0 | 7
3TH2722-0AP0 |  | 3TH2722-0AP0 | 1 | UN | 1 | 20 | D | D | N | N | 85364900 | 1 | 4011209081222 | 36.965 | KG | 220.19 | 220.19 | CP06 | CP06 | Contactor relay, 22E, EN 50011, 2 NO + 2 NC, Screw terminal With mechanical latching 230 V AC 50 Hz, 277 V 60 Hz AC operation !!! Phased-out product !!! Successor is SIRIUS 3RH21 | - | 0 | 7
3TH2722-0BB4 |  | 3TH2722-0BB4 | 1 | UN | 1 | 20 | D | D | N | N | 85364900 | 1 | 4011209046269 | 0.388 | KG | 227.95 | 227.95 | CP06 | CP06 | Contactor relay, 22E, EN 50011, 2 NO + 2 NC, Screw terminal With mechanical latching 24 V DC DC operation !!! Phased-out product !!! Successor is SIRIUS 3RH21 | - | 0 | 7
3TH2722-0BH8 |  | 3TH2722-0BH8 | 1 | UN | 1 | 20 | D | D | N | N | 85364900 | 1 | 4011209179325 | 0.377 | KG | 237.65 | 237.65 | CP06 | CP06 | Contactor relay, 22E, EN 50011, 2 NO + 2 NC, Screw terminal With mechanical latching 96 V DC DC operation !!! Phased-out product !!! Successor is SIRIUS 3RH21 | - | 0 | 7
3TH2722-0BU4 |  | 3TH2722-0BU4 | 1 | UN | 1 | 20 | D | D | N | N | 85364900 | 1 | 4011209253308 | 0.446 | KG | 201.76 | 201.76 | CP06 | CP06 | Contactor relay 22 E EN 50011 2 NO + 2 NC,Screw terminal With mechanical latching Direct current operation DC solenoid system !!! Phased-out product !!! Successor is SIRIUS 3RH21 | - | 0 | 0
3TH2731-0AN2 |  | 3TH2731-0AN2 | 1 | UN | 1 | 20 | D | D | N | N | 85364900 | 1 | 4011209106796 | 0.34 | KG | 225.04 | 225.04 | CP06 | CP06 | Contactor relay 31 E EN 50011 3 NO+1 NC;Screw terminal With mechanical latching Alternating current operation 220 V AC 50/60 Hz !!! Phased-out product !!! Successor is SIRIUS 3RH21 | - | 0 | 7
3TH2731-0AP0 |  | 3TH2731-0AP0 | 1 | UN | 1 | 20 | D | D | N | N | 85364900 | 1 | 4011209098770 | 0.318 | KG | 220.19 | 220.19 | CP06 | CP06 | Contactor relay 31 E EN 50011 3 NO+1 NC;Screw terminal With mechanical latching Alternating current operation 230 V AC 50 Hz, 277 V 60 Hz !!! Phased-out product !!! Successor is SIRIUS 3RH21 | - | 0 | 7
3TH2731-0BB4 |  | 3TH2731-0BB4 | 1 | UN | 1 | 20 | D | D | N | N | 85364900 | 1 | 4011209046276 | 0.391 | KG | 176.54 | 176.54 | CP06 | CP06 | Contactor relay, 31E, EN 50011, 3 NO + 1 NC, Screw terminal With mechanical latching 24 V DC DC operation !!! Phased-out product !!! Successor is SIRIUS 3RH21 | - | 0 | 0
3TH2731-0BH8 |  | 3TH2731-0BH8 | 1 | UN | 1 | 20 | D | D | N | N | 85364900 | 1 | 4011209214231 | 0.367 | KG | 237.65 | 237.65 | CP06 | CP06 | Contactor relay, 31E, EN 50011, 3 NO + 1 NC, Screw terminal With mechanical latching 96 V DC DC operation !!! Phased-out product !!! Successor is SIRIUS 3RH21 | - | 0 | 7
3TH2740-0AP0 |  | 3TH2740-0AP0 | 1 | UN | 1 | 0 | A | D | N | N | 85364900 | 1 | 4011209114852 | 0.33 | KG | 220.19 | 220.19 | CP06 | CP06 | Contactor relay 40 E EN 50011 4 NO;Screw terminal With mechanical latching Alternating current operation 230 V AC 50 Hz, 277 V 60 Hz !!! Phased-out product !!! Successor is SIRIUS 3RH21 | - | 0 | 7
3TH2740-0BB4 |  | 3TH2740-0BB4 | 1 | UN | 1 | 20 | D | D | N | N | 85364900 | 1 | 4011209106802 | 0.422 | KG | 227.95 | 227.95 | CP06 | CP06 | Contactor relay 40 E EN 50011 4 NO;Screw terminal With mechanical latching Direct current operation 24 V DC !!! Phased-out product !!! Successor is SIRIUS 3RH21 | - | 0 | 7
3TH2740-0BE4 |  | 3TH2740-0BE4 | 1 | UN | 1 | 0 | A | D | N | N | 85364900 | 1 | 4011209119833 | 0.482 | KG | 184.3 | 184.3 | CP06 | CP06 | Contactor relay, 40E, EN 50011, 4 NO; Screw terminal With mechanical latching 60 V DC DC operation !!! Phased-out product !!! Successor is SIRIUS 3RH21 | - | 0 | 0
3TH4022-6CH8 |  | 3TH4022-6CH8 | 1 | UN | 1 | 0 | A | D | N | N | 85364900 | 1 | 4011209047044 | 0.602 | KG | 205.64 | 205.64 | CP06 | CP06 | CONTACTOR RELAY 2NO+2NC, F. FORK-TYPE CABLE LUG DIR. CURRENT ACTUATING 96 V DC | - | 0 | 7
3TH4031-0LF4 |  | 3TH4031-0LF4 | 1 | UN | 1 | 0 | A | D | N | N | 85364900 | 1 | 4011209275874 | 0.608 | KG | 234.74 | 234.74 | CP06 | CP06 | CONT. RELAY 31 E DIN EN 50011 3NO+1NC, SCREW CONNECTION DIR. CURRENT ACTUATING DC MAGNET SYSTEM 110 V DC | - | 0 | 7
3TH4031-5CE4 |  | 3TH4031-5CE4 | 1 | UN | 1 | 0 | A | D | N | N | 85364900 | 1 | 4011209122833 | 0.601 | KG | 177.51 | 177.51 | CP06 | CP06 | F.BRITISH RAIL,FORK-TYPE CABLE LU 3NO+1NC, F. FORK-TYPE CABLE LUG DIR. CURRENT ACTUATING DC 60V | - | 0 | 7
3TH4040-5CE4 |  | 3TH4040-5CE4 | 1 | UN | 1 | 0 | A | D | N | N | 85364900 | 1 | 4011209047501 | 0.606 | KG | 177.51 | 177.51 | CP06 | CP06 | F.BRITISH RAIL,FORK-TYPE CABLE LU 4 NO, F. FORK-TYPE CABLE LUG DIR. CURRENT ACTUATING DC 60V | - | 0 | 7
3TH4040-6CH8 |  | 3TH4040-6CH8 | 1 | UN | 1 | 0 | A | D | N | N | 85364900 | 1 | 4011209250796 | 0.605 | KG | 197.88 | 197.88 | CP06 | CP06 | CONTACTOR RELAY 4 NO, FOR FORK-TYPE CABLE LUG DIR. CURRENT ACTUATING 96 V DC | - | 0 | 7
3TH4244-0AB0 |  | 3TH4244-0AB0 | 1 | UN | 1 | 0 | A | D | N | N | 85364900 | 1 | 4011209047723 | 0.408 | KG | 69.65 | 69.65 | CP06 | CP06 | Contactor relay, 44E, DIN EN 50011, 4NO + 4NC, screw terminal AC operation 24 V AC 50 Hz/29 V AC 60 Hz | - | 0 | 0
3TH4244-0AC0 |  | 3TH4244-0AC0 | 1 | UN | 1 | 0 | A | D | N | N | 85364900 | 1 | 4011209047730 | 0.42 | KG | 71.97 | 71.97 | CP06 | CP06 | Contactor relay, 44E, DIN EN 50011, 4NO + 4NC, screw terminal AC operation 32 V AC 50 Hz/38 V AC 60 Hz | - | 0 | 0
3TH4244-0AC1 |  | 3TH4244-0AC1 | 1 | UN | 1 | 50 | X | D | N | N | 85364900 | 1 | 4011209108684 | 0.438 | KG | 71.97 | 71.97 | CP06 | CP06 | Contactor relay, 44E, DIN EN 50011, 4NO + 4NC, screw terminal AC operation 24 V AC 60 Hz/20 V AC 50 Hz | - | 0 | 0
3TH4244-0AC2 |  | 3TH4244-0AC2 | 1 | UN | 1 | 50 | X | D | N | N | 85364900 | 1 | 4011209047747 | 0.421 | KG | 69.65 | 69.65 | CP06 | CP06 | Contactor relay, 44E, DIN EN 50011, 4NO + 4NC, screw terminal AC operation 24 V AC 50/60 Hz | - | 0 | 0
3TH4244-0AD0 |  | 3TH4244-0AD0 | 1 | UN | 1 | 50 | X | D | N | N | 85364900 | 1 | 4011209047754 | 0.415 | KG | 71.97 | 71.97 | CP06 | CP06 | Contactor relay, 44E, DIN EN 50011, 4NO + 4NC, screw terminal AC operation 42 V AC 50 Hz/50 V AC 60 Hz | - | 0 | 0
3TH4244-0AD2 |  | 3TH4244-0AD2 | 1 | UN | 1 | 50 | X | D | N | N | 85364900 | 1 | 4011209080669 | 0.415 | KG | 71.97 | 71.97 | CP06 | CP06 | Contactor relay, 44E, DIN EN 50011, 4NO + 4NC, screw terminal AC operation 42 V AC 50/60 Hz | - | 0 | 0
3TH4244-0AE0 |  | 3TH4244-0AE0 | 1 | UN | 1 | 50 | X | D | N | N | 85364900 | 1 | 4011209108783 | 0.417 | KG | 71.97 | 71.97 | CP06 | CP06 | Contactor relay, 44E, DIN EN 50011, 4NO + 4NC, screw terminal AC operation 60 V AC 50 Hz/72 V AC 60 Hz | - | 0 | 0
3TH4244-0AF0 |  | 3TH4244-0AF0 | 1 | UN | 1 | 50 | X | D | N | N | 85364900 | 1 | 4011209047778 | 0.429 | KG | 69.65 | 69.65 | CP06 | CP06 | Contactor relay, 44E, DIN EN 50011, 4NO + 4NC, screw terminal AC operation 110 V AC 50 Hz/132 V AC 60 Hz | - | 0 | 0
3TH4244-0AG1 |  | 3TH4244-0AG1 | 1 | UN | 1 | 50 | X | D | N | N | 85364900 | 1 | 4011209047785 | 0.442 | KG | 71.97 | 71.97 | CP06 | CP06 | Contactor relay, 44E, DIN EN 50011, 4NO + 4NC, screw terminal AC operation 110 V 60 Hz/92 V AC 50 Hz | - | 0 | 0
3TH4244-0AG2 |  | 3TH4244-0AG2 | 1 | UN | 1 | 50 | X | D | N | N | 85364900 | 1 | 4011209047792 | 0.421 | KG | 69.65 | 69.65 | CP06 | CP06 | Contactor relay, 44E, DIN EN 50011, 4NO + 4NC, screw terminal AC operation 110V AC 50/60Hz | - | 0 | 0
3TH4244-0AH0 |  | 3TH4244-0AH0 | 1 | UN | 1 | 50 | X | D | N | N | 85364900 | 1 | 4011209047808 | 0.401 | KG | 71.97 | 71.97 | CP06 | CP06 | Contactor relay, 44E, DIN EN 50011, 4NO + 4NC, screw terminal AC operation 48 V AC 50 Hz/58 V AC 60 Hz | - | 0 | 0
3TH4244-0AJ1 |  | 3TH4244-0AJ1 | 1 | UN | 1 | 50 | X | D | N | N | 85364900 | 1 | 4011209047815 | 0.445 | KG | 71.97 | 71.97 | CP06 | CP06 | Contactor relay, 44E, DIN EN 50011, 4NO + 4NC, screw terminal AC operation 115 V 60 Hz/96 V AC 50 Hz | - | 0 | 0
3TH4244-0AJ2 |  | 3TH4244-0AJ2 | 1 | UN | 1 | 50 | X | D | N | N | 85364900 | 1 | 4011209047822 | 0.417 | KG | 71.97 | 71.97 | CP06 | CP06 | Contactor relay, 44E, DIN EN 50011, 4NO + 4NC, screw terminal AC operation 115 V AC 50/60 Hz | - | 0 | 0
3TH4244-0AK1 |  | 3TH4244-0AK1 | 1 | UN | 1 | 50 | X | D | N | N | 85364900 | 1 | 4011209047839 | 0.42 | KG | 71.97 | 71.97 | CP06 | CP06 | Contactor relay, 44E, DIN EN 50011, 4NO + 4NC, screw terminal AC operation 120 V AC 60 Hz/100 V AC 50 Hz | - | 0 | 0
3TH4244-0AK2 |  | 3TH4244-0AK2 | 1 | UN | 1 | 50 | X | D | N | N | 85364900 | 1 | 4011209125582 | 0.407 | KG | 71.97 | 71.97 | CP06 | CP06 | Contactor relay, 44E, DIN EN 50011, 4NO + 4NC, screw terminal AC operation 120 V AC 50/60 Hz | - | 0 | 0
3TH4244-0AK6 |  | 3TH4244-0AK6 | 1 | UN | 1 | 50 | X | D | N | N | 85364900 | 1 | 4011209047846 | 0.438 | KG | 69.65 | 69.65 | CP06 | CP06 | Contactor relay, 44E, DIN EN 50011, 4NO + 4NC, screw terminal AC operation 120 V AC 60 Hz/110 V AC 50 Hz | - | 0 | 0
3TH4244-0AL0 |  | 3TH4244-0AL0 | 1 | UN | 1 | 50 | X | D | N | N | 85364900 | 1 | 4011209047853 | 0.425 | KG | 71.97 | 71.97 | CP06 | CP06 | Contactor relay, 44E, DIN EN 50011, 4NO + 4NC, screw terminal AC operation 125 V AC, 127 V 50 Hz/ | - | 0 | 0
3TH4244-0AL1 |  | 3TH4244-0AL1 | 1 | UN | 1 | 50 | X | D | N | N | 85364900 | 1 | 4011209047860 | 0.417 | KG | 71.97 | 71.97 | CP06 | CP06 | Contactor relay, 44E, DIN EN 50011, 4NO + 4NC, screw terminal AC operation 230 V AC 60 Hz/192 V AC 50 Hz | - | 0 | 0
3TH4244-0AL2 |  | 3TH4244-0AL2 | 1 | UN | 1 | 50 | X | D | N | N | 85364900 | 1 | 4011209047877 | 0.438 | KG | 69.65 | 69.65 | CP06 | CP06 | Contactor relay, 44E, DIN EN 50011, 4NO + 4NC, screw terminal AC operation 230 V AC 50/60 Hz | - | 0 | 0
3TH4244-0AM0 |  | 3TH4244-0AM0 | 1 | UN | 1 | 50 | X | D | N | N | 85364900 | 1 | 4011209047884 | 0.405 | KG | 71.97 | 71.97 | CP06 | CP06 | Contactor relay, 44E, DIN EN 50011, 4NO + 4NC, screw terminal AC operation 220 V AC 50 Hz/264 V AC 60 Hz | - | 0 | 0
3TH4244-0AN1 |  | 3TH4244-0AN1 | 1 | UN | 1 | 50 | X | D | N | N | 85364900 | 1 | 4011209047891 | 0.443 | KG | 71.97 | 71.97 | CP06 | CP06 | Contactor relay, 44E, DIN EN 50011, 4NO + 4NC, screw terminal AC operation 220 V AC 60 Hz/183 V AC 50 Hz | - | 0 | 0
3TH4244-0AN2 |  | 3TH4244-0AN2 | 1 | UN | 1 | 50 | X | D | N | N | 85364900 | 1 | 4011209047907 | 0.419 | KG | 69.65 | 69.65 | CP06 | CP06 | Contactor relay, 44E, DIN EN 50011, 4NO + 4NC, screw terminal AC operation 220 V AC 50/60 Hz | - | 0 | 0
3TH4244-0AN6 |  | 3TH4244-0AN6 | 1 | UN | 1 | 50 | X | D | N | N | 85364900 | 1 | 4011209194663 | 0.426 | KG | 71.97 | 71.97 | CP06 | CP06 | Contactor relay, 44E, DIN EN 50011, 4NO + 4NC, screw terminal AC operation 200-220 V AC 60 Hz 200 V AC 50 Hz | - | 0 | 0
3TH4244-0AP0 |  | 3TH4244-0AP0 | 1 | UN | 1 | 50 | X | D | N | N | 85364900 | 1 | 4011209047914 | 0.442 | KG | 69.65 | 67.71 | CP06 | CP06 | Contactor relay, 44E, DIN EN 50011, 4NO + 4NC, screw terminal AC operation 230/220 V AC 50 Hz, 276/264V 60Hz | Lista Papel 2020 SI | 0 | 0
3TH4244-0AP2 |  | 3TH4244-0AP2 | 1 | UN | 1 | 50 | X | D | N | N | 85364900 | 1 | 4011209110953 | 0.43 | KG | 71.97 | 71.97 | CP06 | CP06 | Contactor relay, 44E, DIN EN 50011, 4NO + 4NC, screw terminal AC operation 240 V AC 50/60 Hz | - | 0 | 0
3TH4244-0AP6 |  | 3TH4244-0AP6 | 1 | UN | 1 | 50 | X | D | N | N | 85364900 | 1 | 4011209083394 | 0.413 | KG | 71.97 | 71.97 | CP06 | CP06 | Contactor relay, 44E, DIN EN 50011, 4NO + 4NC, screw terminal AC operation 240 V AC 60 Hz/220 V AC 50 Hz | - | 0 | 0
3TH4244-0AR0 |  | 3TH4244-0AR0 | 1 | UN | 1 | 50 | X | D | N | N | 85364900 | 1 | 4011209093423 | 0.444 | KG | 71.97 | 71.97 | CP06 | CP06 | Contactor relay, 44E, DIN EN 50011, 4NO + 4NC, screw terminal AC operation 415 V AC 50 Hz/277 V AC 60 Hz | - | 0 | 0
3TH4244-0AR1 |  | 3TH4244-0AR1 | 1 | UN | 1 | 0 | A | D | N | N | 85364900 | 1 | 4011209084445 | 0.428 | KG | 80.41 | 80.41 | CP06 | CP06 | Contactor relay, 44E, DIN EN 50011, 4NO + 4NC, screw terminal AC operation 440 V AC 60 Hz/367 V AC 50 Hz | - | 0 | 0
3TH4244-0AR2 |  | 3TH4244-0AR2 | 1 | UN | 1 | 50 | X | D | N | N | 85364900 | 1 | 4011209106000 | 0.45 | KG | 71.97 | 71.97 | CP06 | CP06 | Contactor relay, 44E, DIN EN 50011, 4NO + 4NC, screw terminal AC operation 440 V AC 50/60 Hz | - | 0 | 0
3TH4244-0AS0 |  | 3TH4244-0AS0 | 1 | UN | 1 | 50 | X | D | N | N | 85364900 | 1 | 4011209047938 | 0.417 | KG | 71.97 | 71.97 | CP06 | CP06 | Contactor relay, 44E, DIN EN 50011, 4NO + 4NC, screw terminal AC operation 500 V AC 50 Hz/600 V AC 60 Hz | - | 0 | 0
3TH4244-0AU0 |  | 3TH4244-0AU0 | 1 | UN | 1 | 50 | X | D | N | N | 85364900 | 1 | 4011209047945 | 0.41 | KG | 71.97 | 71.97 | CP06 | CP06 | Contactor relay, 44E, DIN EN 50011, 4NO + 4NC, screw terminal AC operation 240 V AC 50 Hz/288 V AC 60 Hz | - | 0 | 0
3TH4244-0AV0 |  | 3TH4244-0AV0 | 1 | UN | 1 | 50 | X | D | N | N | 85364900 | 1 | 4011209080652 | 0.426 | KG | 71.97 | 71.97 | CP06 | CP06 | Contactor relay, 44E, DIN EN 50011, 4NO + 4NC, screw terminal AC operation 400 V AC 50 Hz/480 V 60 Hz | - | 0 | 0
3TH4244-0BA4 |  | 3TH4244-0BA4 | 1 | UN | 1 | 50 | X | D | N | N | 85364900 | 1 | 4011209105690 | 0.647 | KG | 125.13 | 125.13 | CP06 | CP06 | Contactor relay, 44E, DIN EN 50011, 4NO + 4NC, screw terminal DC operation 12 V DC | - | 0 | 0
3TH4244-0BB4 |  | 3TH4244-0BB4 | 1 | UN | 1 | 50 | X | D | N | N | 85364900 | 1 | 4011209047952 | 0.653 | KG | 125.13 | 121.25 | CP06 | CP06 | Contactor relay, 44E, DIN EN 50011, 4NO + 4NC, screw terminal DC operation 24 V DC | Lista Papel 2020 SI | 0 | 0
3TH4244-0BC4 |  | 3TH4244-0BC4 | 1 | UN | 1 | 50 | X | D | N | N | 85364900 | 1 | 4011209099753 | 0.663 | KG | 125.13 | 125.13 | CP06 | CP06 | Contactor relay, 44E, DIN EN 50011, 4NO + 4NC, screw terminal DC operation 30 V DC | - | 0 | 0
3TH4244-0BD4 |  | 3TH4244-0BD4 | 1 | UN | 1 | 50 | X | D | N | N | 85364900 | 1 | 4011209114111 | 0.655 | KG | 125.13 | 125.13 | CP06 | CP06 | Contactor relay, 44E, DIN EN 50011, 4NO + 4NC, screw terminal DC operation 42 V DC | - | 0 | 0
3TH4244-0BE4 |  | 3TH4244-0BE4 | 1 | UN | 1 | 50 | X | D | N | N | 85364900 | 1 | 4011209047969 | 0.666 | KG | 125.13 | 125.13 | CP06 | CP06 | Contactor relay, 44E, DIN EN 50011, 4NO + 4NC, screw terminal DC operation 60 V DC | - | 0 | 0
3TH4244-0BF4 |  | 3TH4244-0BF4 | 1 | UN | 1 | 50 | X | D | N | N | 85364900 | 1 | 4011209047976 | 0.661 | KG | 125.13 | 125.13 | CP06 | CP06 | Contactor relay, 44E, DIN EN 50011, 4NO + 4NC, screw terminal DC operation 110 V DC | - | 0 | 0
3TH4244-0BG4 |  | 3TH4244-0BG4 | 1 | UN | 1 | 50 | X | D | N | N | 85364900 | 1 | 4011209047983 | 0.633 | KG | 125.13 | 125.13 | CP06 | CP06 | Contactor relay, 44E, DIN EN 50011, 4NO + 4NC, screw terminal DC operation 125 V DC | - | 0 | 0
3TH4244-0BG8 |  | 3TH4244-0BG8 | 1 | UN | 1 | 50 | X | D | N | N | 85364900 | 1 | 4011209133327 | 0.662 | KG | 125.13 | 125.13 | CP06 | CP06 | Contactor relay, 44E, DIN EN 50011, 4NO + 4NC, screw terminal DC operation 90 V-140 V DC | - | 0 | 0
3TH4244-0BM4 |  | 3TH4244-0BM4 | 1 | UN | 1 | 50 | X | D | N | N | 85364900 | 1 | 4011209047990 | 0.639 | KG | 125.13 | 125.13 | CP06 | CP06 | Contactor relay, 44E, DIN EN 50011, 4NO + 4NC, screw terminal DC operation DC 220V | - | 0 | 0
3TH4244-0BN4 |  | 3TH4244-0BN4 | 1 | UN | 1 | 50 | X | D | N | N | 85364900 | 1 | 4011209134355 | 0.645 | KG | 139.68 | 139.68 | CP06 | CP06 | Contactor relay, 44E, DIN EN 50011, 4NO + 4NC, screw terminal DC operation 250 V DC | - | 0 | 0
3TH4244-0BP4 |  | 3TH4244-0BP4 | 1 | UN | 1 | 50 | X | D | N | N | 85364900 | 1 | 4011209048003 | 0.647 | KG | 125.13 | 125.13 | CP06 | CP06 | Contactor relay, 44E, DIN EN 50011, 4NO + 4NC, screw terminal DC operation 230 V DC | - | 0 | 0
3TH4244-0BV4 |  | 3TH4244-0BV4 | 1 | UN | 1 | 50 | X | D | N | N | 85364900 | 1 | 4011209048010 | 0.678 | KG | 125.13 | 125.13 | CP06 | CP06 | Contactor relay, 44E, DIN EN 50011, 4NO + 4NC, screw terminal DC operation 36 V DC | - | 0 | 0
3TH4244-0BW4 |  | 3TH4244-0BW4 | 1 | UN | 1 | 50 | X | D | N | N | 85364900 | 1 | 4011209048027 | 0.66 | KG | 125.13 | 125.13 | CP06 | CP06 | Contactor relay, 44E, DIN EN 50011, 4NO + 4NC, screw terminal DC operation 48 V DC | - | 0 | 0
3TH4244-0BX8 |  | 3TH4244-0BX8 | 1 | UN | 1 | 50 | X | D | N | N | 85364900 | 1 | 4011209134065 | 0.647 | KG | 125.13 | 125.13 | CP06 | CP06 | Contactor relay, 44E, DIN EN 50011, 4NO + 4NC, screw terminal DC operation DC operation 64 V DC (0.83-1.17US) | - | 0 | 0
3TH4244-0HD0 |  | 3TH4244-0HD0 | 1 | UN | 1 | 50 | X | D | N | N | 85364900 | 1 | 4011209048034 | 0.422 | KG | 80.32 | 80.32 | CP06 | CP06 | Contactor relay, 44E, DIN EN 50011, 4NO + 4NC, screw terminal with surge suppression (varistor) AC operation 42 V AC 50 Hz/50 V AC 60 Hz | - | 0 | 0
3TH4244-0HP0 |  | 3TH4244-0HP0 | 1 | UN | 1 | 50 | X | D | N | N | 85364900 | 1 | 4011209048041 | 0.391 | KG | 80.32 | 80.32 | CP06 | CP06 | Contactor relay, 44E, DIN EN 50011, 4NO + 4NC, screw terminal with surge suppression (varistor) AC operation 230/220 V AC 50 Hz, 276/264V 60Hz | - | 0 | 0
3TH4244-0LB4 |  | 3TH4244-0LB4 | 1 | UN | 1 | 50 | X | D | N | N | 85364900 | 1 | 4011209214750 | 0.682 | KG | 131.92 | 131.92 | CP06 | CP06 | Contactor relay, 44E, DIN EN 50011, for railway applications 4NO+4NC, screw terminal Operating range 0.7...1.25xUS connected to varistor 24 V DC | - | 0 | 0
3TH4244-0LC8 |  | 3TH4244-0LC8 | 1 | UN | 1 | 50 | X | D | N | N | 85364900 | 1 | 4011209208216 | 0.668 | KG | 131.92 | 131.92 | CP06 | CP06 | Contactor relay 44 E EN 50011 for railway applications 4NO+4NC,screw terminal Operating range 0.7 to 1.25 x US connected to varistor 33 V DC | - | 0 | 7
3TH4244-0LF4 |  | 3TH4244-0LF4 | 1 | UN | 1 | 50 | X | D | N | N | 85364900 | 1 | 4011209202863 | 0.644 | KG | 131.92 | 131.92 | CP06 | CP06 | Contactor relay, 44E, DIN EN 50011, for railway applications 4NO+4NC, screw terminal Operating range 0.7...1.25xUS connected to varistor DC 110V | - | 0 | 0
3TH4244-0LF8 |  | 3TH4244-0LF8 | 1 | UN | 1 | 50 | X | D | N | N | 85364900 | 1 | 4011209855700 | 0.648 | KG | 133.86 | 133.86 | CP06 | CP06 | Contactor relay, 44E, DIN EN 50011, for railway applications 4NO+4NC, screw terminal Operating range 0.7...1.25xUS connected to varistor 100 V DC | - | 0 | 0
3TH4244-0LJ8 |  | 3TH4244-0LJ8 | 1 | UN | 1 | 50 | X | D | N | N | 85364900 | 1 | 4011209341654 | 0.66 | KG | 131.92 | 131.92 | CP06 | CP06 | Contactor relay 44 E EN 50011 for railway applications 4NO+4NC,screw terminal Operating range 0.7 to 1.25 x US connected to varistor 72 V DC | - | 0 | 7
3TH4244-0LP4 |  | 3TH4244-0LP4 | 1 | UN | 1 | 50 | X | D | N | N | 85364900 | 1 | 4011209339088 | 0.642 | KG | 131.92 | 131.92 | CP06 | CP06 | Contactor relay, 44E, DIN EN 50011, for railway applications 4NO+4NC, screw terminal Operating range 0.7...1.25xUS connected to varistor 230 V DC | - | 0 | 0
3TH4244-0LW4 |  | 3TH4244-0LW4 | 1 | UN | 1 | 50 | X | D | N | N | 85364900 | 1 | 4011209460676 | 0.687 | KG | 167.81 | 167.81 | CP06 | CP06 | Contactor relay, 44E, DIN EN 50011, for railway applications 4NO+4NC, screw terminal Operating range 0.7...1.25xUS connected to varistor 48 V DC | - | 0 | 0
3TH4244-0LY80-0AH5 |  | 3TH4244-0LY80-0AH5 | 1 | UN | 1 | 0 | A | D | N | N | 85364900 | 1 | 4011209802919 | 0.647 | KG | 500.52 | 500.52 | CP06 | CP06 | Contactor relay, 44E, DIN EN 50011, for railway applications 4NO+4NC, screw terminal Operating range 0.7...1.25xUS connected to varistor 84 V DC | - | 0 | 0
3TH4244-3BB4 |  | 3TH4244-3BB4 | 1 | UN | 1 | 50 | X | D | N | N | 85364900 | 1 | 4011209048058 | 0.643 | KG | 193.03 | 193.03 | CP06 | CP06 | Contactor relay, 44E for safety combination 4NO+4NC, screw terminal Rectifier bridge built-in DC operation 24 V DC | - | 0 | 0
3TH4244-3BF4 |  | 3TH4244-3BF4 | 1 | UN | 1 | 50 | X | D | N | N | 85364900 | 1 | 4011209048065 | 0.654 | KG | 193.03 | 193.03 | CP06 | CP06 | Contactor relay, 44E for safety combination 4NO+4NC, screw terminal Rectifier bridge built-in DC operation 110 V DC | - | 0 | 0
3TH4244-3KM4 |  | 3TH4244-3KM4 | 1 | UN | 1 | 0 | A | D | N | N | 85364900 | 1 | 4011209171848 | 0.647 | KG | 149.38 | 149.38 | CP06 | CP06 | Contactor relay, 44E, DIN EN 50011, 4NO + 4NC, screw terminal with surge suppression (diode combination) DC operation DC 220V | - | 0 | 0
3TH4244-3LB4 |  | 3TH4244-3LB4 | 1 | UN | 1 | 0 | A | D | N | N | 85364900 | 1 | 4011209840416 | 0.538 | KG | 194.97 | 194.97 | CP06 | CP06 | Contactor relay, 44E, DIN EN 50011, for railway applications 4NO+4NC, screw terminal Operating range 0.7...1.35xUS connected to varistor 24 V DC ambient temperature max. 50 Â°C | - | 0 | 0
3TH4244-3MG1 |  | 3TH4244-3MG1 | 1 | UN | 1 | 50 | X | D | N | N | 85364900 | 1 | 4011209089334 | 0.431 | KG | 104.76 | 104.76 | CP06 | CP06 | Contactor relay 44 E EN 50011 4NO+4NC, plug-in connection Alternating current operation with integrated varistor Hauni with integrated varistor 110 V AC 60 Hz/92 V AC 50 Hz | - | 0 | 7
3TH4244-4KB4 |  | 3TH4244-4KB4 | 1 | UN | 1 | 50 | X | D | N | N | 85364900 | 1 | 4011209048072 | 0.661 | KG | 130.95 | 130.95 | CP06 | CP06 | Contactor relay, 44E, DIN EN 50011, 4NO + 4NC, screw terminal with surge suppression (interference suppression diode) DC operation 24 V DC | - | 0 | 0
3TH4244-4MP0 |  | 3TH4244-4MP0 | 1 | UN | 1 | 50 | X | D | N | N | 85364900 | 1 | 4011209095908 | 0.435 | KG | 78.47 | 78.47 | CP06 | CP06 | Contactor relay, 44E, DIN EN 50011, 4NO + 4NC flat connector terminal AC operation 230 V AC 50 Hz, 277 V 60 Hz | - | 0 | 0
3TH4244-5CB4 |  | 3TH4244-5CB4 | 1 | UN | 1 | 50 | X | D | N | N | 85364900 | 1 | 4011209584433 | 0.665 | KG | 139.68 | 139.68 | CP06 | CP06 | Contactor relay 44 E EN 50011 4NO+4NC, for fork-type cable lug Direct current operation 24 V DC | - | 0 | 7
3TH4244-5CE4 |  | 3TH4244-5CE4 | 1 | UN | 1 | 50 | X | D | N | N | 85364900 | 1 | 4011209145092 | 0.657 | KG | 125.13 | 125.13 | CP06 | CP06 | Contactor relay 44 E EN 50011 4NO+4NC, for fork-type cable lug Direct current operation 60 V DC | - | 0 | 7
3TH4244-5KB4 |  | 3TH4244-5KB4 | 1 | UN | 1 | 50 | X | D | N | N | 85364900 | 1 | 4011209084360 | 0.674 | KG | 134.83 | 134.83 | CP06 | CP06 | Contactor relay, 2-tier, 24 V DC, Size 0, 4 NO+4 NC, integrated varistor | - | 0 | 0
3TH4244-5MB4 |  | 3TH4244-5MB4 | 1 | UN | 1 | 50 | X | D | N | N | 85364900 | 1 | 4011209048089 | 0.641 | KG | 128.04 | 128.04 | CP06 | CP06 | Contactor relay, 44E, DIN EN 50011, 4NO + 4NC flat connector terminal DC operation 24 V DC | - | 0 | 0
3TH4244-5MF4 |  | 3TH4244-5MF4 | 1 | UN | 1 | 50 | X | D | N | N | 85364900 | 1 | 4011209109834 | 0.647 | KG | 128.04 | 128.04 | CP06 | CP06 | Contactor relay, 44E, DIN EN 50011, 4NO + 4NC flat connector terminal DC operation 110 V DC | - | 0 | 0
3TH4244-5MM4 |  | 3TH4244-5MM4 | 1 | UN | 1 | 50 | X | D | N | N | 85364900 | 1 | 4011209086654 | 0.645 | KG | 128.04 | 128.04 | CP06 | CP06 | Contactor relay, 44E, DIN EN 50011, 4NO + 4NC flat connector terminal DC operation DC 220V | - | 0 | 0
3TH4244-6BB4 |  | 3TH4244-6BB4 | 1 | UN | 1 | 50 | X | D | N | N | 85364900 | 1 | 4011209048096 | 0.684 | KG | 136.77 | 136.77 | CP06 | CP06 | Contactor relay, 44E, DIN EN 50011, 4NO + 4NC, screw terminal Varistor built-in DC operation 24 V DC | - | 0 | 0
3TH4244-6CB4 |  | 3TH4244-6CB4 | 1 | UN | 1 | 50 | X | D | N | N | 85364900 | 1 | 4011209181922 | 0.67 | KG | 158.11 | 158.11 | CP06 | CP06 | Contactor relay 44 E EN 50011 4NO+4NC, for fork-type cable lug Direct current operation 24 V DC | - | 0 | 7
3TH4244-6CC8 |  | 3TH4244-6CC8 | 1 | UN | 1 | 0 | A | D | N | N | 85364900 | 1 | 4011209079427 | 0.685 | KG | 158.11 | 158.11 | CP06 | CP06 | Contactor relay 44 E EN 50011 4NO+4NC, for fork-type cable lug Direct current operation 33 V DC | - | 0 | 7
3TH4244-6CH8 |  | 3TH4244-6CH8 | 1 | UN | 1 | 50 | X | D | N | N | 85364900 | 1 | 4011209048102 | 0.646 | KG | 141.62 | 141.62 | CP06 | CP06 | Contactor relay 44 E EN 50011 4NO+4NC, for fork-type cable lug Direct current operation 96 V DC | - | 0 | 7
3TH4244-6LF4 |  | 3TH4244-6LF4 | 1 | UN | 1 | 50 | X | D | N | N | 85364900 | 1 | 4011209726796 | 0.642 | KG | 131.92 | 131.92 | CP06 | CP06 | Contactor relay, 44E, DIN EN 50011, for railway applications 4NO+4NC, screw terminal Operating range 0.7...1.25xUS connected to varistor DC 110V for fork-type cable lug | - | 0 | 0
3TH4244-6RC8 |  | 3TH4244-6RC8 | 1 | UN | 1 | 50 | X | D | N | N | 85364900 | 1 | 4011209186651 | 0.63 | KG | 148.41 | 148.41 | CP06 | CP06 | Contactor relay 44 E EN 50011 4NO+4NC, for fork-type cable lug Direct current operation 33 V DC ring cable lug connection without screw | - | 0 | 7
3TH4253-0AB0 |  | 3TH4253-0AB0 | 1 | UN | 1 | 50 | X | D | N | N | 85364900 | 1 | 4011209048133 | 0.412 | KG | 69.65 | 69.65 | CP06 | CP06 | Contactor relay, 53E, DIN EN 50011, 5NO + 3NC, screw terminal AC operation 24 V AC 50 Hz/29 V AC 60 Hz | - | 0 | 0
3TH4253-0AC2 |  | 3TH4253-0AC2 | 1 | UN | 1 | 50 | X | D | N | N | 85364900 | 1 | 4011209048140 | 0.421 | KG | 69.65 | 69.65 | CP06 | CP06 | Contactor relay, 53E, DIN EN 50011, 5NO + 3NC, screw terminal AC operation 24 V AC 50/60 Hz | - | 0 | 0
3TH4253-0AD0 |  | 3TH4253-0AD0 | 1 | UN | 1 | 50 | X | D | N | N | 85364900 | 1 | 4011209048157 | 0.419 | KG | 69.65 | 69.65 | CP06 | CP06 | Contactor relay, 53E, DIN EN 50011, 5NO + 3NC, screw terminal AC operation 42 V AC 50 Hz/50 V AC 60 Hz | - | 0 | 0
3TH4253-0AD2 |  | 3TH4253-0AD2 | 1 | UN | 1 | 50 | X | D | N | N | 85364900 | 1 | 4011209269927 | 0.444 | KG | 71.97 | 71.97 | CP06 | CP06 | Contactor relay, 53E, DIN EN 50011, 5NO + 3NC, screw terminal AC operation 42 V AC 50/60 Hz | - | 0 | 0
3TH4253-0AF0 |  | 3TH4253-0AF0 | 1 | UN | 1 | 50 | X | D | N | N | 85364900 | 1 | 4011209048164 | 0.434 | KG | 69.65 | 69.65 | CP06 | CP06 | Contactor relay, 53E, DIN EN 50011, 5NO + 3NC, screw terminal AC operation 110 V AC 50 Hz/132 V AC 60 Hz | - | 0 | 0
3TH4253-0AG1 |  | 3TH4253-0AG1 | 1 | UN | 1 | 50 | X | D | N | N | 85364900 | 1 | 4011209048171 | 0.44 | KG | 71.97 | 71.97 | CP06 | CP06 | Contactor relay, 53E, DIN EN 50011, 5NO + 3NC, screw terminal AC operation 110 V 60 Hz/92 V AC 50 Hz | - | 0 | 0
3TH4253-0AG2 |  | 3TH4253-0AG2 | 1 | UN | 1 | 50 | X | D | N | N | 85364900 | 1 | 4011209048188 | 0.437 | KG | 69.65 | 69.65 | CP06 | CP06 | Contactor relay, 53E, DIN EN 50011, 5NO + 3NC, screw terminal AC operation 110V AC 50/60Hz | - | 0 | 0
3TH4253-0AH0 |  | 3TH4253-0AH0 | 1 | UN | 1 | 0 | A | D | N | N | 85364900 | 1 | 4011209086142 | 0.407 | KG | 80.41 | 80.41 | CP06 | CP06 | Contactor relay 53 E EN 50011 5NO+3NC,screw terminal Alternating current operation 48 V AC 50 Hz/58 V AC 60 Hz | - | 0 | 7
3TH4253-0AJ2 |  | 3TH4253-0AJ2 | 1 | UN | 1 | 50 | X | D | N | N | 85364900 | 1 | 4011209093850 | 0.416 | KG | 71.97 | 71.97 | CP06 | CP06 | Contactor relay, 53E, DIN EN 50011, 5NO + 3NC, screw terminal AC operation 115 V AC 50/60 Hz | - | 0 | 0
3TH4253-0AK6 |  | 3TH4253-0AK6 | 1 | UN | 1 | 50 | X | D | N | N | 85364900 | 1 | 4011209097223 | 0.444 | KG | 69.65 | 69.65 | CP06 | CP06 | Contactor relay, 53E, DIN EN 50011, 5NO + 3NC, screw terminal AC operation 120 V AC 60 Hz/110 V AC 50 Hz | - | 0 | 0
3TH4253-0AL0 |  | 3TH4253-0AL0 | 1 | UN | 1 | 50 | X | D | N | N | 85364900 | 1 | 4011209048195 | 0.426 | KG | 71.97 | 71.97 | CP06 | CP06 | Contactor relay, 53E, DIN EN 50011, 5NO + 3NC, screw terminal AC operation 125 V AC, 127 V 50 Hz/ | - | 0 | 0
3TH4253-0AL2 |  | 3TH4253-0AL2 | 1 | UN | 1 | 50 | X | D | N | N | 85364900 | 1 | 4011209048201 | 0.417 | KG | 69.65 | 69.65 | CP06 | CP06 | Contactor relay, 53E, DIN EN 50011, 5NO + 3NC, screw terminal AC operation 230 V AC 50/60 Hz | - | 0 | 0
3TH4253-0AM0 |  | 3TH4253-0AM0 | 1 | UN | 1 | 50 | X | D | N | N | 85364900 | 1 | 4011209048218 | 0.46 | KG | 71.97 | 71.97 | CP06 | CP06 | Contactor relay, 53E, DIN EN 50011, 5NO + 3NC, screw terminal AC operation 220 V AC 50 Hz/264 V AC 60 Hz | - | 0 | 0
3TH4253-0AM1 |  | 3TH4253-0AM1 | 1 | UN | 1 | 0 | A | D | N | N | 85364900 | 1 | 4011209182554 | 0.425 | KG | 80.41 | 80.41 | CP06 | CP06 | Contactor relay, 53E, DIN EN 50011, 5NO + 3NC, screw terminal AC operation 208 V AC 60 Hz/173 V AC 50 Hz | - | 0 | 0
3TH4253-0AN1 |  | 3TH4253-0AN1 | 1 | UN | 1 | 50 | X | D | N | N | 85364900 | 1 | 4011209048225 | 0.426 | KG | 80.41 | 80.41 | CP06 | CP06 | Contactor relay, 53E, DIN EN 50011, 5NO + 3NC, screw terminal AC operation 220 V AC 60 Hz/183 V AC 50 Hz | - | 0 | 0
3TH4253-0AN2 |  | 3TH4253-0AN2 | 1 | UN | 1 | 50 | X | D | N | N | 85364900 | 1 | 4011209048232 | 0.449 | KG | 69.65 | 69.65 | CP06 | CP06 | Contactor relay, 53E, DIN EN 50011, 5NO + 3NC, screw terminal AC operation 220 V AC 50/60 Hz | - | 0 | 0
3TH4253-0AP0 |  | 3TH4253-0AP0 | 1 | UN | 1 | 50 | X | D | N | N | 85364900 | 1 | 4011209048249 | 0.44 | KG | 69.65 | 67.71 | CP06 | CP06 | Contactor relay, 53E, DIN EN 50011, 5NO + 3NC, screw terminal AC operation 230 V AC 50 Hz, 277 V 60 Hz | Lista Papel 2020 SI | 0 | 0
3TH4253-0AP6 |  | 3TH4253-0AP6 | 1 | UN | 1 | 50 | X | D | N | N | 85364900 | 1 | 4011209101203 | 0.412 | KG | 71.97 | 71.97 | CP06 | CP06 | Contactor relay, 53E, DIN EN 50011, 5NO + 3NC, screw terminal AC operation 240 V AC 60 Hz/220 V AC 50 Hz | - | 0 | 0
3TH4253-0AR0 |  | 3TH4253-0AR0 | 1 | UN | 1 | 0 | A | D | N | N | 85364900 | 1 | 4011209229853 | 0.427 | KG | 80.41 | 80.41 | CP06 | CP06 | Contactor relay 53 E EN 50011 5NO+3NC,screw terminal Alternating current operation 415 V AC 50 Hz/500 V AC 60 Hz | - | 0 | 7
3TH4253-0AR2 |  | 3TH4253-0AR2 | 1 | UN | 1 | 50 | X | D | N | N | 85364900 | 1 | 4011209148413 | 0.428 | KG | 80.41 | 80.41 | CP06 | CP06 | Contactor relay, 53E, DIN EN 50011, 5NO + 3NC, screw terminal AC operation 440 V AC 50/60 Hz | - | 0 | 0
3TH4253-0AU0 |  | 3TH4253-0AU0 | 1 | UN | 1 | 50 | X | D | N | N | 85364900 | 1 | 4011209048256 | 0.421 | KG | 80.41 | 80.41 | CP06 | CP06 | Contactor relay, 53E, DIN EN 50011, 5NO + 3NC, screw terminal AC operation 240 V AC 50 Hz/288 V AC 60 Hz | - | 0 | 0
3TH4253-0AV0 |  | 3TH4253-0AV0 | 1 | UN | 1 | 50 | X | D | N | N | 85364900 | 1 | 4011209167964 | 0.415 | KG | 71.97 | 71.97 | CP06 | CP06 | Contactor relay, 53E, DIN EN 50011, 5NO + 3NC, screw terminal AC operation 400 V AC 50 Hz/480 V 60 Hz | - | 0 | 0
3TH4253-0BB4 |  | 3TH4253-0BB4 | 1 | UN | 1 | 50 | X | D | N | N | 85364900 | 1 | 4011209048263 | 0.649 | KG | 121.25 | 117.37 | CP06 | CP06 | Contactor relay, 53E, DIN EN 50011, 5NO + 3NC, screw terminal DC operation 24 V DC | Lista Papel 2020 SI | 0 | 0
3TH4253-0BD4 |  | 3TH4253-0BD4 | 1 | UN | 1 | 0 | A | D | N | N | 85364900 | 1 | 4011209088177 | 0.665 | KG | 125.13 | 125.13 | CP06 | CP06 | Contactor relay, 53E, DIN EN 50011, 5NO + 3NC, screw terminal DC operation 42 V DC | - | 0 | 0
3TH4253-0BE4 |  | 3TH4253-0BE4 | 1 | UN | 1 | 50 | X | D | N | N | 85364900 | 1 | 4011209094888 | 0.677 | KG | 125.13 | 125.13 | CP06 | CP06 | Contactor relay, 53E, DIN EN 50011, 5NO + 3NC, screw terminal DC operation 60 V DC | - | 0 | 0
3TH4253-0BF4 |  | 3TH4253-0BF4 | 1 | UN | 1 | 50 | X | D | N | N | 85364900 | 1 | 4011209048270 | 0.652 | KG | 121.25 | 121.25 | CP06 | CP06 | Contactor relay, 53E, DIN EN 50011, 5NO + 3NC, screw terminal DC operation DC 110V | - | 0 | 0
3TH4253-0BG4 |  | 3TH4253-0BG4 | 1 | UN | 1 | 50 | X | D | N | N | 85364900 | 1 | 4011209095540 | 0.636 | KG | 139.68 | 139.68 | CP06 | CP06 | Contactor relay 53 E EN 50011 5NO+3NC,screw terminal Direct current operation 125 V DC | - | 0 | 7
3TH4253-0BG8 |  | 3TH4253-0BG8 | 1 | UN | 1 | 50 | X | D | N | N | 85364900 | 1 | 4011209133266 | 0.662 | KG | 125.13 | 125.13 | CP06 | CP06 | Contactor relay, 53E, DIN EN 50011, 5NO + 3NC, screw terminal DC operation 90 V-140 V DC | - | 0 | 0
3TH4253-0BM4 |  | 3TH4253-0BM4 | 1 | UN | 1 | 50 | X | D | N | N | 85364900 | 1 | 4011209048287 | 0.647 | KG | 121.25 | 121.25 | CP06 | CP06 | Contactor relay, 53E, DIN EN 50011, 5NO + 3NC, screw terminal DC operation DC 220V | - | 0 | 0
3TH4253-0BP4 |  | 3TH4253-0BP4 | 1 | UN | 1 | 50 | X | D | N | N | 85364900 | 1 | 4011209181236 | 0.667 | KG | 125.13 | 125.13 | CP06 | CP06 | Contactor relay, 53E, DIN EN 50011, 5NO + 3NC, screw terminal DC operation 230 V DC | - | 0 | 0
3TH4253-0BQ4 |  | 3TH4253-0BQ4 | 1 | UN | 1 | 0 | A | D | N | N | 85364900 | 1 | 4011209242210 | 0.647 | KG | 139.68 | 139.68 | CP06 | CP06 | Contactor relay 53 E EN 50011 5NO+3NC,screw terminal Direct current operation 240 V DC | - | 0 | 7
3TH4253-0BW4 |  | 3TH4253-0BW4 | 1 | UN | 1 | 50 | X | D | N | N | 85364900 | 1 | 4011209089495 | 0.658 | KG | 125.13 | 125.13 | CP06 | CP06 | Contactor relay, 53E, DIN EN 50011, 5NO + 3NC, screw terminal DC operation 48 V DC | - | 0 | 0
3TH4253-0LB4 |  | 3TH4253-0LB4 | 1 | UN | 1 | 50 | X | D | N | N | 85364900 | 1 | 4011209215283 | 0.692 | KG | 131.92 | 131.92 | CP06 | CP06 | Contactor relay, 53E, DIN EN 50011, for railway applications 5NO + 3NC, screw terminal, Operating range 0.7...1.25xUS connected to varistor 24 V DC | - | 0 | 0
3TH4253-0LC8 |  | 3TH4253-0LC8 | 1 | UN | 1 | 0 | A | D | N | N | 85364900 | 1 | 4011209208209 | 0.673 | KG | 147.44 | 147.44 | CP06 | CP06 | Contactor relay, 53E, DIN EN 50011, for railway applications 5NO + 3NC, screw terminal Operating range 0.7...1.25xUS connected to varistor 33 V DC | - | 0 | 0
3TH4253-0LF4 |  | 3TH4253-0LF4 | 1 | UN | 1 | 50 | X | D | N | N | 85364900 | 1 | 4011209265639 | 0.648 | KG | 131.92 | 131.92 | CP06 | CP06 | Contactor relay, 53E, DIN EN 50011, for railway applications 5NO + 3NC, screw terminal, Operating range 0.7...1.25xUS connected to varistor DC 110V | - | 0 | 0
3TH4253-0LP4 |  | 3TH4253-0LP4 | 1 | UN | 1 | 50 | X | D | N | N | 85364900 | 1 | 4011209339071 | 0.675 | KG | 131.92 | 131.92 | CP06 | CP06 | Contactor relay, 53E, DIN EN 50011, for railway applications 5NO + 3NC, screw terminal Operating range 0.7...1.25xUS connected to varistor 230 V DC | - | 0 | 0
3TH4253-3MG1 |  | 3TH4253-3MG1 | 1 | UN | 1 | 0 | A | D | N | N | 85364900 | 1 | 4011209142206 | 0.433 | KG | 117.37 | 117.37 | CP06 | CP06 | Contactor relay 53 E EN 50 011 5NO+3NC, plug-in connection Alternating current operation with integrated varistor 110 V AC 60 Hz/92 V AC 50 Hz | - | 0 | 7
3TH4253-5CE4 |  | 3TH4253-5CE4 | 1 | UN | 1 | 0 | A | D | N | N | 85364900 | 1 | 4011209565876 | 0.67 | KG | 142.59 | 142.59 | CP06 | CP06 | Contactor relay 53 E EN 50 011 5NO+3NC,screw terminal DC-MAGNET SYSTEM with integrated varistor 60 V DC | - | 0 | 7
3TH4253-5KB4 |  | 3TH4253-5KB4 | 1 | UN | 1 | 50 | X | D | N | N | 85364900 | 1 | 4011209048294 | 0.684 | KG | 136.77 | 136.77 | CP06 | CP06 | Contactor relay, 53E, DIN EN 50011, 5NO + 3NC, screw terminal DC magnet system with integr. varistor 24 V DC | - | 0 | 0
3TH4253-5MF4 |  | 3TH4253-5MF4 | 1 | UN | 1 | 50 | X | D | N | N | 85364900 | 1 | 4011209084971 | 0.628 | KG | 128.04 | 128.04 | CP06 | CP06 | Contactor relay, 53E, DIN EN 50011, 5 NO + 3 NC flat connector terminal DC operation 110 V DC | - | 0 | 0
3TH4253-5MM4 |  | 3TH4253-5MM4 | 1 | UN | 1 | 50 | X | D | N | N | 85364900 | 1 | 4011209086647 | 0.65 | KG | 128.04 | 128.04 | CP06 | CP06 | Contactor relay, 53E, DIN EN 50011, 5 NO + 3 NC flat connector terminal DC operation DC 220V | - | 0 | 0
3TH4253-5MN4 |  | 3TH4253-5MN4 | 1 | UN | 1 | 50 | X | D | N | N | 85364900 | 1 | 4011209581302 | 0.645 | KG | 131.92 | 131.92 | CP06 | CP06 | Contactor relay, 53E, DIN EN 50011, 5 NO + 3 NC flat connector terminal DC operation 250 V DC | - | 0 | 0
3TH4262-0AB0 |  | 3TH4262-0AB0 | 1 | UN | 1 | 50 | X | D | N | N | 85364900 | 1 | 4011209048317 | 0.409 | KG | 69.65 | 69.65 | CP06 | CP06 | Contactor relay, 62E, DIN EN 50011, 6 NO + 2 NC, screw terminal AC operation 24 V AC 50 Hz/29 V AC 60 Hz | - | 0 | 0
3TH4262-0AC2 |  | 3TH4262-0AC2 | 1 | UN | 1 | 50 | X | D | N | N | 85364900 | 1 | 4011209048324 | 0.45 | KG | 69.65 | 69.65 | CP06 | CP06 | Contactor relay, 62E, DIN EN 50011, 6 NO + 2 NC, screw terminal AC operation 24 V AC 50/60 Hz | - | 0 | 0
3TH4262-0AC2-Z | X90 | 3TH4262-0AC2-ZX90 | 1 | UN | 1 | 0 | A | D | N | N | 85364900 | 10 | 4011209117617 | 0.417 | KG | 77.89 | 77.89 | CP06 | CP06 | Contactor relay, 62E, DIN EN 50011, 6 NO + 2 NC, screw terminal AC operation 24 V AC 50/60 Hz Multi-unit packaging Packing quantity 10 units | - | 0 | 0
3TH4262-0AD0 |  | 3TH4262-0AD0 | 1 | UN | 1 | 50 | X | D | N | N | 85364900 | 1 | 4011209048331 | 0.418 | KG | 69.65 | 69.65 | CP06 | CP06 | Contactor relay, 62E, DIN EN 50011, 6 NO + 2 NC, screw terminal AC operation 42 V AC 50 Hz/50 V AC 60 Hz | - | 0 | 0
3TH4262-0AD2 |  | 3TH4262-0AD2 | 1 | UN | 1 | 50 | X | D | N | N | 85364900 | 1 | 4011209087064 | 0.412 | KG | 71.97 | 71.97 | CP06 | CP06 | Contactor relay, 62E, DIN EN 50011, 6 NO + 2 NC, screw terminal AC operation 42 V AC 50/60 Hz | - | 0 | 0
3TH4262-0AF0 |  | 3TH4262-0AF0 | 1 | UN | 1 | 50 | X | D | N | N | 85364900 | 1 | 4011209048355 | 0.444 | KG | 69.65 | 69.65 | CP06 | CP06 | Contactor relay, 62E, DIN EN 50011, 6 NO + 2 NC, screw terminal AC operation 110 V AC 50 Hz/132 V AC 60 Hz | - | 0 | 0
3TH4262-0AG0 |  | 3TH4262-0AG0 | 1 | UN | 1 | 50 | X | D | N | N | 85364900 | 1 | 4011209145153 | 0.418 | KG | 69.65 | 69.65 | CP06 | CP06 | Contactor relay, 62E, DIN EN 50011, 6 NO + 2 NC, screw terminal AC operation 36 V AC 50 Hz/42 V AC 60 Hz | - | 0 | 0
3TH4262-0AG1 |  | 3TH4262-0AG1 | 1 | UN | 1 | 50 | X | D | N | N | 85364900 | 1 | 4011209048362 | 0.423 | KG | 71.97 | 71.97 | CP06 | CP06 | Contactor relay, 62E, DIN EN 50011, 6 NO + 2 NC, screw terminal AC operation 110 V 60 Hz/92 V AC 50 Hz | - | 0 | 0
3TH4262-0AG2 |  | 3TH4262-0AG2 | 1 | UN | 1 | 50 | X | D | N | N | 85364900 | 1 | 4011209048379 | 0.45 | KG | 69.65 | 69.65 | CP06 | CP06 | Contactor relay, 62E, DIN EN 50011, 6 NO + 2 NC, screw terminal AC operation 110V AC 50/60Hz | - | 0 | 0
3TH4262-0AH0 |  | 3TH4262-0AH0 | 1 | UN | 1 | 50 | X | D | N | N | 85364900 | 1 | 4011209095953 | 0.419 | KG | 71.97 | 71.97 | CP06 | CP06 | Contactor relay, 62E, DIN EN 50011, 6 NO + 2 NC, screw terminal AC operation 48 V AC 50 Hz/58 V AC 60 Hz | - | 0 | 0
3TH4262-0AJ1 |  | 3TH4262-0AJ1 | 1 | UN | 1 | 50 | X | D | N | N | 85364900 | 1 | 4011209048386 | 0.442 | KG | 71.97 | 71.97 | CP06 | CP06 | Contactor relay, 62E, DIN EN 50011, 6 NO + 2 NC, screw terminal AC operation 115 V 60 Hz/96 V AC 50 Hz | - | 0 | 0
3TH4262-0AJ2 |  | 3TH4262-0AJ2 | 1 | UN | 1 | 50 | X | D | N | N | 85364900 | 1 | 4011209048393 | 0.42 | KG | 71.97 | 71.97 | CP06 | CP06 | Contactor relay, 62E, DIN EN 50011, 6 NO + 2 NC, screw terminal AC operation 115 V AC 50/60 Hz | - | 0 | 0
3TH4262-0AK2 |  | 3TH4262-0AK2 | 1 | UN | 1 | 50 | X | D | N | N | 85364900 | 1 | 4011209128170 | 0.422 | KG | 71.97 | 71.97 | CP06 | CP06 | Contactor relay, 62E, DIN EN 50011, 6 NO + 2 NC, screw terminal AC operation 120 V AC 50/60 Hz | - | 0 | 0
3TH4262-0AK6 |  | 3TH4262-0AK6 | 1 | UN | 1 | 50 | X | D | N | N | 85364900 | 1 | 4011209048409 | 0.41 | KG | 71.97 | 71.97 | CP06 | CP06 | Contactor relay, 62E, DIN EN 50011, 6 NO + 2 NC, screw terminal AC operation 120 V AC 60 Hz/110 V AC 50 Hz | - | 0 | 0
3TH4262-0AL0 |  | 3TH4262-0AL0 | 1 | UN | 1 | 50 | X | D | N | N | 85364900 | 1 | 4011209156098 | 0.423 | KG | 71.97 | 71.97 | CP06 | CP06 | Contactor relay, 62E, DIN EN 50011, 6 NO + 2 NC, screw terminal AC operation 125 V AC, 127 V 50 Hz/ | - | 0 | 0
3TH4262-0AL1 |  | 3TH4262-0AL1 | 1 | UN | 1 | 50 | X | D | N | N | 85364900 | 1 | 4011209085695 | 0.433 | KG | 71.97 | 71.97 | CP06 | CP06 | Contactor relay, 62E, DIN EN 50011, 6 NO + 2 NC, screw terminal AC operation 230 V AC 60 Hz/192 V AC 50 Hz | - | 0 | 0
3TH4262-0AL2 |  | 3TH4262-0AL2 | 1 | UN | 1 | 50 | X | D | N | N | 85364900 | 1 | 4011209048416 | 0.432 | KG | 71.97 | 71.97 | CP06 | CP06 | Contactor relay, 62E, DIN EN 50011, 6 NO + 2 NC, screw terminal AC operation 230 V AC 50/60 Hz | - | 0 | 0
3TH4262-0AL2-Z | X90 | 3TH4262-0AL2-ZX90 | 1 | UN | 1 | 50 | X | D | N | N | 85364900 | 10 | 4011209327573 | 0.393 | KG | 80.41 | 80.41 | CP06 | CP06 | Contactor relay 62 E EN 50011 6 NO+2 NC,screw terminal Alternating current operation 230 V AC 50/60 Hz Multi-unit packaging Packing quantity 10 units | - | 0 | 7
3TH4262-0AM0 |  | 3TH4262-0AM0 | 1 | UN | 1 | 50 | X | D | N | N | 85364900 | 1 | 4011209048423 | 0.411 | KG | 71.97 | 71.97 | CP06 | CP06 | Contactor relay, 62E, DIN EN 50011, 6 NO + 2 NC, screw terminal AC operation 220 V AC 50 Hz/264 V AC 60 Hz | - | 0 | 0
3TH4262-0AN1 |  | 3TH4262-0AN1 | 1 | UN | 1 | 50 | X | D | N | N | 85364900 | 1 | 4011209048430 | 0.422 | KG | 71.97 | 71.97 | CP06 | CP06 | Contactor relay, 62E, DIN EN 50011, 6 NO + 2 NC, screw terminal AC operation 220 V AC 60 Hz/183 V AC 50 Hz | - | 0 | 0
3TH4262-0AN2 |  | 3TH4262-0AN2 | 1 | UN | 1 | 50 | X | D | N | N | 85364900 | 1 | 4011209048447 | 0.42 | KG | 69.65 | 69.65 | CP06 | CP06 | Contactor relay, 62E, DIN EN 50011, 6 NO + 2 NC, screw terminal AC operation 220 V AC 50/60 Hz | - | 0 | 0
3TH4262-0AN6 |  | 3TH4262-0AN6 | 1 | UN | 1 | 50 | X | D | N | N | 85364900 | 1 | 4011209145818 | 0.425 | KG | 71.97 | 71.97 | CP06 | CP06 | Contactor relay, 62E, DIN EN 50011, 6 NO + 2 NC, screw terminal AC operation 200-220 V AC 60 Hz 200 V AC 50 Hz | - | 0 | 0
3TH4262-0AP0 |  | 3TH4262-0AP0 | 1 | UN | 1 | 50 | X | D | N | N | 85364900 | 1 | 4011209048454 | 0.414 | KG | 69.65 | 67.71 | CP06 | CP06 | Contactor relay, 62E, DIN EN 50011, 6 NO + 2 NC, screw terminal AC operation 230/220 V AC 50 Hz, 276/264V 60Hz | Lista Papel 2020 SI | 0 | 0
3TH4262-0AP2 |  | 3TH4262-0AP2 | 1 | UN | 1 | 50 | X | D | N | N | 85364900 | 1 | 4011209148611 | 0.43 | KG | 71.97 | 71.97 | CP06 | CP06 | Contactor relay, 62E, DIN EN 50011, 6 NO + 2 NC, screw terminal AC operation 240 V AC 50/60 Hz | - | 0 | 0
3TH4262-0AP6 |  | 3TH4262-0AP6 | 1 | UN | 1 | 50 | X | D | N | N | 85364900 | 1 | 4011209097230 | 0.434 | KG | 71.97 | 71.97 | CP06 | CP06 | Contactor relay, 62E, DIN EN 50011, 6 NO + 2 NC, screw terminal AC operation 240 V AC 60 Hz/220 V AC 50 Hz | - | 0 | 0
3TH4262-0AS0 |  | 3TH4262-0AS0 | 1 | UN | 1 | 50 | X | D | N | N | 85364900 | 1 | 4011209095922 | 0.422 | KG | 80.41 | 80.41 | CP06 | CP06 | Contactor relay, 62E, DIN EN 50011, 6 NO + 2 NC, screw terminal AC operation 500 V AC 50 Hz/600 V AC 60 Hz | - | 0 | 0
3TH4262-0AU0 |  | 3TH4262-0AU0 | 1 | UN | 1 | 50 | X | D | N | N | 85364900 | 1 | 4011209048461 | 0.431 | KG | 80.41 | 80.41 | CP06 | CP06 | Contactor relay, 62E, DIN EN 50011, 6 NO + 2 NC, screw terminal AC operation 240 V AC 50 Hz/288 V AC 60 Hz | - | 0 | 0
3TH4262-0AV0 |  | 3TH4262-0AV0 | 1 | UN | 1 | 50 | X | D | N | N | 85364900 | 1 | 4011209135949 | 0.416 | KG | 71.97 | 71.97 | CP06 | CP06 | Contactor relay, 62E, DIN EN 50011, 6 NO + 2 NC, screw terminal AC operation 400 V AC 50 Hz/480 V 60 Hz | - | 0 | 0
3TH4262-0BA4 |  | 3TH4262-0BA4 | 1 | UN | 1 | 50 | X | D | N | N | 85364900 | 1 | 4011209144385 | 0.651 | KG | 125.13 | 125.13 | CP06 | CP06 | Contactor relay, 62E, DIN EN 50011, 6 NO + 2 NC, screw terminal DC operation 12 V DC | - | 0 | 0
3TH4262-0BB4 |  | 3TH4262-0BB4 | 1 | UN | 1 | 50 | X | D | N | N | 85364900 | 1 | 4011209048478 | 0.656 | KG | 121.25 | 117.37 | CP06 | CP06 | Contactor relay, 62E, DIN EN 50011, 6 NO + 2 NC, screw terminal DC operation 24 V DC | Lista Papel 2020 SI | 0 | 0
3TH4262-0BD4 |  | 3TH4262-0BD4 | 1 | UN | 1 | 50 | X | D | N | N | 85364900 | 1 | 4011209102965 | 0.66 | KG | 125.13 | 125.13 | CP06 | CP06 | Contactor relay, 62E, DIN EN 50011, 6 NO + 2 NC, screw terminal DC operation 42 V DC | - | 0 | 0
3TH4262-0BE4 |  | 3TH4262-0BE4 | 1 | UN | 1 | 50 | X | D | N | N | 85364900 | 1 | 4011209091382 | 0.666 | KG | 125.13 | 125.13 | CP06 | CP06 | Contactor relay, 62E, DIN EN 50011, 6 NO + 2 NC, screw terminal DC operation 60 V DC | - | 0 | 0
3TH4262-0BE8 |  | 3TH4262-0BE8 | 1 | UN | 1 | 50 | X | D | N | N | 85364900 | 1 | 4011209146563 | 0.646 | KG | 125.13 | 125.13 | CP06 | CP06 | Contactor relay, 62E, DIN EN 50011, 6 NO + 2 NC, screw terminal DC operation 80 V DC | - | 0 | 0
3TH4262-0BF4 |  | 3TH4262-0BF4 | 1 | UN | 1 | 50 | X | D | N | N | 85364900 | 1 | 4011209048485 | 0.7 | KG | 121.25 | 121.25 | CP06 | CP06 | Contactor relay, 62E, DIN EN 50011, 6 NO + 2 NC, screw terminal DC operation 110 V DC | - | 0 | 0
3TH4262-0BG4 |  | 3TH4262-0BG4 | 1 | UN | 1 | 50 | X | D | N | N | 85364900 | 1 | 4011209048492 | 0.652 | KG | 125.13 | 125.13 | CP06 | CP06 | Contactor relay, 62E, DIN EN 50011, 6 NO + 2 NC, screw terminal DC operation 125 V DC | - | 0 | 0
3TH4262-0BG8 |  | 3TH4262-0BG8 | 1 | UN | 1 | 50 | X | D | N | N | 85364900 | 1 | 4011209133464 | 0.663 | KG | 125.13 | 125.13 | CP06 | CP06 | Contactor relay, 62E, DIN EN 50011, 6 NO + 2 NC, screw terminal DC operation 90 V-140 V DC | - | 0 | 0
3TH4262-0BM4 |  | 3TH4262-0BM4 | 1 | UN | 1 | 50 | X | D | N | N | 85364900 | 1 | 4011209048508 | 0.639 | KG | 121.25 | 121.25 | CP06 | CP06 | Contactor relay, 62E, DIN EN 50011, 6 NO + 2 NC, screw terminal DC operation DC 220V | - | 0 | 0
3TH4262-0BN4 |  | 3TH4262-0BN4 | 1 | UN | 1 | 50 | X | D | N | N | 85364900 | 1 | 4011209091047 | 0.565 | KG | 125.13 | 125.13 | CP06 | CP06 | Contactor relay 62 E EN 50011 6 NO+2 NC,screw terminal Direct current operation 250 V DC | - | 0 | 7
3TH4262-0BP4 |  | 3TH4262-0BP4 | 1 | UN | 1 | 50 | X | D | N | N | 85364900 | 1 | 4011209114999 | 0.479 | KG | 139.68 | 139.68 | CP06 | CP06 | Contactor relay, 62E, DIN EN 50011, 6 NO + 2 NC, screw terminal DC operation 230 V DC | - | 0 | 0
3TH4262-0BQ4 |  | 3TH4262-0BQ4 | 1 | UN | 1 | 50 | X | D | N | N | 85364900 | 1 | 4011209205864 | 0.664 | KG | 125.13 | 125.13 | CP06 | CP06 | Contactor relay, 62E, DIN EN 50011, 6 NO + 2 NC, screw terminal DC operation 240 V DC | - | 0 | 0
3TH4262-0BV4 |  | 3TH4262-0BV4 | 1 | UN | 1 | 50 | X | D | N | N | 85364900 | 1 | 4011209278905 | 0.661 | KG | 125.13 | 125.13 | CP06 | CP06 | Contactor relay, 62E, DIN EN 50011, 6 NO + 2 NC, screw terminal DC operation 36 V DC | - | 0 | 0
3TH4262-0BW4 |  | 3TH4262-0BW4 | 1 | UN | 1 | 50 | X | D | N | N | 85364900 | 1 | 4011209090972 | 0.665 | KG | 125.13 | 125.13 | CP06 | CP06 | Contactor relay, 62E, DIN EN 50011, 6 NO + 2 NC, screw terminal DC operation 48 V DC | - | 0 | 0
3TH4262-0HP0 |  | 3TH4262-0HP0 | 1 | UN | 1 | 50 | X | D | N | N | 85364900 | 1 | 4011209048522 | 0.43 | KG | 80.32 | 80.32 | CP06 | CP06 | Contactor relay, 62E, DIN EN 50011, 6 NO + 2 NC, screw terminal AC operation Operating range 0.7...1.25xUS connected to varistor 230 V AC 50 Hz, 277 V 60 Hz | - | 0 | 0
3TH4262-0HR1 |  | 3TH4262-0HR1 | 1 | UN | 1 | 0 | A | D | N | N | 85364900 | 1 | 4011209190474 | 0.456 | KG | 92.34 | 92.34 | CP06 | CP06 | Contactor relay 62 E EN 50011 6 NO+2 NC,screw terminal with surge suppression (varistor) Alternating current operation 440 V AC 60 Hz/367 V AC 50 Hz | - | 0 | 7
3TH4262-0LB4 |  | 3TH4262-0LB4 | 1 | UN | 1 | 50 | X | D | N | N | 85364900 | 1 | 4011209215337 | 0.674 | KG | 131.92 | 131.92 | CP06 | CP06 | Contactor relay, 62E, DIN EN 50011, for railway applications 6 NO+2 NC, screw terminal Operating range 0.7...1.25xUS connected to varistor 24 V DC | - | 0 | 0
3TH4262-0LC8 |  | 3TH4262-0LC8 | 1 | UN | 1 | 0 | A | D | N | N | 85364900 | 1 | 4011209208193 | 0.666 | KG | 147.44 | 147.44 | CP06 | CP06 | Contactor relay 62 E EN 50011 for railway applications 6 NO+2 NC,screw terminal Operating range 0.7 to 1.25 x US connected to varistor 33 V DC | - | 0 | 7
3TH4262-0LF4 |  | 3TH4262-0LF4 | 1 | UN | 1 | 50 | X | D | N | N | 85364900 | 1 | 4011209202870 | 0.66 | KG | 131.92 | 131.92 | CP06 | CP06 | Contactor relay, 62E, DIN EN 50011, for railway applications 6 NO+2 NC, screw terminal Operating range 0.7...1.25xUS connected to varistor DC 110V | - | 0 | 0
3TH4262-0LF8 |  | 3TH4262-0LF8 | 1 | UN | 1 | 50 | X | D | N | N | 85364900 | 1 | 4011209741171 | 0.665 | KG | 133.86 | 133.86 | CP06 | CP06 | Contactor relay, 62E, DIN EN 50011, for railway applications 6 NO+2 NC, screw terminal Operating range 0.7...1.25xUS connected to varistor 100 V DC | - | 0 | 0
3TH4262-0LJ8 |  | 3TH4262-0LJ8 | 1 | UN | 1 | 50 | X | D | N | N | 85364900 | 1 | 4011209449862 | 0.649 | KG | 131.92 | 131.92 | CP06 | CP06 | Contactor relay 62 E EN 50011 for railway applications 6 NO+2 NC,screw terminal Operating range 0.7 to 1.25 x US connected to varistor 72 V DC | - | 0 | 7
3TH4262-0LP4 |  | 3TH4262-0LP4 | 1 | UN | 1 | 0 | A | D | N | N | 85364900 | 1 | 4011209339064 | 0.655 | KG | 147.44 | 147.44 | CP06 | CP06 | Contactor relay, 62E, DIN EN 50011, for railway applications 6 NO+2 NC, screw terminal Operating range 0.7...1.25xUS connected to varistor 230 V DC | - | 0 | 0
3TH4262-0LY80-0AH5 |  | 3TH4262-0LY80-0AH5 | 1 | UN | 1 | 0 | A | D | N | N | 85364900 | 1 | 4011209802926 | 0.64 | KG | 524.77 | 524.77 | CP06 | CP06 | Contactor relay, 62E, DIN EN 50011, for railway applications 6 NO+2 NC, screw terminal Operating range 0.7...1.25xUS connected to varistor 84 V DC | - | 0 | 0
3TH4262-3MG1 |  | 3TH4262-3MG1 | 1 | UN | 1 | 50 | X | D | N | N | 85364900 | 1 | 4011209087392 | 0.438 | KG | 104.76 | 104.76 | CP06 | CP06 | Contactor relay, 62E, DIN EN 50011, 6 NO + 2 NC, plug-in connection AC operation with integr. varistor 110 V 60 Hz/92 V AC 50 Hz | - | 0 | 0
3TH4262-4BB4 |  | 3TH4262-4BB4 | 1 | UN | 1 | 50 | X | D | N | N | 85364900 | 1 | 4011209048539 | 0.657 | KG | 136.77 | 136.77 | CP06 | CP06 | Contactor relay for auxiliary circuits, 62E DIN EN50011 6 NO + 2 NC, screw terminal with built-in varistor DC operation 24 V DC | - | 0 | 0
3TH4262-4KB4 |  | 3TH4262-4KB4 | 1 | UN | 1 | 50 | X | D | N | N | 85364900 | 1 | 4011209048546 | 0.666 | KG | 133.86 | 133.86 | CP06 | CP06 | Contactor relay, 62E, DIN EN 50011, 6 NO + 2 NC, screw terminal with surge suppression (interference suppression diode) DC operation 24 V DC | - | 0 | 0
3TH4262-4MD0 |  | 3TH4262-4MD0 | 1 | UN | 1 | 50 | X | D | N | N | 85364900 | 1 | 4011209118225 | 0.429 | KG | 78.47 | 78.47 | CP06 | CP06 | Contactor relay, 62E, DIN EN 50011, 6 NO + 2 NC flat connector terminal AC operation 42 V AC 50 Hz/50 V AC 60 Hz | - | 0 | 0
3TH4262-4MP0 |  | 3TH4262-4MP0 | 1 | UN | 1 | 50 | X | D | N | N | 85364900 | 1 | 4011209148154 | 0.431 | KG | 78.47 | 78.47 | CP06 | CP06 | Contactor relay, 62E, DIN EN 50011, 6 NO + 2 NC flat connector terminal AC operation 230 V AC 50 Hz, 277 V 60 Hz | - | 0 | 0
3TH4262-5CB4 |  | 3TH4262-5CB4 | 1 | UN | 1 | 50 | X | D | N | N | 85364900 | 1 | 4011209585027 | 0.661 | KG | 122.22 | 122.22 | CP06 | CP06 | Contactor relay 62 E EN 50 011 6 NO+2 NC, for fork-type cable lug Direct current operation 24 V DC | - | 0 | 7
3TH4262-5CE4 |  | 3TH4262-5CE4 | 1 | UN | 1 | 50 | X | D | N | N | 85364900 | 1 | 4011209145108 | 0.663 | KG | 125.13 | 125.13 | CP06 | CP06 | Contactor relay 62 E EN 50 011 6 NO+2 NC, for fork-type cable lug Direct current operation 60 V DC | - | 0 | 7
3TH4262-5KB4 |  | 3TH4262-5KB4 | 1 | UN | 1 | 50 | X | D | N | N | 85364900 | 1 | 4011209114456 | 0.664 | KG | 134.83 | 134.83 | CP06 | CP06 | Contactor relay, 62E, DIN EN 50011, 6 NO + 2 NC flat connector terminal DC operation 24 V DC integrated varistor | - | 0 | 0
3TH4262-5MB4 |  | 3TH4262-5MB4 | 1 | UN | 1 | 50 | X | D | N | N | 85364900 | 1 | 4011209048553 | 0.687 | KG | 128.04 | 128.04 | CP06 | CP06 | Contactor relay, 62E, DIN EN 50011, 6 NO + 2 NC flat connector terminal DC operation 24 V DC | - | 0 | 0
3TH4262-6CC8 |  | 3TH4262-6CC8 | 1 | UN | 1 | 0 | A | D | N | N | 85364900 | 1 | 4011209079434 | 0.665 | KG | 158.11 | 158.11 | CP06 | CP06 | Contactor relay 62 E EN 50 011 6 NO+2 NC, for fork-type cable lug Direct current operation 33 V DC | - | 0 | 7
3TH4262-6CH8 |  | 3TH4262-6CH8 | 1 | UN | 1 | 50 | X | D | N | N | 85364900 | 1 | 4011209048560 | 0.664 | KG | 141.62 | 141.62 | CP06 | CP06 | Contactor relay 62 E EN 50 011 6 NO+2 NC, for fork-type cable lug Direct current operation 96 V DC | - | 0 | 7
3TH4262-6LF4 |  | 3TH4262-6LF4 | 1 | UN | 1 | 50 | X | D | N | N | 85364900 | 1 | 4011209726802 | 0.643 | KG | 147.44 | 147.44 | CP06 | CP06 | Contactor relay, 62E, DIN EN 50011, for railway applications 6 NO+2 NC, screw terminal Operating range 0.7...1.25xUS connected to varistor DC 110V for fork-type cable lug | - | 0 | 0
3TH4262-6RB4 |  | 3TH4262-6RB4 | 1 | UN | 1 | 50 | X | D | N | N | 85364900 | 1 | 4011209334854 | 0.64 | KG | 148.41 | 148.41 | CP06 | CP06 | Contactor relay 62 E EN 50 011 6 NO+2 NC, for fork-type cable lug Direct current operation 24 V DC ring cable lug connection without screw | - | 0 | 7
3TH4262-6RC8 |  | 3TH4262-6RC8 | 1 | UN | 1 | 0 | A | D | N | N | 85364900 | 1 | 4011209186637 | 0.628 | KG | 161.02 | 161.02 | CP06 | CP06 | Contactor relay 62 E EN 50 011 6 NO+2 NC, for fork-type cable lug Direct current operation 33 V DC ring cable lug connection without screw | - | 0 | 7
3TH4262-6RH8 |  | 3TH4262-6RH8 | 1 | UN | 1 | 50 | X | D | N | N | 85364900 | 1 | 4011209048584 | 0.621 | KG | 148.41 | 148.41 | CP06 | CP06 | Contactor relay 62 E EN 50 011 6 NO+2 NC, for fork-type cable lug Direct current operation 96 V DC ring cable lug connection without screw | - | 0 | 7
3TH4271-0AB0 |  | 3TH4271-0AB0 | 1 | UN | 1 | 50 | X | D | N | N | 85364900 | 1 | 4011209107991 | 0.409 | KG | 69.65 | 69.65 | CP06 | CP06 | Contactor relay, 71E, DIN EN 50011, 7 NO + 1 NC, screw terminal AC operation 24 V AC 50 Hz/29 V AC 60 Hz | - | 0 | 0
3TH4271-0AC2 |  | 3TH4271-0AC2 | 1 | UN | 1 | 50 | X | D | N | N | 85364900 | 1 | 4011209099302 | 0.422 | KG | 69.65 | 69.65 | CP06 | CP06 | Contactor relay, 71E, DIN EN 50011, 7 NO + 1 NC, screw terminal AC operation 24 V AC 50/60 Hz | - | 0 | 0
3TH4271-0AD0 |  | 3TH4271-0AD0 | 1 | UN | 1 | 50 | X | D | N | N | 85364900 | 1 | 4011209048591 | 0.39 | KG | 69.65 | 69.65 | CP06 | CP06 | Contactor relay, 71E, DIN EN 50011, 7 NO + 1 NC, screw terminal AC operation 42 V AC 50 Hz/50 V AC 60 Hz | - | 0 | 0
3TH4271-0AF0 |  | 3TH4271-0AF0 | 1 | UN | 1 | 50 | X | D | N | N | 85364900 | 1 | 4011209048607 | 0.414 | KG | 69.65 | 69.65 | CP06 | CP06 | Contactor relay, 71E, DIN EN 50011, 7 NO + 1 NC, screw terminal AC operation 110 V AC 50 Hz/132 V AC 60 Hz | - | 0 | 0
3TH4271-0AG2 |  | 3TH4271-0AG2 | 1 | UN | 1 | 50 | X | D | N | N | 85364900 | 1 | 4011209114296 | 0.42 | KG | 69.65 | 69.65 | CP06 | CP06 | Contactor relay, 71E, DIN EN 50011, 7 NO + 1 NC, screw terminal AC operation 110V AC 50/60Hz | - | 0 | 0
3TH4271-0AJ1 |  | 3TH4271-0AJ1 | 1 | UN | 1 | 0 | A | D | N | N | 85364900 | 1 | 4011209136489 | 0.419 | KG | 71.97 | 71.97 | CP06 | CP06 | Contactor relay, 71E, DIN EN 50011, 7 NO + 1 NC, screw terminal AC operation 115 V 60 Hz/96 V AC 50 Hz | - | 0 | 0
3TH4271-0AK6 |  | 3TH4271-0AK6 | 1 | UN | 1 | 50 | X | D | N | N | 85364900 | 1 | 4011209048614 | 0.421 | KG | 69.65 | 69.65 | CP06 | CP06 | Contactor relay, 71E, DIN EN 50011, 7 NO + 1 NC, screw terminal AC operation 120 V AC 60 Hz/110 V AC 50 Hz | - | 0 | 0
3TH4271-0AL2 |  | 3TH4271-0AL2 | 1 | UN | 1 | 50 | X | D | N | N | 85364900 | 1 | 4011209048621 | 0.424 | KG | 69.65 | 69.65 | CP06 | CP06 | Contactor relay, 71E, DIN EN 50011, 7 NO + 1 NC, screw terminal AC operation 230 V AC 50/60 Hz | - | 0 | 0
3TH4271-0AN2 |  | 3TH4271-0AN2 | 1 | UN | 1 | 50 | X | D | N | N | 85364900 | 1 | 4011209152397 | 0.423 | KG | 77.89 | 77.89 | CP06 | CP06 | Contactor relay, 71E, DIN EN 50011, 7 NO + 1 NC, screw terminal AC operation 220 V AC 50/60 Hz | - | 0 | 0
3TH4271-0AP0 |  | 3TH4271-0AP0 | 1 | UN | 1 | 50 | X | D | N | N | 85364900 | 1 | 4011209048645 | 0.419 | KG | 69.65 | 67.71 | CP06 | CP06 | Contactor relay, 71E, DIN EN 50011, 7 NO + 1 NC, screw terminal AC operation 230 V AC 50 Hz, 277 V 60 Hz | Lista Papel 2020 SI | 0 | 0
3TH4271-0AP6 |  | 3TH4271-0AP6 | 1 | UN | 1 | 0 | A | D | N | N | 85364900 | 1 | 4011209180796 | 0.28 | KG | 71.97 | 71.97 | CP06 | CP06 | Contactor relay 71 E EN 50011 7 NO + 1 NC,screw terminal Alternating current operation 240 V AC 60 Hz/220 V AC 50 Hz | - | 0 | 7
3TH4271-0AR2 |  | 3TH4271-0AR2 | 1 | UN | 1 | 0 | A | D | N | N | 85364900 | 1 | 4011209183605 | 0.433 | KG | 80.41 | 80.41 | CP06 | CP06 | Contactor relay 71 E EN 50011 7 NO + 1 NC,screw terminal Alternating current operation 440 V AC 50/60 Hz | - | 0 | 7
3TH4271-0AU0 |  | 3TH4271-0AU0 | 1 | UN | 1 | 50 | X | D | N | N | 85364900 | 1 | 4011209119178 | 0.417 | KG | 71.97 | 71.97 | CP06 | CP06 | Contactor relay, 71E, DIN EN 50011, 7 NO + 1 NC, screw terminal AC operation 240 V AC 50 Hz/288 V AC 60 Hz | - | 0 | 0
3TH4271-0BB4 |  | 3TH4271-0BB4 | 1 | UN | 1 | 50 | X | D | N | N | 85364900 | 1 | 4011209048652 | 0.64 | KG | 121.25 | 117.37 | CP06 | CP06 | Contactor relay, 71E, DIN EN 50011, 7 NO + 1 NC, screw terminal DC operation 24 V DC | Lista Papel 2020 SI | 0 | 0
3TH4271-0BB4-Z | X90 | 3TH4271-0BB4-ZX90 | 1 | UN | 1 | 50 | X | D | N | N | 85364900 | 10 | 4011209191198 | 0.655 | KG | 134.83 | 134.83 | CP06 | CP06 | Contactor relay 71 E EN 50011 7 NO + 1 NC,screw terminal Direct current operation 24 V DC Multi-unit packaging Packing quantity 10 units | - | 0 | 7
3TH4271-0BD4 |  | 3TH4271-0BD4 | 1 | UN | 1 | 50 | X | D | N | N | 85364900 | 1 | 4011209194052 | 0.631 | KG | 125.13 | 125.13 | CP06 | CP06 | Contactor relay, 71E, DIN EN 50011, 7 NO + 1 NC, screw terminal DC operation 42 V DC | - | 0 | 0
3TH4271-0BE4 |  | 3TH4271-0BE4 | 1 | UN | 1 | 50 | X | D | N | N | 85364900 | 1 | 4011209104433 | 0.657 | KG | 125.13 | 125.13 | CP06 | CP06 | Contactor relay, 71E, DIN EN 50011, 7 NO + 1 NC, screw terminal DC operation 60 V DC | - | 0 | 0
3TH4271-0BF4 |  | 3TH4271-0BF4 | 1 | UN | 1 | 50 | X | D | N | N | 85364900 | 1 | 4011209048669 | 0.653 | KG | 121.25 | 121.25 | CP06 | CP06 | Contactor relay, 71E, DIN EN 50011, 7 NO + 1 NC, screw terminal DC operation 110 V DC | - | 0 | 0
3TH4271-0BG4 |  | 3TH4271-0BG4 | 1 | UN | 1 | 50 | X | D | N | N | 85364900 | 1 | 4011209130128 | 0.649 | KG | 125.13 | 125.13 | CP06 | CP06 | Contactor relay, 71E, DIN EN 50011, 7 NO + 1 NC, screw terminal DC operation 125 V DC | - | 0 | 0
3TH4271-0BG8 |  | 3TH4271-0BG8 | 1 | UN | 1 | 0 | A | D | N | N | 85364900 | 1 | 4011209133471 | 0.672 | KG | 125.13 | 125.13 | CP06 | CP06 | Contactor relay, 71E, DIN EN 50011, 7 NO + 1 NC, screw terminal DC operation 90 V-140 V DC | - | 0 | 0
3TH4271-0BM4 |  | 3TH4271-0BM4 | 1 | UN | 1 | 50 | X | D | N | N | 85364900 | 1 | 4011209089716 | 0.642 | KG | 121.25 | 121.25 | CP06 | CP06 | Contactor relay, 71E, DIN EN 50011, 7 NO + 1 NC, screw terminal DC operation DC 220V | - | 0 | 0
3TH4271-0BN4 |  | 3TH4271-0BN4 | 1 | UN | 1 | 0 | A | D | N | N | 85364900 | 1 | 4011209237032 | 0.653 | KG | 139.68 | 139.68 | CP06 | CP06 | Contactor relay, 71E, DIN EN 50011, 7 NO + 1 NC, screw terminal DC operation 250 V DC | - | 0 | 0
3TH4271-0BP4 |  | 3TH4271-0BP4 | 1 | UN | 1 | 50 | X | D | N | N | 85364900 | 1 | 4011209156180 | 0.655 | KG | 125.13 | 125.13 | CP06 | CP06 | Contactor relay, 71E, DIN EN 50011, 7 NO + 1 NC, screw terminal DC operation 230 V DC | - | 0 | 0
3TH4271-0BW4 |  | 3TH4271-0BW4 | 1 | UN | 1 | 0 | A | D | N | N | 85364900 | 1 | 4011209097438 | 0.66 | KG | 139.68 | 139.68 | CP06 | CP06 | Contactor relay, 71E, DIN EN 50011, 7 NO + 1 NC, screw terminal DC operation 48 V DC | - | 0 | 0
3TH4271-0LB4 |  | 3TH4271-0LB4 | 1 | UN | 1 | 50 | X | D | N | N | 85364900 | 1 | 4011209215313 | 0.661 | KG | 129.98 | 129.98 | CP06 | CP06 | Contactor relay 71 E EN 50011 7 NO + 1 NC,screw terminal connected to varistor DC-MAGNET SYSTEM Direct current operation 24 V DC | - | 0 | 7
3TH4271-0LC8 |  | 3TH4271-0LC8 | 1 | UN | 1 | 0 | A | D | N | N | 85364900 | 1 | 4011209208186 | 0.583 | KG | 145.5 | 145.5 | CP06 | CP06 | Contactor relay 44 E EN 50011 7 NO + 1 NC,screw terminal connected to varistor DC-MAGNET SYSTEM Direct current operation 33 V DC | - | 0 | 7
3TH4271-0LF4 |  | 3TH4271-0LF4 | 1 | UN | 1 | 50 | X | D | N | N | 85364900 | 1 | 4011209455900 | 0.658 | KG | 129.98 | 129.98 | CP06 | CP06 | Contactor relay, 44E, DIN EN 50011, for railway applications 7 NO + 1 NC, screw terminal connected to varistor 110 V DC Operating range 0.7...1.25xUS | - | 0 | 0
3TH4271-5KB4 |  | 3TH4271-5KB4 | 1 | UN | 1 | 50 | X | D | N | N | 85364900 | 1 | 4011209113008 | 0.666 | KG | 136.77 | 136.77 | CP06 | CP06 | Contactor relay, 71E, DIN EN 50011, 7 NO + 1 NC, screw terminal DC magnet system with integr. varistor 24 V DC | - | 0 | 0
3TH4271-6CH8 |  | 3TH4271-6CH8 | 1 | UN | 1 | 0 | A | D | N | N | 85364900 | 200 | 4011209796010 | 0.656 | KG | 158.11 | 158.11 | CP06 | CP06 | Contactor relay 71 E EN 50 011 7 NO + 1 NC, for fork-type cable lug Direct current operation 96 V DC | - | 0 | 7
3TH4275-0AP0 |  | 3TH4275-0AP0 | 1 | UN | 1 | 50 | X | D | N | N | 85364900 | 1 | 4011209145191 | 0.425 | KG | 87.4 | 87.4 | CP06 | CP06 | Contactor relay, 53E, DIN EN 50011, 5 NO + 3 NC screw terminal AC operation 230 V AC 50 Hz, 277 V 60 Hz | - | 0 | 0
3TH4275-0HP0 |  | 3TH4275-0HP0 | 1 | UN | 1 | 50 | X | D | N | N | 85364900 | 1 | 4011209048690 | 0.426 | KG | 92.25 | 92.25 | CP06 | CP06 | Contactor relay, 53E, DIN EN 50011, 5 NO + 3 NC 1U screw terminal with surge suppression (varistor) AC operation 230/220 V AC 50 Hz, 276/264V 60Hz | - | 0 | 0
3TH4280-0AB0 |  | 3TH4280-0AB0 | 1 | UN | 1 | 50 | X | D | N | N | 85364900 | 1 | 4011209048706 | 0.411 | KG | 69.65 | 69.65 | CP06 | CP06 | Contactor relay, 80E, DIN EN 50011, 8 NO, screw terminal AC operation 24 V AC 50 Hz/29 V AC 60 Hz | - | 0 | 0
3TH4280-0AC1 |  | 3TH4280-0AC1 | 1 | UN | 1 | 0 | A | D | N | N | 85364900 | 1 | 4011209185043 | 0.416 | KG | 80.41 | 80.41 | CP06 | CP06 | Contactor relay 80 E EN 50011 8 NO,screw terminal Alternating current operation 24 V AC 60 Hz/20 V AC 50 Hz | - | 0 | 7
3TH4280-0AD0 |  | 3TH4280-0AD0 | 1 | UN | 1 | 50 | X | D | N | N | 85364900 | 1 | 4011209048720 | 0.438 | KG | 69.65 | 69.65 | CP06 | CP06 | Contactor relay, 80E, DIN EN 50011, 8 NO, screw terminal AC operation 42 V AC 50 Hz/50 V AC 60 Hz | - | 0 | 0
3TH4280-0AD2 |  | 3TH4280-0AD2 | 1 | UN | 1 | 50 | X | D | N | N | 85364900 | 1 | 4011209087057 | 0.427 | KG | 71.97 | 71.97 | CP06 | CP06 | Contactor relay, 80E, DIN EN 50011, 8 NO, screw terminal AC operation 42 V AC 50/60 Hz | - | 0 | 0
3TH4280-0AF0 |  | 3TH4280-0AF0 | 1 | UN | 1 | 50 | X | D | N | N | 85364900 | 1 | 4011209048737 | 0.418 | KG | 69.65 | 69.65 | CP06 | CP06 | Contactor relay, 80E, DIN EN 50011, 8 NO, screw terminal AC operation 110 V AC 50 Hz/132 V AC 60 Hz | - | 0 | 0
3TH4280-0AG2 |  | 3TH4280-0AG2 | 1 | UN | 1 | 50 | X | D | N | N | 85364900 | 1 | 4011209048751 | 0.419 | KG | 69.65 | 69.65 | CP06 | CP06 | Contactor relay, 80E, DIN EN 50011, 8 NO, screw terminal AC operation 110 V AC 50/60 Hz | - | 0 | 0
3TH4280-0AJ1 |  | 3TH4280-0AJ1 | 1 | UN | 1 | 50 | X | D | N | N | 85364900 | 1 | 4011209048768 | 0.418 | KG | 80.41 | 80.41 | CP06 | CP06 | Contactor relay 80 E EN 50011 8 NO,screw terminal Alternating current operation 115 V AC 60 Hz/96 V AC 50 Hz | - | 0 | 7
3TH4280-0AJ2 |  | 3TH4280-0AJ2 | 1 | UN | 1 | 50 | X | D | N | N | 85364900 | 1 | 4011209105478 | 0.465 | KG | 80.41 | 80.41 | CP06 | CP06 | Contactor relay, 80E, DIN EN 50011, 8 NO, screw terminal AC operation 115 V AC 50/60 Hz | - | 0 | 0
3TH4280-0AK1 |  | 3TH4280-0AK1 | 1 | UN | 1 | 0 | A | D | N | N | 85364900 | 1 | 4011209141926 | 0.422 | KG | 80.41 | 80.41 | CP06 | CP06 | Contactor relay 80 E EN 50011 8 NO,screw terminal Alternating current operation 120 V AC 60 Hz/100 V AC 50 Hz | - | 0 | 7
3TH4280-0AK6 |  | 3TH4280-0AK6 | 1 | UN | 1 | 50 | X | D | N | N | 85364900 | 1 | 4011209081710 | 0.416 | KG | 69.65 | 69.65 | CP06 | CP06 | Contactor relay, 80E, DIN EN 50011, 8 NO, screw terminal AC operation 120 V AC 60 Hz/110 V AC 50 Hz | - | 0 | 0
3TH4280-0AL2 |  | 3TH4280-0AL2 | 1 | UN | 1 | 50 | X | D | N | N | 85364900 | 1 | 4011209048775 | 0.439 | KG | 69.65 | 69.65 | CP06 | CP06 | Contactor relay, 80E, DIN EN 50011, 8 NO, screw terminal AC operation 230 V AC 50/60 Hz | - | 0 | 0
3TH4280-0AM0 |  | 3TH4280-0AM0 | 1 | UN | 1 | 50 | X | D | N | N | 85364900 | 1 | 4011209048782 | 0.417 | KG | 71.97 | 71.97 | CP06 | CP06 | Contactor relay, 80E, DIN EN 50011, 8 NO, screw terminal AC operation 220 V 50 Hz | - | 0 | 0
3TH4280-0AN2 |  | 3TH4280-0AN2 | 1 | UN | 1 | 50 | X | D | N | N | 85364900 | 1 | 4011209048805 | 0.41 | KG | 69.65 | 69.65 | CP06 | CP06 | Contactor relay, 80E, DIN EN 50011, 8 NO, screw terminal AC operation 220 V AC 50/60 Hz | - | 0 | 0
3TH4280-0AP0 |  | 3TH4280-0AP0 | 1 | UN | 1 | 50 | X | D | N | N | 85364900 | 1 | 4011209048812 | 0.419 | KG | 69.65 | 67.71 | CP06 | CP06 | Contactor relay, 80E, DIN EN 50011, 8 NO, screw terminal AC operation 230 V AC 50 Hz, 277 V 60 Hz | Lista Papel 2020 SI | 0 | 0
3TH4280-0AP6 |  | 3TH4280-0AP6 | 1 | UN | 1 | 0 | A | D | N | N | 85364900 | 1 | 4011209200869 | 0.424 | KG | 80.41 | 80.41 | CP06 | CP06 | Contactor relay 80 E EN 50011 8 NO,screw terminal Alternating current operation 240 V AC 60 Hz/220 V AC 50 Hz | - | 0 | 7
3TH4280-0AS0 |  | 3TH4280-0AS0 | 1 | UN | 1 | 0 | A | D | N | N | 85364900 | 1 | 4011209194687 | 0.43 | KG | 80.41 | 80.41 | CP06 | CP06 | Contactor relay 80 E EN 50011 8 NO,screw terminal Alternating current operation 500 V AC 50 Hz/600 V AC 60 Hz | - | 0 | 7
3TH4280-0AU0 |  | 3TH4280-0AU0 | 1 | UN | 1 | 50 | X | D | N | N | 85364900 | 1 | 4011209048829 | 0.417 | KG | 71.97 | 71.97 | CP06 | CP06 | Contactor relay, 80E, DIN EN 50011, 8 NO, screw terminal AC operation 240 V AC 50 Hz/288 V AC 60 Hz | - | 0 | 0
3TH4280-0BB4 |  | 3TH4280-0BB4 | 1 | UN | 1 | 50 | X | D | N | N | 85364900 | 1 | 4011209048836 | 0.663 | KG | 121.25 | 117.37 | CP06 | CP06 | Contactor relay, 80E, DIN EN 50011, 8 NO, screw terminal DC operation 24 V DC | Lista Papel 2020 SI | 0 | 0
3TH4280-0BE4 |  | 3TH4280-0BE4 | 1 | UN | 1 | 50 | X | D | N | N | 85364900 | 1 | 4011209104143 | 0.666 | KG | 125.13 | 125.13 | CP06 | CP06 | Contactor relay, 80E, DIN EN 50011, 8 NO, screw terminal DC operation 60 V DC | - | 0 | 0
3TH4280-0BF4 |  | 3TH4280-0BF4 | 1 | UN | 1 | 50 | X | D | N | N | 85364900 | 1 | 4011209048843 | 0.654 | KG | 121.25 | 121.25 | CP06 | CP06 | Contactor relay, 80E, DIN EN 50011, 8 NO, screw terminal DC operation 110 V DC | - | 0 | 0
3TH4280-0BG4 |  | 3TH4280-0BG4 | 1 | UN | 1 | 50 | X | D | N | N | 85364900 | 1 | 4011209123885 | 0.642 | KG | 125.13 | 125.13 | CP06 | CP06 | Contactor relay, 80E, DIN EN 50011, 8 NO, screw terminal DC operation 125 V DC | - | 0 | 0
3TH4280-0BG8 |  | 3TH4280-0BG8 | 1 | UN | 1 | 50 | X | D | N | N | 85364900 | 1 | 4011209205970 | 0.669 | KG | 125.13 | 125.13 | CP06 | CP06 | Contactor relay, 80E, DIN EN 50011, 8 NO, screw terminal DC operation 90 V-140 V DC | - | 0 | 0
3TH4280-0BM4 |  | 3TH4280-0BM4 | 1 | UN | 1 | 50 | X | D | N | N | 85364900 | 1 | 4011209048850 | 0.618 | KG | 121.25 | 121.25 | CP06 | CP06 | Contactor relay, 80E, DIN EN 50011, 8 NO, screw terminal DC operation DC 220V | - | 0 | 0
3TH4280-0BN4 |  | 3TH4280-0BN4 | 1 | UN | 1 | 0 | A | D | N | N | 85364900 | 1 | 4011209294721 | 0.646 | KG | 139.68 | 139.68 | CP06 | CP06 | Contactor relay 80 E EN 50011 8 NO,screw terminal Direct current operation 250 V DC | - | 0 | 7
3TH4280-0BP4 |  | 3TH4280-0BP4 | 1 | UN | 1 | 0 | A | D | N | N | 85364900 | 1 | 4011209105232 | 0.692 | KG | 139.68 | 139.68 | CP06 | CP06 | Contactor relay 80 E EN 50011 8 NO,screw terminal Direct current operation 230 V DC | - | 0 | 7
3TH4280-0LB4 |  | 3TH4280-0LB4 | 1 | UN | 1 | 50 | X | D | N | N | 85364900 | 1 | 4011209240315 | 0.675 | KG | 129.98 | 129.98 | CP06 | CP06 | Contactor relay, 80E, DIN EN 50011, 8 NO, screw terminal DC operation 24 V DC Operating range 0.7...1.25xUS connected to varistor | - | 0 | 0
3TH4280-0LF4 |  | 3TH4280-0LF4 | 1 | UN | 1 | 50 | X | D | N | N | 85364900 | 1 | 4011209275881 | 0.66 | KG | 129.98 | 129.98 | CP06 | CP06 | Contactor relay, 80E, DIN EN 50011, for railway applications 8 NO, screw terminal connected to varistor 110 V DC Operating range 0.7...1.25xUS | - | 0 | 0
3TH4280-3MG1 |  | 3TH4280-3MG1 | 1 | UN | 1 | 50 | X | D | N | N | 85364900 | 1 | 4011209108455 | 0.433 | KG | 117.37 | 117.37 | CP06 | CP06 | Contactor relay, 80E, DIN EN 50011, 8 NO, plug-in connection AC operation with integr. varistor 110 V 60 Hz/92 V AC 50 Hz | - | 0 | 0
3TH4280-5CE4 |  | 3TH4280-5CE4 | 1 | UN | 1 | 50 | X | D | N | N | 85364900 | 1 | 4011209237896 | 0.661 | KG | 131.92 | 131.92 | CP06 | CP06 | Contactor relay 8 E EN 50 011 8 NO for for fork-type cable lug Direct current operation 60 V DC | - | 0 | 7
3TH4280-5KB4 |  | 3TH4280-5KB4 | 1 | UN | 1 | 50 | X | D | N | N | 85364900 | 1 | 4011209114449 | 0.663 | KG | 136.77 | 136.77 | CP06 | CP06 | Contactor relay, 80E, DIN EN 50011, 8 NO, screw terminal DC magnet system with integr. varistor 24 V DC | - | 0 | 0
3TH4280-6CH8 |  | 3TH4280-6CH8 | 1 | UN | 1 | 50 | X | D | N | N | 85364900 | 1 | 4011209110625 | 0.676 | KG | 136.77 | 136.77 | CP06 | CP06 | Contactor relay 80 E EN 50011 8 NO, Direct current operation for British Rail 96 V DC | - | 0 | 7
3TH4280-6LF4 |  | 3TH4280-6LF4 | 1 | UN | 1 | 50 | X | D | N | N | 85364900 | 1 | 4011209726789 | 0.646 | KG | 145.5 | 145.5 | CP06 | CP06 | Contactor relay, 80E, DIN EN 50011, 8 NO, screw terminal connected to varistor DC 110V Operating range 0.7...1.25xUS for fork-type cable lug | - | 0 | 0
3TH4283-0AG2 |  | 3TH4283-0AG2 | 1 | UN | 1 | 50 | X | D | N | N | 85364900 | 1 | 4011209624511 | 0.422 | KG | 80.32 | 80.32 | CP06 | CP06 | Contactor relay 4NO+4NC, 2U,screw terminal Alternating current operation AC 110 V 50/60 Hz | - | 0 | 7
3TH4283-0AN2 |  | 3TH4283-0AN2 | 1 | UN | 1 | 50 | X | D | N | N | 85364900 | 1 | 4011209624528 | 0.421 | KG | 80.32 | 80.32 | CP06 | CP06 | Contactor relay 4NO+4NC, 2U,screw terminal Alternating current operation 220 V AC 50/60 Hz | - | 0 | 7
3TH4283-0AP0 |  | 3TH4283-0AP0 | 1 | UN | 1 | 50 | X | D | N | N | 85364900 | 1 | 4011209897496 | 0.42 | KG | 80.32 | 80.32 | CP06 | CP06 | Contactor relay 4NO+4NC, 2U,screw terminal Alternating current operation 230 V AC 50 Hz | - | 0 | 7
3TH4283-0AS0 |  | 3TH4283-0AS0 | 1 | UN | 1 | 0 | A | D | N | N | 85364900 | 1 | 4011209624535 | 0.419 | KG | 89.82 | 89.82 | CP06 | CP06 | Contactor relay 4NO+4NC, 2U,screw terminal Alternating current operation 500 V AC 50 Hz/600 V AC 60 Hz | - | 0 | 7
3TH4283-0AV0 |  | 3TH4283-0AV0 | 1 | UN | 1 | 0 | A | D | N | N | 85364900 | 1 | 4011209624542 | 0.427 | KG | 89.82 | 89.82 | CP06 | CP06 | Contactor relay 4NO+4NC, 2U,screw terminal Alternating current operation 400 V AC 50 Hz/480 V 60 Hz | - | 0 | 7
3TH4283-0BB4 |  | 3TH4283-0BB4 | 1 | UN | 1 | 50 | X | D | N | N | 85364900 | 1 | 4011209624566 | 0.669 | KG | 129.01 | 129.01 | CP06 | CP06 | Contactor relay, 4 NO + 4 NC, 2U screw terminal DC operation 24 V DC | - | 0 | 0
3TH4283-0BE4 |  | 3TH4283-0BE4 | 1 | UN | 1 | 0 | A | D | N | N | 85364900 | 1 | 4011209624559 | 0.656 | KG | 143.56 | 143.56 | CP06 | CP06 | Contactor relay 4NO+4NC, 2U,screw terminal Direct current operation 60 V DC | - | 0 | 7
3TH4283-0BF4 |  | 3TH4283-0BF4 | 1 | UN | 1 | 50 | X | D | N | N | 85364900 | 1 | 4011209242845 | 0.637 | KG | 129.01 | 129.01 | CP06 | CP06 | Contactor relay 4NO+4NC, 2U,screw terminal Direct current operation 110 V DC | - | 0 | 7
3TH4283-0BG4 |  | 3TH4283-0BG4 | 1 | UN | 1 | 50 | X | D | N | N | 85364900 | 1 | 4011209624573 | 0.647 | KG | 129.01 | 129.01 | CP06 | CP06 | Contactor relay 4NO+4NC, 2U,screw terminal Direct current operation 125 V DC | - | 0 | 7
3TH4283-0BM4 |  | 3TH4283-0BM4 | 1 | UN | 1 | 50 | X | D | N | N | 85364900 | 1 | 4011209624580 | 0.62 | KG | 129.01 | 129.01 | CP06 | CP06 | Contactor relay 4NO+4NC, 2U,screw terminal Direct current operation 220 V DC | - | 0 | 7
3TH4283-0BW4 |  | 3TH4283-0BW4 | 1 | UN | 1 | 0 | A | D | N | N | 85364900 | 1 | 4011209897120 | 0.647 | KG | 143.56 | 143.56 | CP06 | CP06 | Contactor relay 4NO+4NC, 2U,screw terminal Direct current operation 48 V DC | - | 0 | 7
3TH4293-0AB0 |  | 3TH4293-0AB0 | 1 | UN | 1 | 50 | X | D | N | N | 85364900 | 1 | 4011209048874 | 0.415 | KG | 82.84 | 82.84 | CP06 | CP06 | Contactor relay, 44E, DIN EN 50011, 4 NO + 4 NC, screw terminal AC operation 24 V AC 50 Hz/29 V AC 60 Hz | - | 0 | 0
3TH4293-0AC2 |  | 3TH4293-0AC2 | 1 | UN | 1 | 50 | X | D | N | N | 85364900 | 1 | 4011209048881 | 0.42 | KG | 82.84 | 82.84 | CP06 | CP06 | Contactor relay, 44E, DIN EN 50011, 4 NO + 4 NC, screw terminal AC operation 24 V AC 50/60 Hz | - | 0 | 0
3TH4293-0AD0 |  | 3TH4293-0AD0 | 1 | UN | 1 | 50 | X | D | N | N | 85364900 | 1 | 4011209048898 | 0.399 | KG | 82.84 | 82.84 | CP06 | CP06 | Contactor relay, 44E, DIN EN 50011, 4 NO + 4 NC, screw terminal AC operation 42 V AC 50 Hz/50 V AC 60 Hz | - | 0 | 0
3TH4293-0AD2 |  | 3TH4293-0AD2 | 1 | UN | 1 | 50 | X | D | N | N | 85364900 | 1 | 4011209091009 | 0.423 | KG | 85.36 | 85.36 | CP06 | CP06 | Contactor relay, 44E, DIN EN 50011, 4 NO + 4 NC, screw terminal AC operation 42 V AC 50/60 Hz | - | 0 | 0
3TH4293-0AF0 |  | 3TH4293-0AF0 | 1 | UN | 1 | 50 | X | D | N | N | 85364900 | 1 | 4011209048904 | 0.418 | KG | 82.84 | 82.84 | CP06 | CP06 | Contactor relay, 44E, DIN EN 50011, 4 NO + 4 NC, screw terminal AC operation 110 V AC 50 Hz/132 V AC 60 Hz | - | 0 | 0
3TH4293-0AG2 |  | 3TH4293-0AG2 | 1 | UN | 1 | 50 | X | D | N | N | 85364900 | 1 | 4011209048911 | 0.428 | KG | 82.84 | 82.84 | CP06 | CP06 | Contactor relay, 44E, DIN EN 50011, 4 NO + 4 NC, screw terminal AC operation 110V AC 50/60Hz | - | 0 | 0
3TH4293-0AH0 |  | 3TH4293-0AH0 | 1 | UN | 1 | 50 | X | D | N | N | 85364900 | 1 | 4011209123304 | 0.415 | KG | 85.36 | 85.36 | CP06 | CP06 | Contactor relay, 44E, DIN EN 50011, 4 NO + 4 NC, screw terminal AC operation 48 V AC 50 Hz/58 V AC 60 Hz | - | 0 | 0
3TH4293-0AJ2 |  | 3TH4293-0AJ2 | 1 | UN | 1 | 50 | X | D | N | N | 85364900 | 1 | 4011209177079 | 0.418 | KG | 95.35 | 95.35 | CP06 | CP06 | Contactor relay, 44E, DIN EN 50011, 4 NO + 4 NC, screw terminal AC operation 115 V AC 50/60 Hz | - | 0 | 0
3TH4293-0AK6 |  | 3TH4293-0AK6 | 1 | UN | 1 | 0 | A | D | N | N | 85364900 | 1 | 4011209171800 | 0.419 | KG | 89.92 | 89.92 | CP06 | CP06 | Contactor relay, 44E, DIN EN 50011, 4 NO + 4 NC, screw terminal AC operation 120 V AC 60 Hz/110 V AC 50 Hz | - | 0 | 0
3TH4293-0AL2 |  | 3TH4293-0AL2 | 1 | UN | 1 | 50 | X | D | N | N | 85364900 | 1 | 4011209048928 | 0.43 | KG | 82.84 | 82.84 | CP06 | CP06 | Contactor relay, 44E, DIN EN 50011, 4 NO + 4 NC, screw terminal AC operation 230 V AC 50/60 Hz | - | 0 | 0
3TH4293-0AN2 |  | 3TH4293-0AN2 | 1 | UN | 1 | 50 | X | D | N | N | 85364900 | 1 | 4011209048959 | 0.408 | KG | 82.84 | 82.84 | CP06 | CP06 | Contactor relay, 44E, DIN EN 50011, 4 NO + 4 NC, screw terminal AC operation 220 V AC 50/60 Hz | - | 0 | 0
3TH4293-0AP0 |  | 3TH4293-0AP0 | 1 | UN | 1 | 50 | X | D | N | N | 85364900 | 1 | 4011209048966 | 0.415 | KG | 82.84 | 80.51 | CP06 | CP06 | Contactor relay, 44E, DIN EN 50011, 4 NO + 4 NC, screw terminal AC operation 230 V AC 50 Hz, 277 V 60 Hz | Lista Papel 2020 SI | 0 | 0
3TH4293-0AV0 |  | 3TH4293-0AV0 | 1 | UN | 1 | 0 | A | D | N | N | 85364900 | 1 | 4011209104532 | 0.425 | KG | 95.35 | 95.35 | CP06 | CP06 | Contactor relay, 44E, DIN EN 50011, 4 NO + 4 NC, screw terminal AC operation 400 V AC 50 Hz/480 V 60 Hz | - | 0 | 0
3TH4293-0BB4 |  | 3TH4293-0BB4 | 1 | UN | 1 | 50 | X | D | N | N | 85364900 | 1 | 4011209048980 | 0.66 | KG | 131.92 | 128.04 | CP06 | CP06 | Contactor relay, 44E, DIN EN 50011, 4 NO + 4 NC, screw terminal DC operation 24 V DC | Lista Papel 2020 SI | 0 | 0
3TH4293-0BF4 |  | 3TH4293-0BF4 | 1 | UN | 1 | 20 | D | D | N | N | 85364900 | 1 | 4011209097629 | 0.656 | KG | 131.92 | 131.92 | CP06 | CP06 | Contactor relay, 44E, DIN EN 50011, 4 NO + 4 NC, screw terminal DC operation 110 V DC | - | 0 | 0
3TH4293-0BM4 |  | 3TH4293-0BM4 | 1 | UN | 1 | 50 | X | D | N | N | 85364900 | 1 | 4011209153462 | 0.645 | KG | 131.92 | 131.92 | CP06 | CP06 | Contactor relay, 44E, DIN EN 50011, 4 NO + 4 NC, screw terminal DC operation DC 220V | - | 0 | 0
3TH4310-0AB0 |  | 3TH4310-0AB0 | 1 | UN | 1 | 50 | X | D | N | N | 85364900 | 1 | 4011209048997 | 0.476 | KG | 105.73 | 105.73 | CP06 | CP06 | Contactor relay, 100E, DIN EN 50011 10 NO, screw terminal, AC operation, 24 V AC 50 Hz/29 V AC 60 Hz | - | 0 | 0
3TH4310-0AC2 |  | 3TH4310-0AC2 | 1 | UN | 1 | 50 | X | D | N | N | 85364900 | 1 | 4011209173538 | 0.457 | KG | 105.73 | 105.73 | CP06 | CP06 | Contactor relay, 100E, DIN EN 50011 10 NO, screw terminal, AC operation, 24 V AC 50/60 Hz | - | 0 | 0
3TH4310-0AD0 |  | 3TH4310-0AD0 | 1 | UN | 1 | 0 | A | D | N | N | 85364900 | 1 | 4011209135376 | 0.456 | KG | 118.34 | 118.34 | CP06 | CP06 | Contactor relay, 100E, DIN EN 50011 10 NO, screw terminal, AC operation, 42 V AC 50 Hz/50 V AC 60 Hz | - | 0 | 0
3TH4310-0AF0 |  | 3TH4310-0AF0 | 1 | UN | 1 | 50 | X | D | N | N | 85364900 | 1 | 4011209049000 | 0.453 | KG | 105.73 | 105.73 | CP06 | CP06 | Contactor relay, 100E, DIN EN 50011 10 NO, screw terminal, AC operation, 110 V AC 50 Hz/132 V AC 60 Hz | - | 0 | 0
3TH4310-0AG2 |  | 3TH4310-0AG2 | 1 | UN | 1 | 50 | X | D | N | N | 85364900 | 1 | 4011209049017 | 0.464 | KG | 105.73 | 105.73 | CP06 | CP06 | Contactor relay, 100E, EN 50011 10 NO, screw terminal, AC operation, 110 V AC 50/60 Hz | - | 0 | 0
3TH4310-0AH0 |  | 3TH4310-0AH0 | 1 | UN | 1 | 50 | X | D | N | N | 85364900 | 1 | 4011209205222 | 0.498 | KG | 105.73 | 105.73 | CP06 | CP06 | Contactor relay, 100E, EN 50011 10 NO, screw terminal, AC operation, 48 V AC 50 Hz/58 V AC 60 Hz | - | 0 | 0
3TH4310-0AJ1 |  | 3TH4310-0AJ1 | 1 | UN | 1 | 0 | A | D | N | N | 85364900 | 1 | 4011209049024 | 0.458 | KG | 125.13 | 125.13 | CP06 | CP06 | Contactor relay 100 E EN 50011 10 NO,screw terminal Alternating current operation, 115 V AC 60 Hz/96 V AC 50 Hz | - | 0 | 7
3TH4310-0AJ2 |  | 3TH4310-0AJ2 | 1 | UN | 1 | 50 | X | D | N | N | 85364900 | 1 | 4011209184213 | 0.461 | KG | 111.55 | 111.55 | CP06 | CP06 | Contactor relay, 100E, EN 50011 10 NO, screw terminal, AC operation, 115 V AC 50/60 Hz | - | 0 | 0
3TH4310-0AK6 |  | 3TH4310-0AK6 | 1 | UN | 1 | 50 | X | D | N | N | 85364900 | 1 | 4011209097247 | 0.446 | KG | 105.73 | 105.73 | CP06 | CP06 | Contactor relay, 100E, EN 50011 10 NO, screw terminal, AC operation, 120 V AC 60 Hz/110 V AC 50 Hz | - | 0 | 0
3TH4310-0AL0 |  | 3TH4310-0AL0 | 1 | UN | 1 | 0 | A | D | N | N | 85364900 | 1 | 4011209204416 | 0.466 | KG | 125.13 | 125.13 | CP06 | CP06 | Contactor relay, 100E, EN 50011 10 NO, screw terminal, AC operation, 125 V AC, 127 V 50 Hz/ | - | 0 | 0
3TH4310-0AL2 |  | 3TH4310-0AL2 | 1 | UN | 1 | 50 | X | D | N | N | 85364900 | 1 | 4011209096394 | 0.454 | KG | 105.73 | 105.73 | CP06 | CP06 | Contactor relay, 100E, EN 50011 10 NO, screw terminal, AC operation, 230 V AC 50/60 Hz | - | 0 | 0
3TH4310-0AM0 |  | 3TH4310-0AM0 | 1 | UN | 1 | 0 | A | D | N | N | 85364900 | 1 | 4011209049031 | 0.455 | KG | 125.13 | 125.13 | CP06 | CP06 | Contactor relay 100 E EN 50011 10 NO,screw terminal Alternating current operation 220 V AC 50 Hz/264 V AC 60 Hz | - | 0 | 7
3TH4310-0AN2 |  | 3TH4310-0AN2 | 1 | UN | 1 | 50 | X | D | N | N | 85364900 | 1 | 4011209049055 | 0.453 | KG | 105.73 | 105.73 | CP06 | CP06 | Contactor relay, 100E, EN 50011 10 NO, screw terminal, AC operation, 220 V AC 50/60 Hz | - | 0 | 0
3TH4310-0AP0 |  | 3TH4310-0AP0 | 1 | UN | 1 | 50 | X | D | N | N | 85364900 | 1 | 4011209049062 | 0.483 | KG | 105.73 | 102.82 | CP06 | CP06 | Contactor relay, 100E, EN 50011 10 NO, screw terminal, AC operation, 230 V AC 50 Hz/277 V AC 60 Hz | Lista Papel 2020 SI | 0 | 0
3TH4310-0AP6 |  | 3TH4310-0AP6 | 1 | UN | 1 | 0 | A | D | N | N | 85364900 | 1 | 4011209210073 | 0.461 | KG | 105.73 | 105.73 | CP06 | CP06 | Contactor relay, 100E, EN 50011 10 NO, screw terminal, AC operation, 240 V AC 60 Hz/220 V AC 50 Hz | - | 0 | 0
3TH4310-0AU0 |  | 3TH4310-0AU0 | 1 | UN | 1 | 50 | X | D | N | N | 85364900 | 1 | 4011209166493 | 0.451 | KG | 125.13 | 125.13 | CP06 | CP06 | Contactor relay, 100E, EN 50011 10 NO, screw terminal, AC operation, 240 V AC 50 Hz/288 V AC 60 Hz | - | 0 | 0
3TH4310-0AV0 |  | 3TH4310-0AV0 | 1 | UN | 1 | 50 | X | D | N | N | 85364900 | 1 | 4011209284821 | 0.49 | KG | 111.55 | 111.55 | CP06 | CP06 | Contactor relay, 100E, EN 50011 10 NO, screw terminal, AC operation, 400 V AC 50 Hz/480 V 60 Hz | - | 0 | 0
3TH4310-0BA4 |  | 3TH4310-0BA4 | 1 | UN | 1 | 50 | X | D | N | N | 85364900 | 1 | 4011209228887 | 0.719 | KG | 177.51 | 177.51 | CP06 | CP06 | Contactor relay, 100E, EN 50011 10 NO, screw terminal, DC operation, 12 V DC | - | 0 | 0
3TH4310-0BB4 |  | 3TH4310-0BB4 | 1 | UN | 1 | 50 | X | D | N | N | 85364900 | 1 | 4011209049079 | 0.709 | KG | 159.08 | 154.23 | CP06 | CP06 | Contactor relay, 100E, EN 50011 10 NO, screw terminal, DC operation, 24 V DC | Lista Papel 2020 SI | 0 | 0
3TH4310-0BE4 |  | 3TH4310-0BE4 | 1 | UN | 1 | 50 | X | D | N | N | 85364900 | 1 | 4011209111134 | 0.714 | KG | 159.08 | 159.08 | CP06 | CP06 | Contactor relay, 100E, EN 50011 10 NO, screw terminal, DC operation, 60 V DC | - | 0 | 0
3TH4310-0BF4 |  | 3TH4310-0BF4 | 1 | UN | 1 | 50 | X | D | N | N | 85364900 | 1 | 4011209101364 | 0.708 | KG | 159.08 | 159.08 | CP06 | CP06 | Contactor relay, 100E, EN 50011 10 NO, screw terminal, DC operation, 110 V DC | - | 0 | 0
3TH4310-0BG4 |  | 3TH4310-0BG4 | 1 | UN | 1 | 50 | X | D | N | N | 85364900 | 1 | 4011209166851 | 0.658 | KG | 164.9 | 164.9 | CP06 | CP06 | Contactor relay, 100E, EN 50011 10 NO, screw terminal, DC operation, 125 V DC | - | 0 | 0
3TH4310-0BM4 |  | 3TH4310-0BM4 | 1 | UN | 1 | 50 | X | D | N | N | 85364900 | 1 | 4011209124110 | 0.687 | KG | 159.08 | 159.08 | CP06 | CP06 | Contactor relay, 100E, EN 50011 10 NO, screw terminal, DC operation, 220 V DC | - | 0 | 0
3TH4310-0BQ4 |  | 3TH4310-0BQ4 | 1 | UN | 1 | 0 | A | D | N | N | 85364900 | 1 | 4011209339682 | 0.691 | KG | 164.9 | 164.9 | CP06 | CP06 | Contactor relay, 100E, EN 50011 10 NO, screw terminal, DC operation, 240 V DC | - | 0 | 0
3TH4310-0BV4 |  | 3TH4310-0BV4 | 1 | UN | 1 | 0 | A | D | N | N | 85364900 | 1 | 4011209236165 | 0.709 | KG | 184.3 | 184.3 | CP06 | CP06 | Contactor relay, 100E, EN 50011 10 NO, screw terminal, DC operation, 36 V DC | - | 0 | 0
3TH4310-0BW4 |  | 3TH4310-0BW4 | 1 | UN | 1 | 50 | X | D | N | N | 85364900 | 1 | 4011209169746 | 0.719 | KG | 159.08 | 159.08 | CP06 | CP06 | Contactor relay, 100E, EN 50011 10 NO, screw terminal, DC operation, 48 V DC | - | 0 | 0
3TH4310-0LB4 |  | 3TH4310-0LB4 | 1 | UN | 1 | 50 | X | D | N | N | 85364900 | 1 | 4011209219168 | 0.717 | KG | 203.7 | 203.7 | CP06 | CP06 | Contactor relay EN 50011 10 NC, 10 NO,screw terminal Direct current operation , 24 V DC Integrated varistor | - | 0 | 7
3TH4310-0LF4 |  | 3TH4310-0LF4 | 1 | UN | 1 | 50 | X | D | N | N | 85364900 | 1 | 4011209496224 | 0.701 | KG | 203.7 | 203.7 | CP06 | CP06 | Contactor relay, 100E, EN 50011 10 NO, screw terminal, DC operation DC operation 110 V DC integr. varistor | - | 0 | 0
3TH4310-5MB4 |  | 3TH4310-5MB4 | 1 | UN | 1 | 0 | A | D | N | N | 85364900 | 1 | 4011209183278 | 0.704 | KG | 248.32 | 248.32 | CP06 | CP06 | Contactor relay 100 E EN 50011 10 NO, flat connector terminal Direct current operation 24 V DC | - | 0 | 0
3TH4346-0AB0 |  | 3TH4346-0AB0 | 1 | UN | 1 | 50 | X | D | N | N | 85364900 | 1 | 4011209098060 | 0.457 | KG | 118.34 | 118.34 | CP06 | CP06 | Contactor relay, 73E, EN 50011, 7 NO + 3 NC 1U screw terminal AC operation, 24 V AC 50 Hz/29 V AC 60 Hz | - | 0 | 0
3TH4346-0AC2 |  | 3TH4346-0AC2 | 1 | UN | 1 | 50 | X | D | N | N | 85364900 | 1 | 4011209049086 | 0.454 | KG | 118.34 | 118.34 | CP06 | CP06 | Contactor relay, 73E, EN 50011, 7 NO + 3 NC 1U screw terminal AC operation, 24 V AC 50/60 Hz | - | 0 | 0
3TH4346-0AD0 |  | 3TH4346-0AD0 | 1 | UN | 1 | 50 | X | D | N | N | 85364900 | 1 | 4011209049093 | 0.448 | KG | 118.34 | 118.34 | CP06 | CP06 | Contactor relay, 73E, EN 50011, 7 NO + 3 NC 1U screw terminal AC operation, 42 V AC 50 Hz/50 V AC 60 Hz | - | 0 | 0
3TH4346-0AD2 |  | 3TH4346-0AD2 | 1 | UN | 1 | 50 | X | D | N | N | 85364900 | 1 | 4011209091016 | 0.453 | KG | 132.89 | 132.89 | CP06 | CP06 | Contactor relay, 73E, EN 50011, 7 NO + 3 NC 1U screw terminal AC operation, 42 V AC 50/60 Hz | - | 0 | 0
3TH4346-0AE0 |  | 3TH4346-0AE0 | 1 | UN | 1 | 0 | A | D | N | N | 85364900 | 1 | 4011209577121 | 0.462 | KG | 138.71 | 138.71 | CP06 | CP06 | Contactor relay, 73E, EN 50011, 7 NO + 3 NC 1U screw terminal AC operation 60 V AC 50 Hz/72 V AC 60 Hz | - | 0 | 0
3TH4346-0AF0 |  | 3TH4346-0AF0 | 1 | UN | 1 | 50 | X | D | N | N | 85364900 | 1 | 4011209049109 | 0.487 | KG | 118.34 | 118.34 | CP06 | CP06 | Contactor relay, 73E, EN 50011, 7 NO + 3 NC 1U screw terminal AC operation, 110 V AC 50 Hz/132 V AC 60 Hz | - | 0 | 0
3TH4346-0AG0 |  | 3TH4346-0AG0 | 1 | UN | 1 | 0 | A | D | N | N | 85364900 | 1 | 4011209150034 | 0.467 | KG | 138.71 | 138.71 | CP06 | CP06 | Contactor relay, 73E, EN 50011, 7 NO + 3 NC 1U screw terminal AC operation, 36 V AC 50 Hz/42 V AC 60 Hz | - | 0 | 0
3TH4346-0AG1 |  | 3TH4346-0AG1 | 1 | UN | 1 | 0 | A | D | N | N | 85364900 | 1 | 4011209116306 | 0.467 | KG | 124.16 | 124.16 | CP06 | CP06 | Contactor relay, 73E, EN 50011, 7 NO + 3 NC 1U screw terminal AC operation, 110 V 60 Hz/92 V AC 50 Hz | - | 0 | 0
3TH4346-0AG2 |  | 3TH4346-0AG2 | 1 | UN | 1 | 50 | X | D | N | N | 85364900 | 1 | 4011209049116 | 0.462 | KG | 118.34 | 118.34 | CP06 | CP06 | Contactor relay, 73E, EN 50011, 7 NO + 3 NC 1U screw terminal AC operation, 110 V AC 50/60 Hz | - | 0 | 0
3TH4346-0AH0 |  | 3TH4346-0AH0 | 1 | UN | 1 | 50 | X | D | N | N | 85364900 | 1 | 4011209315754 | 0.46 | KG | 118.34 | 118.34 | CP06 | CP06 | Contactor relay, 73E, EN 50011, 7 NO + 3 NC 1U screw terminal AC operation 48 V AC 50 Hz/58 V AC 60 Hz | - | 0 | 0
3TH4346-0AJ2 |  | 3TH4346-0AJ2 | 1 | UN | 1 | 50 | X | D | N | N | 85364900 | 1 | 4011209171763 | 0.452 | KG | 124.16 | 124.16 | CP06 | CP06 | Contactor relay, 73E, EN 50011, 7 NO + 3 NC 1U screw terminal AC operation, 115 V AC 50/60 Hz | - | 0 | 0
3TH4346-0AK6 |  | 3TH4346-0AK6 | 1 | UN | 1 | 0 | A | D | N | N | 85364900 | 1 | 4011209097254 | 0.453 | KG | 132.89 | 132.89 | CP06 | CP06 | Contactor relay, 73E, EN 50011, 7 NO + 3 NC 1U screw terminal AC operation, 120 V AC 60 Hz/110 V AC 50 Hz | - | 0 | 0
3TH4346-0AL2 |  | 3TH4346-0AL2 | 1 | UN | 1 | 50 | X | D | N | N | 85364900 | 1 | 4011209100527 | 0.433 | KG | 118.34 | 118.34 | CP06 | CP06 | Contactor relay, 73E, EN 50011, 7 NO + 3 NC 1U screw terminal AC operation, 230 V AC 50/60 Hz | - | 0 | 0
3TH4346-0AN1 |  | 3TH4346-0AN1 | 1 | UN | 1 | 50 | X | D | N | N | 85364900 | 1 | 4011209096813 | 0.441 | KG | 124.16 | 124.16 | CP06 | CP06 | Contactor relay, 73E, EN 50011, 7 NO + 3 NC 1U screw terminal AC operation, 220 V AC 60 Hz/183 V AC 50 Hz | - | 0 | 0
3TH4346-0AN2 |  | 3TH4346-0AN2 | 1 | UN | 1 | 50 | X | D | N | N | 85364900 | 1 | 4011209049130 | 0.463 | KG | 118.34 | 118.34 | CP06 | CP06 | Contactor relay, 73E, EN 50011, 7 NO + 3 NC 1U screw terminal AC operation, 220 V AC 50/60 Hz | - | 0 | 0
3TH4346-0AP0 |  | 3TH4346-0AP0 | 1 | UN | 1 | 50 | X | D | N | N | 85364900 | 1 | 4011209049147 | 0.456 | KG | 118.34 | 115.43 | CP06 | CP06 | Contactor relay, 73E, EN 50011, 7 NO + 3 NC 1U screw terminal AC operation, 230 V AC 50 Hz, 277 V 60 Hz | Lista Papel 2020 SI | 0 | 0
3TH4346-0AP6 |  | 3TH4346-0AP6 | 1 | UN | 1 | 50 | X | D | N | N | 85364900 | 1 | 4011209329706 | 0.453 | KG | 118.34 | 118.34 | CP06 | CP06 | Contactor relay, 73E, EN 50011, 7 NO + 3 NC 1U screw terminal AC operation, 240 V AC 60 Hz/220 V AC 50 Hz | - | 0 | 0
3TH4346-0AV0 |  | 3TH4346-0AV0 | 1 | UN | 1 | 0 | A | D | N | N | 85364900 | 1 | 4011209210226 | 0.462 | KG | 138.71 | 138.71 | CP06 | CP06 | Contactor relay, 73E, EN 50011, 7 NO + 3 NC 1U screw terminal AC operation, 400 V AC 50 Hz, 480 V 60 Hz | - | 0 | 0
3TH4346-0BB4 |  | 3TH4346-0BB4 | 1 | UN | 1 | 50 | X | D | N | N | 85364900 | 1 | 4011209049154 | 0.708 | KG | 171.69 | 166.84 | CP06 | CP06 | Contactor relay, 73E, EN 50011, 7 NO + 3 NC 1U screw terminal DC operation, 24 V DC | Lista Papel 2020 SI | 0 | 0
3TH4346-0BD4 |  | 3TH4346-0BD4 | 1 | UN | 1 | 0 | A | D | N | N | 85364900 | 1 | 4011209183414 | 0.71 | KG | 192.06 | 192.06 | CP06 | CP06 | Contactor relay, 73E, EN 50011, 7 NO + 3 NC 1U screw terminal DC operation, 42 V DC | - | 0 | 0
3TH4346-0BF4 |  | 3TH4346-0BF4 | 1 | UN | 1 | 0 | A | D | N | N | 85364900 | 1 | 4011209201637 | 0.677 | KG | 192.06 | 192.06 | CP06 | CP06 | Contactor relay, 73E, EN 50011, 7 NO + 3 NC 1U screw terminal DC operation, 110 V DC | - | 0 | 0
3TH4346-0BM4 |  | 3TH4346-0BM4 | 1 | UN | 1 | 50 | X | D | N | N | 85364900 | 1 | 4011209101692 | 0.698 | KG | 171.69 | 171.69 | CP06 | CP06 | Contactor relay, 73E, EN 50011, 7 NO + 3 NC 1U screw terminal DC operation, 220 V DC | - | 0 | 0
3TH4346-0HP0 |  | 3TH4346-0HP0 | 1 | UN | 1 | 50 | X | D | N | N | 85364900 | 1 | 4011209049185 | 0.464 | KG | 156.17 | 156.17 | CP06 | CP06 | Contactor relay, 73E, EN 50011, 7 NO + 3 NC 1U screw terminal with surge suppression (varistor) AC operation 230/220 V AC 50 Hz, 276/264 V 60 Hz | - | 0 | 0
3TH4346-4KB4 |  | 3TH4346-4KB4 | 1 | UN | 1 | 50 | X | D | N | N | 85364900 | 1 | 4011209333253 | 0.707 | KG | 144.53 | 144.53 | CP06 | CP06 | Contactor relay, 73E, EN 50011, 7 NO + 3 NC, screw terminal with surge suppression (interference suppression diode) 1U DC operation 24 V DC | - | 0 | 0
3TH4346-5CE4 |  | 3TH4346-5CE4 | 1 | UN | 1 | 0 | A | D | N | N | 85364900 | 1 | 4011209565210 | 0.705 | KG | 218.25 | 218.25 | CP06 | CP06 | Contactor relay 73 E EN 50011 7 NO + 3 NC, 1U,screw terminal Direct current operation 60 V DC | - | 0 | 7
3TH4347-0AB0 |  | 3TH4347-0AB0 | 1 | UN | 1 | 50 | X | D | N | N | 85364900 | 1 | 4011209115026 | 0.479 | KG | 129.01 | 129.01 | CP06 | CP06 | Contactor relay, 55E, EN 50011, 5 NO + 5 NC, screw terminal AC operation 24 V AC 50 Hz/29 V AC 60 Hz | - | 0 | 0
3TH4355-0AB0 |  | 3TH4355-0AB0 | 1 | UN | 1 | 50 | X | D | N | N | 85364900 | 1 | 4011209049192 | 0.464 | KG | 105.73 | 105.73 | CP06 | CP06 | Contactor relay, 55E, EN 50011, 5 NO + 5 NC, screw terminal, AC operation, 24 V AC 50 Hz/29 V AC 60 Hz | - | 0 | 0
3TH4355-0AC2 |  | 3TH4355-0AC2 | 1 | UN | 1 | 50 | X | D | N | N | 85364900 | 1 | 4011209049208 | 0.451 | KG | 105.73 | 105.73 | CP06 | CP06 | Contactor relay, 55E, EN 50011, 5 NO + 5 NC, screw terminal, AC operation, 24 V AC 50/60 Hz | - | 0 | 0
3TH4355-0AD0 |  | 3TH4355-0AD0 | 1 | UN | 1 | 50 | X | D | N | N | 85364900 | 1 | 4011209049215 | 0.469 | KG | 105.73 | 105.73 | CP06 | CP06 | Contactor relay, 55E, EN 50011, 5 NO + 5 NC, screw terminal, AC operation, 42 V AC 50 Hz/50 V AC 60 Hz | - | 0 | 0
3TH4355-0AD2 |  | 3TH4355-0AD2 | 1 | UN | 1 | 50 | X | D | N | N | 85364900 | 1 | 4011209159532 | 0.461 | KG | 105.73 | 105.73 | CP06 | CP06 | Contactor relay, 55E, EN 50011, 5 NO + 5 NC, screw terminal, AC operation, 42 V AC 50/60 Hz | - | 0 | 0
3TH4355-0AE0 |  | 3TH4355-0AE0 | 1 | UN | 1 | 50 | X | D | N | N | 85364900 | 1 | 4011209150218 | 0.45 | KG | 111.55 | 111.55 | CP06 | CP06 | Contactor relay, 55E, EN 50011, 5 NO + 5 NC, screw terminal, AC operation, 60 V AC 50 Hz/72 V AC 60 Hz | - | 0 | 0
3TH4355-0AF0 |  | 3TH4355-0AF0 | 1 | UN | 1 | 50 | X | D | N | N | 85364900 | 1 | 4011209049222 | 0.471 | KG | 105.73 | 105.73 | CP06 | CP06 | Contactor relay, 55E, EN 50011, 5 NO + 5 NC, screw terminal, AC operation, 110 V AC 50 Hz/132 V AC 60 Hz | - | 0 | 0
3TH4355-0AG0 |  | 3TH4355-0AG0 | 1 | UN | 1 | 0 | A | D | N | N | 85364900 | 1 | 4011209186767 | 0.458 | KG | 125.13 | 125.13 | CP06 | CP06 | Contactor relay, 55E, EN 50011, 5 NO + 5 NC, screw terminal, AC operation, 36 V AC 50 Hz/42 V AC 60 Hz | - | 0 | 0
3TH4355-0AG1 |  | 3TH4355-0AG1 | 1 | UN | 1 | 50 | X | D | N | N | 85364900 | 1 | 4011209049239 | 0.455 | KG | 111.55 | 111.55 | CP06 | CP06 | Contactor relay, 55E, EN 50011, 5 NO + 5 NC, screw terminal, AC operation, 110 V 60 Hz/92 V AC 50 Hz | - | 0 | 0
3TH4355-0AG2 |  | 3TH4355-0AG2 | 1 | UN | 1 | 50 | X | D | N | N | 85364900 | 1 | 4011209049246 | 0.478 | KG | 105.73 | 105.73 | CP06 | CP06 | Contactor relay, 55E, EN 50011, 5 NO + 5 NC, screw terminal, AC operation, 110 V AC 50/60 Hz | - | 0 | 0
3TH4355-0AG6 |  | 3TH4355-0AG6 | 1 | UN | 1 | 50 | X | D | N | N | 85364900 | 1 | 4011209176416 | 0.455 | KG | 111.55 | 111.55 | CP06 | CP06 | Contactor relay, 55E, EN 50011, 5 NO + 5 NC, screw terminal, AC operation, 100-110 V AC 60 Hz/100 V AC 50 Hz | - | 0 | 0
3TH4355-0AH0 |  | 3TH4355-0AH0 | 1 | UN | 1 | 50 | X | D | N | N | 85364900 | 1 | 4011209086135 | 0.453 | KG | 105.73 | 105.73 | CP06 | CP06 | Contactor relay, 55E, EN 50011, 5 NO + 5 NC, screw terminal, AC operation, 48 V AC 50 Hz/58 V AC 60 Hz | - | 0 | 0
3TH4355-0AJ1 |  | 3TH4355-0AJ1 | 1 | UN | 1 | 50 | X | D | N | N | 85364900 | 1 | 4011209085312 | 0.444 | KG | 125.13 | 125.13 | CP06 | CP06 | Contactor relay, 55E, EN 50011, 5 NO + 5 NC, screw terminal, AC operation, 115 V 60 Hz/96 V AC 50 Hz | - | 0 | 0
3TH4355-0AJ2 |  | 3TH4355-0AJ2 | 1 | UN | 1 | 50 | X | D | N | N | 85364900 | 1 | 4011209146075 | 0.459 | KG | 111.55 | 111.55 | CP06 | CP06 | Contactor relay, 55E, EN 50011, 5 NO + 5 NC, screw terminal, AC operation, 115 V AC 50/60 Hz | - | 0 | 0
3TH4355-0AK2 |  | 3TH4355-0AK2 | 1 | UN | 1 | 50 | X | D | N | N | 85364900 | 1 | 4011209105812 | 0.458 | KG | 111.55 | 111.55 | CP06 | CP06 | Contactor relay, 55E, EN 50011, 5 NO + 5 NC, screw terminal, AC operation, 120 V AC 50/60 Hz | - | 0 | 0
3TH4355-0AK6 |  | 3TH4355-0AK6 | 1 | UN | 1 | 50 | X | D | N | N | 85364900 | 1 | 4011209049253 | 0.447 | KG | 105.73 | 105.73 | CP06 | CP06 | Contactor relay, 55E, EN 50011, 5 NO + 5 NC, screw terminal, AC operation, 120 V AC 60 Hz/110 V AC 50 Hz | - | 0 | 0
3TH4355-0AL0 |  | 3TH4355-0AL0 | 1 | UN | 1 | 50 | X | D | N | N | 85364900 | 1 | 4011209104105 | 0.463 | KG | 125.13 | 125.13 | CP06 | CP06 | Contactor relay, 55E, EN 50011, 5 NO + 5 NC, screw terminal, AC operation, 125 V AC, 127 V 50 Hz/ | - | 0 | 0
3TH4355-0AL2 |  | 3TH4355-0AL2 | 1 | UN | 1 | 50 | X | D | N | N | 85364900 | 1 | 4011209049260 | 0.449 | KG | 105.73 | 105.73 | CP06 | CP06 | Contactor relay, 55E, EN 50011, 5 NO + 5 NC, screw terminal, AC operation, 230 V AC 50/60 Hz | - | 0 | 0
3TH4355-0AM0 |  | 3TH4355-0AM0 | 1 | UN | 1 | 50 | X | D | N | N | 85364900 | 1 | 4011209049277 | 0.452 | KG | 111.55 | 111.55 | CP06 | CP06 | Contactor relay, 55E, EN 50011, 5 NO + 5 NC, screw terminal AC operation 220 V AC 50 Hz/264 V AC 60 Hz | - | 0 | 0
3TH4355-0AN1 |  | 3TH4355-0AN1 | 1 | UN | 1 | 50 | X | D | N | N | 85364900 | 1 | 4011209091030 | 0.442 | KG | 111.55 | 111.55 | CP06 | CP06 | Contactor relay, 55E, EN 50011, 5 NO + 5 NC, screw terminal, AC operation, 220 V AC 60 Hz/183 V AC 50 Hz | - | 0 | 0
3TH4355-0AN2 |  | 3TH4355-0AN2 | 1 | UN | 1 | 50 | X | D | N | N | 85364900 | 1 | 4011209049284 | 0.446 | KG | 105.73 | 105.73 | CP06 | CP06 | Contactor relay, 55E, EN 50011, 5 NO + 5 NC, screw terminal, AC operation, 220 V AC 50/60 Hz | - | 0 | 0
3TH4355-0AN6 |  | 3TH4355-0AN6 | 1 | UN | 1 | 0 | A | D | N | N | 85364900 | 1 | 4011209346017 | 0.46 | KG | 125.13 | 125.13 | CP06 | CP06 | Contactor relay, 55E, EN 50011, 5 NO + 5 NC, screw terminal, AC operation, 200-220 V AC 60 Hz/200 V AC 50 Hz | - | 0 | 0
3TH4355-0AP0 |  | 3TH4355-0AP0 | 1 | UN | 1 | 50 | X | D | N | N | 85364900 | 1 | 4011209049291 | 0.455 | KG | 105.73 | 102.82 | CP06 | CP06 | Contactor relay, 55E, EN 50011, 5 NO + 5 NC, screw terminal, AC operation, 230 V AC 50 Hz, 277 V 60 Hz | Lista Papel 2020 SI | 0 | 0
3TH4355-0AP2 |  | 3TH4355-0AP2 | 1 | UN | 1 | 50 | X | D | N | N | 85364900 | 1 | 4011209116436 | 0.455 | KG | 111.55 | 111.55 | CP06 | CP06 | Contactor relay, 55E, EN 50011, 5 NO + 5 NC, screw terminal, AC operation, 240 V AC 50/60 Hz | - | 0 | 0
3TH4355-0AP6 |  | 3TH4355-0AP6 | 1 | UN | 1 | 50 | X | D | N | N | 85364900 | 1 | 4011209176713 | 0.458 | KG | 105.73 | 105.73 | CP06 | CP06 | Contactor relay, 55E, EN 50011, 5 NO + 5 NC, screw terminal, AC operation, 240 V AC 60 Hz/220 V AC 50 Hz | - | 0 | 0
3TH4355-0AR0 |  | 3TH4355-0AR0 | 1 | UN | 1 | 0 | A | D | N | N | 85364900 | 1 | 4011209281899 | 0.466 | KG | 125.13 | 125.13 | CP06 | CP06 | Contactor relay, 55E, EN 50011, 5 NO + 5 NC, screw terminal, AC operation, 415 V AC 50 Hz/500 V AC 60 Hz | - | 0 | 0
3TH4355-0AR2 |  | 3TH4355-0AR2 | 1 | UN | 1 | 50 | X | D | N | N | 85364900 | 1 | 4011209121201 | 0.46 | KG | 111.55 | 111.55 | CP06 | CP06 | Contactor relay, 55E, EN 50011, 5 NO + 5 NC, screw terminal, AC operation, 440 V AC 50/60 Hz | - | 0 | 0
3TH4355-0AS0 |  | 3TH4355-0AS0 | 1 | UN | 1 | 50 | X | D | N | N | 85364900 | 1 | 4011209124820 | 0.461 | KG | 111.55 | 111.55 | CP06 | CP06 | Contactor relay, 55E, EN 50011, 5 NO + 5 NC, screw terminal, AC operation, 500 V AC 50 Hz/600 V AC 60 Hz | - | 0 | 0
3TH4355-0AU0 |  | 3TH4355-0AU0 | 1 | UN | 1 | 50 | X | D | N | N | 85364900 | 1 | 4011209049307 | 0.455 | KG | 111.55 | 111.55 | CP06 | CP06 | Contactor relay, 55E, EN 50011, 5 NO + 5 NC, screw terminal, AC operation, 240 V AC 50 Hz/288 V AC 60 Hz | - | 0 | 0
3TH4355-0AV0 |  | 3TH4355-0AV0 | 1 | UN | 1 | 50 | X | D | N | N | 85364900 | 1 | 4011209101500 | 0.452 | KG | 111.55 | 111.55 | CP06 | CP06 | Contactor relay, 55E, EN 50011, 5 NO + 5 NC, screw terminal, AC operation, 400 V AC 50 Hz, 480 V 60 Hz | - | 0 | 0
3TH4355-0BA4 |  | 3TH4355-0BA4 | 1 | UN | 1 | 50 | X | D | N | N | 85364900 | 1 | 4011209163386 | 0.758 | KG | 159.08 | 159.08 | CP06 | CP06 | Contactor relay, 55E, EN 50011, 5 NO + 5 NC, screw terminal, DC operation, 12 V DC | - | 0 | 0
3TH4355-0BB4 |  | 3TH4355-0BB4 | 1 | UN | 1 | 50 | X | D | N | N | 85364900 | 1 | 4011209049314 | 0.702 | KG | 159.08 | 154.23 | CP06 | CP06 | Contactor relay, 55E, EN 50011, 5 NO + 5 NC, screw terminal, DC operation, 24 V DC | Lista Papel 2020 SI | 0 | 0
3TH4355-0BC4 |  | 3TH4355-0BC4 | 1 | UN | 1 | 50 | X | D | N | N | 85364900 | 1 | 4011209049321 | 0.715 | KG | 164.9 | 164.9 | CP06 | CP06 | Contactor relay, 55E, EN 50011, 5 NO + 5 NC, screw terminal, DC operation, 30 V DC | - | 0 | 0
3TH4355-0BD4 |  | 3TH4355-0BD4 | 1 | UN | 1 | 50 | X | D | N | N | 85364900 | 1 | 4011209166912 | 0.708 | KG | 159.08 | 159.08 | CP06 | CP06 | Contactor relay, 55E, EN 50011, 5 NO + 5 NC, screw terminal, DC operation, 42 V DC | - | 0 | 0
3TH4355-0BE4 |  | 3TH4355-0BE4 | 1 | UN | 1 | 50 | X | D | N | N | 85364900 | 1 | 4011209092525 | 0.716 | KG | 159.08 | 159.08 | CP06 | CP06 | Contactor relay, 55E, EN 50011, 5 NO + 5 NC, screw terminal, DC operation, 60 V DC | - | 0 | 0
3TH4355-0BF4 |  | 3TH4355-0BF4 | 1 | UN | 1 | 50 | X | D | N | N | 85364900 | 1 | 4011209049338 | 0.697 | KG | 159.08 | 159.08 | CP06 | CP06 | Contactor relay, 55E, EN 50011, 5 NO + 5 NC, screw terminal, DC operation, 110 V DC | - | 0 | 0
3TH4355-0BF8 |  | 3TH4355-0BF8 | 1 | UN | 1 | 50 | X | D | N | N | 85364900 | 1 | 4011209116269 | 0.703 | KG | 164.9 | 164.9 | CP06 | CP06 | Contactor relay, 55E, EN 50011, 5 NO + 5 NC, screw terminal, DC operation, DC operation 100 V DC (0.8-1.2UC) | - | 0 | 0
3TH4355-0BG4 |  | 3TH4355-0BG4 | 1 | UN | 1 | 50 | X | D | N | N | 85364900 | 1 | 4011209087699 | 0.694 | KG | 164.9 | 164.9 | CP06 | CP06 | Contactor relay, 55E, EN 50011, 5 NO + 5 NC, screw terminal, DC operation, 125 V DC | - | 0 | 0
3TH4355-0BG8 |  | 3TH4355-0BG8 | 1 | UN | 1 | 50 | X | D | N | N | 85364900 | 1 | 4011209290723 | 0.701 | KG | 164.9 | 164.9 | CP06 | CP06 | Contactor relay, 55E, EN 50011, 5 NO + 5 NC, screw terminal, DC operation, 90 V-140 V DC | - | 0 | 0
3TH4355-0BK4 |  | 3TH4355-0BK4 | 1 | UN | 1 | 50 | X | D | N | N | 85364900 | 1 | 4011209232952 | 0.687 | KG | 164.9 | 164.9 | CP06 | CP06 | Contactor relay, 55E, EN 50011, 5 NO + 5 NC, screw terminal, DC operation, 180 V DC | - | 0 | 0
3TH4355-0BM4 |  | 3TH4355-0BM4 | 1 | UN | 1 | 50 | X | D | N | N | 85364900 | 1 | 4011209049345 | 0.703 | KG | 159.08 | 159.08 | CP06 | CP06 | Contactor relay, 55E, EN 50011, 5 NO + 5 NC, screw terminal, DC operation, 220 V DC | - | 0 | 0
3TH4355-0BP4 |  | 3TH4355-0BP4 | 1 | UN | 1 | 50 | X | D | N | N | 85364900 | 1 | 4011209127487 | 0.685 | KG | 159.08 | 159.08 | CP06 | CP06 | Contactor relay, 55E, EN 50011, 5 NO + 5 NC, screw terminal, DC operation, 230 V DC | - | 0 | 0
3TH4355-0BQ4 |  | 3TH4355-0BQ4 | 1 | UN | 1 | 50 | X | D | N | N | 85364900 | 1 | 4011209271685 | 0.686 | KG | 164.9 | 164.9 | CP06 | CP06 | Contactor relay, 55E, EN 50011, 5 NO + 5 NC, screw terminal, DC operation, 240 V DC | - | 0 | 0
3TH4355-0BV4 |  | 3TH4355-0BV4 | 1 | UN | 1 | 50 | X | D | N | N | 85364900 | 1 | 4011209049352 | 0.7 | KG | 164.9 | 164.9 | CP06 | CP06 | Contactor relay, 55E, EN 50011, 5 NO + 5 NC, screw terminal, DC operation, 36 V DC | - | 0 | 0
3TH4355-0BW4 |  | 3TH4355-0BW4 | 1 | UN | 1 | 50 | X | D | N | N | 85364900 | 1 | 4011209097445 | 0.713 | KG | 159.08 | 159.08 | CP06 | CP06 | Contactor relay, 55E, EN 50011, 5 NO + 5 NC, screw terminal, DC operation, 48 V DC | - | 0 | 0
3TH4355-0HP0 |  | 3TH4355-0HP0 | 1 | UN | 1 | 50 | X | D | N | N | 85364900 | 1 | 4011209049376 | 0.446 | KG | 136.77 | 136.77 | CP06 | CP06 | Contactor relay, 55E, EN 50011, 5 NO + 5 NC, screw terminal with surge suppression (varistor) AC operation 230/220 V AC 50 Hz, 276/264 V 60 Hz | - | 0 | 0
3TH4355-0LB4 |  | 3TH4355-0LB4 | 1 | UN | 1 | 50 | X | D | N | N | 85364900 | 1 | 4011209215306 | 0.717 | KG | 203.7 | 203.7 | CP06 | CP06 | For contactor relays 55E, EN 50011 5 NO + 5 NC, screw terminal DC operation DC operation Integr. varistor | - | 0 | 0
3TH4355-0LC8 |  | 3TH4355-0LC8 | 1 | UN | 1 | 50 | X | D | N | N | 85364900 | 1 | 4011209208179 | 0.674 | KG | 203.7 | 203.7 | CP06 | CP06 | For contactor relays 55E, EN 50011 5 NO + 5 NC, screw terminal DC operation DC operation 33 V DC Integr. varistor | - | 0 | 0
3TH4355-0LF4 |  | 3TH4355-0LF4 | 1 | UN | 1 | 50 | X | D | N | N | 85364900 | 1 | 4011209368187 | 0.7 | KG | 207.58 | 207.58 | CP06 | CP06 | For contactor relays 55E, EN 50011 5 NO + 5 NC, screw terminal DC operation DC operation 110 V DC Integr. varistor | - | 0 | 0
3TH4355-3BB4 |  | 3TH4355-3BB4 | 1 | UN | 1 | 50 | X | D | N | N | 85364900 | 1 | 4011209049383 | 0.704 | KG | 266.75 | 266.75 | CP06 | CP06 | Contactor relay, 55E, EN 50011, 5 NO + 5 NC, screw terminal DC operation 24 V DC Rectifier bridge built-in for contactor safety combination | - | 0 | 0
3TH4355-4KB4 |  | 3TH4355-4KB4 | 1 | UN | 1 | 50 | X | D | N | N | 85364900 | 1 | 4011209049390 | 0.707 | KG | 203.7 | 203.7 | CP06 | CP06 | Contactor relay, 55E, EN 50011, 5 NO + 5 NC, screw terminal with surge suppression (interference suppression diode) DC operation 24 V DC | - | 0 | 0
3TH4355-4MD0 |  | 3TH4355-4MD0 | 1 | UN | 1 | 0 | A | D | N | N | 85364900 | 1 | 4011209139275 | 0.456 | KG | 149.38 | 149.38 | CP06 | CP06 | Contactor relay, 55E, EN 50011, 5NO + 5NC flat connector terminal AC operation 42 V AC 50 Hz/50 V AC 60 Hz | - | 0 | 0
3TH4355-4MD00-1AA1 |  | 3TH4355-4MD00-1AA1 | 1 | UN | 1 | 0 | A | D | N | N | 85364900 | 1 | 4011209581432 | 0.459 | KG | 179.45 | 179.45 | CP06 | CP06 | Contactor relay 55 E EN 50011 4 NO+4 NC, flat connector terminal Alternating current operation 42 V AC 50 Hz/50 V AC 60 Hz 1000 V design Customer-specific Bartec | - | 0 | 7
3TH4355-4MP0 |  | 3TH4355-4MP0 | 1 | UN | 1 | 50 | X | D | N | N | 85364900 | 1 | 4011209084124 | 0.458 | KG | 133.86 | 133.86 | CP06 | CP06 | Contactor relay, 55E, EN 50011, 5NO + 5NC flat connector terminal AC operation 230 V AC 50 Hz, 277 V 60 Hz | - | 0 | 0
3TH4355-5CE4 |  | 3TH4355-5CE4 | 1 | UN | 1 | 50 | X | D | N | N | 85364900 | 1 | 4011209441590 | 0.707 | KG | 197.88 | 197.88 | CP06 | CP06 | Contactor relay 55 E EN 50 011 5 NO+5 NC, for fork-type cable lug Direct current operation 60 V DC | - | 0 | 7
3TH4355-5KB4 |  | 3TH4355-5KB4 | 1 | UN | 1 | 50 | X | D | N | N | 85364900 | 1 | 4011209223189 | 0.726 | KG | 201.76 | 201.76 | CP06 | CP06 | Contactor relay, 2-tier, 24 V DC, Size 0, 5 NO + 5 NC, Integrated varistor | - | 0 | 0
3TH4364-0AB0 |  | 3TH4364-0AB0 | 1 | UN | 1 | 50 | X | D | N | N | 85364900 | 1 | 4011209049406 | 0.46 | KG | 105.73 | 105.73 | CP06 | CP06 | Contactor relay, 64E, EN 50011, 6NO + 4NC, screw terminal, AC operation, 24 V AC 50 Hz/29 V AC 60 Hz | - | 0 | 0
3TH4364-0AC2 |  | 3TH4364-0AC2 | 1 | UN | 1 | 50 | X | D | N | N | 85364900 | 1 | 4011209109735 | 0.458 | KG | 118.34 | 118.34 | CP06 | CP06 | Contactor relay, 64E, EN 50011, 6NO + 4NC, screw terminal, AC operation, 24 V AC 50/60 Hz | - | 0 | 0
3TH4364-0AD0 |  | 3TH4364-0AD0 | 1 | UN | 1 | 50 | X | D | N | N | 85364900 | 1 | 4011209084759 | 0.451 | KG | 105.73 | 105.73 | CP06 | CP06 | Contactor relay, 64E, EN 50011, 6NO + 4NC, screw terminal, AC operation, 42 V AC 50 Hz/50 V AC 60 Hz | - | 0 | 0
3TH4364-0AE0 |  | 3TH4364-0AE0 | 1 | UN | 1 | 50 | X | D | N | N | 85364900 | 1 | 4011209226241 | 0.425 | KG | 125.13 | 125.13 | CP06 | CP06 | Contactor relay, 64E, EN 50011, 6NO + 4NC, screw terminal, AC operation, 60 V AC 50 Hz/72 V AC 60 Hz | - | 0 | 0
3TH4364-0AF0 |  | 3TH4364-0AF0 | 1 | UN | 1 | 50 | X | D | N | N | 85364900 | 1 | 4011209049413 | 0.46 | KG | 105.73 | 105.73 | CP06 | CP06 | Contactor relay, 64E, EN 50011, 6NO + 4NC, screw terminal, AC operation, 110 V AC 50 Hz/132 V AC 60 Hz | - | 0 | 0
3TH4364-0AG2 |  | 3TH4364-0AG2 | 1 | UN | 1 | 50 | X | D | N | N | 85364900 | 1 | 4011209086159 | 0.455 | KG | 105.73 | 105.73 | CP06 | CP06 | Contactor relay, 64E, EN 50011, 6NO + 4NC, screw terminal, AC operation, 110 V AC 50/60 Hz | - | 0 | 0
3TH4364-0AG6 |  | 3TH4364-0AG6 | 1 | UN | 1 | 0 | A | D | N | N | 85364900 | 1 | 4011209259287 | 0.465 | KG | 125.13 | 125.13 | CP06 | CP06 | Contactor relay, 64E, EN 50011, 6NO + 4NC, screw terminal, AC operation, 100-110 V AC 60 Hz/100 V AC 50 Hz | - | 0 | 0
3TH4364-0AH0 |  | 3TH4364-0AH0 | 1 | UN | 1 | 50 | X | D | N | N | 85364900 | 1 | 4011209086128 | 0.425 | KG | 105.73 | 105.73 | CP06 | CP06 | Contactor relay, 64E, EN 50011, 6NO + 4NC, screw terminal, AC operation, 48 V AC 50 Hz/58 V AC 60 Hz | - | 0 | 0
3TH4364-0AJ1 |  | 3TH4364-0AJ1 | 1 | UN | 1 | 0 | A | D | N | N | 85364900 | 1 | 4011209141490 | 0.466 | KG | 125.13 | 125.13 | CP06 | CP06 | Contactor relay, 64E, EN 50011, 6NO + 4NC, screw terminal, AC operation 115 V 60 Hz/96 V AC 50 Hz | - | 0 | 0
3TH4364-0AJ2 |  | 3TH4364-0AJ2 | 1 | UN | 1 | 0 | A | D | N | N | 85364900 | 1 | 4011209214552 | 0.462 | KG | 125.13 | 125.13 | CP06 | CP06 | Contactor relay, 64E, EN 50011, 6NO + 4NC, screw terminal, AC operation, 115 V AC 50/60 Hz | - | 0 | 0
3TH4364-0AK6 |  | 3TH4364-0AK6 | 1 | UN | 1 | 50 | X | D | N | N | 85364900 | 1 | 4011209152212 | 0.452 | KG | 105.73 | 105.73 | CP06 | CP06 | Contactor relay, 64E, EN 50011, 6NO + 4NC, screw terminal, AC operation, 120 V AC 60 Hz/110 V AC 50 Hz | - | 0 | 0
3TH4364-0AL2 |  | 3TH4364-0AL2 | 1 | UN | 1 | 50 | X | D | N | N | 85364900 | 1 | 4011209099524 | 0.477 | KG | 105.73 | 105.73 | CP06 | CP06 | Contactor relay, 64E, EN 50011, 6NO + 4NC, screw terminal, AC operation, 230 V AC 50/60 Hz | - | 0 | 0
3TH4364-0AM0 |  | 3TH4364-0AM0 | 1 | UN | 1 | 50 | X | D | N | N | 85364900 | 1 | 4011209049420 | 0.453 | KG | 111.55 | 111.55 | CP06 | CP06 | Contactor relay, 64E, EN 50011, 6NO + 4NC, screw terminal, AC operation 220 V AC 50 Hz/264 V AC 60 Hz | - | 0 | 0
3TH4364-0AN2 |  | 3TH4364-0AN2 | 1 | UN | 1 | 50 | X | D | N | N | 85364900 | 1 | 4011209049437 | 0.459 | KG | 105.73 | 105.73 | CP06 | CP06 | Contactor relay, 64E, EN 50011, 6NO + 4NC, screw terminal, AC operation, 220 V AC 50/60 Hz | - | 0 | 0
3TH4364-0AP0 |  | 3TH4364-0AP0 | 1 | UN | 1 | 50 | X | D | N | N | 85364900 | 1 | 4011209049444 | 0.44 | KG | 105.73 | 102.82 | CP06 | CP06 | Contactor relay, 64E, EN 50011, 6NO + 4NC, screw terminal, AC operation, 230 V AC 50 Hz, 277 V 60 Hz | Lista Papel 2020 SI | 0 | 0
3TH4364-0AR2 |  | 3TH4364-0AR2 | 1 | UN | 1 | 50 | X | D | N | N | 85364900 | 1 | 4011209200296 | 0.464 | KG | 111.55 | 111.55 | CP06 | CP06 | Contactor relay, 64E, EN 50011, 6NO + 4NC, screw terminal, AC operation, 440 V AC 50/60 Hz | - | 0 | 0
3TH4364-0AS0 |  | 3TH4364-0AS0 | 1 | UN | 1 | 0 | A | D | N | N | 85364900 | 1 | 4011209311619 | 0.466 | KG | 125.13 | 125.13 | CP06 | CP06 | Contactor relay, 64E, EN 50011, 6NO + 4NC, screw terminal, AC operation, 500 V AC 50 Hz/600 V AC 60 Hz | - | 0 | 0
3TH4364-0AU0 |  | 3TH4364-0AU0 | 1 | UN | 1 | 0 | A | D | N | N | 85364900 | 1 | 4011209086326 | 0.455 | KG | 111.55 | 111.55 | CP06 | CP06 | Contactor relay, 64E, EN 50011, 6NO + 4NC, screw terminal, AC operation, 240 V AC 50 Hz/288 V AC 60 Hz | - | 0 | 0
3TH4364-0AV0 |  | 3TH4364-0AV0 | 1 | UN | 1 | 50 | X | D | N | N | 85364900 | 1 | 4011209148390 | 0.463 | KG | 111.55 | 111.55 | CP06 | CP06 | Contactor relay, 64E, EN 50011, 6NO + 4NC, screw terminal, AC operation, 400 V AC 50 Hz, 480 V 60 Hz | - | 0 | 0
3TH4364-0BB4 |  | 3TH4364-0BB4 | 1 | UN | 1 | 50 | X | D | N | N | 85364900 | 1 | 4011209049451 | 0.727 | KG | 159.08 | 154.23 | CP06 | CP06 | Contactor relay, 64E, EN 50011, 6NO + 4NC, screw terminal, DC operation, 24 V DC | Lista Papel 2020 SI | 0 | 0
3TH4364-0BC4 |  | 3TH4364-0BC4 | 1 | UN | 1 | 0 | A | D | N | N | 85364900 | 1 | 4011209165670 | 0.71 | KG | 184.3 | 184.3 | CP06 | CP06 | Contactor relay, 64E, EN 50011, 6NO + 4NC, screw terminal, DC operation, 30 V DC | - | 0 | 0
3TH4364-0BD4 |  | 3TH4364-0BD4 | 1 | UN | 1 | 50 | X | D | N | N | 85364900 | 1 | 4011209211599 | 0.699 | KG | 177.51 | 177.51 | CP06 | CP06 | Contactor relay, 64E, EN 50011, 6NO + 4NC, screw terminal, DC operation, 42 V DC | - | 0 | 0
3TH4364-0BE4 |  | 3TH4364-0BE4 | 1 | UN | 1 | 50 | X | D | N | N | 85364900 | 1 | 4011209129252 | 0.7 | KG | 159.08 | 159.08 | CP06 | CP06 | Contactor relay, 64E, EN 50011, 6NO + 4NC, screw terminal, DC operation, 60 V DC | - | 0 | 0
3TH4364-0BF4 |  | 3TH4364-0BF4 | 1 | UN | 1 | 50 | X | D | N | N | 85364900 | 1 | 4011209049468 | 0.709 | KG | 159.08 | 159.08 | CP06 | CP06 | Contactor relay, 64E, EN 50011, 6NO + 4NC, screw terminal, DC operation, 110 V DC | - | 0 | 0
3TH4364-0BG4 |  | 3TH4364-0BG4 | 1 | UN | 1 | 50 | X | D | N | N | 85364900 | 1 | 4011209199491 | 0.698 | KG | 164.9 | 164.9 | CP06 | CP06 | Contactor relay, 64E, EN 50011, 6NO + 4NC, screw terminal, DC operation, 125 V DC | - | 0 | 0
3TH4364-0BK4 |  | 3TH4364-0BK4 | 1 | UN | 1 | 50 | X | D | N | N | 85364900 | 1 | 4011209335332 | 0.667 | KG | 164.9 | 164.9 | CP06 | CP06 | Contactor relay, 64E, EN 50011, 6NO + 4NC, screw terminal, DC operation, 180 V DC | - | 0 | 0
3TH4364-0BM4 |  | 3TH4364-0BM4 | 1 | UN | 1 | 50 | X | D | N | N | 85364900 | 1 | 4011209099685 | 0.707 | KG | 159.08 | 159.08 | CP06 | CP06 | Contactor relay, 64E, EN 50011, 6NO + 4NC, screw terminal, DC operation, 220 V DC | - | 0 | 0
3TH4364-0BQ4 |  | 3TH4364-0BQ4 | 1 | UN | 1 | 50 | X | D | N | N | 85364900 | 1 | 4011209362390 | 0.681 | KG | 164.9 | 164.9 | CP06 | CP06 | Contactor relay, 64E, EN 50011, 6NO + 4NC, screw terminal, DC operation, 240 V DC | - | 0 | 0
3TH4364-0BW4 |  | 3TH4364-0BW4 | 1 | UN | 1 | 50 | X | D | N | N | 85364900 | 1 | 4011209200265 | 0.721 | KG | 159.08 | 159.08 | CP06 | CP06 | Contactor relay 64 E EN 50011 6NO+4NC,screw terminal Direct current operation 48 V DC | - | 0 | 7
3TH4364-0BX8 |  | 3TH4364-0BX8 | 1 | UN | 1 | 50 | X | D | N | N | 85364900 | 1 | 4011209080546 | 0.7 | KG | 164.9 | 164.9 | CP06 | CP06 | Contactor relay, 64E, EN 50011, 6NO + 4NC, screw terminal, DC operation, 64 V DC (0.83-1.17 US) | - | 0 | 0
3TH4364-4MF0 |  | 3TH4364-4MF0 | 1 | UN | 1 | 50 | X | D | N | N | 85364900 | 1 | 4011209147676 | 0.447 | KG | 133.86 | 133.86 | CP06 | CP06 | Contactor relay, 64E, EN 50011, 6NO + 4NC, screw terminal, AC operation 110 V AC 50 Hz/132 V AC 60 Hz | - | 0 | 0
3TH4364-4MG1 |  | 3TH4364-4MG1 | 1 | UN | 1 | 50 | X | D | N | N | 85364900 | 1 | 4011209147683 | 0.457 | KG | 139.68 | 139.68 | CP06 | CP06 | Contactor relay, 64E, EN 50011, 6NO + 4NC, screw terminal, AC operation 110 V 60 Hz/92 V AC 50 Hz | - | 0 | 0
3TH4364-5MB4 |  | 3TH4364-5MB4 | 1 | UN | 1 | 0 | A | D | N | N | 85364900 | 1 | 4011209153912 | 0.698 | KG | 226.01 | 226.01 | CP06 | CP06 | Contactor relay 64 E EN 50011 6NO+4NC, flat connector terminal Direct current operation 24 V DC | - | 0 | 7
3TH4373-0AB0 |  | 3TH4373-0AB0 | 1 | UN | 1 | 50 | X | D | N | N | 85364900 | 1 | 4011209049475 | 0.459 | KG | 105.73 | 105.73 | CP06 | CP06 | Contactor relay, 73E, EN 50011, 7 NO + 3 NC, screw terminal, AC operation, 24 V AC 50 Hz/29 V AC 60 Hz | - | 0 | 0
3TH4373-0AC2 |  | 3TH4373-0AC2 | 1 | UN | 1 | 50 | X | D | N | N | 85364900 | 1 | 4011209049482 | 0.457 | KG | 105.73 | 105.73 | CP06 | CP06 | Contactor relay, 73E, EN 50011, 7 NO + 3 NC, screw terminal, AC operation, 24 V AC 50/60 Hz | - | 0 | 0
3TH4373-0AD0 |  | 3TH4373-0AD0 | 1 | UN | 1 | 50 | X | D | N | N | 85364900 | 1 | 4011209049499 | 0.464 | KG | 105.73 | 105.73 | CP06 | CP06 | Contactor relay, 73E, EN 50011, 7 NO + 3 NC, screw terminal, AC operation, 42 V AC 50 Hz/50 V AC 60 Hz | - | 0 | 0
3TH4373-0AF0 |  | 3TH4373-0AF0 | 1 | UN | 1 | 50 | X | D | N | N | 85364900 | 1 | 4011209049505 | 0.48 | KG | 105.73 | 105.73 | CP06 | CP06 | Contactor relay, 73E, EN 50011, 7 NO + 3 NC, screw terminal, AC operation, 110 V AC 50 Hz/132 V AC 60 Hz | - | 0 | 0
3TH4373-0AG2 |  | 3TH4373-0AG2 | 1 | UN | 1 | 50 | X | D | N | N | 85364900 | 1 | 4011209049512 | 0.453 | KG | 105.73 | 105.73 | CP06 | CP06 | Contactor relay, 73E, EN 50011, 7 NO + 3 NC, screw terminal, AC operation, 110 V AC 50/60 Hz | - | 0 | 0
3TH4373-0AG6 |  | 3TH4373-0AG6 | 1 | UN | 1 | 0 | A | D | N | N | 85364900 | 1 | 4011209212114 | 0.46 | KG | 125.13 | 125.13 | CP06 | CP06 | Contactor relay, 73E, EN 50011, 7 NO + 3 NC, screw terminal, AC operation, 100-110 V AC 60 Hz/100 V AC 50 Hz | - | 0 | 0
3TH4373-0AH0 |  | 3TH4373-0AH0 | 1 | UN | 1 | 50 | X | D | N | N | 85364900 | 1 | 4011209182134 | 0.46 | KG | 111.55 | 111.55 | CP06 | CP06 | Contactor relay, 73E, EN 50011, 7 NO + 3 NC, screw terminal, AC operation, 48 V AC 50 Hz/58 V AC 60 Hz | - | 0 | 0
3TH4373-0AJ1 |  | 3TH4373-0AJ1 | 1 | UN | 1 | 0 | A | D | N | N | 85364900 | 1 | 4011209136649 | 0.457 | KG | 125.13 | 125.13 | CP06 | CP06 | Contactor relay, 73E, EN 50011, 7 NO + 3 NC, screw terminal, AC operation, 115 V 60 Hz/96 V AC 50 Hz | - | 0 | 0
3TH4373-0AJ2 |  | 3TH4373-0AJ2 | 1 | UN | 1 | 50 | X | D | N | N | 85364900 | 1 | 4011209208469 | 0.454 | KG | 111.55 | 111.55 | CP06 | CP06 | Contactor relay, 73E, EN 50011, 7 NO + 3 NC, screw terminal, AC operation, 115 V AC 50/60 Hz | - | 0 | 0
3TH4373-0AK2 |  | 3TH4373-0AK2 | 1 | UN | 1 | 50 | X | D | N | N | 85364900 | 1 | 4011209274020 | 0.468 | KG | 111.55 | 111.55 | CP06 | CP06 | Contactor relay, 73E, EN 50011, 7 NO + 3 NC, screw terminal, AC operation, 120 V AC 50/60 Hz | - | 0 | 0
3TH4373-0AK6 |  | 3TH4373-0AK6 | 1 | UN | 1 | 50 | X | D | N | N | 85364900 | 1 | 4011209093027 | 0.458 | KG | 105.73 | 105.73 | CP06 | CP06 | Contactor relay, 73E, EN 50011, 7 NO + 3 NC, screw terminal, AC operation, 120 V AC 60 Hz/110 V AC 50 Hz | - | 0 | 0
3TH4373-0AL2 |  | 3TH4373-0AL2 | 1 | UN | 1 | 50 | X | D | N | N | 85364900 | 1 | 4011209049529 | 0.468 | KG | 105.73 | 105.73 | CP06 | CP06 | Contactor relay, 73E, EN 50011, 7 NO + 3 NC, screw terminal, AC operation, 230 V AC 50/60 Hz | - | 0 | 0
3TH4373-0AM0 |  | 3TH4373-0AM0 | 1 | UN | 1 | 50 | X | D | N | N | 85364900 | 1 | 4011209049536 | 0.442 | KG | 111.55 | 111.55 | CP06 | CP06 | Contactor relay, 73E, EN 50011, 7 NO + 3 NC, screw terminal AC operation 220 V AC 50 Hz/264 V AC 60 Hz | - | 0 | 0
3TH4373-0AN2 |  | 3TH4373-0AN2 | 1 | UN | 1 | 50 | X | D | N | N | 85364900 | 1 | 4011209136748 | 0.463 | KG | 105.73 | 105.73 | CP06 | CP06 | Contactor relay, 73E, EN 50011, 7 NO + 3 NC, screw terminal, AC operation, 220 V AC 50/60 Hz | - | 0 | 0
3TH4373-0AN6 |  | 3TH4373-0AN6 | 1 | UN | 1 | 50 | X | D | N | N | 85364900 | 1 | 4011209231016 | 0.459 | KG | 111.55 | 111.55 | CP06 | CP06 | Contactor relay, 73E, EN 50011, 7 NO + 3 NC, screw terminal, AC operation, 200-220 V AC 60 Hz/200 V AC 50 Hz | - | 0 | 0
3TH4373-0AP0 |  | 3TH4373-0AP0 | 1 | UN | 1 | 50 | X | D | N | N | 85364900 | 1 | 4011209049543 | 0.47 | KG | 105.73 | 102.82 | CP06 | CP06 | Contactor relay, 73E, EN 50011, 7 NO + 3 NC, screw terminal, AC operation, 230 V AC 50 Hz, 277 V 60 Hz | Lista Papel 2020 SI | 0 | 0
3TH4373-0AP2 |  | 3TH4373-0AP2 | 1 | UN | 1 | 0 | A | D | N | N | 85364900 | 1 | 4011209288935 | 0.469 | KG | 125.13 | 125.13 | CP06 | CP06 | Contactor relay, 73E, EN 50011, 7 NO + 3 NC, screw terminal, AC operation, 240 V AC 50/60 Hz | - | 0 | 0
3TH4373-0AP6 |  | 3TH4373-0AP6 | 1 | UN | 1 | 50 | X | D | N | N | 85364900 | 1 | 4011209222632 | 0.453 | KG | 111.55 | 111.55 | CP06 | CP06 | Contactor relay, 73E, EN 50011, 7 NO + 3 NC, screw terminal, AC operation, 240 V AC 60 Hz/220 V AC 50 Hz | - | 0 | 0
3TH4373-0AR2 |  | 3TH4373-0AR2 | 1 | UN | 1 | 0 | A | D | N | N | 85364900 | 1 | 4011209261204 | 0.46 | KG | 125.13 | 125.13 | CP06 | CP06 | Contactor relay, 73E, EN 50011, 7 NO + 3 NC, screw terminal, AC operation, 440 V AC 50/60 Hz | - | 0 | 0
3TH4373-0AU0 |  | 3TH4373-0AU0 | 1 | UN | 1 | 50 | X | D | N | N | 85364900 | 1 | 4011209134447 | 0.455 | KG | 111.55 | 111.55 | CP06 | CP06 | Contactor relay, 73E, EN 50011, 7 NO + 3 NC, screw terminal, AC operation, 240 V AC 50 Hz/288 V AC 60 Hz | - | 0 | 0
3TH4373-0AV0 |  | 3TH4373-0AV0 | 1 | UN | 1 | 0 | A | D | N | N | 85364900 | 1 | 4011209136052 | 0.486 | KG | 125.13 | 125.13 | CP06 | CP06 | Contactor relay, 73E, EN 50011, 7 NO + 3 NC, screw terminal, AC operation, 400 V AC 50 Hz/480 V 60 Hz | - | 0 | 0
3TH4373-0BB4 |  | 3TH4373-0BB4 | 1 | UN | 1 | 50 | X | D | N | N | 85364900 | 1 | 4011209049550 | 0.692 | KG | 159.08 | 154.23 | CP06 | CP06 | Contactor relay, 73E, EN 50011, 7 NO + 3 NC, screw terminal, DC operation, 24 V DC | Lista Papel 2020 SI | 0 | 0
3TH4373-0BC4 |  | 3TH4373-0BC4 | 1 | UN | 1 | 0 | A | D | N | N | 85364900 | 1 | 4011209211377 | 0.71 | KG | 164.9 | 164.9 | CP06 | CP06 | Contactor relay, 73E, EN 50011, 7 NO + 3 NC, screw terminal, DC operation, 30 V DC | - | 0 | 0
3TH4373-0BD4 |  | 3TH4373-0BD4 | 1 | UN | 1 | 50 | X | D | N | N | 85364900 | 1 | 4011209217294 | 0.7 | KG | 159.08 | 159.08 | CP06 | CP06 | Contactor relay, 73E, EN 50011, 7 NO + 3 NC, screw terminal, DC operation, 42 V DC | - | 0 | 0
3TH4373-0BE4 |  | 3TH4373-0BE4 | 1 | UN | 1 | 50 | X | D | N | N | 85364900 | 1 | 4011209106819 | 0.705 | KG | 159.08 | 159.08 | CP06 | CP06 | Contactor relay, 73E, EN 50011, 7 NO + 3 NC, screw terminal, DC operation, 60 V DC | - | 0 | 0
3TH4373-0BF4 |  | 3TH4373-0BF4 | 1 | UN | 1 | 50 | X | D | N | N | 85364900 | 1 | 4011209123038 | 0.677 | KG | 159.08 | 159.08 | CP06 | CP06 | Contactor relay, 73E, EN 50011, 7 NO + 3 NC, screw terminal, DC operation, 110 V DC | - | 0 | 0
3TH4373-0BG4 |  | 3TH4373-0BG4 | 1 | UN | 1 | 50 | X | D | N | N | 85364900 | 1 | 4011209209138 | 0.708 | KG | 164.9 | 164.9 | CP06 | CP06 | Contactor relay, 73E, EN 50011, 7 NO + 3 NC, screw terminal, DC operation, 125 V DC | - | 0 | 0
3TH4373-0BM4 |  | 3TH4373-0BM4 | 1 | UN | 1 | 50 | X | D | N | N | 85364900 | 1 | 4011209049567 | 0.684 | KG | 159.08 | 159.08 | CP06 | CP06 | Contactor relay, 73E, EN 50011, 7 NO + 3 NC, screw terminal, DC operation, 220 V DC | - | 0 | 0
3TH4373-0BP4 |  | 3TH4373-0BP4 | 1 | UN | 1 | 50 | X | D | N | N | 85364900 | 1 | 4011209163188 | 0.708 | KG | 159.08 | 159.08 | CP06 | CP06 | Contactor relay, 73E, EN 50011, 7 NO + 3 NC, screw terminal, DC operation, 230 V DC | - | 0 | 0
3TH4373-0BW4 |  | 3TH4373-0BW4 | 1 | UN | 1 | 50 | X | D | N | N | 85364900 | 1 | 4011209097452 | 0.708 | KG | 159.08 | 159.08 | CP06 | CP06 | Contactor relay, 73E, EN 50011, 7 NO + 3 NC, screw terminal, DC operation, 48 V DC | - | 0 | 0
3TH4373-0LB4 |  | 3TH4373-0LB4 | 1 | UN | 1 | 50 | X | D | N | N | 85364900 | 1 | 4011209215290 | 0.711 | KG | 204.67 | 204.67 | CP06 | CP06 | Contactor relay 100 E EN 50011 7 NO + 3 NC,screw terminal Direct current operation DC solenoid system Integrated varistor | - | 0 | 7
3TH4373-0LC8 |  | 3TH4373-0LC8 | 1 | UN | 1 | 50 | X | D | N | N | 85364900 | 1 | 4011209208728 | 0.717 | KG | 204.67 | 204.67 | CP06 | CP06 | Contactor relay, 100E, EN 50011, 7 NO + 3 NC, screw terminal DC operation 33 V DC Integrated varistor | - | 0 | 0
3TH4373-4MF0 |  | 3TH4373-4MF0 | 1 | UN | 1 | 50 | X | D | N | N | 85364900 | 1 | 4011209108486 | 0.465 | KG | 133.86 | 133.86 | CP06 | CP06 | Contactor relay, 73E, EN 50011, 7 NO + 3 NC, flat connector terminal AC operation 110 V AC 50 Hz/132 V AC 60 Hz | - | 0 | 0
3TH4373-5MF4 |  | 3TH4373-5MF4 | 1 | UN | 1 | 0 | A | D | N | N | 85364900 | 1 | 4011209242173 | 0.704 | KG | 226.01 | 226.01 | CP06 | CP06 | Contactor relay 73 E EN 50011 7 NO + 3 NC, flat connector terminal Direct current operation 110 V DC | - | 0 | 7
3TH4382-0AB0 |  | 3TH4382-0AB0 | 1 | UN | 1 | 50 | X | D | N | N | 85364900 | 1 | 4011209049574 | 0.448 | KG | 105.73 | 105.73 | CP06 | CP06 | Contactor relay, 82E, EN 50011, 8 NO + 2 NC, screw terminal, AC operation, 24 V AC 50 Hz/29 V AC 60 Hz | - | 0 | 0
3TH4382-0AC2 |  | 3TH4382-0AC2 | 1 | UN | 1 | 50 | X | D | N | N | 85364900 | 1 | 4011209049581 | 0.465 | KG | 105.73 | 105.73 | CP06 | CP06 | Contactor relay, 82E, EN 50011, 8 NO + 2 NC, screw terminal, AC operation, 24 V AC 50/60 Hz | - | 0 | 0
3TH4382-0AD0 |  | 3TH4382-0AD0 | 1 | UN | 1 | 0 | A | D | N | N | 85364900 | 1 | 4011209102330 | 0.451 | KG | 105.73 | 105.73 | CP06 | CP06 | Contactor relay, 82E, EN 50011, 8 NO + 2 NC, screw terminal, AC operation, 42 V AC 50 Hz/50 V AC 60 Hz | - | 0 | 0
3TH4382-0AD2 |  | 3TH4382-0AD2 | 1 | UN | 1 | 50 | X | D | N | N | 85364900 | 1 | 4011209173125 | 0.452 | KG | 105.73 | 105.73 | CP06 | CP06 | Contactor relay, 82E, EN 50011, 8 NO + 2 NC, screw terminal, AC operation, 42 V AC 50/60 Hz | - | 0 | 0
3TH4382-0AF0 |  | 3TH4382-0AF0 | 1 | UN | 1 | 50 | X | D | N | N | 85364900 | 1 | 4011209049598 | 0.473 | KG | 105.73 | 105.73 | CP06 | CP06 | Contactor relay, 82E, EN 50011, 8 NO + 2 NC, screw terminal, AC operation, 110 V AC 50 Hz/132 V AC 60 Hz | - | 0 | 0
3TH4382-0AG2 |  | 3TH4382-0AG2 | 1 | UN | 1 | 50 | X | D | N | N | 85364900 | 1 | 4011209090545 | 0.48 | KG | 105.73 | 105.73 | CP06 | CP06 | Contactor relay 82 E EN 50011 8 NO + 2 NC,screw terminal Alternating current operation, 110 V AC 50/60 Hz | - | 0 | 7
3TH4382-0AH0 |  | 3TH4382-0AH0 | 1 | UN | 1 | 0 | A | D | N | N | 85364900 | 1 | 4011209258815 | 0.48 | KG | 118.34 | 118.34 | CP06 | CP06 | Contactor relay, 82E, EN 50011, 8 NO + 2 NC, screw terminal, AC operation, 48 V AC 50 Hz/58 V AC 60 Hz | - | 0 | 0
3TH4382-0AJ1 |  | 3TH4382-0AJ1 | 1 | UN | 1 | 50 | X | D | N | N | 85364900 | 1 | 4011209123960 | 0.461 | KG | 111.55 | 111.55 | CP06 | CP06 | Contactor relay, 82E, EN 50011, 8 NO + 2 NC, screw terminal, AC operation, 115 V 60 Hz/96 V AC 50 Hz | - | 0 | 0
3TH4382-0AJ2 |  | 3TH4382-0AJ2 | 1 | UN | 1 | 50 | X | D | N | N | 85364900 | 1 | 4011209227729 | 0.43 | KG | 111.55 | 111.55 | CP06 | CP06 | Contactor relay, 82E, EN 50011, 8 NO + 2 NC, screw terminal, AC operation, 115 V AC 50/60 Hz | - | 0 | 0
3TH4382-0AK6 |  | 3TH4382-0AK6 | 1 | UN | 1 | 50 | X | D | N | N | 85364900 | 1 | 4011209105836 | 0.463 | KG | 105.73 | 105.73 | CP06 | CP06 | Contactor relay, 82E, EN 50011, 8 NO + 2 NC, screw terminal, AC operation, 120 V AC 60 Hz/110 V AC 50 Hz | - | 0 | 0
3TH4382-0AL0 |  | 3TH4382-0AL0 | 1 | UN | 1 | 0 | A | D | N | N | 85364900 | 1 | 4011209237858 | 0.462 | KG | 125.13 | 125.13 | CP06 | CP06 | Contactor relay, 82E, EN 50011, 8 NO + 2 NC, screw terminal, AC operation, 125 V AC, 127 V 50 Hz/ | - | 0 | 0
3TH4382-0AL2 |  | 3TH4382-0AL2 | 1 | UN | 1 | 50 | X | D | N | N | 85364900 | 1 | 4011209096387 | 0.478 | KG | 105.73 | 105.73 | CP06 | CP06 | Contactor relay, 82E, EN 50011, 8 NO + 2 NC, screw terminal, AC operation, 230 V AC 50/60 Hz | - | 0 | 0
3TH4382-0AN2 |  | 3TH4382-0AN2 | 1 | UN | 1 | 50 | X | D | N | N | 85364900 | 1 | 4011209049611 | 0.457 | KG | 105.73 | 105.73 | CP06 | CP06 | Contactor relay, 82E, EN 50011, 8 NO + 2 NC, screw terminal, AC operation, 220 V AC 50/60 Hz | - | 0 | 0
3TH4382-0AN6 |  | 3TH4382-0AN6 | 1 | UN | 1 | 0 | A | D | N | N | 85364900 | 1 | 4011209392182 | 0.466 | KG | 125.13 | 125.13 | CP06 | CP06 | Contactor relay 82 E EN 50011 8 NO + 2 NC,screw terminal Alternating current operation 200-220 V AC 60 Hz AC 200 V AC 50 Hz | - | 0 | 7
3TH4382-0AP0 |  | 3TH4382-0AP0 | 1 | UN | 1 | 50 | X | D | N | N | 85364900 | 1 | 4011209049628 | 0.463 | KG | 105.73 | 102.82 | CP06 | CP06 | Contactor relay, 82E, EN 50011, 8 NO + 2 NC, screw terminal, AC operation, 230 V AC 50 Hz, 277 V 60 Hz | Lista Papel 2020 SI | 0 | 0
3TH4382-0AP2 |  | 3TH4382-0AP2 | 1 | UN | 1 | 50 | X | D | N | N | 85364900 | 1 | 4011209364271 | 0.484 | KG | 111.55 | 111.55 | CP06 | CP06 | Contactor relay, 82E, EN 50011, 8 NO + 2 NC, screw terminal, AC operation, 240 V AC 50/60 Hz | - | 0 | 0
3TH4382-0AP6 |  | 3TH4382-0AP6 | 1 | UN | 1 | 50 | X | D | N | N | 85364900 | 1 | 4011209124585 | 0.464 | KG | 105.73 | 105.73 | CP06 | CP06 | Contactor relay, 82E, EN 50011, 8 NO + 2 NC, screw terminal, AC operation, 240 V AC 60 Hz/220 V AC 50 Hz | - | 0 | 0
3TH4382-0AR2 |  | 3TH4382-0AR2 | 1 | UN | 1 | 0 | A | D | N | N | 85364900 | 1 | 4011209142589 | 0.47 | KG | 125.13 | 125.13 | CP06 | CP06 | Contactor relay, 82E, EN 50011, 8 NO + 2 NC, screw terminal, AC operation, 440 V AC 50/60 Hz | - | 0 | 0
3TH4382-0AS0 |  | 3TH4382-0AS0 | 1 | UN | 1 | 0 | A | D | N | N | 85364900 | 1 | 4011209774148 | 0.463 | KG | 125.13 | 125.13 | CP06 | CP06 | Contactor relay, 82E, EN 50011, 8 NO + 2 NC, screw terminal AC operation 500 V AC 50 Hz/600 V AC 60 Hz | - | 0 | 0
3TH4382-0AU0 |  | 3TH4382-0AU0 | 1 | UN | 1 | 50 | X | D | N | N | 85364900 | 1 | 4011209127067 | 0.458 | KG | 111.55 | 111.55 | CP06 | CP06 | Contactor relay, 82E, EN 50011, 8 NO + 2 NC, screw terminal, AC operation, 240 V AC 50 Hz/288 V AC 60 Hz | - | 0 | 0
3TH4382-0AV0 |  | 3TH4382-0AV0 | 1 | UN | 1 | 50 | X | D | N | N | 85364900 | 1 | 4011209126992 | 0.465 | KG | 111.55 | 111.55 | CP06 | CP06 | Contactor relay, 82E, EN 50011, 8 NO + 2 NC, screw terminal, AC operation, 400 V AC 50 Hz/480 V 60 Hz | - | 0 | 0
3TH4382-0BB4 |  | 3TH4382-0BB4 | 1 | UN | 1 | 50 | X | D | N | N | 85364900 | 1 | 4011209049635 | 0.702 | KG | 159.08 | 154.23 | CP06 | CP06 | Contactor relay, 82E, EN 50011, 8 NO + 2 NC, screw terminal, DC operation, 24 V DC | Lista Papel 2020 SI | 0 | 0
3TH4382-0BE4 |  | 3TH4382-0BE4 | 1 | UN | 1 | 50 | X | D | N | N | 85364900 | 1 | 4011209116658 | 0.696 | KG | 159.08 | 159.08 | CP06 | CP06 | Contactor relay, 82E, EN 50011, 8 NO + 2 NC, screw terminal, DC operation, 60 V DC | - | 0 | 0
3TH4382-0BF4 |  | 3TH4382-0BF4 | 1 | UN | 1 | 50 | X | D | N | N | 85364900 | 1 | 4011209049642 | 0.715 | KG | 159.08 | 159.08 | CP06 | CP06 | Contactor relay, 82E, EN 50011, 8 NO + 2 NC, screw terminal, DC operation, 110 V DC | - | 0 | 0
3TH4382-0BF8 |  | 3TH4382-0BF8 | 1 | UN | 1 | 50 | X | D | N | N | 85364900 | 1 | 4011209177727 | 0.648 | KG | 164.9 | 164.9 | CP06 | CP06 | Contactor relay, 82E, EN 50011, 8 NO + 2 NC, screw terminal, DC operation, 100 V DC (0.8-1.2UC) | - | 0 | 0
3TH4382-0BG4 |  | 3TH4382-0BG4 | 1 | UN | 1 | 50 | X | D | N | N | 85364900 | 1 | 4011209178274 | 0.661 | KG | 164.9 | 164.9 | CP06 | CP06 | Contactor relay, 82E, EN 50011, 8 NO + 2 NC, screw terminal, DC operation, 125 V DC | - | 0 | 0
3TH4382-0BM4 |  | 3TH4382-0BM4 | 1 | UN | 1 | 50 | X | D | N | N | 85364900 | 1 | 4011209049659 | 0.686 | KG | 159.08 | 159.08 | CP06 | CP06 | Contactor relay, 82E, EN 50011, 8 NO + 2 NC, screw terminal, DC operation, 220 V DC | - | 0 | 0
3TH4382-0BP4 |  | 3TH4382-0BP4 | 1 | UN | 1 | 50 | X | D | N | N | 85364900 | 1 | 4011209146938 | 0.699 | KG | 159.08 | 159.08 | CP06 | CP06 | Contactor relay, 82E, EN 50011, 8 NO + 2 NC, screw terminal, DC operation, 230 V DC | - | 0 | 0
3TH4382-0BQ4 |  | 3TH4382-0BQ4 | 1 | UN | 1 | 50 | X | D | N | N | 85364900 | 1 | 4011209143678 | 0.69 | KG | 164.9 | 164.9 | CP06 | CP06 | Contactor relay, 82E, EN 50011, 8 NO + 2 NC, screw terminal DC operation, 240 V DC | - | 0 | 0
3TH4382-0BW4 |  | 3TH4382-0BW4 | 1 | UN | 1 | 50 | X | D | N | N | 85364900 | 1 | 4011209049666 | 0.566 | KG | 177.51 | 177.51 | CP06 | CP06 | Contactor relay, 82E, EN 50011, 8 NO + 2 NC, screw terminal, DC operation, 48 V DC | - | 0 | 0
3TH4382-0HP0 |  | 3TH4382-0HP0 | 1 | UN | 1 | 50 | X | D | N | N | 85364900 | 1 | 4011209049673 | 0.465 | KG | 136.77 | 136.77 | CP06 | CP06 | Contactor relay, 82E, EN 50011, 8 NO + 2 NC, screw terminal with surge suppression (varistor) AC operation 230/220 V AC 50 Hz, 276/264 V 60 Hz | - | 0 | 0
3TH4382-0LB4 |  | 3TH4382-0LB4 | 1 | UN | 1 | 50 | X | D | N | N | 85364900 | 1 | 4011209505360 | 0.722 | KG | 204.67 | 204.67 | CP06 | CP06 | Contactor relay, 82E, EN 50011, 8 NO + 2 NC, screw terminal DC operation integr. varistor 24 V DC | - | 0 | 0
3TH4382-0LC8 |  | 3TH4382-0LC8 | 1 | UN | 1 | 50 | X | D | N | N | 85364900 | 1 | 4011209257825 | 0.712 | KG | 204.67 | 204.67 | CP06 | CP06 | Contactor relay, 100E, EN 50011, 8 NO + 2 NC, screw terminal DC operation 33 V DC Integrated varistor | - | 0 | 0
3TH4382-0LF4 |  | 3TH4382-0LF4 | 1 | UN | 1 | 50 | X | D | N | N | 85364900 | 1 | 4011209590342 | 0.7 | KG | 240.56 | 240.56 | CP06 | CP06 | Contactor relay 82 E EN 50011 8 NO + 2 NC,screw terminal Direct current operation integrated varistor 110 V DC | - | 0 | 7
3TH4382-4MP0 |  | 3TH4382-4MP0 | 1 | UN | 1 | 0 | A | D | N | N | 85364900 | 1 | 4011209146877 | 0.467 | KG | 149.38 | 149.38 | CP06 | CP06 | Contactor relay, 82E, EN 50011, 8 NO + 2 NC, flat connector terminal AC operation 230 V AC 50 Hz, 277 V 60 Hz | - | 0 | 0
3TH4391-0AB0 |  | 3TH4391-0AB0 | 1 | UN | 1 | 50 | X | D | N | N | 85364900 | 1 | 4011209145320 | 0.455 | KG | 105.73 | 105.73 | CP06 | CP06 | Contactor relay, 91E, EN 50011, 9 NO + 1 NC, screw terminal, AC operation, 24 V AC 50 Hz/29 V AC 60 Hz | - | 0 | 0
3TH4391-0AC0 |  | 3TH4391-0AC0 | 1 | UN | 1 | 0 | A | D | N | N | 85364900 | 1 | 4011209213661 | 0.464 | KG | 125.13 | 125.13 | CP06 | CP06 | Contactor relay, 91E, EN 50011, 9 NO + 1 NC, screw terminal, AC operation, 32 V AC 50 Hz/38 V AC 60 Hz | - | 0 | 0
3TH4391-0AC2 |  | 3TH4391-0AC2 | 1 | UN | 1 | 50 | X | D | N | N | 85364900 | 1 | 4011209156210 | 0.462 | KG | 105.73 | 105.73 | CP06 | CP06 | Contactor relay, 91E, EN 50011, 9 NO + 1 NC, screw terminal, AC operation, 24 V AC 50/60 Hz | - | 0 | 0
3TH4391-0AD0 |  | 3TH4391-0AD0 | 1 | UN | 1 | 0 | A | D | N | N | 85364900 | 1 | 4011209121645 | 0.456 | KG | 118.34 | 118.34 | CP06 | CP06 | Contactor relay, 91E, EN 50011, 9 NO + 1 NC, screw terminal, AC operation, 42 V AC 50 Hz/50 V AC 60 Hz | - | 0 | 0
3TH4391-0AF0 |  | 3TH4391-0AF0 | 1 | UN | 1 | 50 | X | D | N | N | 85364900 | 1 | 4011209049697 | 0.452 | KG | 105.73 | 105.73 | CP06 | CP06 | Contactor relay, 91E, EN 50011, 9 NO + 1 NC, screw terminal, AC operation, 110 V AC 50 Hz/132 V AC 60 Hz | - | 0 | 0
3TH4391-0AG2 |  | 3TH4391-0AG2 | 1 | UN | 1 | 50 | X | D | N | N | 85364900 | 1 | 4011209090996 | 0.467 | KG | 105.73 | 105.73 | CP06 | CP06 | Contactor relay, 91E, EN 50011, 9 NO + 1 NC, screw terminal, AC operation, 110 V AC 50/60 Hz | - | 0 | 0
3TH4391-0AJ2 |  | 3TH4391-0AJ2 | 1 | UN | 1 | 50 | X | D | N | N | 85364900 | 1 | 4011209140189 | 0.455 | KG | 111.55 | 111.55 | CP06 | CP06 | Contactor relay, 91E, EN 50011, 9 NO + 1 NC, screw terminal, AC operation, 115 V AC 50/60 Hz | - | 0 | 0
3TH4391-0AK2 |  | 3TH4391-0AK2 | 1 | UN | 1 | 50 | X | D | N | N | 85364900 | 1 | 4011209243170 | 0.462 | KG | 111.55 | 111.55 | CP06 | CP06 | Contactor relay, 91E, EN 50011, 9 NO + 1 NC, screw terminal, AC operation, 120 V AC 50/60 Hz | - | 0 | 0
3TH4391-0AK6 |  | 3TH4391-0AK6 | 1 | UN | 1 | 50 | X | D | N | N | 85364900 | 1 | 4011209109582 | 0.461 | KG | 105.73 | 105.73 | CP06 | CP06 | Contactor relay, 91E, EN 50011, 9 NO + 1 NC, screw terminal, AC operation, 120 V AC 60 Hz/110 V AC 50 Hz | - | 0 | 0
3TH4391-0AL2 |  | 3TH4391-0AL2 | 1 | UN | 1 | 50 | X | D | N | N | 85364900 | 1 | 4011209049703 | 0.464 | KG | 105.73 | 105.73 | CP06 | CP06 | Contactor relay, 91E, EN 50011, 9 NO + 1 NC, screw terminal, AC operation, 230 V AC 50/60 Hz | - | 0 | 0
3TH4391-0AM0 |  | 3TH4391-0AM0 | 1 | UN | 1 | 50 | X | D | N | N | 85364900 | 1 | 4011209049710 | 0.449 | KG | 111.55 | 111.55 | CP06 | CP06 | Contactor relay, 91E, EN 50011, 9 NO + 1 NC, screw terminal AC operation 220 V AC 50 Hz/264 V AC 60 Hz | - | 0 | 0
3TH4391-0AN2 |  | 3TH4391-0AN2 | 1 | UN | 1 | 50 | X | D | N | N | 85364900 | 1 | 4011209109605 | 0.469 | KG | 105.73 | 105.73 | CP06 | CP06 | Contactor relay, 91E, EN 50011, 9 NO + 1 NC, screw terminal, AC operation, 220 V AC 50/60 Hz | - | 0 | 0
3TH4391-0AP0 |  | 3TH4391-0AP0 | 1 | UN | 1 | 50 | X | D | N | N | 85364900 | 1 | 4011209049727 | 0.448 | KG | 105.73 | 102.82 | CP06 | CP06 | Contactor relay, 91E, EN 50011, 9 NO + 1 NC, screw terminal, AC operation, 230 V AC 50 Hz, 277 V 60 Hz | Lista Papel 2020 SI | 0 | 0
3TH4391-0BB4 |  | 3TH4391-0BB4 | 1 | UN | 1 | 50 | X | D | N | N | 85364900 | 1 | 4011209049734 | 0.706 | KG | 159.08 | 154.23 | CP06 | CP06 | Contactor relay, 91E, EN 50011, 9 NO + 1 NC, screw terminal, DC operation, 24 V DC | Lista Papel 2020 SI | 0 | 0
3TH4391-0BE4 |  | 3TH4391-0BE4 | 1 | UN | 1 | 0 | A | D | N | N | 85364900 | 1 | 4011209158054 | 0.713 | KG | 159.08 | 159.08 | CP06 | CP06 | Contactor relay, 91E, EN 50011, 9 NO + 1 NC, screw terminal, DC operation, 60 V DC | - | 0 | 0
3TH4391-0BF4 |  | 3TH4391-0BF4 | 1 | UN | 1 | 50 | X | D | N | N | 85364900 | 1 | 4011209134812 | 0.706 | KG | 159.08 | 159.08 | CP06 | CP06 | Contactor relay, 91E, EN 50011, 9 NO + 1 NC, screw terminal, DC operation, 110 V DC | - | 0 | 0
3TH4391-0BG4 |  | 3TH4391-0BG4 | 1 | UN | 1 | 50 | X | D | N | N | 85364900 | 1 | 4011209168640 | 0.688 | KG | 164.9 | 164.9 | CP06 | CP06 | Contactor relay, 91E, EN 50011, 9 NO + 1 NC, screw terminal, DC operation, 125 V DC | - | 0 | 0
3TH4391-0BM4 |  | 3TH4391-0BM4 | 1 | UN | 1 | 50 | X | D | N | N | 85364900 | 1 | 4011209114593 | 0.706 | KG | 159.08 | 159.08 | CP06 | CP06 | Contactor relay, 91E, EN 50011, 9 NO + 1 NC, screw terminal, DC operation, 220 V DC | - | 0 | 0
3TH4391-0LB4 |  | 3TH4391-0LB4 | 1 | UN | 1 | 50 | X | D | N | N | 85364900 | 1 | 4011209215320 | 0.716 | KG | 204.67 | 204.67 | CP06 | CP06 | Contactor relay, 91E, EN 50011, 9 NO + 1 NC, screw terminal DC operation DC operation integr. varistor | - | 0 | 0
3TH4391-0LC8 |  | 3TH4391-0LC8 | 1 | UN | 1 | 0 | A | D | N | N | 85364900 | 1 | 4011209208247 | 0.709 | KG | 388 | 388 | CP06 | CP06 | Contactor relay, 91E, EN 50011, 9 NO + 1 NC, screw terminal DC operation 33 V DC Integrated varistor Spare part | - | 0 | 0
3TH4391-4MP00-1AA3 |  | 3TH4391-4MP00-1AA3 | 1 | UN | 1 | 50 | X | D | N | N | 85364900 | 1 | 4011209581456 | 0.455 | KG | 161.02 | 161.02 | CP06 | CP06 | Contactor relay, 91E, EN 50011, 4 NO + 1 NC, flat connector terminal 230 V AC 50 Hz, 277 V 60 Hz AC operation, 0.8-1.1xUS | - | 0 | 0
3TH4394-0AB0 |  | 3TH4394-0AB0 | 1 | UN | 1 | 50 | X | D | N | N | 85364900 | 1 | 4011209083851 | 0.456 | KG | 118.34 | 118.34 | CP06 | CP06 | Contactor relay, 55E, EN 50011, 5 NO + 5 NC, 1U, screw terminal 24 V AC 50 Hz/29 V AC 60 Hz AC operation, | - | 0 | 0
3TH4394-0AC2 |  | 3TH4394-0AC2 | 1 | UN | 1 | 50 | X | D | N | N | 85364900 | 1 | 4011209104754 | 0.452 | KG | 118.34 | 118.34 | CP06 | CP06 | Contactor relay, 55E, EN 50011, 5 NO + 5 NC, 1U, screw terminal 24 V AC 50/60 Hz AC operation, | - | 0 | 0
3TH4394-0AD0 |  | 3TH4394-0AD0 | 1 | UN | 1 | 50 | X | D | N | N | 85364900 | 1 | 4011209049741 | 0.453 | KG | 118.34 | 118.34 | CP06 | CP06 | Contactor relay, 55E, EN 50011, 5 NO + 5 NC, 1U, screw terminal 42 V AC 50 Hz/50 V AC 60 Hz AC operation, | - | 0 | 0
3TH4394-0AD2 |  | 3TH4394-0AD2 | 1 | UN | 1 | 50 | X | D | N | N | 85364900 | 1 | 4011209049758 | 0.428 | KG | 132.89 | 132.89 | CP06 | CP06 | Contactor relay, 55E, EN 50011, 5 NO + 5 NC, 1U, screw terminal 42 V AC 50/60 Hz AC operation, | - | 0 | 0
3TH4394-0AF0 |  | 3TH4394-0AF0 | 1 | UN | 1 | 50 | X | D | N | N | 85364900 | 1 | 4011209049765 | 0.466 | KG | 118.34 | 118.34 | CP06 | CP06 | Contactor relay, 55E, EN 50011, 5 NO + 5 NC, 1U, screw terminal 110 V AC 50 Hz/132 V AC 60 Hz AC operation, | - | 0 | 0
3TH4394-0AG2 |  | 3TH4394-0AG2 | 1 | UN | 1 | 0 | A | D | N | N | 85364900 | 1 | 4011209049772 | 0.463 | KG | 132.89 | 132.89 | CP06 | CP06 | Contactor relay, 55E, EN 50011, 5 NO + 5 NC, 1U, screw terminal 110 V AC 50/60 Hz AC operation, | - | 0 | 0
3TH4394-0AG6 |  | 3TH4394-0AG6 | 1 | UN | 1 | 0 | A | D | N | N | 85364900 | 1 | 4011209212091 | 0.457 | KG | 124.16 | 124.16 | CP06 | CP06 | Contactor relay, 55E, EN 50011, 5 NO + 5 NC, 1U, screw terminal 100-110 V AC 60 Hz/100 V AC 50 Hz AC operation, | - | 0 | 0
3TH4394-0AH0 |  | 3TH4394-0AH0 | 1 | UN | 1 | 0 | A | D | N | N | 85364900 | 1 | 4011209436299 | 0.455 | KG | 138.71 | 138.71 | CP06 | CP06 | Contactor relay 55 E EN 50011 5 NO+5 NC, 1U,screw terminal Alternating current operation 48 V AC 50 Hz/58 V AC 60 Hz | - | 0 | 7
3TH4394-0AJ2 |  | 3TH4394-0AJ2 | 1 | UN | 1 | 50 | X | D | N | N | 85364900 | 1 | 4011209173163 | 0.458 | KG | 124.16 | 124.16 | CP06 | CP06 | Contactor relay, 55E, EN 50011, 5 NO + 5 NC, 1U, screw terminal 115 V AC 50/60 Hz AC operation, | - | 0 | 0
3TH4394-0AK6 |  | 3TH4394-0AK6 | 1 | UN | 1 | 50 | X | D | N | N | 85364900 | 1 | 4011209131293 | 0.455 | KG | 118.34 | 118.34 | CP06 | CP06 | Contactor relay, 55E, EN 50011, 5 NO + 5 NC, 1U, screw terminal 120 V AC 60 Hz/110 V AC 50 Hz AC operation, | - | 0 | 0
3TH4394-0AL0 |  | 3TH4394-0AL0 | 1 | UN | 1 | 0 | A | D | N | N | 85364900 | 1 | 4011209295964 | 0.458 | KG | 138.71 | 138.71 | CP06 | CP06 | Contactor relay, 55E, EN 50011, 5 NO + 5 NC, 1U, screw terminal 125 V AC, 127 V 50 Hz/ AC operation, | - | 0 | 0
3TH4394-0AL2 |  | 3TH4394-0AL2 | 1 | UN | 1 | 50 | X | D | N | N | 85364900 | 1 | 4011209092549 | 0.469 | KG | 118.34 | 118.34 | CP06 | CP06 | Contactor relay, 55E, EN 50011, 5 NO + 5 NC, 1U, screw terminal 230 V AC 50/60 Hz AC operation, | - | 0 | 0
3TH4394-0AN2 |  | 3TH4394-0AN2 | 1 | UN | 1 | 50 | X | D | N | N | 85364900 | 1 | 4011209090378 | 0.46 | KG | 118.34 | 118.34 | CP06 | CP06 | Contactor relay, 55E, EN 50011, 5 NO + 5 NC, 1U, screw terminal 220 V AC 50/60 Hz AC operation, | - | 0 | 0
3TH4394-0AP0 |  | 3TH4394-0AP0 | 1 | UN | 1 | 50 | X | D | N | N | 85364900 | 1 | 4011209049796 | 0.456 | KG | 118.34 | 115.43 | CP06 | CP06 | Contactor relay, 55E, EN 50011, 5 NO + 5 NC, 1U, screw terminal 230 V AC 50 Hz, 277 V 60 Hz AC operation, | Lista Papel 2020 SI | 0 | 0
3TH4394-0AU0 |  | 3TH4394-0AU0 | 1 | UN | 1 | 50 | X | D | N | N | 85364900 | 1 | 4011209134454 | 0.455 | KG | 124.16 | 124.16 | CP06 | CP06 | Contactor relay, 55E, EN 50011, 5 NO + 5 NC, 1U, screw terminal 240 V AC 50 Hz/288 V AC 60 Hz AC operation, | - | 0 | 0
3TH4394-0AV0 |  | 3TH4394-0AV0 | 1 | UN | 1 | 0 | A | D | N | N | 85364900 | 1 | 4011209265806 | 0.47 | KG | 138.71 | 138.71 | CP06 | CP06 | Contactor relay, 55E, EN 50011, 5 NO + 5 NC, 1U, screw terminal 400 V AC 50 Hz, 480 V 60 Hz AC operation, | - | 0 | 0
3TH4394-0BB4 |  | 3TH4394-0BB4 | 1 | UN | 1 | 50 | X | D | N | N | 85364900 | 1 | 4011209049802 | 0.703 | KG | 171.69 | 166.84 | CP06 | CP06 | Contactor relay, 55E, EN 50011, 5 NO + 5 NC, 1U, screw terminal 24 V DC DC operation, | Lista Papel 2020 SI | 0 | 0
3TH4394-0BE4 |  | 3TH4394-0BE4 | 1 | UN | 1 | 0 | A | D | N | N | 85364900 | 1 | 4011209099876 | 0.712 | KG | 171.69 | 171.69 | CP06 | CP06 | Contactor relay, 55E, EN 50011, 5 NO + 5 NC, 1U, screw terminal 60 V DC DC operation, | - | 0 | 0
3TH4394-0BF4 |  | 3TH4394-0BF4 | 1 | UN | 1 | 50 | X | D | N | N | 85364900 | 1 | 4011209125544 | 0.703 | KG | 192.06 | 192.06 | CP06 | CP06 | Contactor relay, 55E, EN 50011, 5 NO + 5 NC, 1U, screw terminal 110 V DC DC operation, | - | 0 | 0
3TH4394-0BK4 |  | 3TH4394-0BK4 | 1 | UN | 1 | 0 | A | D | N | N | 85364900 | 1 | 4011209207226 | 0.693 | KG | 178.48 | 178.48 | CP06 | CP06 | Contactor relay, 55E, EN 50011, 5 NO + 5 NC, 1U, screw terminal 180 V DC DC operation, | - | 0 | 0
3TH4394-0BM4 |  | 3TH4394-0BM4 | 1 | UN | 1 | 50 | X | D | N | N | 85364900 | 1 | 4011209143012 | 0.693 | KG | 171.69 | 171.69 | CP06 | CP06 | Contactor relay, 55E, EN 50011, 5 NO + 5 NC, 1U, screw terminal 220 V DC DC operation, | - | 0 | 0
3TH4394-0BP4 |  | 3TH4394-0BP4 | 1 | UN | 1 | 50 | X | D | N | N | 85364900 | 1 | 4011209171206 | 0.711 | KG | 192.06 | 192.06 | CP06 | CP06 | Contactor relay, 55E, EN 50011, 5 NO + 5 NC, 1U, screw terminal 230 V DC DC operation, | - | 0 | 0
3TH4394-0HD0 |  | 3TH4394-0HD0 | 1 | UN | 1 | 50 | X | D | N | N | 85364900 | 1 | 4011209049819 | 0.463 | KG | 172.66 | 172.66 | CP06 | CP06 | Contactor relay, 55E, EN 50011, 5 NO + 5 NC, 1U, screw terminal with surge suppression AC operation 42 V AC 50 Hz/50 V AC 60 Hz | - | 0 | 0
3TH4394-0HP0 |  | 3TH4394-0HP0 | 1 | UN | 1 | 50 | X | D | N | N | 85364900 | 1 | 4011209049826 | 0.426 | KG | 154.23 | 154.23 | CP06 | CP06 | Contactor relay, 55E, EN 50011, 5 NO + 5 NC, 1U, screw terminal with surge suppression AC operation 230/220 V AC 50 Hz, 276/264 V 60 Hz | - | 0 | 0
3TH4394-0LC8 |  | 3TH4394-0LC8 | 1 | UN | 1 | 0 | A | D | N | N | 85364900 | 1 | 4011209251090 | 0.711 | KG | 439.41 | 439.41 | CP06 | CP06 | Contactor relay, 55E, EN 50011, 5 NO + 5 NC, 1U, screw terminal with surge suppression DC operation 33 V DC Spare part Minimum ordering quantity 20 units Integrated varistor | - | 0 | 0
3TH4394-4KB4 |  | 3TH4394-4KB4 | 1 | UN | 1 | 0 | A | D | N | N | 85364900 | 1 | 4011209259096 | 0.714 | KG | 248.32 | 248.32 | CP06 | CP06 | Contactor relay 55 E EN 50011 5 NO+5 NC,screw terminal with surge suppression (interference suppression diode) 1U Direct current operation 24 V DC | - | 0 | 7
3TH4454-0AC2 |  | 3TH4454-0AC2 | 1 | UN | 1 | 50 | X | D | N | N | 85364900 | 1 | 4011209049840 | 0.539 | KG | 200.79 | 200.79 | CP06 | CP06 | Contactor relay, 54, EN 50011, 5NO + 4NC, Snap-on and screw mounting with mechanical latching AC operation 24 V AC 50/60 Hz | - | 0 | 0
3TH4454-0AD2 |  | 3TH4454-0AD2 | 1 | UN | 1 | 0 | A | D | N | N | 85364900 | 1 | 4011209049857 | 0.538 | KG | 291.97 | 291.97 | CP06 | CP06 | Contactor relay, 54, EN 50011, 5NO + 4NC, Snap-on and screw mounting with mechanical latching AC operation 42 V AC 50/60 Hz | - | 0 | 7
3TH4454-0AG2 |  | 3TH4454-0AG2 | 1 | UN | 1 | 50 | X | D | N | N | 85364900 | 1 | 4011209049864 | 0.43 | KG | 200.79 | 200.79 | CP06 | CP06 | Contactor relay, 54, EN 50011, 5NO + 4NC, Snap-on and screw mounting with mechanical latching AC operation 110 V AC 50/60 Hz | - | 0 | 0
3TH4454-0AL2 |  | 3TH4454-0AL2 | 1 | UN | 1 | 50 | X | D | N | N | 85364900 | 1 | 4011209049871 | 0.54 | KG | 193.03 | 193.03 | CP06 | CP06 | Contactor relay, 54, EN 50011, 5NO + 4NC, Snap-on and screw mounting with mechanical latching AC operation 230 V AC 50/60 Hz | - | 0 | 0
3TH4454-0AN2 |  | 3TH4454-0AN2 | 1 | UN | 1 | 50 | X | D | N | N | 85364900 | 1 | 4011209049888 | 0.54 | KG | 193.03 | 193.03 | CP06 | CP06 | Contactor relay, 54, EN 50011, 5NO + 4NC, Snap-on and screw mounting with mechanical latching AC operation 220 V AC 50/60 Hz | - | 0 | 0
3TH4454-0AP2 |  | 3TH4454-0AP2 | 1 | UN | 1 | 50 | X | D | N | N | 85364900 | 1 | 4011209088337 | 0.537 | KG | 200.79 | 200.79 | CP06 | CP06 | Contactor relay, 54, EN 50011, 5NO + 4NC, Snap-on and screw mounting with mechanical latching AC operation 240 V AC 50/60 Hz | - | 0 | 0
3TH4454-0BB4 |  | 3TH4454-0BB4 | 1 | UN | 1 | 50 | X | D | N | N | 85364900 | 1 | 4011209049895 | 0.776 | KG | 260.93 | 260.93 | CP06 | CP06 | Contactor relay, 54, EN 50011, 5NO + 4NC, Snap-on and screw mounting with mechanical latching DC operation 24 V DC | - | 0 | 0
3TH4454-0BE4 |  | 3TH4454-0BE4 | 1 | UN | 1 | 0 | A | D | N | N | 85364900 | 1 | 4011209149885 | 0.785 | KG | 372.48 | 372.48 | CP06 | CP06 | Contactor relay, 54, EN 50011, 5NO + 4NC, Snap-on and screw mounting with mechanical latching DC operation 60 V DC | - | 0 | 7
3TH4454-0BF4 |  | 3TH4454-0BF4 | 1 | UN | 1 | 50 | X | D | N | N | 85364900 | 1 | 4011209049901 | 0.772 | KG | 260.93 | 260.93 | CP06 | CP06 | Contactor relay, 54, EN 50011, 5NO + 4NC, Snap-on and screw mounting with mechanical latching DC operation 110 V DC | - | 0 | 0
3TH4454-0BG4 |  | 3TH4454-0BG4 | 1 | UN | 1 | 50 | X | D | N | N | 85364900 | 1 | 4011209049918 | 0.764 | KG | 269.66 | 269.66 | CP06 | CP06 | Contactor relay, 54, EN 50011, 5NO + 4NC, Snap-on and screw mounting with mechanical latching DC operation 125 V DC | - | 0 | 0
3TH4454-0BM4 |  | 3TH4454-0BM4 | 1 | UN | 1 | 50 | X | D | N | N | 85364900 | 1 | 4011209049925 | 0.757 | KG | 260.93 | 260.93 | CP06 | CP06 | Contactor relay, 54, EN 50011, 5NO + 4NC, Snap-on and screw mounting with mechanical latching DC operation 220 V DC | - | 0 | 0
3TH4454-0BW4 |  | 3TH4454-0BW4 | 1 | UN | 1 | 0 | A | D | N | N | 85364900 | 1 | 4011209088412 | 0.778 | KG | 372.48 | 372.48 | CP06 | CP06 | Contactor relay, 54, EN 50011, 5NO + 4NC, Snap-on and screw mounting with mechanical latching DC operation 48 V DC | - | 0 | 7
3TH4454-0HL2 |  | 3TH4454-0HL2 | 1 | UN | 1 | 50 | X | D | N | N | 85364900 | 1 | 4011209049932 | 0.52 | KG | 195.94 | 195.94 | CP06 | CP06 | Contactor, AC-3, 7.5 kW/400 V, 1 NC, 220 V AC 50 Hz 240 V 60 Hz, 3-pole, Size S00 Spring-type terminal | - | 0 | 0
3TH4454-8EN2 |  | 3TH4454-8EN2 | 1 | UN | 1 | 50 | X | D | N | N | 85364900 | 1 | 4011209102897 | 0.782 | KG | 332.71 | 332.71 | CP06 | CP06 | Contactor relay, 54, EN 50011, 5NO + 4NC, Snap-on and screw mounting with mechanical latching AC operation 220 V AC 50/60 Hz Rectifier bridge integrated | - | 0 | 0
3TK1042-0AB0 |  | 3TK1042-0AB0 | 1 | UN | 1 | 20 | D | D | N | N | 85364900 | 1 | 4011209330320 | 4.389 | KG | 1092.5 | 950 | CP04 | CP04 | Contactor, AC-1, 4-pin, 200 A, main contacts 4 NO, Auxiliary contacts 2 NO + 2 NC, AC operation 24 V AC 50Hz !!! Phased-out product !!! Successor is SIRIUS 3RT Preferred successor type is 3RT1355-6AE36 | Lista Papel 2020 SI | 0 | 0
3TK1042-0AF0 |  | 3TK1042-0AF0 | 1 | UN | 1 | 15 | C | D | N | N | 85364900 | 1 | 4011209330368 | 4.355 | KG | 1092.5 | 950 | CP04 | CP04 | Contactor, AC-1, 4-pin, 200 A, main contacts 4 NO, Auxiliary contacts 2 NO + 2 NC, AC operation 110 V AC 50 Hz/120 V AC 60 Hz !!! Phased-out product !!! Successor is SIRIUS 3RT Preferred successor type is 3RT1355-6AF36 | Lista Papel 2020 SI | 0 | 0
3TK1042-0AM7 |  | 3TK1042-0AM7 | 1 | UN | 1 | 15 | C | D | N | N | 85364900 | 1 | 4011209362604 | 4.411 | KG | 1168.5 | 1168.5 | CP04 | CP04 | Contactor, AC-1, 4-pin, 200 A, main contacts 4 NO, Auxiliary contacts 2 NO + 2 NC, AC operation 220-230 V AC, 40-400Hz AC !!! Phased-out product !!! Successor is SIRIUS 3RT Preferred successor type is 3RT1355-6AP36 | - | 0 | 0
3TK1042-0AP0 |  | 3TK1042-0AP0 | 1 | UN | 1 | 5 | B | D | N | N | 85364900 | 1 | 4011209330436 | 4.423 | KG | 1092.5 | 950 | CP04 | CP04 | Contactor, AC-1, 4-pin, 200 A, main contacts 4 NO, Auxiliary contacts 2 NO + 2 NC, AC operation 220...230 V AC 50 Hz !!! Phased-out product !!! Successor is SIRIUS 3RT Preferred successor type is 3RT1355-6AP36 | Lista Papel 2020 SI | 0 | 0
3TK1042-0AU0 |  | 3TK1042-0AU0 | 1 | UN | 1 | 20 | D | D | N | N | 85364900 | 1 | 4011209330504 | 4.4 | KG | 1092.5 | 1092.5 | CP04 | CP04 | Contactor, AC-1, 4-pin, 200 A, main contacts 4 NO, Auxiliary contacts 2 NO + 2 NC, AC operation 230...240 V AC 50 Hz !!! Phased-out product !!! Successor is SIRIUS 3RT Preferred successor type is 3RT1355-6AP36 | - | 0 | 0
3TK1042-0AV0 |  | 3TK1042-0AV0 | 1 | UN | 1 | 30 | D | D | N | N | 85364900 | 1 | 4011209330573 | 4.4 | KG | 1092.5 | 1092.5 | CP04 | CP04 | Contactor, AC-1, 4-pin, 200 A, main contacts 4 NO, Auxiliary contacts 2 NO + 2 NC, AC operation 400...415 V AC 50 Hz !!! Phased-out product !!! Successor is SIRIUS 3RT Preferred successor type is 3RT1355-6AR36 | - | 0 | 0
3TK1142-0AB0 |  | 3TK1142-0AB0 | 1 | UN | 1 | 20 | D | D | N | N | 85364900 | 1 | 4011209330337 | 4.785 | KG | 1358.5 | 1178 | CP04 | CP04 | Contactor, AC-1, 4-pin, 250 A, main contacts 4 NO, Auxiliary contacts 2 NO + 2 NC, AC operation 24 V AC 50Hz !!! Phased-out product !!! Successor is SIRIUS 3RT Preferred successor type is 3RT1363-6AE36 | Lista Papel 2020 SI | 0 | 0
3TK1142-0AF0 |  | 3TK1142-0AF0 | 1 | UN | 1 | 20 | D | D | N | N | 85364900 | 1 | 4011209330375 | 4.656 | KG | 1358.5 | 1178 | CP04 | CP04 | Contactor, AC-1, 4-pin, 250 A, main contacts 4 NO, Auxiliary contacts 2 NO + 2 NC, AC operation 110 V AC 50 Hz/120 V AC 60 Hz !!! Phased-out product !!! Successor is SIRIUS 3RT Preferred successor type is 3RT1363-6AF36 | Lista Papel 2020 SI | 0 | 0
3TK1142-0AP0 |  | 3TK1142-0AP0 | 1 | UN | 1 | 5 | B | D | N | N | 85364900 | 1 | 4011209330443 | 4.758 | KG | 1358.5 | 1178 | CP04 | CP04 | Contactor, AC-1, 4-pin, 250 A, main contacts 4 NO, Auxiliary contacts 2 NO + 2 NC, AC operation 220...230 V AC 50 Hz !!! Phased-out product !!! Successor is SIRIUS 3RT Preferred successor type is 3RT1363-6AP36 | Lista Papel 2020 SI | 0 | 0
3TK1142-0AU0 |  | 3TK1142-0AU0 | 1 | UN | 1 | 30 | D | D | N | N | 85364900 | 1 | 4011209330511 | 4.689 | KG | 1358.5 | 1358.5 | CP04 | CP04 | Contactor, AC-1, 4-pin, 250 A, main contacts 4 NO, Auxiliary contacts 2 NO + 2 NC, AC operation 230...240 V AC 50 Hz !!! Phased-out product !!! Successor is SIRIUS 3RT Preferred successor type is 3RT1363-6AP36 | - | 0 | 0
3TK1242-0AB0 |  | 3TK1242-0AB0 | 1 | UN | 1 | 30 | D | D | N | N | 85364900 | 1 | 4011209330344 | 7.127 | KG | 1624.5 | 1415.5 | CP04 | CP04 | Contactor, AC-1, 4-pin, 300 A, main contacts 4 NO, Auxiliary contacts 2 NO + 2 NC, AC operation 24 V AC 50Hz !!! Phased-out product !!! Successor is SIRIUS 3RT Preferred successor type is 3RT1364-6AE36 | Lista Papel 2020 SI | 0 | 0
3TK1242-0AF0 |  | 3TK1242-0AF0 | 1 | UN | 1 | 20 | D | D | N | N | 85364900 | 1 | 4011209330382 | 7.072 | KG | 1624.5 | 1415.5 | CP04 | CP04 | Contactor, AC-1, 4-pin, 300 A, main contacts 4 NO, Auxiliary contacts 2 NO + 2 NC, AC operation 110 V AC 50 Hz/120 V AC 60 Hz !!! Phased-out product !!! Successor is SIRIUS 3RT Preferred successor type is 3RT1364-6AF36 | Lista Papel 2020 SI | 0 | 0
3TK1242-0AM7 |  | 3TK1242-0AM7 | 1 | UN | 1 | 20 | D | D | N | N | 85364900 | 1 | 4011209362628 | 7.221 | KG | 1719.5 | 1719.5 | CP04 | CP04 | Contactor, AC-1, 4-pin, 300 A, main contacts 4 NO, Auxiliary contacts 2 NO + 2 NC, AC operation 230 V AC 40...400Hz !!! Phased-out product !!! Successor is SIRIUS 3RT Preferred successor type is 3RT1364-6AP36 | - | 0 | 9
3TK1242-0AP0 |  | 3TK1242-0AP0 | 1 | UN | 1 | 5 | B | D | N | N | 85364900 | 1 | 4011209330450 | 7.158 | KG | 1624.5 | 1415.5 | CP04 | CP04 | Contactor, AC-1, 4-pin, 300 A, main contacts 4 NO, Auxiliary contacts 2 NO + 2 NC, AC operation 220...230 V AC 50 Hz !!! Phased-out product !!! Successor is SIRIUS 3RT Preferred successor type is 3RT1364-6AP36 | Lista Papel 2020 SI | 0 | 0
3TK1242-0AU0 |  | 3TK1242-0AU0 | 1 | UN | 1 | 30 | D | D | N | N | 85364900 | 1 | 4011209330528 | 7.101 | KG | 1624.5 | 1624.5 | CP04 | CP04 | Contactor, AC-1, 4-pin, 300 A, main contacts 4 NO, Auxiliary contacts 2 NO + 2 NC, AC operation 230...240 V AC 50 Hz !!! Phased-out product !!! Successor is SIRIUS 3RT Preferred successor type is 3RT1364-6AP36 | - | 0 | 0
3TK1242-0AV0 |  | 3TK1242-0AV0 | 1 | UN | 1 | 0 | A | D | N | N | 85364900 | 1 | 4011209330597 | 7.149 | KG | 1624.5 | 1624.5 | CP04 | CP04 | Contactor, AC-1, 4-pin, 300 A, main contacts 4 NO, Auxiliary contacts 2 NO + 2 NC, AC operation 400...415 V AC 50 Hz !!! Phased-out product !!! Successor is SIRIUS 3RT Preferred successor type is 3RT1364-6AR36 | - | 0 | 9
3TK1342-0AB0 |  | 3TK1342-0AB0 | 1 | UN | 1 | 30 | D | D | N | N | 85364190 | 1 | 4011209330351 | 7.027 | KG | 2451 | 2128 | CP04 | CP04 | Contactor, AC-1, 4-pin, 350 A, main contacts 4 NO, Auxiliary contacts 2 NO + 2 NC, AC operation 24 V AC 50Hz !!! Phased-out product !!! Successor is SIRIUS 3RT Preferred successor type is 3RT1364-6AE36 | Lista Papel 2020 SI | 0 | 0
3TK1342-0AF0 |  | 3TK1342-0AF0 | 1 | UN | 1 | 20 | D | D | N | N | 85364900 | 1 | 4011209330399 | 7.139 | KG | 2451 | 2128 | CP04 | CP04 | Contactor, AC-1, 4-pin, 350 A, main contacts 4 NO, Auxiliary contacts 2 NO + 2 NC, AC operation 110 V AC 50 Hz/120 V AC 60 Hz !!! Phased-out product !!! Successor is SIRIUS 3RT Preferred successor type is 3RT1364-6AF36 | Lista Papel 2020 SI | 0 | 0
3TK1342-0AM7 |  | 3TK1342-0AM7 | 1 | UN | 1 | 20 | D | D | N | N | 85364900 | 1 | 4011209362635 | 7.2 | KG | 2546 | 2546 | CP04 | CP04 | Contactor, AC-1, 4-pin, 350 A, main contacts 4 NO, auxiliary contacts 2 NO+1 NC, AC operation 220...230 V AC, 40...400 Hz !!! Phased-out product !!! Successor is SIRIUS 3RT Preferred successor type is 3RT1364-6AP36 | - | 0 | 9
3TK1342-0AP0 |  | 3TK1342-0AP0 | 1 | UN | 1 | 5 | B | D | N | N | 85364900 | 1 | 4011209330467 | 7.156 | KG | 2451 | 2128 | CP04 | CP04 | Contactor, AC-1, 4-pin, 350 A, main contacts 4 NO, Auxiliary contacts 2 NO + 2 NC, AC operation 220...230 V AC 50 Hz !!! Phased-out product !!! Successor is SIRIUS 3RT Preferred successor type is 3RT1364-6AP36 | Lista Papel 2020 SI | 0 | 0
3TK1342-0AU0 |  | 3TK1342-0AU0 | 1 | UN | 1 | 20 | D | D | N | N | 85364900 | 1 | 4011209330535 | 7.111 | KG | 2451 | 2451 | CP04 | CP04 | Contactor, AC-1, 4-pin, 350 A, main contacts 4 NO, Auxiliary contacts 2 NO + 2 NC, AC operation 230...240 V AC 50 Hz !!! Phased-out product !!! Successor is SIRIUS 3RT Preferred successor type is 3RT1364-6AP36 | - | 0 | 0
3TK1442-0AF0 |  | 3TK1442-0AF0 | 1 | UN | 1 | 15 | C | D | N | N | 85364900 | 1 | 4011209330405 | 19.265 | KG | 3553 | 3087.5 | CP04 | CP04 | Contactor, AC-1, 4-pin, 550 A, main contacts 4 NO, Auxiliary contacts 2 NO + 2 NC, AC operation 110 V AC 50 Hz/120 V AC 60 Hz !!! Phased-out product !!! Successor is SIRIUS 3RT Preferred successor type is 3RT1375-6AF36 | Lista Papel 2020 SI | 0 | 0
3TK1442-0AL2 |  | 3TK1442-0AL2 | 1 | UN | 1 | 0 | A | D | N | N | 85364900 | 1 | 4011209451056 | 19.3 | KG | 3667 | 3667 | CP04 | CP04 | Contactor, AC-1, 4-pin, 550 A main contacts 4 NO, Auxiliary contacts 2 NO + 2 NC, AC operation 220...230 V AC / 50Hz !!! Phased-out product !!! Successor is SIRIUS 3RT Preferred successor type is 3RT1375-6AP36 | - | 0 | 9
3TK1442-0AP0 |  | 3TK1442-0AP0 | 1 | UN | 1 | 5 | B | D | N | N | 85364900 | 1 | 4011209330474 | 19.6 | KG | 3553 | 3087.5 | CP04 | CP04 | Contactor, AC-1, 4-pin, 550 A, main contacts 4 NO, Auxiliary contacts 2 NO + 2 NC, AC operation 220...230 V AC 50 Hz/240 V AC 60 Hz !!! Phased-out product !!! Successor is SIRIUS 3RT Preferred successor type is 3RT1375-6AP36 | Lista Papel 2020 SI | 0 | 0
3TK1442-0AU0 |  | 3TK1442-0AU0 | 1 | UN | 1 | 20 | D | D | N | N | 85364900 | 1 | 4011209330542 | 19.14 | KG | 3553 | 3553 | CP04 | CP04 | Contactor, AC-1, 4-pin, 550 A, main contacts 4 NO, Auxiliary contacts 2 NO + 2 NC, AC operation 230...240 V AC 50 Hz !!! Phased-out product !!! Successor is SIRIUS 3RT Preferred successor type is 3RT1375-6AP36 | - | 0 | 0
3TK1542-0AF0 |  | 3TK1542-0AF0 | 1 | UN | 1 | 15 | C | D | N | N | 85364900 | 1 | 4011209330412 | 19.238 | KG | 4503 | 4379.5 | CP04 | CP04 | Contactor, AC-1, 4-pole, 800 A, main contacts 4 NO, Auxiliary contacts 2 NO + 2 NC, AC operation 110 V AC 50 Hz/120 V AC 60 Hz | Lista Papel 2020 SI | 0 | 0
3TK1542-0AL2 |  | 3TK1542-0AL2 | 1 | UN | 1 | 0 | A | D | N | N | 85364900 | 1 | 4011209451063 | 19.875 | KG | 4617 | 4617 | CP04 | CP04 | Contactor, AC-1, 4-pole, 800 A main contacts 4 NO, Auxiliary contacts 2 NO + 2 NC, AC operation 220...230 V AC/50 Hz | - | 0 | 9
3TK1542-0AP0 |  | 3TK1542-0AP0 | 1 | UN | 1 | 5 | B | D | N | N | 85364900 | 1 | 4011209330481 | 19.068 | KG | 4503 | 4379.5 | CP04 | CP04 | Contactor, AC-1, 4-pole, 800 A, main contacts 4 NO, Auxiliary contacts 2 NO + 2 NC, AC operation 220...230 V AC 50 Hz/240 V AC 60 Hz | Lista Papel 2020 SI | 0 | 0
3TK1542-0AU0 |  | 3TK1542-0AU0 | 1 | UN | 1 | 30 | D | D | N | N | 85364900 | 1 | 4011209330559 | 19.146 | KG | 4503 | 4503 | CP04 | CP04 | Contactor, AC-1, 4-pole, 800 A, main contacts 4 NO, Auxiliary contacts 2 NO + 2 NC, AC operation 230...240 V AC 50 Hz | - | 0 | 0
3TK1742-0AF0 |  | 3TK1742-0AF0 | 1 | UN | 1 | 20 | D | D | N | N | 85364900 | 1 | 4011209330429 | 20.2 | KG | 5937.5 | 5766.5 | CP04 | CP04 | Contactor, AC-1, 4-pole, 1000 A, main contacts 4 NO, Auxiliary contacts 2 NO + 2 NC, AC operation 110 V AC 50 Hz/120 V AC 60 Hz | Lista Papel 2020 SI | 0 | 0
3TK1742-0AL2 |  | 3TK1742-0AL2 | 1 | UN | 1 | 0 | A | D | N | N | 85364900 | 1 | 4011209451070 | 20.33 | KG | 6070.5 | 6070.5 | CP04 | CP04 | Contactor, AC-1, 4-pole, 1000 A Main contacts 4 NO, Auxiliary contacts 2 NO + 2 NC, AC operation 230 V AC 50/60 Hz | - | 0 | 9
3TK1742-0AP0 |  | 3TK1742-0AP0 | 1 | UN | 1 | 5 | B | D | N | N | 85364900 | 1 | 4011209330498 | 20.03 | KG | 5937.5 | 5766.5 | CP04 | CP04 | Contactor, AC-1, 4-pole, 1000 A, main contacts 4 NO, Auxiliary contacts 2 NO + 2 NC, AC operation 220...230 V AC 50 Hz/240 V AC 60 Hz | Lista Papel 2020 SI | 0 | 0
3TK1742-0AU0 |  | 3TK1742-0AU0 | 1 | UN | 1 | 30 | D | D | N | N | 85364900 | 1 | 4011209330566 | 20.36 | KG | 5937.5 | 5937.5 | CP04 | CP04 | Contactor, AC-1, 4-pole, 1000 A, main contacts 4 NO, Auxiliary contacts 2 NO + 2 NC, AC operation 230...240 V AC, 50 Hz | - | 0 | 0
3TK1742-0AV0 |  | 3TK1742-0AV0 | 1 | UN | 1 | 20 | D | D | N | N | 85364900 | 1 | 4011209330634 | 20.1 | KG | 5985 | 5985 | CP04 | CP04 | Contactor, AC-1, 4-pole, 1000 A, main contacts 4 NO, Auxiliary contacts 2 NO + 2 NC, AC operation 400...415 V AC 50 Hz | - | 0 | 9
3TK1832-0AF7 |  | 3TK1832-0AF7 | 1 | UN | 1 | 20 | D | D | N | N | 85364900 | 1 | 4011209546271 | 20.233 | KG | 9025 | 9025 | CP04 | CP04 | Contactor, 3-pole, 1200 A/AC-1 Main contacts 3 NO Auxiliary contacts 3 NO + 2 NC, AC operation 110-120 V AC, 50/60 Hz | - | 0 | 9
3TK1832-0AM7 |  | 3TK1832-0AM7 | 1 | UN | 1 | 20 | D | D | N | N | 85364900 | 1 | 4011209546288 | 20.201 | KG | 9025 | 9025 | CP04 | CP04 | Contactor, 3-pole, 1200 A/AC-1 Main contacts 3 NO Auxiliary contacts 3 NO + 2 NC, AC operation 220-240 V AC, 50/60 Hz | - | 0 | 0
3TK1832-0AQ7 |  | 3TK1832-0AQ7 | 1 | UN | 1 | 0 | A | D | N | N | 85364900 | 1 | 4011209546295 | 20.479 | KG | 9025 | 9025 | CP04 | CP04 | Contactor, 3-pole, 1200 A/AC-1 Main contacts 3 NO Auxiliary contacts 3 NO + 2 NC, AC operation 380-400 V AC, 50/60 Hz | - | 0 | 9
3TK1910-3A |  | 3TK1910-3A | 1 | UN | 1 | 5 | B | D | N | N | 85365080 | 1 | 4011209331457 | 0.056 | KG | 25.37 | 24.61 | CP04 | CP04 | 1st auxiliary switch block for lateral mounting to contactors left or right 1 NO + 1 NC | Lista Papel 2020 SI | 0 | 0
3TK1910-3B |  | 3TK1910-3B | 1 | UN | 1 | 5 | B | D | N | N | 85365080 | 1 | 4011209331464 | 0.058 | KG | 25.37 | 24.61 | CP04 | CP04 | 2nd auxiliary switch block for lateral mounting to contactors left or right 1 NO + 1 NC | Lista Papel 2020 SI | 0 | 0
3TK1910-3E |  | 3TK1910-3E | 1 | UN | 1 | 20 | D | D | N | N | 85365080 | 1 | 4011209362727 | 0.054 | KG | 26.41 | 26.41 | CP04 | CP04 | Auxiliary switch delayed for 3TK10...3TK13 in connection with coil 40...400 Hz !!! Phased-out product !!! Successor is SIRIUS 3RT | - | 0 | 9
3TK1920-0A |  | 3TK1920-0A | 1 | UN | 1 | 5 | B | D | N | N | 85389099 | 1 | 4011209330641 | 0.142 | KG | 77.33 | 67.26 | CP04 | CP04 | Locking devices for mechanical interlocking of 2 identical contactors !!! Phased-out product !!! Successor is SIRIUS 3RT Preferred successor type is 3RA1954-3A | Lista Papel 2020 SI | 0 | 0
3TK1922-0A |  | 3TK1922-0A | 1 | UN | 1 | 5 | B | D | N | N | 85389099 | 1 | 4011209330658 | 0.147 | KG | 109.25 | 95 | CP04 | CP04 | Locking devices for mechanical interlocking of 2 identical contactors !!! Phased-out product !!! Successor is SIRIUS 3RT Preferred successor type is 3RA1954-3A | Lista Papel 2020 SI | 0 | 0
3TK1924-0A |  | 3TK1924-0A | 1 | UN | 1 | 5 | B | D | N | N | 85389099 | 1 | 4011209330665 | 6.96 | KG | 692.55 | 672.6 | CP04 | CP04 | Locking devices for mechanical interlocking of 2 identical contactors | Lista Papel 2020 SI | 0 | 0
3TK1930-0A |  | 3TK1930-0A | 1 | UN | 1 | 20 | D | D | N | N | 85363010 | 1 | 4011209330887 | 0.053 | KG | 64.13 | 64.13 | CP04 | CP04 | Surge suppressor RC elements, 3TK10 to 3TK13 for mounting to contactors, 24...48 V AC !!! Phased-out product !!! Successor is SIRIUS 3RT | - | 0 | 0
3TK1930-0B |  | 3TK1930-0B | 1 | UN | 1 | 5 | B | D | N | N | 85363010 | 1 | 4011209330894 | 0.04 | KG | 80.85 | 80.85 | CP04 | CP04 | Surge suppressor RC elements, 3TK10...3TK13 for mounting to contactor 110...415 V AC !!! Phased-out product !!! Successor is SIRIUS 3RT | - | 0 | 0
3TK1934-0C |  | 3TK1934-0C | 1 | UN | 1 | 15 | C | D | N | N | 85363010 | 1 | 4011209358744 | 0.046 | KG | 80.18 | 80.18 | CP04 | CP04 | Surge suppressor RC elements, for mounting to contactor 3TK14 to 3TK17 48...110 V AC | - | 0 | 0
3TK1934-0D |  | 3TK1934-0D | 1 | UN | 1 | 5 | B | D | N | N | 85363010 | 1 | 4011209358737 | 0.047 | KG | 93.48 | 93.48 | CP04 | CP04 | Surge suppressor RC elements, for mounting to contactor 3TK14 to 3TK17 220...600 V AC | - | 0 | 0
3TK1940-0A |  | 3TK1940-0A | 1 | UN | 1 | 5 | B | D | N | N | 85389099 | 2 | 4011209330917 | 0.15 | KG | 45.22 | 45.22 | CP04 | CP04 | Terminal covers for mounting to contactor 3TK10, 3TK11 !!! Phased-out product !!! Successor is SIRIUS 3RT | - | 0 | 0
3TK1942-0A |  | 3TK1942-0A | 1 | UN | 1 | 5 | B | D | N | N | 85389099 | 2 | 4011209330924 | 0.155 | KG | 50.35 | 50.35 | CP04 | CP04 | Terminal covers for mounting to contactor 3TK12, 3TK13 !!! Phased-out product !!! Successor is SIRIUS 3RT | - | 0 | 0
3TK1944-0A |  | 3TK1944-0A | 1 | UN | 1 | 5 | B | D | N | N | 85389099 | 2 | 4011209330931 | 0.201 | KG | 49.21 | 49.21 | CP04 | CP04 | Terminal covers for mounting to contactor 3TK14, 3TK15 | - | 0 | 0
3TK1946-0A |  | 3TK1946-0A | 1 | UN | 1 | 5 | B | D | N | N | 85389099 | 2 | 4011209339552 | 0.2 | KG | 51.4 | 51.4 | CP04 | CP04 | Terminal covers for mounting to contactor 3TK17 | - | 0 | 0
3TK1948-0A |  | 3TK1948-0A | 1 | UN | 1 | 0 | A | D | N | N | 85389099 | 2 | 4011209546356 | 0.205 | KG | 53.58 | 53.58 | CP04 | CP04 | Terminal cover For contactor 3TK183 (1200 A) | - | 0 | 0
3TK1950-0A |  | 3TK1950-0A | 1 | UN | 1 | 0 | A | D | N | N | 85389099 | 1 | 4011209358720 | 1.005 | KG | 228.95 | 228.95 | CP04 | CP04 | Arc chutes 1 arc chute, 4-pin, 3TK10 !!! Phased-out product !!! Successor is SIRIUS 3RT | - | 0 | 0
3TK1951-0A |  | 3TK1951-0A | 1 | UN | 1 | 0 | A | D | N | N | 85389099 | 1 | 4011209358713 | 0.824 | KG | 281.2 | 281.2 | CP04 | CP04 | Arc chutes 1 arc chute, 4-pin, 3TK11 !!! Phased-out product !!! Successor is SIRIUS 3RT | - | 0 | 0
3TK1952-0A |  | 3TK1952-0A | 1 | UN | 1 | 0 | A | D | N | N | 85389099 | 1 | 4011209358706 | 1.5 | KG | 352.45 | 352.45 | CP04 | CP04 | Arc chutes 1 arc chute, 4-pin, 3TK12 !!! Phased-out product !!! Successor is SIRIUS 3RT | - | 0 | 0
3TK1953-0A |  | 3TK1953-0A | 1 | UN | 1 | 0 | A | D | N | N | 85389099 | 1 | 4011209358690 | 1.455 | KG | 365.75 | 365.75 | CP04 | CP04 | Arc chutes 1 arc chute, 4-pin 3TK13 !!! Phased-out product !!! Successor is SIRIUS 3RT | - | 0 | 0
3TK1954-0A |  | 3TK1954-0A | 1 | UN | 1 | 0 | A | D | N | N | 85389099 | 1 | 4011209358683 | 3.385 | KG | 696.35 | 696.35 | CP04 | CP04 | Arc chutes 1 arc chute, 4-pin, 3TK14 !!! Phased-out product !!! Successor is SIRIUS 3RT | - | 0 | 0
3TK1955-0A |  | 3TK1955-0A | 1 | UN | 1 | 30 | D | D | N | N | 85389099 | 1 | 4011209358676 | 3.404 | KG | 676.4 | 676.4 | CP04 | CP04 | Arc chutes 1 arc chute, 4-pole, 3TK15 | - | 0 | 0
3TK1957-0A |  | 3TK1957-0A | 1 | UN | 1 | 0 | A | D | N | N | 85389099 | 1 | 4011209358669 | 3.411 | KG | 713.45 | 713.45 | CP04 | CP04 | Arc chutes 1 arc chute, 4-pole, 3TK17 | - | 0 | 0
3TK1958-0A |  | 3TK1958-0A | 1 | UN | 1 | 0 | A | D | N | N | 85389099 | 1 | 4011209546349 | 2.3 | KG | 869.25 | 869.25 | CP04 | CP04 | Arc chute for contactor 3TK183 (1200 A) !!! Phased-out product !!! Successor is SIRIUS 3RT | - | 0 | 0
3TK1960-0A |  | 3TK1960-0A | 1 | UN | 1 | 20 | D | D | N | N | 85369095 | 1 | 4011209331471 | 0.27 | KG | 503.5 | 437.95 | CP04 | CP04 | Contact pieces with mounting parts for 3TK10 4 movable and 8 fixed contacts !!! Phased-out product !!! Successor is SIRIUS 3RT | Lista Papel 2020 SI | 0 | 0
3TK1961-0A |  | 3TK1961-0A | 1 | UN | 1 | 20 | D | D | N | N | 85369095 | 1 | 4011209331488 | 0.265 | KG | 706.8 | 614.65 | CP04 | CP04 | Contact pieces with mounting parts for 3TK11 4 movable and 8 fixed contacts !!! Phased-out product !!! Successor is SIRIUS 3RT | Lista Papel 2020 SI | 0 | 0
3TK1962-0A |  | 3TK1962-0A | 1 | UN | 1 | 20 | D | D | N | N | 85369095 | 1 | 4011209331495 | 0.6 | KG | 912.95 | 794.2 | CP04 | CP04 | Contact pieces with mounting parts for 3TK12 4 movable and 8 fixed contacts !!! Phased-out product !!! Successor is SIRIUS 3RT | Lista Papel 2020 SI | 0 | 0
3TK1963-0A |  | 3TK1963-0A | 1 | UN | 1 | 20 | D | D | N | N | 85369095 | 1 | 4011209331501 | 0.567 | KG | 1472.5 | 1282.5 | CP04 | CP04 | Contact pieces with mounting parts for 3TK13 4 movable and 8 fixed contacts !!! Phased-out product !!! Successor is SIRIUS 3RT | Lista Papel 2020 SI | 0 | 0
3TK1964-0A |  | 3TK1964-0A | 1 | UN | 1 | 20 | D | D | N | N | 85369095 | 1 | 4011209331518 | 2.41 | KG | 1909.5 | 1662.5 | CP04 | CP04 | Contact pieces with mounting parts for 3TK14 4 movable and 8 fixed contacts !!! Phased-out product !!! Successor is SIRIUS 3RT | Lista Papel 2020 SI | 0 | 0
3TK1965-0A |  | 3TK1965-0A | 1 | UN | 1 | 20 | D | D | N | N | 85369095 | 1 | 4011209331525 | 2.4 | KG | 1805 | 1757.5 | CP04 | CP04 | Contact pieces with Mounting parts for 3TK15 4 movable and 8 fixed contact pieces | Lista Papel 2020 SI | 0 | 0
3TK1967-0A |  | 3TK1967-0A | 1 | UN | 1 | 20 | D | D | N | N | 85369095 | 1 | 4011209331532 | 2.37 | KG | 1976 | 1919 | CP04 | CP04 | Contact pieces with Mounting parts for 3TK17 4 movable and 8 fixed contact pieces | Lista Papel 2020 SI | 0 | 0
3TK1968-0A |  | 3TK1968-0A | 1 | UN | 1 | 0 | A | D | N | N | 85369095 | 1 | 4011209546332 | 2.36 | KG | 3116 | 3116 | CP04 | CP04 | Contact pieces with mounting parts for 3TK183 3 movable and 6 fixed contact pieces (1200 A) !!! Phased-out product !!! Successor is SIRIUS 3RT | - | 0 | 0
3TK1970-0AB0 |  | 3TK1970-0AB0 | 1 | UN | 1 | 30 | D | D | N | N | 85045095 | 1 | 4011209330740 | 0.414 | KG | 152 | 132.05 | CP04 | CP04 | Magnet coil for 3TK10, 3TK11, 24 V AC 50Hz !!! Phased-out product !!! Successor is SIRIUS 3RT | Lista Papel 2020 SI | 0 | 0
3TK1970-0AF0 |  | 3TK1970-0AF0 | 1 | UN | 1 | 30 | D | D | N | N | 85045095 | 1 | 4011209330757 | 0.42 | KG | 152 | 132.05 | CP04 | CP04 | Magnet coil for 3TK10, 3TK11, 110 V AC 50 Hz/120 V AC 60 Hz !!! Phased-out product !!! Successor is SIRIUS 3RT | Lista Papel 2020 SI | 0 | 0
3TK1970-0AM7 |  | 3TK1970-0AM7 | 1 | UN | 1 | 20 | D | D | N | N | 85045095 | 1 | 4011209362680 | 0.437 | KG | 180.5 | 180.5 | CP04 | CP04 | Magnet coil for 3TK10, 3TK11, 220...230 V AC, 40...400 Hz !!! Phased-out product !!! Successor is SIRIUS 3RT | - | 0 | 0
3TK1970-0AP0 |  | 3TK1970-0AP0 | 1 | UN | 1 | 20 | D | D | N | N | 85045095 | 1 | 4011209330764 | 0.44 | KG | 152 | 132.05 | CP04 | CP04 | Magnet coil for 3TK10, 3TK11, 220...230 V AC 50 Hz !!! Phased-out product !!! Successor is SIRIUS 3RT | Lista Papel 2020 SI | 0 | 0
3TK1970-0AU0 |  | 3TK1970-0AU0 | 1 | UN | 1 | 20 | D | D | N | N | 85045095 | 1 | 4011209330771 | 0.421 | KG | 152 | 152 | CP04 | CP04 | Magnet coil for 3TK10, 3TK11, 230...240 V AC, 50 Hz !!! Phased-out product !!! Successor is SIRIUS 3RT | - | 0 | 0
3TK1970-0AV0 |  | 3TK1970-0AV0 | 1 | UN | 1 | 20 | D | D | N | N | 85045095 | 1 | 4011209330788 | 0.414 | KG | 152 | 152 | CP04 | CP04 | Magnet coil for 3TK10, 3TK11, 400 V AC 50Hz !!! Phased-out product !!! Successor is SIRIUS 3RT | - | 0 | 0
3TK1972-0AB0 |  | 3TK1972-0AB0 | 1 | UN | 1 | 20 | D | D | N | N | 85045095 | 1 | 4011209330795 | 0.519 | KG | 182.4 | 158.65 | CP04 | CP04 | Magnet coil for 3TK12, 3TK13, 24 V AC 50Hz !!! Phased-out product !!! Successor is SIRIUS 3RT | Lista Papel 2020 SI | 0 | 0
3TK1972-0AF0 |  | 3TK1972-0AF0 | 1 | UN | 1 | 20 | D | D | N | N | 85045095 | 1 | 4011209330801 | 0.508 | KG | 182.4 | 158.65 | CP04 | CP04 | Magnet coil for 3TK12, 3TK13, 110 V AC 50 Hz/120 V AC 60 Hz !!! Phased-out product !!! Successor is SIRIUS 3RT | Lista Papel 2020 SI | 0 | 0
3TK1972-0AM7 |  | 3TK1972-0AM7 | 1 | UN | 1 | 0 | A | D | N | N | 85045095 | 1 | 4011209362703 | 0.568 | KG | 190.95 | 190.95 | CP04 | CP04 | Magnet coil for 3TK12, 3TK13, 220...230 V AC, 40...400 Hz !!! Phased-out product !!! Successor is SIRIUS 3RT | - | 0 | 9
3TK1972-0AP0 |  | 3TK1972-0AP0 | 1 | UN | 1 | 20 | D | D | N | N | 85045095 | 1 | 4011209330818 | 0.537 | KG | 182.4 | 158.65 | CP04 | CP04 | Magnet coil for 3TK12, 3TK13, 220...230 V AC 50 Hz !!! Phased-out product !!! Successor is SIRIUS 3RT | Lista Papel 2020 SI | 0 | 0
3TK1972-0AU0 |  | 3TK1972-0AU0 | 1 | UN | 1 | 20 | D | D | N | N | 85045095 | 1 | 4011209330825 | 0.548 | KG | 182.4 | 182.4 | CP04 | CP04 | Magnet coil for 3TK12, 3TK13, 230...240 V AC, 50 Hz !!! Phased-out product !!! Successor is SIRIUS 3RT | - | 0 | 0
3TK1974-0AF0 |  | 3TK1974-0AF0 | 1 | UN | 1 | 20 | D | D | N | N | 85045095 | 1 | 4011209330849 | 1.056 | KG | 368.6 | 358.15 | CP04 | CP04 | Magnet coil for 3TK14, 3TK15, 110 V AC 50 Hz/120 V AC 60 Hz | Lista Papel 2020 SI | 0 | 0
3TK1974-0AL2 |  | 3TK1974-0AL2 | 1 | UN | 1 | 0 | A | D | N | N | 85045095 | 1 | 4011209451087 | 0.98 | KG | 353.4 | 353.4 | CP04 | CP04 | Magnet coil for 3TK14, 3TK15, 3TK17, 220...230 V AC / 60Hz !!! Phased-out product !!! Successor is SIRIUS 3RT | - | 0 | 9
3TK1974-0AP0 |  | 3TK1974-0AP0 | 1 | UN | 1 | 20 | D | D | N | N | 85045095 | 1 | 4011209330856 | 1.01 | KG | 368.6 | 358.15 | CP04 | CP04 | Coil for 3TK14, 3TK15, 3TK17, 220...230 V AC 50 Hz/240 V AC 60 Hz | Lista Papel 2020 SI | 0 | 0
3TK1974-0AU0 |  | 3TK1974-0AU0 | 1 | UN | 1 | 20 | D | D | N | N | 85045095 | 1 | 4011209330863 | 1.035 | KG | 368.6 | 368.6 | CP04 | CP04 | Coil for 3TK14, 3TK15, 3TK17, 230...240 V AC, 50 Hz | - | 0 | 0
3TK1978-0AF7 |  | 3TK1978-0AF7 | 1 | UN | 1 | 0 | A | D | N | N | 85045095 | 1 | 4011209546301 | 1.09 | KG | 418 | 418 | CP04 | CP04 | Magnet coil for contactor 3TK183 (1200 A) 110-120 V AC, 50/60 Hz !!! Phased-out product !!! Successor is SIRIUS 3RT | - | 0 | 9
3TK1978-0AM7 |  | 3TK1978-0AM7 | 1 | UN | 1 | 0 | A | D | N | N | 85045095 | 1 | 4011209546318 | 1.069 | KG | 418 | 418 | CP04 | CP04 | Magnet coil for contactor 3TK183 (1200 A) 220-240 V AC, 50/60 Hz !!! Phased-out product !!! Successor is SIRIUS 3RT | - | 0 | 9
3TK1978-0AQ7 |  | 3TK1978-0AQ7 | 1 | UN | 1 | 0 | A | D | N | N | 85045095 | 1 | 4011209546325 | 2.3 | KG | 418 | 418 | CP04 | CP04 | Magnet coil for contactor 3TK183 (1200 A) 380-400 V AC, 50/60 Hz !!! Phased-out product !!! Successor is SIRIUS 3RT | - | 0 | 9
3TK2022-0AB0 |  | 3TK2022-0AB0 | 1 | UN | 1 | 20 | D | D | N | N | 85364900 | 1 | 4011209100909 | 0.188 | KG | 45.03 | 45.03 | CP04 | CP04 | Miniature contactor Screw terminal, 2 NO + 2 NC Snap-on mounting standard mounting rail AC operation 24 V AC 50 Hz !!! Phased-out product !!! Successor is SIRIUS 3RT23/25 | - | 0 | 0
3TK2022-0AC2 |  | 3TK2022-0AC2 | 1 | UN | 1 | 0 | A | D | N | N | 85364900 | 1 | 4011209169616 | 0.191 | KG | 48.83 | 48.83 | CP04 | CP04 | Miniature contactor, Screw terminal, 2 NO + 2 NC Snap-on mounting standard mounting rail 24 V AC 50/60 Hz AC operation !!! Phased-out product !!! Successor is SIRIUS 3RT23/25 | - | 0 | 0
3TK2022-0AD0 |  | 3TK2022-0AD0 | 1 | UN | 1 | 20 | D | D | N | N | 85364900 | 1 | 4011209126305 | 0.184 | KG | 46.74 | 46.74 | CP04 | CP04 | Miniature contactor, Screw terminal, 2 NO + 2 NC Snap-on mounting standard mounting rail 42 V AC 50 Hz/50 V AC 60 Hz AC operation !!! Phased-out product !!! Successor is SIRIUS 3RT23/25 | - | 0 | 0
3TK2022-0AG0 |  | 3TK2022-0AG0 | 1 | UN | 1 | 0 | A | D | N | N | 85364900 | 1 | 4011209216211 | 0.186 | KG | 48.83 | 48.83 | CP04 | CP04 | Miniature contactor, Screw terminal, 2 NO + 2 NC Snap-on mounting standard mounting rail 36 V AC 50 Hz/42 V AC 60 Hz AC operation !!! Phased-out product !!! Successor is SIRIUS 3RT23/25 | - | 0 | 0
3TK2022-0AK6 |  | 3TK2022-0AK6 | 1 | UN | 1 | 20 | D | D | N | N | 85364900 | 1 | 4011209124073 | 0.186 | KG | 45.03 | 45.03 | CP04 | CP04 | Miniature contactor, Screw terminal, 2 NO + 2 NC Snap-on mounting standard mounting rail 120 V AC 60 Hz/110 V AC 50 Hz AC operation !!! Phased-out product !!! Successor is SIRIUS 3RT23/25 | - | 0 | 0
3TK2022-0AL1 |  | 3TK2022-0AL1 | 1 | UN | 1 | 20 | D | D | N | N | 85364900 | 1 | 4011209182332 | 0.189 | KG | 46.74 | 46.74 | CP04 | CP04 | Miniature contactor Screw terminal, 2 NO + 2 NC Snap-on mounting standard mounting rail AC operation 230 V AC 60 Hz !!! Phased-out product !!! Successor is SIRIUS 3RT23/25 | - | 0 | 7
3TK2022-0AL2 |  | 3TK2022-0AL2 | 1 | UN | 1 | 0 | A | D | N | N | 85364900 | 1 | 4011209119345 | 0.17 | KG | 47.12 | 47.12 | CP04 | CP04 | Miniature contactor, Screw terminal, 2 NO + 2 NC Snap-on mounting standard mounting rail 230/220 V AC 50/60 Hz AC operation !!! Phased-out product !!! Successor is SIRIUS 3RT23/25 | - | 0 | 0
3TK2022-0AM2 |  | 3TK2022-0AM2 | 1 | UN | 1 | 0 | A | D | N | N | 85364900 | 1 | 4011209315563 | 0.197 | KG | 48.83 | 48.83 | CP04 | CP04 | Miniature contactor Screw terminal, 2 NO + 2 NC Snap-on mounting standard mounting rail AC operation 208 V AC 50/60 Hz !!! Phased-out product !!! Successor is SIRIUS 3RT23/25 | - | 0 | 7
3TK2022-0AN1 |  | 3TK2022-0AN1 | 1 | UN | 1 | 0 | A | D | N | N | 85364900 | 1 | 4011209280830 | 0.2 | KG | 48.83 | 48.83 | CP04 | CP04 | Miniature contactor Screw terminal, 2 NO + 2 NC Snap-on mounting standard mounting rail AC operation 220 V AC 60 Hz !!! Phased-out product !!! Successor is SIRIUS 3RT23/25 | - | 0 | 7
3TK2022-0AP0 |  | 3TK2022-0AP0 | 1 | UN | 1 | 20 | D | D | N | N | 85364900 | 1 | 4011209083585 | 0.193 | KG | 45.03 | 45.03 | CP04 | CP04 | Miniature contactor, Screw terminal, 2 NO + 2 NC Snap-on mounting standard mounting rail 230 V AC 50 Hz, 277 V 60 Hz AC operation !!! Phased-out product !!! Successor is SIRIUS 3RT23/25 | - | 0 | 0
3TK2022-0BB4 |  | 3TK2022-0BB4 | 1 | UN | 1 | 20 | D | D | N | N | 85364900 | 1 | 4011209050174 | 0.213 | KG | 53.01 | 53.01 | CP04 | CP04 | Miniature contactor, Screw terminal, 2 NO + 2 NC Snap-on mounting standard mounting rail 24 VDC DC operation !!! Phased-out product !!! Successor is SIRIUS 3RT23/25 | - | 0 | 0
3TK2022-0BP4 |  | 3TK2022-0BP4 | 1 | UN | 1 | 0 | A | D | N | N | 85364900 | 1 | 4011209179424 | 0.215 | KG | 57 | 57 | CP04 | CP04 | Miniature contactor, Screw terminal, 2 NO + 2 NC Snap-on mounting standard mounting rail 230 V DC DC operation !!! Phased-out product !!! Successor is SIRIUS 3RT23/25 | - | 0 | 0
3TK2022-3AB0 |  | 3TK2022-3AB0 | 1 | UN | 1 | 0 | A | D | N | N | 85364900 | 1 | 4011209175112 | 0.164 | KG | 41.33 | 41.33 | CP04 | CP04 | Miniature contactor, Flat connector terminal 2 NO + 2 NC Snap-on mounting standard mounting rail 24 V AC 50 Hz/29 V AC 60 Hz AC operation !!! Phased-out product !!! Successor is SIRIUS 3RT23/25 | - | 0 | 0
3TK2022-3AC2 |  | 3TK2022-3AC2 | 1 | UN | 1 | 20 | D | D | N | N | 85364900 | 1 | 4011209112452 | 0.166 | KG | 39.52 | 39.52 | CP04 | CP04 | Miniature contactor, Flat connector terminal 2 NO + 2 NC Snap-on mounting standard mounting rail 24 V AC 50/60 Hz AC operation !!! Phased-out product !!! Successor is SIRIUS 3RT23/25 | - | 0 | 0
3TK2022-3AF0 |  | 3TK2022-3AF0 | 1 | UN | 1 | 0 | A | D | N | N | 85364900 | 1 | 4011209266728 | 0.164 | KG | 41.33 | 41.33 | CP04 | CP04 | Miniature contactor, Flat connector terminal 2 NO + 2 NC Snap-on mounting standard mounting rail 110 V AC 50 Hz/132 V AC 60 Hz AC operation !!! Phased-out product !!! Successor is SIRIUS 3RT23/25 | - | 0 | 0
3TK2022-3AL2 |  | 3TK2022-3AL2 | 1 | UN | 1 | 20 | D | D | N | N | 85364900 | 1 | 4011209185753 | 0.168 | KG | 39.52 | 39.52 | CP04 | CP04 | Miniature contactor, Flat connector terminal 2 NO + 2 NC Snap-on mounting standard mounting rail 230/220 V AC 50/60 Hz AC operation !!! Phased-out product !!! Successor is SIRIUS 3RT23/25 | - | 0 | 0
3TK2022-3AN2 |  | 3TK2022-3AN2 | 1 | UN | 1 | 20 | D | D | N | N | 85364900 | 1 | 4011209050198 | 0.165 | KG | 39.52 | 39.52 | CP04 | CP04 | Miniature contactor, Flat connector terminal 2 NO + 2 NC Snap-on mounting standard mounting rail 220 V AC 50/60 Hz AC operation !!! Phased-out product !!! Successor is SIRIUS 3RT23/25 | - | 0 | 0
3TK2022-3AP0 |  | 3TK2022-3AP0 | 1 | UN | 1 | 20 | D | D | N | N | 85364900 | 1 | 4011209128996 | 0.166 | KG | 39.52 | 39.52 | CP04 | CP04 | Miniature contactor, Flat connector terminal 2 NO + 2 NC Snap-on mounting standard mounting rail 230 V AC 50 Hz, 277 V 60 Hz AC operation !!! Phased-out product !!! Successor is SIRIUS 3RT23/25 | - | 0 | 0
3TK2022-3BB4 |  | 3TK2022-3BB4 | 1 | UN | 1 | 0 | A | D | N | N | 85364900 | 1 | 4011209111288 | 0.184 | KG | 47.12 | 47.12 | CP04 | CP04 | Miniature contactor, Flat connector terminal 2 NO + 2 NC Snap-on mounting standard mounting rail 24 VDC DC operation !!! Phased-out product !!! Successor is SIRIUS 3RT23/25 | - | 0 | 0
3TK2022-3BF4 |  | 3TK2022-3BF4 | 1 | UN | 1 | 0 | A | D | N | N | 85364900 | 1 |  | 0.182 | KG | 51.49 | 51.49 | CP04 | CP04 | Miniature contactor, Flat connector terminal 2 NO + 2 NC Snap-on mounting standard mounting rail 110 V DC DC operation !!! Phased-out product !!! Successor is SIRIUS 3RT23/25 | - | 0 | 0
3TK2022-3BM4 |  | 3TK2022-3BM4 | 1 | UN | 1 | 0 | A | D | N | N | 85364900 | 1 | 4011209306271 | 0.182 | KG | 49.12 | 49.12 | CP04 | CP04 | Miniature contactor, Flat connector terminal 2 NO + 2 NC Snap-on mounting standard mounting rail 220 V DC DC operation !!! Phased-out product !!! Successor is SIRIUS 3RT23/25 | - | 0 | 0
3TK2022-4BB4 |  | 3TK2022-4BB4 | 1 | UN | 1 | 0 | A | D | N | N | 85364900 | 1 | 4011209282414 | 0.21 | KG | 53.01 | 53.01 | CP04 | CP04 | Miniature contactor, Screw terminal, 2 NO + 2 NC Screw mounting (diagonal) 24 VDC DC operation !!! Phased-out product !!! Successor is SIRIUS 3RT23/25 | - | 0 | 0
3TK2022-4BF4 |  | 3TK2022-4BF4 | 1 | UN | 1 | 0 | A | D | N | N | 85364900 | 1 | 4011209287679 | 0.214 | KG | 54.63 | 54.63 | CP04 | CP04 | Miniature contactor, Screw terminal, 2 NO + 2 NC Screw mounting (diagonal) 110 V DC DC operation !!! Phased-out product !!! Successor is SIRIUS 3RT23/25 | - | 0 | 0
3TK2022-6AC2 |  | 3TK2022-6AC2 | 1 | UN | 1 | 20 | D | D | N | N | 85364900 | 1 | 4011209259195 | 0.165 | KG | 40 | 40 | CP04 | CP04 | Miniature contactor, soldering pin connection, 2 NO + 2 NC Screw mounting (diagonal) 24 V AC 50/60 Hz AC operation !!! Phased-out product !!! Successor is SIRIUS 3RT23/25 | - | 0 | 0
3TK2022-6AD2 |  | 3TK2022-6AD2 | 1 | UN | 1 | 20 | D | D | N | N | 85364900 | 1 | 4011209238961 | 0.159 | KG | 39.71 | 39.71 | CP04 | CP04 | Miniature contactor, soldering pin connection, 2 NO + 2 NC Screw mounting (diagonal) 42 V AC 50/60 Hz AC operation !!! Phased-out product !!! Successor is SIRIUS 3RT23/25 | - | 0 | 0
3TK2022-6AH0 |  | 3TK2022-6AH0 | 1 | UN | 1 | 20 | D | D | N | N | 85364900 | 1 | 4011209243255 | 0.031 | KG | 41.52 | 41.52 | CP04 | CP04 | Miniature contactor, soldering pin connection, 2 NO + 2 NC Screw mounting (diagonal) 48 V AC 50 Hz/58 V AC 60 Hz AC operation !!! Phased-out product !!! Successor is SIRIUS 3RT23/25 | - | 0 | 0
3TK2022-6AH2 |  | 3TK2022-6AH2 | 1 | UN | 1 | 20 | D | D | N | N | 85364900 | 1 | 4011209315129 | 0.157 | KG | 45.22 | 45.22 | CP04 | CP04 | Miniature contactor, soldering pin connection, 2 NO + 2 NC Screw mounting (diagonal) 48 V AC 50/60 Hz AC operation !!! Phased-out product !!! Successor is SIRIUS 3RT23/25 | - | 0 | 0
3TK2022-6AH2-Z | X90 | 3TK2022-6AH2-ZX90 | 1 | UN | 1 | 0 | A | D | N | N | 85364900 | 40 | 4011209280144 | 0.156 | KG | 47.31 | 47.31 | CP04 | CP04 | Miniature contactor soldering pin connection, 2 NO + 2 NC Screw mounting (diagonal) AC operation 48 V AC 50/60 Hz Multi-unit packaging Pack quantity = 40 units !!! Phased-out product !!! Successor is SIRIUS 3RT23/25 | - | 0 | 7
3TK2022-6AP0 |  | 3TK2022-6AP0 | 1 | UN | 1 | 20 | D | D | N | N | 85364900 | 1 | 4011209113992 | 0.167 | KG | 38.29 | 38.29 | CP04 | CP04 | Miniature contactor, soldering pin connection, 2 NO + 2 NC Screw mounting (diagonal) 230 V AC 50 Hz, 277 V 60 Hz AC operation !!! Phased-out product !!! Successor is SIRIUS 3RT23/25 | - | 0 | 0
3TK2022-6BA4 |  | 3TK2022-6BA4 | 1 | UN | 1 | 20 | D | D | N | N | 85364900 | 1 | 4011209148567 | 0.185 | KG | 48.07 | 48.07 | CP04 | CP04 | Miniature contactor, soldering pin connection, 2 NO + 2 NC Screw mounting (diagonal) 12 V DC DC operation !!! Phased-out product !!! Successor is SIRIUS 3RT23/25 | - | 0 | 0
3TK2022-6BB4 |  | 3TK2022-6BB4 | 1 | UN | 1 | 20 | D | D | N | N | 85364900 | 1 | 4011209107199 | 0.187 | KG | 45.41 | 45.41 | CP04 | CP04 | Miniature contactor, soldering pin connection, 2 NO + 2 NC Screw mounting (diagonal) 24 VDC DC operation !!! Phased-out product !!! Successor is SIRIUS 3RT23/25 | - | 0 | 0
3TK2022-6BB4-Z | X95 | 3TK2022-6BB4-ZX95 | 1 | UN | 1 | 0 | A | D | N | N | 85364900 | 105 |  | 0.174 | KG | 47.5 | 47.5 | CP04 | CP04 | Miniature contactor, soldering pin connection, 2 NO + 2 NC Screw mounting (diagonal) 24 VDC DC operation Reusable packaging, 105 units !!! Phased-out product !!! Successor is SIRIUS 3RT23/25 | - | 0 | 0
3TK2022-6BP4 |  | 3TK2022-6BP4 | 1 | UN | 1 | 20 | D | D | N | N | 85364900 | 1 | 4011209151871 | 0.181 | KG | 48.07 | 48.07 | CP04 | CP04 | Miniature contactor, soldering pin connection, 2 NO + 2 NC Screw mounting (diagonal) 230 V DC DC operation !!! Phased-out product !!! Successor is SIRIUS 3RT23/25 | - | 0 | 0
3TK2022-7AB0 |  | 3TK2022-7AB0 | 1 | UN | 1 | 0 | A | D | N | N | 85364900 | 1 | 4011209155497 | 0.161 | KG | 39.81 | 39.81 | CP04 | CP04 | Miniature contactor, Flat connector terminal 2 NO + 2 NC Screw mounting (diagonal) 24 V AC 50 Hz/29 V AC 60 Hz AC operation !!! Phased-out product !!! Successor is SIRIUS 3RT23/25 | - | 0 | 0
3TK2022-7AD0 |  | 3TK2022-7AD0 | 1 | UN | 1 | 0 | A | D | N | N | 85364900 | 1 | 4011209167810 | 0.166 | KG | 41.33 | 41.33 | CP04 | CP04 | Miniature contactor, Flat connector terminal 2 NO + 2 NC Screw mounting (diagonal) 42 V AC 50 Hz/50 V AC 60 Hz AC operation !!! Phased-out product !!! Successor is SIRIUS 3RT23/25 | - | 0 | 0
3TK2022-7AG2 |  | 3TK2022-7AG2 | 1 | UN | 1 | 0 | A | D | N | N | 85364900 | 1 | 4011209214965 | 0.16 | KG | 41.33 | 41.33 | CP04 | CP04 | Miniature contactor, Flat connector terminal 2 NO + 2 NC Screw mounting (diagonal) 110 V AC 50/60 Hz AC operation !!! Phased-out product !!! Successor is SIRIUS 3RT23/25 | - | 0 | 0
3TK2022-7AL2 |  | 3TK2022-7AL2 | 1 | UN | 1 | 20 | D | D | N | N | 85364900 | 1 | 4011209184107 | 0.163 | KG | 38 | 38 | CP04 | CP04 | Miniature contactor, Flat connector terminal 2 NO + 2 NC Screw mounting (diagonal) 230/220 V AC 50/60 Hz AC operation !!! Phased-out product !!! Successor is SIRIUS 3RT23/25 | - | 0 | 0
3TK2022-7AP0 |  | 3TK2022-7AP0 | 1 | UN | 1 | 20 | D | D | N | N | 85364900 | 1 | 4011209083578 | 0.154 | KG | 38 | 38 | CP04 | CP04 | Miniature contactor, Flat connector terminal 2 NO + 2 NC Screw mounting (diagonal) 230 V AC 50 Hz, 277 V 60 Hz AC operation !!! Phased-out product !!! Successor is SIRIUS 3RT23/25 | - | 0 | 0
3TK2022-7AP2 |  | 3TK2022-7AP2 | 1 | UN | 1 | 0 | A | D | N | N | 85364900 | 1 | 4011209276260 | 0.162 | KG | 41.33 | 41.33 | CP04 | CP04 | Miniature contactor Flat connector terminal, 2 NO + 2 NC Screw mounting (diagonal) AC operation 240 V AC 50/60 Hz !!! Phased-out product !!! Successor is SIRIUS 3RT23/25 | - | 0 | 7
3TK2022-7BB4 |  | 3TK2022-7BB4 | 1 | UN | 1 | 20 | D | D | N | N | 85364900 | 1 | 4011209082342 | 0.179 | KG | 45.41 | 45.41 | CP04 | CP04 | Miniature contactor, Flat connector terminal 2 NO + 2 NC Screw mounting (diagonal) 24 VDC DC operation !!! Phased-out product !!! Successor is SIRIUS 3RT23/25 | - | 0 | 0
3TK2022-7BB4-Z | B04 | 3TK2022-7BB4-ZB04 | 1 | UN | 1 | 0 | A | D | N | N | 85364900 | 1 | 4011209190160 | 0.196 | KG | 57.38 | 57.38 | CP04 | CP04 | Miniature contactor Flat connector terminal, 2 NO + 2 NC Screw mounting (diagonal) DC operation 24 V DC Adapter plate Liebherr !!! Phased-out product !!! Successor is SIRIUS 3RT23/25 | - | 0 | 7
3TK2022-7BE4 |  | 3TK2022-7BE4 | 1 | UN | 1 | 0 | A | D | N | N | 85364900 | 1 | 4011209212039 | 0.185 | KG | 50.26 | 50.26 | CP04 | CP04 | Miniature contactor, Flat connector terminal 2 NO + 2 NC Screw mounting (diagonal) 60 V DC DC operation !!! Phased-out product !!! Successor is SIRIUS 3RT23/25 | - | 0 | 0
3TK2022-7BF4 |  | 3TK2022-7BF4 | 1 | UN | 1 | 20 | D | D | N | N | 85364900 | 1 | 4011209142305 | 0.18 | KG | 48.07 | 48.07 | CP04 | CP04 | Miniature contactor, Flat connector terminal 2 NO + 2 NC Screw mounting (diagonal) 110 V DC DC operation !!! Phased-out product !!! Successor is SIRIUS 3RT23/25 | - | 0 | 0
3TK2022-7BM4 |  | 3TK2022-7BM4 | 1 | UN | 1 | 20 | D | D | N | N | 85364900 | 1 | 4011209184084 | 0.179 | KG | 48.07 | 48.07 | CP04 | CP04 | Miniature contactor, Flat connector terminal 2 NO + 2 NC Screw mounting (diagonal) 220 V DC DC operation !!! Phased-out product !!! Successor is SIRIUS 3RT23/25 | - | 0 | 0
3TK2031-0AB0 |  | 3TK2031-0AB0 | 1 | UN | 1 | 20 | D | D | N | N | 85364900 | 1 | 4011209128880 | 0.191 | KG | 45.03 | 45.03 | CP04 | CP04 | Miniature contactor, Screw terminal, 3 NO + 1 NC Snap-on mounting standard mounting rail 24 V AC 50 Hz/29 V AC 60 Hz AC operation !!! Phased-out product !!! Successor is SIRIUS 3RT23/25 | - | 0 | 0
3TK2031-0AD0 |  | 3TK2031-0AD0 | 1 | UN | 1 | 20 | D | D | N | N | 85364900 | 1 | 4011209093799 | 0.19 | KG | 46.74 | 46.74 | CP04 | CP04 | Miniature contactor, Screw terminal, 3 NO + 1 NC Snap-on mounting standard mounting rail 42 V AC 50 Hz/50 V AC 60 Hz AC operation !!! Phased-out product !!! Successor is SIRIUS 3RT23/25 | - | 0 | 0
3TK2031-0AF0 |  | 3TK2031-0AF0 | 1 | UN | 1 | 20 | D | D | N | N | 85364900 | 1 | 4011209167537 | 0.187 | KG | 47.12 | 47.12 | CP04 | CP04 | Miniature contactor, Screw terminal, 3 NO + 1 NC Snap-on mounting standard mounting rail 110 V AC 50 Hz/132 V AC 60 Hz AC operation !!! Phased-out product !!! Successor is SIRIUS 3RT23/25 | - | 0 | 0
3TK2031-0AL2 |  | 3TK2031-0AL2 | 1 | UN | 1 | 20 | D | D | N | N | 85364900 | 1 | 4011209138834 | 0.193 | KG | 45.03 | 45.03 | CP04 | CP04 | Miniature contactor, Screw terminal, 3 NO + 1 NC Snap-on mounting standard mounting rail 230/220 V AC 50/60 Hz AC operation !!! Phased-out product !!! Successor is SIRIUS 3RT23/25 | - | 0 | 0
3TK2031-0AN2 |  | 3TK2031-0AN2 | 1 | UN | 1 | 5 | B | D | N | N | 85364900 | 1 | 4011209209534 | 0.193 | KG | 45.03 | 45.03 | CP04 | CP04 | Miniature contactor, Screw terminal, 3 NO + 1 NC Snap-on mounting standard mounting rail 220 V AC 50/60 Hz AC operation !!! Phased-out product !!! Successor is SIRIUS 3RT23/25 | - | 0 | 0
3TK2031-0AP0 |  | 3TK2031-0AP0 | 1 | UN | 1 | 20 | D | D | N | N | 85364900 | 1 | 4011209092099 | 0.195 | KG | 45.03 | 45.03 | CP04 | CP04 | Miniature contactor, Screw terminal, 3 NO + 1 NC Snap-on mounting standard mounting rail 230 V AC 50 Hz, 277 V 60 Hz AC operation !!! Phased-out product !!! Successor is SIRIUS 3RT23/25 | - | 0 | 0
3TK2031-0AP1 |  | 3TK2031-0AP1 | 1 | UN | 1 | 0 | A | D | N | N | 85364900 | 1 | 4011209243576 | 0.185 | KG | 48.83 | 48.83 | CP04 | CP04 | Miniature contactor Screw terminal, 3 NO + 1 NC Snap-on mounting standard mounting rail AC operation 240 V AC 60 Hz/200 V AC 50 Hz !!! Phased-out product !!! Successor is SIRIUS 3RT23/25 | - | 0 | 7
3TK2031-0AU0 |  | 3TK2031-0AU0 | 1 | UN | 1 | 0 | A | D | N | N | 85364900 | 1 | 4011209107755 | 0.203 | KG | 48.83 | 48.83 | CP04 | CP04 | Miniature contactor Screw terminal, 3 NO + 1 NC Snap-on mounting standard mounting rail AC operation 240 V AC 50 Hz !!! Phased-out product !!! Successor is SIRIUS 3RT23/25 | - | 0 | 7
3TK2031-0AV0 |  | 3TK2031-0AV0 | 1 | UN | 1 | 0 | A | D | N | N | 85364900 | 1 | 4011209184640 | 0.187 | KG | 58.05 | 58.05 | CP04 | CP04 | Miniature contactor, Screw terminal, 3 NO + 1 NC Snap-on mounting standard mounting rail 400/380 V AC 50 Hz, 480/460 V 60 Hz AC operation !!! Phased-out product !!! Successor is SIRIUS 3RT23/25 | - | 0 | 7
3TK2031-0BB4 |  | 3TK2031-0BB4 | 1 | UN | 1 | 20 | D | D | N | N | 85364900 | 1 | 4011209087521 | 0.22 | KG | 53.01 | 53.01 | CP04 | CP04 | Miniature contactor, Screw terminal, 3 NO + 1 NC Snap-on mounting standard mounting rail 24 VDC DC operation !!! Phased-out product !!! Successor is SIRIUS 3RT23/25 | - | 0 | 0
3TK2031-0BM4 |  | 3TK2031-0BM4 | 1 | UN | 1 | 20 | D | D | N | N | 85364900 | 1 | 4011209159334 | 0.21 | KG | 54.53 | 54.53 | CP04 | CP04 | Miniature contactor, Screw terminal, 3 NO + 1 NC Snap-on mounting standard mounting rail 220 V DC DC operation !!! Phased-out product !!! Successor is SIRIUS 3RT23/25 | - | 0 | 0
3TK2031-3AC2 |  | 3TK2031-3AC2 | 1 | UN | 1 | 20 | D | D | N | N | 85364900 | 1 | 4011209133051 | 0.17 | KG | 39.52 | 39.52 | CP04 | CP04 | Miniature contactor, flat connector terminal 3 NO + 1 NC Snap-on mounting standard mounting rail 24 V AC 50/60 Hz AC operation !!! Phased-out product !!! Successor is SIRIUS 3RT23/25 | - | 0 | 0
3TK2031-3AD0 |  | 3TK2031-3AD0 | 1 | UN | 1 | 0 | A | D | N | N | 85364900 | 1 | 4011209172975 | 0.165 | KG | 42.75 | 42.75 | CP04 | CP04 | Miniature contactor, flat connector terminal 3 NO + 1 NC Snap-on mounting standard mounting rail 42 V AC 50 Hz/50 V AC 60 Hz AC operation !!! Phased-out product !!! Successor is SIRIUS 3RT23/25 | - | 0 | 0
3TK2031-3AD2 |  | 3TK2031-3AD2 | 1 | UN | 1 | 20 | D | D | N | N | 85364900 | 1 | 4011209116535 | 0.168 | KG | 40.85 | 40.85 | CP04 | CP04 | Miniature contactor, flat connector terminal 3 NO + 1 NC Snap-on mounting standard mounting rail 42 V AC 50/60 Hz AC operation !!! Phased-out product !!! Successor is SIRIUS 3RT23/25 | - | 0 | 0
3TK2031-3AG1 |  | 3TK2031-3AG1 | 1 | UN | 1 | 0 | A | D | N | N | 85364900 | 1 | 4011209094864 | 0.168 | KG | 42.75 | 42.75 | CP04 | CP04 | Miniature contactor Flat connector terminal, 3 NO+1 NC Snap-on mounting standard mounting rail AC operation 110 V AC 60 Hz !!! Phased-out product !!! Successor is SIRIUS 3RT23/25 | - | 0 | 7
3TK2031-3AL2 |  | 3TK2031-3AL2 | 1 | UN | 1 | 20 | D | D | N | N | 85364900 | 1 | 4011209086036 | 0.184 | KG | 39.52 | 39.52 | CP04 | CP04 | Miniature contactor, flat connector terminal 3 NO + 1 NC Snap-on mounting standard mounting rail 230/220 V AC 50/60 Hz AC operation !!! Phased-out product !!! Successor is SIRIUS 3RT23/25 | - | 0 | 0
3TK2031-3AN2 |  | 3TK2031-3AN2 | 1 | UN | 1 | 20 | D | D | N | N | 85364900 | 1 | 4011209050242 | 0.164 | KG | 39.52 | 39.52 | CP04 | CP04 | Miniature contactor, flat connector terminal 3 NO + 1 NC Snap-on mounting standard mounting rail 220 V AC 50/60 Hz AC operation !!! Phased-out product !!! Successor is SIRIUS 3RT23/25 | - | 0 | 0
3TK2031-3AP0 |  | 3TK2031-3AP0 | 1 | UN | 1 | 20 | D | D | N | N | 85364900 | 1 | 4011209092327 | 0.2 | KG | 39.52 | 39.52 | CP04 | CP04 | Miniature contactor, flat connector terminal 3 NO + 1 NC Snap-on mounting standard mounting rail 230 V AC 50 Hz, 277 V 60 Hz AC operation !!! Phased-out product !!! Successor is SIRIUS 3RT23/25 | - | 0 | 0
3TK2031-3AU0 |  | 3TK2031-3AU0 | 1 | UN | 1 | 0 | A | D | N | N | 85364900 | 1 | 4011209124981 | 0.166 | KG | 42.75 | 42.75 | CP04 | CP04 | Miniature contactor Flat connector terminal, 3 NO+1 NC Snap-on mounting standard mounting rail AC operation 240 V AC 50 Hz !!! Phased-out product !!! Successor is SIRIUS 3RT23/25 | - | 0 | 7
3TK2031-3AV0 |  | 3TK2031-3AV0 | 1 | UN | 1 | 20 | D | D | N | N | 85364900 | 1 | 4011209179264 | 0.163 | KG | 39.52 | 39.52 | CP04 | CP04 | Miniature contactor, flat connector terminal 3 NO + 1 NC Snap-on mounting standard mounting rail 400/380 V AC 50 Hz, 480/460 V 60 Hz AC operation !!! Phased-out product !!! Successor is SIRIUS 3RT23/25 | - | 0 | 0
3TK2031-3BB4 |  | 3TK2031-3BB4 | 1 | UN | 1 | 20 | D | D | N | N | 85364900 | 1 | 4011209136120 | 0.187 | KG | 47.12 | 47.12 | CP04 | CP04 | Miniature contactor, flat connector terminal 3 NO + 1 NC Snap-on mounting standard mounting rail 24 VDC DC operation !!! Phased-out product !!! Successor is SIRIUS 3RT23/25 | - | 0 | 0
3TK2031-3BF4 |  | 3TK2031-3BF4 | 1 | UN | 1 | 0 | A | D | N | N | 85364900 | 1 | 4011209306622 | 0.182 | KG | 51.4 | 51.4 | CP04 | CP04 | Miniature contactor, flat connector terminal 3 NO + 1 NC Snap-on mounting standard mounting rail 110 V DC DC operation !!! Phased-out product !!! Successor is SIRIUS 3RT23/25 | - | 0 | 0
3TK2031-4AL2 |  | 3TK2031-4AL2 | 1 | UN | 1 | 0 | A | D | N | N | 85364900 | 1 | 4011209254381 | 0.177 | KG | 45.32 | 45.32 | CP04 | CP04 | Miniature contactor, Screw terminal, 3 NO + 1 NC Screw mounting (diagonal) 230/220 V AC 50/60 Hz AC operation !!! Phased-out product !!! Successor is SIRIUS 3RT23/25 | - | 0 | 0
3TK2031-4AN2 |  | 3TK2031-4AN2 | 1 | UN | 1 | 0 | A | D | N | N | 85364900 | 1 | 4011209123175 | 0.193 | KG | 45.32 | 45.32 | CP04 | CP04 | Miniature contactor, Screw terminal, 3 NO + 1 NC Screw mounting (diagonal) 220 V AC 50/60 Hz AC operation !!! Phased-out product !!! Successor is SIRIUS 3RT23/25 | - | 0 | 0
3TK2031-4AP0 |  | 3TK2031-4AP0 | 1 | UN | 1 | 0 | A | D | N | N | 85364900 | 1 | 4011209123137 | 0.19 | KG | 45.32 | 45.32 | CP04 | CP04 | Miniature contactor, Screw terminal, 3 NO + 1 NC Screw mounting (diagonal) 230 V AC 50 Hz, 277 V 60 Hz AC operation !!! Phased-out product !!! Successor is SIRIUS 3RT23/25 | - | 0 | 0
3TK2031-4AV0 |  | 3TK2031-4AV0 | 1 | UN | 1 | 0 | A | D | N | N | 85364900 | 1 | 4011209191440 | 0.203 | KG | 55.96 | 55.96 | CP04 | CP04 | Miniature contactor, Screw terminal, 3 NO + 1 NC Screw mounting (diagonal) 400/380 V AC 50 Hz, 480/460 V 60 Hz AC operation !!! Phased-out product !!! Successor is SIRIUS 3RT23/25 | - | 0 | 7
3TK2031-4BB4 |  | 3TK2031-4BB4 | 1 | UN | 1 | 20 | D | D | N | N | 85364900 | 1 | 4011209190375 | 0.21 | KG | 50.73 | 50.73 | CP04 | CP04 | Miniature contactor, Screw terminal, 3 NO + 1 NC Screw mounting (diagonal) 24 VDC DC operation !!! Phased-out product !!! Successor is SIRIUS 3RT23/25 | - | 0 | 0
3TK2031-6AB0 |  | 3TK2031-6AB0 | 1 | UN | 1 | 20 | D | D | N | N | 85364900 | 1 | 4011209126206 | 0.149 | KG | 38.29 | 38.29 | CP04 | CP04 | Miniature contactor, soldering pin connection, 3 NO + 1 NC Screw mounting (diagonal) 24 V AC 50 Hz/29 V AC 60 Hz AC operation !!! Phased-out product !!! Successor is SIRIUS 3RT23/25 | - | 0 | 0
3TK2031-6AC2 |  | 3TK2031-6AC2 | 1 | UN | 1 | 20 | D | D | N | N | 85364900 | 1 | 4011209216808 | 0.164 | KG | 38.29 | 38.29 | CP04 | CP04 | Miniature contactor, soldering pin connection, 3 NO + 1 NC Screw mounting (diagonal) 24 V AC 50/60 Hz AC operation !!! Phased-out product !!! Successor is SIRIUS 3RT23/25 | - | 0 | 0
3TK2031-6AD0 |  | 3TK2031-6AD0 | 1 | UN | 1 | 0 | A | D | N | N | 85364900 | 1 | 4011209259911 | 0.13 | KG | 41.52 | 41.52 | CP04 | CP04 | Miniature contactor, soldering pin connection, 3 NO + 1 NC Screw mounting (diagonal) 42 V AC 50 Hz/50 V AC 60 Hz AC operation !!! Phased-out product !!! Successor is SIRIUS 3RT23/25 | - | 0 | 0
3TK2031-6AN2 |  | 3TK2031-6AN2 | 1 | UN | 1 | 0 | A | D | N | N | 85364900 | 1 | 4011209217966 | 0.148 | KG | 40 | 40 | CP04 | CP04 | Miniature contactor, soldering pin connection, 3 NO + 1 NC Screw mounting (diagonal) 220 V AC 50/60 Hz AC operation !!! Phased-out product !!! Successor is SIRIUS 3RT23/25 | - | 0 | 0
3TK2031-6AP0 |  | 3TK2031-6AP0 | 1 | UN | 1 | 20 | D | D | N | N | 85364900 | 1 | 4011209159549 | 0.159 | KG | 38.29 | 38.29 | CP04 | CP04 | Miniature contactor, soldering pin connection, 3 NO + 1 NC Screw mounting (diagonal) 230 V AC 50 Hz, 277 V 60 Hz AC operation !!! Phased-out product !!! Successor is SIRIUS 3RT23/25 | - | 0 | 0
3TK2031-6AR0 |  | 3TK2031-6AR0 | 1 | UN | 1 | 20 | D | D | N | N | 85364900 | 1 | 4011209119956 | 0.159 | KG | 51.21 | 51.21 | CP04 | CP04 | Miniature contactor soldering pin connection, 3 NO + 1 NC Screw mounting (diagonal) AC operation 415 V AC 50 Hz !!! Phased-out product !!! Successor is SIRIUS 3RT23/25 | - | 0 | 7
3TK2031-6BB4 |  | 3TK2031-6BB4 | 1 | UN | 1 | 2 | A | D | N | N | 85364900 | 1 | 4011209050259 | 0.187 | KG | 47.5 | 47.5 | CP04 | CP04 | Miniature contactor, soldering pin connection, 3 NO + 1 NC Screw mounting (diagonal) 24 VDC DC operation !!! Phased-out product !!! Successor is SIRIUS 3RT23/25 | - | 0 | 0
3TK2031-6BB4-Z | X90 | 3TK2031-6BB4-ZX90 | 1 | UN | 1 | 5 | B | D | N | N | 85364900 | 40 | 4011209929210 | 0.168 | KG | 45.41 | 45.41 | CP04 | CP04 | Miniature contactor, soldering pin connection, 3 NO + 1 NC Screw mounting (diagonal) 24 VDC DC operation Multi-unit packaging 40 units !!! Phased-out product !!! Successor is SIRIUS 3RT23/25 | - | 0 | 0
3TK2031-6BD4 |  | 3TK2031-6BD4 | 1 | UN | 1 | 20 | D | D | N | N | 85364900 | 1 | 4011209182721 | 0.182 | KG | 48.07 | 48.07 | CP04 | CP04 | Miniature contactor soldering pin connection, 3 NO + 1 NC Screw mounting (diagonal) DC operation 42 V DC !!! Phased-out product !!! Successor is SIRIUS 3RT23/25 | - | 0 | 7
3TK2031-7AB0 |  | 3TK2031-7AB0 | 1 | UN | 1 | 20 | D | D | N | N | 85364900 | 1 | 4011209050266 | 0.158 | KG | 38 | 38 | CP04 | CP04 | Miniature contactor, flat connector terminal 3 NO + 1 NC Screw mounting (diagonal) 24 V AC 50 Hz/29 V AC 60 Hz AC operation !!! Phased-out product !!! Successor is SIRIUS 3RT23/25 | - | 0 | 0
3TK2031-7AC2 |  | 3TK2031-7AC2 | 1 | UN | 1 | 20 | D | D | N | N | 85364900 | 1 | 4011209124370 | 0.164 | KG | 38 | 38 | CP04 | CP04 | Miniature contactor, flat connector terminal 3 NO + 1 NC Screw mounting (diagonal) 24 V AC 50/60 Hz AC operation !!! Phased-out product !!! Successor is SIRIUS 3RT23/25 | - | 0 | 0
3TK2031-7AD0 |  | 3TK2031-7AD0 | 1 | UN | 1 | 20 | D | D | N | N | 85364900 | 1 | 4011209144897 | 0.154 | KG | 39.52 | 39.52 | CP04 | CP04 | Miniature contactor, flat connector terminal 3 NO + 1 NC Screw mounting (diagonal) 42 V AC 50 Hz/50 V AC 60 Hz AC operation !!! Phased-out product !!! Successor is SIRIUS 3RT23/25 | - | 0 | 0
3TK2031-7AF0 |  | 3TK2031-7AF0 | 1 | UN | 1 | 20 | D | D | N | N | 85364900 | 1 | 4011209179868 | 0.16 | KG | 38 | 38 | CP04 | CP04 | Miniature contactor, flat connector terminal 3 NO + 1 NC Screw mounting (diagonal) 110 V AC 50 Hz/132 V AC 60 Hz AC operation !!! Phased-out product !!! Successor is SIRIUS 3RT23/25 | - | 0 | 0
3TK2031-7AG1 |  | 3TK2031-7AG1 | 1 | UN | 1 | 20 | D | D | N | N | 85364900 | 1 | 4011209192539 | 0.162 | KG | 39.52 | 39.52 | CP04 | CP04 | Miniature contactor Flat connector terminal, 3 NO+1 NC Screw mounting (diagonal) AC operation 110 V AC 60 Hz !!! Phased-out product !!! Successor is SIRIUS 3RT23/25 | - | 0 | 7
3TK2031-7AG2 |  | 3TK2031-7AG2 | 1 | UN | 1 | 0 | A | D | N | N | 85364900 | 1 | 4011209230668 | 0.162 | KG | 41.33 | 41.33 | CP04 | CP04 | Miniature contactor, flat connector terminal 3 NO + 1 NC Screw mounting (diagonal) 110 V AC 50/60 Hz AC operation !!! Phased-out product !!! Successor is SIRIUS 3RT23/25 | - | 0 | 0
3TK2031-7AH0 |  | 3TK2031-7AH0 | 1 | UN | 1 | 0 | A | D | N | N | 85364900 | 1 | 4011209242456 | 0.162 | KG | 41.33 | 41.33 | CP04 | CP04 | Miniature contactor, flat connector terminal 3 NO + 1 NC Screw mounting (diagonal) 48 V AC 50 Hz/58 V AC 60 Hz AC operation !!! Phased-out product !!! Successor is SIRIUS 3RT23/25 | - | 0 | 0
3TK2031-7AK1 |  | 3TK2031-7AK1 | 1 | UN | 1 | 0 | A | D | N | N | 85364900 | 1 | 4011209259966 | 0.155 | KG | 41.33 | 41.33 | CP04 | CP04 | Miniature contactor Flat connector terminal, 3 NO+1 NC Screw mounting (diagonal) AC operation 120 V AC 60 Hz/100 V AC 50 Hz !!! Phased-out product !!! Successor is SIRIUS 3RT23/25 | - | 0 | 7
3TK2031-7AL2 |  | 3TK2031-7AL2 | 1 | UN | 1 | 20 | D | D | N | N | 85364900 | 1 | 4011209096059 | 0.149 | KG | 39.81 | 39.81 | CP04 | CP04 | Miniature contactor, flat connector terminal 3 NO + 1 NC Screw mounting (diagonal) 230/220 V AC 50/60 Hz AC operation !!! Phased-out product !!! Successor is SIRIUS 3RT23/25 | - | 0 | 0
3TK2031-7AN2 |  | 3TK2031-7AN2 | 1 | UN | 1 | 0 | A | D | N | N | 85364900 | 1 | 4011209151239 | 0.163 | KG | 39.81 | 39.81 | CP04 | CP04 | Miniature contactor, flat connector terminal 3 NO + 1 NC Screw mounting (diagonal) 220 V AC 50/60 Hz AC operation !!! Phased-out product !!! Successor is SIRIUS 3RT23/25 | - | 0 | 0
3TK2031-7AP0 |  | 3TK2031-7AP0 | 1 | UN | 1 | 20 | D | D | N | N | 85364900 | 1 | 4011209094482 | 0.162 | KG | 38 | 38 | CP04 | CP04 | Miniature contactor, flat connector terminal 3 NO + 1 NC Screw mounting (diagonal) 230 V AC 50 Hz, 277 V 60 Hz AC operation !!! Phased-out product !!! Successor is SIRIUS 3RT23/25 | - | 0 | 0
3TK2031-7AU0 |  | 3TK2031-7AU0 | 1 | UN | 1 | 0 | A | D | N | N | 85364900 | 1 | 4011209121553 | 0.163 | KG | 41.33 | 41.33 | CP04 | CP04 | Miniature contactor Flat connector terminal, 3 NO+1 NC Screw mounting (diagonal) AC operation 240 V AC 50 Hz !!! Phased-out product !!! Successor is SIRIUS 3RT23/25 | - | 0 | 7
3TK2031-7AV0 |  | 3TK2031-7AV0 | 1 | UN | 1 | 20 | D | D | N | N | 85364900 | 1 | 4011209107205 | 0.167 | KG | 49.21 | 49.21 | CP04 | CP04 | Miniature contactor, flat connector terminal 3 NO + 1 NC Screw mounting (diagonal) 400/380 V AC 50 Hz, 480/460 V 60 Hz AC operation !!! Phased-out product !!! Successor is SIRIUS 3RT23/25 | - | 0 | 7
3TK2031-7BB4 |  | 3TK2031-7BB4 | 1 | UN | 1 | 20 | D | D | N | N | 85364900 | 1 | 4011209050280 | 0.188 | KG | 45.41 | 45.41 | CP04 | CP04 | Miniature contactor, flat connector terminal 3 NO + 1 NC Screw mounting (diagonal) 24 VDC DC operation !!! Phased-out product !!! Successor is SIRIUS 3RT23/25 | - | 0 | 0
3TK2031-7BB4-Z | B04 | 3TK2031-7BB4-ZB04 | 1 | UN | 1 | 0 | A | D | N | N | 85364900 | 1 | 4011209200449 | 0.2 | KG | 57.38 | 57.38 | CP04 | CP04 | Miniature contactor Flat connector terminal, 3 NO+1 NC Screw mounting (diagonal) DC operation 24 V DC Adapter plate Liebherr !!! Phased-out product !!! Successor is SIRIUS 3RT23/25 | - | 0 | 7
3TK2040-0AB0 |  | 3TK2040-0AB0 | 1 | UN | 1 | 0 | A | D | N | N | 85364900 | 1 | 4011209086999 | 0.19 | KG | 47.12 | 47.12 | CP04 | CP04 | Miniature contactor, Screw terminal, 4 NO Snap-on mounting standard mounting rail 24 V AC 50 Hz/29 V AC 60 Hz AC operation !!! Phased-out product !!! Successor is SIRIUS 3RT23/25 | - | 0 | 0
3TK2040-0AC2 |  | 3TK2040-0AC2 | 1 | UN | 1 | 0 | A | D | N | N | 85364900 | 1 | 4011209113954 | 0.195 | KG | 47.12 | 47.12 | CP04 | CP04 | Miniature contactor, Screw terminal, 4 NO Snap-on mounting standard mounting rail 24 V AC 50/60 Hz AC operation !!! Phased-out product !!! Successor is SIRIUS 3RT23/25 | - | 0 | 0
3TK2040-0AK6 |  | 3TK2040-0AK6 | 1 | UN | 1 | 20 | D | D | N | N | 85364900 | 1 | 4011209112445 | 0.186 | KG | 45.03 | 45.03 | CP04 | CP04 | Miniature contactor, Screw terminal, 4 NO Snap-on mounting standard mounting rail 120 V AC 60 Hz/110 V AC 50 Hz AC operation !!! Phased-out product !!! Successor is SIRIUS 3RT23/25 | - | 0 | 0
3TK2040-0AL2 |  | 3TK2040-0AL2 | 1 | UN | 1 | 20 | D | D | N | N | 85364900 | 1 | 4011209083141 | 0.186 | KG | 47.12 | 47.12 | CP04 | CP04 | Miniature contactor, Screw terminal, 4 NO Snap-on mounting standard mounting rail 230/220 V AC 50/60 Hz AC operation !!! Phased-out product !!! Successor is SIRIUS 3RT23/25 | - | 0 | 0
3TK2040-0AP0 |  | 3TK2040-0AP0 | 1 | UN | 1 | 20 | D | D | N | N | 85364900 | 1 | 4011209082267 | 0.214 | KG | 45.03 | 45.03 | CP04 | CP04 | Miniature contactor, Screw terminal, 4 NO Snap-on mounting standard mounting rail 230 V AC 50 Hz, 277 V 60 Hz AC operation !!! Phased-out product !!! Successor is SIRIUS 3RT23/25 | - | 0 | 0
3TK2040-0AR0 |  | 3TK2040-0AR0 | 1 | UN | 1 | 0 | A | D | N | N | 85364900 | 1 | 4011209254954 | 0.187 | KG | 48.83 | 48.83 | CP04 | CP04 | Miniature contactor Screw terminal, 4 NO Snap-on mounting standard mounting rail AC operation 415 V AC 50 Hz !!! Phased-out product !!! Successor is SIRIUS 3RT23/25 | - | 0 | 7
3TK2040-0AS0 |  | 3TK2040-0AS0 | 1 | UN | 1 | 0 | A | D | N | N | 85364900 | 1 | 4011209254282 | 0.189 | KG | 48.83 | 48.83 | CP04 | CP04 | Miniature contactor Screw terminal, 4 NO Snap-on mounting standard mounting rail AC operation 500 V AC 50 Hz !!! Phased-out product !!! Successor is SIRIUS 3RT23/25 | - | 0 | 7
3TK2040-0AV0 |  | 3TK2040-0AV0 | 1 | UN | 1 | 20 | D | D | N | N | 85364900 | 1 | 4011209157989 | 0.189 | KG | 58.05 | 58.05 | CP04 | CP04 | Miniature contactor, Screw terminal, 4 NO Snap-on mounting standard mounting rail 400/380 V AC 50 Hz, 480/460 V 60 Hz AC operation !!! Phased-out product !!! Successor is SIRIUS 3RT23/25 | - | 0 | 7
3TK2040-0BB4 |  | 3TK2040-0BB4 | 1 | UN | 1 | 20 | D | D | N | N | 85364900 | 1 | 4011209050310 | 0.209 | KG | 53.01 | 53.01 | CP04 | CP04 | Miniature contactor, Screw terminal, 4 NO Snap-on mounting standard mounting rail 24 VDC DC operation !!! Phased-out product !!! Successor is SIRIUS 3RT23/25 | - | 0 | 0
3TK2040-0BW4 |  | 3TK2040-0BW4 | 1 | UN | 1 | 0 | A | D | N | N | 85364900 | 1 | 4011209121386 | 0.215 | KG | 57 | 57 | CP04 | CP04 | Miniature contactor, Screw terminal, 4 NO Snap-on mounting standard mounting rail 48 V DC DC operation !!! Phased-out product !!! Successor is SIRIUS 3RT23/25 | - | 0 | 0
3TK2040-3AL2 |  | 3TK2040-3AL2 | 1 | UN | 1 | 20 | D | D | N | N | 85364900 | 1 | 4011209120723 | 0.17 | KG | 39.52 | 39.52 | CP04 | CP04 | Miniature contactor, Flat connector terminal, 4 NO Snap-on mounting standard mounting rail 230/220 V AC 50/60 Hz AC operation !!! Phased-out product !!! Successor is SIRIUS 3RT23/25 | - | 0 | 0
3TK2040-3AN2 |  | 3TK2040-3AN2 | 1 | UN | 1 | 20 | D | D | N | N | 85364900 | 1 | 4011209151123 | 0.208 | KG | 39.52 | 39.52 | CP04 | CP04 | Miniature contactor, Flat connector terminal, 4 NO Snap-on mounting standard mounting rail 220 V AC 50/60 Hz AC operation !!! Phased-out product !!! Successor is SIRIUS 3RT23/25 | - | 0 | 0
3TK2040-3AP0 |  | 3TK2040-3AP0 | 1 | UN | 1 | 20 | D | D | N | N | 85364900 | 1 | 4011209088160 | 0.166 | KG | 39.52 | 39.52 | CP04 | CP04 | Miniature contactor, Flat connector terminal, 4 NO Snap-on mounting standard mounting rail 230 V AC 50 Hz, 277 V 60 Hz AC operation !!! Phased-out product !!! Successor is SIRIUS 3RT23/25 | - | 0 | 0
3TK2040-3AP2 |  | 3TK2040-3AP2 | 1 | UN | 1 | 20 | D | D | N | N | 85364900 | 1 | 4011209107458 | 0.166 | KG | 42.75 | 42.75 | CP04 | CP04 | Miniature contactor, Flat connector terminal, 4 NO Snap-on mounting standard mounting rail 240 V AC 50/60 Hz AC operation !!! Phased-out product !!! Successor is SIRIUS 3RT23/25 | - | 0 | 0
3TK2040-3AV0 |  | 3TK2040-3AV0 | 1 | UN | 1 | 20 | D | D | N | N | 85364900 | 1 | 4011209139817 | 0.168 | KG | 51.02 | 51.02 | CP04 | CP04 | Miniature contactor, Flat connector terminal, 4 NO Snap-on mounting standard mounting rail 400/380 V AC 50 Hz, 480/460 V 60 Hz AC operation !!! Phased-out product !!! Successor is SIRIUS 3RT23/25 | - | 0 | 7
3TK2040-3BA4 |  | 3TK2040-3BA4 | 1 | UN | 1 | 0 | A | D | N | N | 85364900 | 1 | 4011209309319 | 0.188 | KG | 51.4 | 51.4 | CP04 | CP04 | Miniature contactor, Flat connector terminal, 4 NO Snap-on mounting standard mounting rail 12 V DC DC operation !!! Phased-out product !!! Successor is SIRIUS 3RT23/25 | - | 0 | 0
3TK2040-3BB4 |  | 3TK2040-3BB4 | 1 | UN | 1 | 0 | A | D | N | N | 85364900 | 1 | 4011209145290 | 0.19 | KG | 47.12 | 47.12 | CP04 | CP04 | Miniature contactor, Flat connector terminal, 4 NO Snap-on mounting standard mounting rail 24 VDC DC operation !!! Phased-out product !!! Successor is SIRIUS 3RT23/25 | - | 0 | 0
3TK2040-4AL2 |  | 3TK2040-4AL2 | 1 | UN | 1 | 0 | A | D | N | N | 85364900 | 1 | 4011209231962 | 0.188 | KG | 45.32 | 45.32 | CP04 | CP04 | Miniature contactor, Screw terminal, 4 NO Screw mounting (diagonal) 230/220 V AC 50/60 Hz AC operation !!! Phased-out product !!! Successor is SIRIUS 3RT23/25 | - | 0 | 0
3TK2040-4AP0 |  | 3TK2040-4AP0 | 1 | UN | 1 | 0 | A | D | N | N | 85364900 | 1 | 4011209186378 | 0.186 | KG | 45.32 | 45.32 | CP04 | CP04 | Miniature contactor, Screw terminal, 4 NO Screw mounting (diagonal) 230 V AC 50 Hz, 277 V 60 Hz AC operation !!! Phased-out product !!! Successor is SIRIUS 3RT23/25 | - | 0 | 0
3TK2040-4AR0 |  | 3TK2040-4AR0 | 1 | UN | 1 | 0 | A | D | N | N | 85364900 | 1 | 4011209209084 | 0.184 | KG | 46.65 | 46.65 | CP04 | CP04 | Miniature contactor Screw terminal, 4 NO Screw mounting (diagonal) AC operation 415 V AC 50 Hz !!! Phased-out product !!! Successor is SIRIUS 3RT23/25 | - | 0 | 7
3TK2040-4AS0 |  | 3TK2040-4AS0 | 1 | UN | 1 | 0 | A | D | N | N | 85364900 | 1 | 4011209261174 | 0.196 | KG | 57.67 | 57.67 | CP04 | CP04 | Miniature contactor Screw terminal, 4 NO Screw mounting (diagonal) AC operation 500 V AC 50 Hz !!! Phased-out product !!! Successor is SIRIUS 3RT23/25 | - | 0 | 7
3TK2040-4AV0 |  | 3TK2040-4AV0 | 1 | UN | 1 | 20 | D | D | N | N | 85364900 | 1 | 4011209159617 | 0.188 | KG | 55.96 | 55.96 | CP04 | CP04 | Miniature contactor, Screw terminal, 4 NO Screw mounting (diagonal) 400/380 V AC 50 Hz, 480/460 V 60 Hz AC operation !!! Phased-out product !!! Successor is SIRIUS 3RT23/25 | - | 0 | 7
3TK2040-6AB0 |  | 3TK2040-6AB0 | 1 | UN | 1 | 20 | D | D | N | N | 85364900 | 1 | 4011209126213 | 0.16 | KG | 40 | 40 | CP04 | CP04 | Miniature contactor, soldering pin connection, 4 NO Screw mounting (diagonal) 24 V AC 50 Hz/29 V AC 60 Hz AC operation !!! Phased-out product !!! Successor is SIRIUS 3RT23/25 | - | 0 | 0
3TK2040-6AC2 |  | 3TK2040-6AC2 | 1 | UN | 1 | 20 | D | D | N | N | 85364900 | 1 | 4011209205734 | 0.163 | KG | 38.29 | 38.29 | CP04 | CP04 | Miniature contactor, soldering pin connection, 4 NO Screw mounting (diagonal) 24 V AC 50/60 Hz AC operation !!! Phased-out product !!! Successor is SIRIUS 3RT23/25 | - | 0 | 0
3TK2040-6AH0 |  | 3TK2040-6AH0 | 1 | UN | 1 | 20 | D | D | N | N | 85364900 | 1 | 4011209361348 | 0.17 | KG | 39.71 | 39.71 | CP04 | CP04 | Miniature contactor, soldering pin connection, 4 NO Screw mounting (diagonal) 48 V AC 50 Hz/58 V AC 60 Hz AC operation !!! Phased-out product !!! Successor is SIRIUS 3RT23/25 | - | 0 | 0
3TK2040-6AH2 |  | 3TK2040-6AH2 | 1 | UN | 1 | 20 | D | D | N | N | 85364900 | 1 | 4011209315112 | 0.168 | KG | 39.71 | 39.71 | CP04 | CP04 | Miniature contactor, soldering pin connection, 4 NO Screw mounting (diagonal) 48 V AC 50/60 Hz AC operation !!! Phased-out product !!! Successor is SIRIUS 3RT23/25 | - | 0 | 0
3TK2040-6AH2-Z | X90 | 3TK2040-6AH2-ZX90 | 1 | UN | 1 | 0 | A | D | N | N | 85364900 | 40 | 4011209280151 | 0.156 | KG | 41.52 | 41.52 | CP04 | CP04 | Miniature contactor soldering pin connection, 4 NO Screw mounting (diagonal) AC operation 48 V AC 50/60 Hz Multi-unit packaging Pack quantity = 40 units !!! Phased-out product !!! Successor is SIRIUS 3RT23/25 | - | 0 | 7
3TK2040-6AM2 |  | 3TK2040-6AM2 | 1 | UN | 1 | 0 | A | D | N | N | 85364900 | 1 | 4011209157354 | 0.159 | KG | 41.52 | 41.52 | CP04 | CP04 | Miniature contactor, soldering pin connection, 4 NO Screw mounting (diagonal) 208 V AC 50/60 Hz AC operation !!! Phased-out product !!! Successor is SIRIUS 3RT23/25 | - | 0 | 0
3TK2040-6AN2 |  | 3TK2040-6AN2 | 1 | UN | 1 | 20 | D | D | N | N | 85364900 | 1 | 4011209237179 | 0.17 | KG | 38.29 | 38.29 | CP04 | CP04 | Miniature contactor, soldering pin connection, 4 NO Screw mounting (diagonal) 220 V AC 50/60 Hz AC operation !!! Phased-out product !!! Successor is SIRIUS 3RT23/25 | - | 0 | 0
3TK2040-6AP0 |  | 3TK2040-6AP0 | 1 | UN | 1 | 20 | D | D | N | N | 85364900 | 1 | 4011209107908 | 0.138 | KG | 38.29 | 38.29 | CP04 | CP04 | Miniature contactor, soldering pin connection, 4 NO Screw mounting (diagonal) 230 V AC 50 Hz, 277 V 60 Hz AC operation !!! Phased-out product !!! Successor is SIRIUS 3RT23/25 | - | 0 | 0
3TK2040-6BB4 |  | 3TK2040-6BB4 | 1 | UN | 1 | 5 | B | D | N | N | 85364900 | 1 | 4011209102767 | 0.183 | KG | 45.41 | 45.41 | CP04 | CP04 | Miniature contactor, soldering pin connection, 4 NO Screw mounting (diagonal) 24 VDC DC operation !!! Phased-out product !!! Successor is SIRIUS 3RT23/25 | - | 0 | 0
3TK2040-7AB0 |  | 3TK2040-7AB0 | 1 | UN | 1 | 20 | D | D | N | N | 85364900 | 1 | 4011209144231 | 0.161 | KG | 38 | 38 | CP04 | CP04 | Miniature contactor, Flat connector terminal, 4 NO Screw mounting (diagonal) 24 V AC 50 Hz/29 V AC 60 Hz AC operation !!! Phased-out product !!! Successor is SIRIUS 3RT23/25 | - | 0 | 0
3TK2040-7AD0 |  | 3TK2040-7AD0 | 1 | UN | 1 | 20 | D | D | N | N | 85364900 | 1 | 4011209200043 | 0.164 | KG | 41.33 | 41.33 | CP04 | CP04 | Miniature contactor, Flat connector terminal, 4 NO Screw mounting (diagonal) 42 V AC 50 Hz/50 V AC 60 Hz AC operation !!! Phased-out product !!! Successor is SIRIUS 3RT23/25 | - | 0 | 0
3TK2040-7AF0 |  | 3TK2040-7AF0 | 1 | UN | 1 | 0 | A | D | N | N | 85364900 | 1 | 4011209159921 | 0.16 | KG | 38 | 38 | CP04 | CP04 | Miniature contactor, Flat connector terminal, 4 NO Screw mounting (diagonal) 110 V AC 50 Hz/132 V AC 60 Hz AC operation !!! Phased-out product !!! Successor is SIRIUS 3RT23/25 | - | 0 | 0
3TK2040-7AG0 |  | 3TK2040-7AG0 | 1 | UN | 1 | 20 | D | D | N | N | 85364900 | 1 | 4011209143425 | 0.161 | KG | 39.52 | 39.52 | CP04 | CP04 | Miniature contactor Flat connector terminal, 4 NO Screw mounting (diagonal) AC operation 36 V AC 50 Hz/42 V AC 60 Hz !!! Phased-out product !!! Successor is SIRIUS 3RT23/25 | - | 0 | 7
3TK2040-7AJ2 |  | 3TK2040-7AJ2 | 1 | UN | 1 | 20 | D | D | N | N | 85364900 | 1 | 4011209201279 | 0.16 | KG | 39.52 | 39.52 | CP04 | CP04 | Miniature contactor, Flat connector terminal, 4 NO Screw mounting (diagonal) 115 V AC 50/60 Hz AC operation !!! Phased-out product !!! Successor is SIRIUS 3RT23/25 | - | 0 | 0
3TK2040-7AJ2-Z | X90 | 3TK2040-7AJ2-ZX90 | 1 | UN | 1 | 0 | A | D | N | N | 85364900 | 40 | 4011209299757 | 0.159 | KG | 41.33 | 41.33 | CP04 | CP04 | Miniature contactor Flat connector terminal, 4 NO Screw mounting (diagonal) AC operation 115 V AC 50/60 Hz Multi-unit packaging Pack quantity = 40 units !!! Phased-out product !!! Successor is SIRIUS 3RT23/25 | - | 0 | 7
3TK2040-7AL2 |  | 3TK2040-7AL2 | 1 | UN | 1 | 5 | B | D | N | N | 85364900 | 1 | 4011209085527 | 0.165 | KG | 38 | 38 | CP04 | CP04 | Miniature contactor, Flat connector terminal, 4 NO Screw mounting (diagonal) 230/220 V AC 50/60 Hz AC operation !!! Phased-out product !!! Successor is SIRIUS 3RT23/25 | - | 0 | 0
3TK2040-7AL2-Z | X90 | 3TK2040-7AL2-ZX90 | 1 | UN | 1 | 20 | D | D | N | N | 85364900 | 40 | 4011209214668 | 0.152 | KG | 38 | 38 | CP04 | CP04 | Miniature contactor Flat connector terminal, 4 NO Screw mounting (diagonal) AC operation 230 V AC 50/60 Hz Multi-unit packaging Pack quantity = 40 units !!! Phased-out product !!! Successor is SIRIUS 3RT23/25 | - | 0 | 7
3TK2040-7AN2 |  | 3TK2040-7AN2 | 1 | UN | 1 | 20 | D | D | N | N | 85364900 | 1 | 4011209205543 | 0.162 | KG | 38 | 38 | CP04 | CP04 | Miniature contactor, Flat connector terminal, 4 NO Screw mounting (diagonal) 220 V AC 50/60 Hz AC operation !!! Phased-out product !!! Successor is SIRIUS 3RT23/25 | - | 0 | 0
3TK2040-7AP0 |  | 3TK2040-7AP0 | 1 | UN | 1 | 20 | D | D | N | N | 85364900 | 1 | 4011209084346 | 0.154 | KG | 38 | 38 | CP04 | CP04 | Miniature contactor, Flat connector terminal, 4 NO Screw mounting (diagonal) 230 V AC 50 Hz, 277 V 60 Hz AC operation !!! Phased-out product !!! Successor is SIRIUS 3RT23/25 | - | 0 | 0
3TK2040-7AU0 |  | 3TK2040-7AU0 | 1 | UN | 1 | 0 | A | D | N | N | 85364900 | 1 | 4011209121546 | 0.162 | KG | 41.33 | 41.33 | CP04 | CP04 | Miniature contactor Flat connector terminal, 4 NO Screw mounting (diagonal) AC operation 240 V AC 50 Hz !!! Phased-out product !!! Successor is SIRIUS 3RT23/25 | - | 0 | 7
3TK2040-7AV0 |  | 3TK2040-7AV0 | 1 | UN | 1 | 20 | D | D | N | N | 85364900 | 1 | 4011209104297 | 0.056 | KG | 38 | 38 | CP04 | CP04 | Miniature contactor, Flat connector terminal, 4 NO Screw mounting (diagonal) 400/380 V AC 50 Hz, 480/460 V 60 Hz AC operation !!! Phased-out product !!! Successor is SIRIUS 3RT23/25 | - | 0 | 0
3TK2040-7BB4 |  | 3TK2040-7BB4 | 1 | UN | 1 | 5 | B | D | N | N | 85364900 | 1 | 4011209050341 | 0.186 | KG | 45.41 | 45.41 | CP04 | CP04 | Miniature contactor, Flat connector terminal, 4 NO Screw mounting (diagonal) 24 VDC DC operation !!! Phased-out product !!! Successor is SIRIUS 3RT23/25 | - | 0 | 0
3TK2040-7BB4-Z | B04 | 3TK2040-7BB4-ZB04 | 1 | UN | 1 | 0 | A | D | N | N | 85364900 | 1 | 4011209190153 | 0.202 | KG | 54.91 | 54.91 | CP04 | CP04 | Miniature contactor Flat connector terminal, 4 NO Screw mounting (diagonal) DC operation 24 V DC Adapter plate Liebherr !!! Phased-out product !!! Successor is SIRIUS 3RT23/25 | - | 0 | 7
3TK2805-0AC2 |  | 3TK2805-0AC2 | 1 | UN | 1 | 15 | C | D | N | N | 85364900 | 1 | 4011209347779 | 1.06 | KG | 864 | 864 | CP17 | CP17 | Contactor safety combination for safety circuits Enabling and signaling circuit 5 NO+1 NC AC operation 24 V AC, 50/60 Hz | - | 0 | 7
3TK2805-0AG2 |  | 3TK2805-0AG2 | 1 | UN | 1 | 15 | C | D | N | N | 85364900 | 1 | 4011209353213 | 1.091 | KG | 864 | 864 | CP17 | CP17 | Contactor safety combination for safety circuits Enabling and signaling circuit 5 NO+1 NC AC operation 110 V, 50/60 Hz | - | 0 | 7
3TK2805-0AL2 |  | 3TK2805-0AL2 | 1 | UN | 1 | 15 | C | D | N | N | 85364900 | 1 | 4011209347786 | 1.06 | KG | 864 | 864 | CP17 | CP17 | Contactor safety combination for safety circuits Enabling and signaling circuit 5 NO+1 NC AC operation 230/220 V AC, 50/60Hz | - | 0 | 7
3TK2805-0BB4 |  | 3TK2805-0BB4 | 1 | UN | 1 | 15 | C | D | N | N | 85364900 | 1 | 4011209347557 | 1.06 | KG | 855.9 | 855.9 | CP17 | CP17 | Contactor safety combination for safety circuits Enabling and signaling circuit 5 NO+1 NC DC operation 24 V DC | - | 0 | 9
3TK2806-0AC2 |  | 3TK2806-0AC2 | 1 | UN | 1 | 15 | C | D | N | N | 85364900 | 1 | 4011209307094 | 1.06 | KG | 881.1 | 881.1 | CP17 | CP17 | Contactor safety combination for safety circuits Enabling and signaling circuit 5 NO+1 NC with self-latching mechanism K1 AC operation 24 V AC, 50/60 Hz | - | 0 | 9
3TK2806-0AG2 |  | 3TK2806-0AG2 | 1 | UN | 1 | 15 | C | D | N | N | 85364900 | 1 | 4011209307230 | 1.06 | KG | 881.1 | 881.1 | CP17 | CP17 | Contactor safety combination for safety circuits Enabling and signaling circuit 5 NO+1 NC with self-latching mechanism K1 AC operation 110 V, 50/60 Hz | - | 0 | 9
3TK2806-0AL2 |  | 3TK2806-0AL2 | 1 | UN | 1 | 15 | C | D | N | N | 85364900 | 1 | 4011209289239 | 1.06 | KG | 881.1 | 881.1 | CP17 | CP17 | Contactor safety combination for safety circuits Enabling and signaling circuit 5 NO+1 NC with self-latching mechanism K1 AC operation 230/220 V AC, 50/60Hz | - | 0 | 9
3TK2806-0BB4 |  | 3TK2806-0BB4 | 1 | UN | 1 | 2 | A | D | N | N | 85364190 | 1 | 4011209269521 | 1.095 | KG | 855.9 | 855.9 | CP17 | CP17 | Contactor safety combination for safety circuits Enabling and signaling circuit 5 NO+1 NC with self-latching mechanism K1 DC operation 24 V DC | - | 0 | 9
3TK2806-0BB4-Z | X95 | 3TK2806-0BB4-ZX95 | 1 | UN | 1 | 20 | D | D | N | N | 85364900 | 23 | 4011209383951 | 1.06 | KG | 855.9 | 855.9 | CP17 | CP17 | Contactor safety combination for safety circuits Enabling and signaling circuit 5 NO+1 NC with self-latching mechanism K1 DC operation 24 V DC Reusable packaging Pack quantity = 23 units | - | 0 | 9
3TK2810-0A |  | 3TK2810-0A | 1 | UN | 1 | 15 | C | D | N | N | 85444290 | 1 | 4011209879591 | 0.051 | KG | 34.02 | 34.02 | CP17 | CP17 | SIRIUS safety relay Connecting cable length 1 meter for connecting the safe speed monitor 3TK2810-1 with the adapter for connection of encoders (3TK2810-1A/3TK2810-1B) | - | 0 | 0
3TK2810-0BA01 |  | 3TK2810-0BA01 | 1 | UN | 1 | 5 | B | D | N | N | 85364900 | 1 | 4011209717367 | 0.399 | KG | 869.4 | 869.4 | CP17 | CP17 | SIRIUS safety relay safety-oriented Standstill monitoring 24 V DC, 45 mm screw terminal EC instantaneous: 3 NO + 1 NC EC delayed: 0 SC: 3 Auto-start Basic unit max. error category EN 954-1: 4 Maximum achievable PL according to EN 13849-1: Maximum achievable SIL according to IEC 61508: 3 | - | 0 | 0
3TK2810-0BA02 |  | 3TK2810-0BA02 | 1 | UN | 1 | 15 | C | D | N | N | 85364900 | 1 | 4011209717398 | 0.386 | KG | 869.4 | 869.4 | CP17 | CP17 | SIRIUS safety relay safety-oriented Standstill monitoring 24 V DC, 45 mm Spring-type terminal EC instantaneous: 3 NO + 1 NC EC delayed: 0 SC: 3 Auto-start Basic unit max. error category EN 954-1: 4 Maximum achievable PL according to EN 13849-1: Maximum achievable SIL according to IEC 61508: 3 | - | 0 | 0
3TK2810-0GA01 |  | 3TK2810-0GA01 | 1 | UN | 1 | 15 | C | D | N | N | 85364900 | 1 | 4011209717374 | 0.522 | KG | 869.4 | 869.4 | CP17 | CP17 | SIRIUS safety relay safety-oriented Standstill monitoring 230 V AC, 45 mm screw terminal EC instantaneous: 3 NO + 1 NC EC delayed: 0 SC: 3 Auto-start Basic unit max. error category EN 954-1: 4 Maximum achievable PL according to EN 13849-1: Maximum achievable SIL according to IEC 61508: 3 | - | 0 | 0
3TK2810-0GA02 |  | 3TK2810-0GA02 | 1 | UN | 1 | 15 | C | D | N | N | 85364900 | 1 | 4011209717404 | 0.512 | KG | 869.4 | 869.4 | CP17 | CP17 | SIRIUS safety relay safety-oriented Standstill monitoring 230 V AC, 45 mm Spring-type terminal EC instantaneous: 3 NO + 1 NC EC delayed: 0 SC: 3 Auto-start Basic unit max. error category EN 954-1: 4 Maximum achievable PL according to EN 13849-1: Maximum achievable SIL according to IEC 61508: 3 | - | 0 | 0
3TK2810-0JA01 |  | 3TK2810-0JA01 | 1 | UN | 1 | 15 | C | D | N | N | 85364900 | 1 | 4011209725201 | 0.522 | KG | 869.4 | 869.4 | CP17 | CP17 | SIRIUS safety relay safety-oriented Standstill monitoring 400 V AC, 45 mm screw terminal EC instantaneous: 3 NO + 1 NC EC delayed: 0 SC: 3 Auto-start Basic unit max. error category EN 954-1: 4 Maximum achievable PL according to EN 13849-1: Maximum achievable SIL according to IEC 61508: 3 | - | 0 | 0
3TK2810-0JA02 |  | 3TK2810-0JA02 | 1 | UN | 1 | 15 | C | D | N | N | 85364900 | 1 | 4011209725218 | 0.509 | KG | 869.4 | 869.4 | CP17 | CP17 | SIRIUS safety relay safety-oriented Standstill monitoring 400 V AC, 45 mm Spring-type terminal EC instantaneous: 3 NO + 1 NC EC delayed: 0 SC: 3 Auto-start Basic unit max. error category EN 954-1: 4 Maximum achievable PL according to EN 13849-1: Maximum achievable SIL according to IEC 61508: 3 | - | 0 | 0
3TK2810-1A |  | 3TK2810-1A | 1 | UN | 1 | 2 | A | D | N | N | 85366990 | 1 | 4011209879577 | 0.05 | KG | 103.5 | 103.5 | CP17 | CP17 | SIRIUS safety relay Adapter for 3TK2810-1 for connecting 15-pole encoders, Type: SIEMENS/HEIDENHAIN | - | 0 | 0
3TK2810-1B |  | 3TK2810-1B | 1 | UN | 1 | 2 | A | D | N | N | 85366990 | 1 | 4011209879584 | 0.058 | KG | 114.3 | 114.3 | CP17 | CP17 | SIRIUS safety relay Adapter for 3TK2810-1 for connecting 25-pole encoders, Type: SIEMENS/HEIDENHAIN | - | 0 | 0
3TK2810-1BA41 |  | 3TK2810-1BA41 | 1 | UN | 1 | 2 | A | D | N | N | 85364900 | 1 | 4011209860322 | 0.432 | KG | 1413 | 1413 | CP17 | CP17 | SIRIUS safety relay Safety-oriented Speed monitoring 24 V DC, 45 mm overall width Screw terminal EC instantaneous: 2 NO EC delayed: 0 SC: 2 electrical Auto-start/manual start Basic device Maximum achievable PL according to EN 13849-1: e Maximum achievable SIL according to IEC 61508: 3 | - | 0 | 0
3TK2810-1BA41-0AA0 |  | 3TK2810-1BA41-0AA0 | 1 | UN | 1 | 5 | B | D | N | N | 85364900 | 1 | 4011209896116 | 0.427 | KG | 1458 | 1458 | CP17 | CP17 | SIRIUS safety relay Safety-oriented Speed monitoring 24 V DC, 45 mm overall width Screw terminal EC instantaneous: 2 NO EC delayed: 0 SC: 2 electrical NAMUR version Auto-start/manual start Basic device Maximum achievable PL according to EN 13849-1: e Maximum achievable SIL according to IEC 61508: 3 | - | 0 | 0
3TK2810-1BA42 |  | 3TK2810-1BA42 | 1 | UN | 1 | 2 | A | D | N | N | 85364900 | 1 | 4011209860346 | 0.41 | KG | 1413 | 1413 | CP17 | CP17 | SIRIUS safety relay Safety-oriented Speed monitoring 24 V DC, 45 mm overall width Spring-type terminal EC instantaneous: 2 NO EC delayed: 0 SC: 2 electrical Auto-start/manual start Basic device Maximum achievable PL according to EN 13849-1: e Maximum achievable SIL according to IEC 61508: 3 | - | 0 | 0
3TK2810-1BA42-0AA0 |  | 3TK2810-1BA42-0AA0 | 1 | UN | 1 | 5 | B | D | N | N | 85364900 | 1 | 4011209896130 | 0.4 | KG | 1494 | 1494 | CP17 | CP17 | SIRIUS safety relay Safety-oriented Speed monitoring 24 V DC, 45 mm overall width Spring-type terminal EC instantaneous: 2 NO EC delayed: 0 SC: 2 electrical NAMUR version Auto-start/manual start Basic device Maximum achievable PL according to EN 13849-1: e Maximum achievable SIL according to IEC 61508: 3 | - | 0 | 0
3TK2810-1KA41 |  | 3TK2810-1KA41 | 1 | UN | 1 | 5 | B | D | N | N | 85364900 | 1 | 4011209860339 | 0.46 | KG | 1458 | 1458 | CP17 | CP17 | SIRIUS safety relay Safety-oriented Speed monitoring 110-240 V AC/DC, 45 mm overall width Screw terminal EC instantaneous: 2 NO EC delayed: 0 SC: 2 electrical Auto-start/manual start Basic device Maximum achievable PL according to EN 13849-1: e Maximum achievable SIL according to IEC 61508: 3 | - | 0 | 0
3TK2810-1KA41-0AA0 |  | 3TK2810-1KA41-0AA0 | 1 | UN | 1 | 5 | B | D | N | N | 85364900 | 1 | 4011209896123 | 0.439 | KG | 1458 | 1458 | CP17 | CP17 | SIRIUS safety relay Safety-oriented Speed monitoring 110-240 V AC/DC, 45 mm overall width Screw terminal EC instantaneous: 2 NO EC delayed: 0 SC: 2 electrical NAMUR version Auto-start/manual start Basic device Maximum achievable PL according to EN 13849-1: e Maximum achievable SIL according to IEC 61508: 3 | - | 0 | 0
3TK2810-1KA42 |  | 3TK2810-1KA42 | 1 | UN | 1 | 5 | B | D | N | N | 85364900 | 1 | 4011209860353 | 0.417 | KG | 1458 | 1458 | CP17 | CP17 | SIRIUS safety relay Safety-oriented Speed monitoring 110-240 V AC/DC, 45 mm overall width Spring-type terminal EC instantaneous: 2 NO EC delayed: 0 SC: 2 electrical Auto-start/manual start Basic device Maximum achievable PL according to EN 13849-1: e Maximum achievable SIL according to IEC 61508: 3 | - | 0 | 0
3TK2810-1KA42-0AA0 |  | 3TK2810-1KA42-0AA0 | 1 | UN | 1 | 5 | B | D | N | N | 85364900 | 1 | 4011209896147 | 0.42 | KG | 1494 | 1494 | CP17 | CP17 | SIRIUS safety relay Safety-oriented Speed monitoring 110-240 V AC/DC, 45 mm overall width Spring-type terminal EC instantaneous: 2 NO EC delayed: 0 SC: 2 electrical NAMUR version Auto-start/manual start Basic device Maximum achievable PL according to EN 13849-1: e Maximum achievable SIL according to IEC 61508: 3 | - | 0 | 0
3TK2820-0AA00 |  | 3TK2820-0AA00 | 1 | UN | 1 | 2 | A | D | N | N | 85389099 | 1 | 4011209858473 | 0.003 | KG | 2.37 | 2.37 | CP17 | CP17 | Sealing film for analog adjustable SIRIUS devices with 22.5 mm width (without Test/Reset button) | - | 0 | 0
3TK2820-1AJ20 |  | 3TK2820-1AJ20 | 1 | UN | 1 | 15 | C | D | EAR99 | N | 85364900 | 1 | 4011209840553 | 0.341 | KG | 375.3 | 375.3 | CP17 | CP17 | SIRIUS safety relay with relay enabling circuits (EC) 115V AC, 22.5 mm Screw terminal Basic device Auto-start, monitored start EC instantaneous: 3 NO EC delayed: 0 NO SC: 1NC max. error category EN 13849-1: 4 Maximum achievable PL according to EN 13849-1: e Maximum achievable SIL according to IEC 61508: 3 | - | 0 | 7
3TK2820-1AJ20-0FB0 |  | 3TK2820-1AJ20-0FB0 | 1 | UN | 1 | 20 | D | D | N | N | 85364190 | 1 | 4011209856189 | 0.332 | KG | 335.7 | 335.7 | CP17 | CP17 | SIRIUS safety relay with relay enabling circuits (EC) 115V AC, 22.5 mm Screw terminal Basic device Auto-start, monitored start EC instantaneous: 3 NO EC delayed: 0 NO SC: 1NC max. error category EN 13849-1: 4 Maximum achievable PL according to EN 13849-1: e Maximum achievable SIL according to IEC 61508: 3 ABB: 1SAR501331R0004 | - | 0 | 9
3TK2820-1AL20 |  | 3TK2820-1AL20 | 1 | UN | 1 | 15 | C | D | EAR99 | N | 85364900 | 1 | 4011209840577 | 0.341 | KG | 375.3 | 375.3 | CP17 | CP17 | SIRIUS safety relay with relay enabling circuits (EC) 230 V AC, 22.5 mm Screw terminal Basic device Auto-start, monitored start EC instantaneous: 3 NO EC delayed: 0 NO SC: 1NC max. error category EN 13849-1: 4 Maximum achievable PL according to EN 13849-1: e Maximum achievable SIL according to IEC 61508: 3 | - | 0 | 7
3TK2820-1AL20-0FB0 |  | 3TK2820-1AL20-0FB0 | 1 | UN | 1 | 20 | D | D | N | N | 85364900 | 1 | 4011209856653 | 0.332 | KG | 335.7 | 335.7 | CP17 | CP17 | SIRIUS safety relay with relay enabling circuits (EC) 230 V AC, 22.5 mm Screw terminal Basic device Auto-start, monitored start EC instantaneous: 3 NO EC delayed: 0 NO SC: 1NC max. error category EN 13849-1: 4 Maximum achievable PL according to EN 13849-1: e Maximum achievable SIL according to IEC 61508: 3 ABB: 1SAR501331R0005 | - | 0 | 9
3TK2820-1CB30 |  | 3TK2820-1CB30 | 1 | UN | 1 | 15 | C | D | EAR99 | N | 85364900 | 1 | 4011209840539 | 0.299 | KG | 375.3 | 375.3 | CP17 | CP17 | SIRIUS safety relay with relay enabling circuits (EC) 24 V AC/DC, 22.5 mm Screw terminal Basic device Auto-start, monitored start EC instantaneous: 3 NO EC delayed: 0 NO SC: 1NC max. error category EN 13849-1: 4 Maximum achievable PL according to EN 13849-1: e Maximum achievable SIL according to IEC 61508: 3 | - | 0 | 7
3TK2820-1CB30-0FB0 |  | 3TK2820-1CB30-0FB0 | 1 | UN | 1 | 20 | D | D | N | N | 85364190 | 1 | 4011209856172 | 0.294 | KG | 335.7 | 335.7 | CP17 | CP17 | SIRIUS safety relay with relay enabling circuits (EC) 24 V AC/DC, 22.5 mm Screw terminal Basic device Auto-start, monitored start EC instantaneous: 3 NO EC delayed: 0 NO SC: 1NC max. error category EN 13849-1: 4 Maximum achievable PL according to EN 13849-1: e Maximum achievable SIL according to IEC 61508: 3 ABB: 1SAR501331R0001 | - | 0 | 9
3TK2820-2AJ20 |  | 3TK2820-2AJ20 | 1 | UN | 1 | 15 | C | D | EAR99 | N | 85364900 | 1 | 4011209840560 | 0.324 | KG | 388.8 | 388.8 | CP17 | CP17 | SIRIUS safety relay with relay enabling circuits (EC) 115V AC, 22.5 mm Spring-type terminal Basic device Auto-start, monitored start EC instantaneous: 3 NO EC delayed: 0 NO SC: 1NC max. error category EN 13849-1: 4 Maximum achievable PL according to EN 13849-1: e Maximum achievable SIL according to IEC 61508: 3 Successor: 3SK1111-2AW20 | - | 0 | 7
3TK2820-2AL20 |  | 3TK2820-2AL20 | 1 | UN | 1 | 15 | C | D | EAR99 | N | 85364900 | 1 | 4011209840584 | 0.324 | KG | 388.8 | 388.8 | CP17 | CP17 | SIRIUS safety relay with relay enabling circuits (EC) 230 V AC, 22.5 mm Spring-type terminal Basic device Auto-start, monitored start EC instantaneous: 3 NO EC delayed: 0 NO SC: 1NC max. error category EN 13849-1: 4 Maximum achievable PL according to EN 13849-1: e Maximum achievable SIL according to IEC 61508: 3 | - | 0 | 7
3TK2821-1CB30 |  | 3TK2821-1CB30 | 1 | UN | 1 | 15 | C | D | EAR99 | N | 85364900 | 1 | 4011209380622 | 0.247 | KG | 306 | 306 | CP17 | CP17 | SIRIUS safety relay with relay enabling circuits (EC) 24 V AC/DC, 22.5 mm Screw terminal EC instantaneous: 3 NO EC delayed: 0 NO SC: 1NC Autostart/manual start Basic device Maximum achieved SIL: 1, PL: c as expansion unit up to maximum achieved SIL: 3, PL: e | - | 0 | 7
3TK2821-1CB30-0FB0 |  | 3TK2821-1CB30-0FB0 | 1 | UN | 1 | 15 | C | D | N | N | 85364190 | 1 | 4011209389557 | 0.249 | KG | 358.2 | 358.2 | CP17 | CP17 | SIRIUS safety relay with relay enabling circuits (EC) 24 V AC/DC, 22.5 mm Screw terminal EC instantaneous: 3 NO EC delayed: 0 NO SC: 1NC AUTOSTART Basic device Maximum category achieved EN 954-1: 3 ABB 1SAR501031R0001 | - | 0 | 7
3TK2821-2CB30 |  | 3TK2821-2CB30 | 1 | UN | 1 | 15 | C | D | N | N | 85364900 | 1 | 4011209445314 | 0.24 | KG | 315.9 | 315.9 | CP17 | CP17 | SIRIUS safety relay with relay enabling circuits (EC) 24 V AC/DC, 22.5 mm Spring-type terminal EC instantaneous: 3 NO EC delayed: 0 NO SC: 1NC Autostart/manual start Basic device Maximum achieved SIL: 1, PL: c as expansion unit up to maximum achieved SIL: 3, PL: e | - | 0 | 7
3TK2821-2CB30-Z | W95 | 3TK2821-2CB30-ZW95 | 1 | UN | 1 | 10 | C | D | N | N | 85364900 | 113 | 4047621007632 | 0.24 | KG | 315.9 | 315.9 | CP17 | CP17 | !!! Phased-out product !!! SIRIUS safety relay with relay enabling circuits (EC) 24 V AC/DC, 22.5 mm Spring-type terminal Packing quantity = 113 units | - | 0 | 9
3TK2821-2CB30-Z | W96 | 3TK2821-2CB30-ZW96 | 1 | UN | 1 | 10 | C | D | N | N | 85364900 | 52 | 4047621042497 | 0.24 | KG | 315.9 | 315.9 | CP17 | CP17 | !!! Phased-out product !!! SIRIUS safety relay with relay enabling circuits (EC) 24 V AC/DC, 22.5 mm Spring-type terminal Multi-unit packaging Packing quantity = 52 units | - | 0 | 7
3TK2821-2CB30-Z | X95 | 3TK2821-2CB30-ZX95 | 1 | UN | 1 | 15 | C | D | N | N | 85364190 | 113 | 4011209563872 | 0.195 | KG | 315.9 | 315.9 | CP17 | CP17 | !!! Phased-out product !!! SIRIUS safety relay with relay enabling circuits (EC) 24 V AC/DC, 22.5 mm Spring-type terminal Reusable packaging Packing quantity = 113 units | - | 0 | 7
3TK2822-1CB30 |  | 3TK2822-1CB30 | 1 | UN | 1 | 15 | C | D | EAR99 | N | 85364900 | 1 | 4011209380639 | 0.244 | KG | 301.5 | 301.5 | CP17 | CP17 | SIRIUS safety relay with relay enabling circuits (EC) 24 V AC/DC, 22.5 mm Screw terminal EC instantaneous: 2 NO EC delayed: 0 NO SC: 0 NC AUTOSTART Basic device Maximum achieved SIL: 3, PL: e | - | 0 | 7
3TK2822-1CB30-0FB0 |  | 3TK2822-1CB30-0FB0 | 1 | UN | 1 | 15 | C | D | N | N | 85364190 | 1 | 4011209389564 | 0.238 | KG | 353.7 | 353.7 | CP17 | CP17 | SIRIUS safety relay with relay enabling circuits (EC) 24 V AC/DC, 22.5 mm Screw terminal EC instantaneous: 2 NO EC delayed: 0 NO SC: 0 NC AUTOSTART Basic device Maximum category achieved EN 954-1: 4 ABB 1SAR501120R0001 | - | 0 | 7
3TK2822-2CB30 |  | 3TK2822-2CB30 | 1 | UN | 1 | 15 | C | D | N | N | 85364900 | 1 | 4011209445321 | 0.237 | KG | 312.3 | 312.3 | CP17 | CP17 | SIRIUS safety relay with relay enabling circuits (EC) 24 V AC/DC, 22.5 mm Spring-type terminal EC instantaneous: 2 NO EC delayed: 0 NO SC: 0 NC AUTOSTART Basic device Maximum achieved SIL: 3, PL: e | - | 0 | 7
3TK2823-1CB30 |  | 3TK2823-1CB30 | 1 | UN | 1 | 15 | C | D | EAR99 | N | 85364900 | 1 | 4011209380660 | 0.244 | KG | 301.5 | 301.5 | CP17 | CP17 | SIRIUS safety relay with relay enabling circuits (EC) 24 V AC/DC, 22.5 mm Screw terminal EC instantaneous: 2 NO EC delayed: 0 NO SC: 0 NC monitored start Basic device Maximum achieved SIL: 3, PL: e | - | 0 | 7
3TK2823-1CB30-0FB0 |  | 3TK2823-1CB30-0FB0 | 1 | UN | 1 | 15 | C | D | N | N | 85364190 | 1 | 4011209389571 | 0.245 | KG | 353.7 | 353.7 | CP17 | CP17 | SIRIUS safety relay with relay enabling circuits (EC) 24 V AC/DC, 22.5 mm Screw terminal EC instantaneous: 2 NO EC delayed: 0 NO SC: 0 NC monitored start Basic device Maximum category achieved EN 954-1: 4 ABB 1SAR501220R0001 | - | 0 | 7
3TK2823-2CB30 |  | 3TK2823-2CB30 | 1 | UN | 1 | 15 | C | D | N | N | 85364900 | 1 | 4011209445338 | 0.235 | KG | 312.3 | 312.3 | CP17 | CP17 | SIRIUS safety relay with relay enabling circuits (EC) 24 V AC/DC, 22.5 mm Spring-type terminal EC instantaneous: 2 NO EC delayed: 0 NO SC: 0 NC monitored start Basic device Maximum achieved SIL: 3, PL: e | - | 0 | 7
3TK2824-1AJ20 |  | 3TK2824-1AJ20 | 1 | UN | 1 | 15 | C | D | N | N | 85364900 | 1 | 4011209534308 | 0.274 | KG | 261.9 | 261.9 | CP17 | CP17 | SIRIUS safety relay with relay enabling circuits (EC) 115V AC, 22.5 mm Screw terminal EC instantaneous: 2 NO EC delayed: 0 NO SC: 0 NC AUTOSTART Basic device Maximum achieved SIL: 1, PL: c | - | 0 | 7
3TK2824-1AJ20-0FB0 |  | 3TK2824-1AJ20-0FB0 | 1 | UN | 1 | 15 | C | D | N | N | 85364900 | 1 |  | 0.273 | KG | 307.8 | 307.8 | CP17 | CP17 | SIRIUS safety relay with relay enabling circuits (EC) 115V AC, 22.5 mm Screw terminal EC instantaneous: 2 NO EC delayed: 0 NO SC: 0 NC AUTOSTART Basic device Maximum category achieved EN 954-1: 3 ABB 1SAR501020R0004 | - | 0 | 7
3TK2824-1AL20 |  | 3TK2824-1AL20 | 1 | UN | 1 | 15 | C | D | N | N | 85364900 | 1 | 4011209534292 | 0.274 | KG | 261.9 | 261.9 | CP17 | CP17 | SIRIUS safety relay with relay enabling circuits (EC) 230 V AC, 22.5 mm Screw terminal EC instantaneous: 2 NO EC delayed: 0 NO SC: 0 NC AUTOSTART Basic device Maximum achieved SIL: 1, PL: c | - | 0 | 7
3TK2824-1AL20-0FB0 |  | 3TK2824-1AL20-0FB0 | 1 | UN | 1 | 15 | C | D | N | N | 85364900 | 1 |  | 0.272 | KG | 307.8 | 307.8 | CP17 | CP17 | SIRIUS safety relay with relay enabling circuits (EC) 230 V AC, 22.5 mm Screw terminal EC instantaneous: 2 NO EC delayed: 0 NO SC: 0 NC AUTOSTART Basic device Maximum category achieved EN 954-1: 3 ABB 1SAR501020R0005 | - | 0 | 7
3TK2824-1BB40 |  | 3TK2824-1BB40 | 1 | UN | 1 | 15 | C | D | EAR99 | N | 85364900 | 1 | 4011209380646 | 0.245 | KG | 235.8 | 235.8 | CP17 | CP17 | SIRIUS safety relay with relay enabling circuits (EC) 24 V DC, 22.5 mm Screw terminal EC instantaneous: 2 NO EC delayed: 0 NO SC: 0 NC AUTOSTART Basic device Maximum achieved SIL: 1, PL: c | - | 0 | 7
3TK2824-1BB40-0FB0 |  | 3TK2824-1BB40-0FB0 | 1 | UN | 1 | 15 | C | D | N | N | 85364190 | 1 |  | 0.239 | KG | 276.3 | 276.3 | CP17 | CP17 | SIRIUS safety relay with relay enabling circuits (EC) 24 V DC, 22.5 mm Screw terminal EC instantaneous: 2 NO EC delayed: 0 NO SC: 0 NC AUTOSTART Basic device Maximum category achieved EN 954-1: 3 ABB 1SAR501020R0003 | - | 0 | 7
3TK2824-1CB30 |  | 3TK2824-1CB30 | 1 | UN | 1 | 15 | C | D | EAR99 | N | 85364900 | 1 | 4011209380653 | 0.242 | KG | 256.5 | 256.5 | CP17 | CP17 | SIRIUS safety relay with relay enabling circuits (EC) 24 V AC/DC, 22.5 mm Screw terminal EC instantaneous: 2 NO EC delayed: 0 NO SC: 0 NC AUTOSTART Basic device Maximum achieved SIL: 1, PL: c | - | 0 | 7
3TK2824-1CB30-0FB0 |  | 3TK2824-1CB30-0FB0 | 1 | UN | 1 | 15 | C | D | N | N | 85364190 | 1 | 4011209389588 | 0.247 | KG | 301.5 | 301.5 | CP17 | CP17 | SIRIUS safety relay with relay enabling circuits (EC) 24 V AC/DC, 22.5 mm Screw terminal EC instantaneous: 2 NO EC delayed: 0 NO SC: 0 NC AUTOSTART Basic device Maximum category achieved EN 954-1: 3 ABB 1SAR501020R0001 | - | 0 | 7
3TK2824-2AJ20 |  | 3TK2824-2AJ20 | 1 | UN | 1 | 15 | C | D | N | N | 85364900 | 1 | 4011209534322 | 0.263 | KG | 270.9 | 270.9 | CP17 | CP17 | SIRIUS safety relay with relay enabling circuits (EC) 115V AC, 22.5 mm Spring-type terminal EC instantaneous: 2 NO EC delayed: 0 NO SC: 0 NC AUTOSTART Basic device Maximum achieved SIL: 1, PL: c | - | 0 | 7
3TK2824-2AL20 |  | 3TK2824-2AL20 | 1 | UN | 1 | 15 | C | D | N | N | 85364900 | 1 | 4011209534315 | 0.41 | KG | 270.9 | 270.9 | CP17 | CP17 | SIRIUS safety relay with relay enabling circuits (EC) 230 V AC, 22.5 mm Spring-type terminal EC instantaneous: 2 NO EC delayed: 0 NO SC: 0 NC AUTOSTART Basic device Maximum achieved SIL: 1, PL: c | - | 0 | 7
3TK2824-2BB40 |  | 3TK2824-2BB40 | 1 | UN | 1 | 15 | C | D | N | N | 85364900 | 1 | 4011209445291 | 0.235 | KG | 248.4 | 248.4 | CP17 | CP17 | SIRIUS safety relay with relay enabling circuits (EC) 24 V DC, 22.5 mm Spring-type terminal EC instantaneous: 2 NO EC delayed: 0 NO SC: 0 NC AUTOSTART Basic device Maximum achieved SIL: 1, PL: c | - | 0 | 7
3TK2824-2CB30 |  | 3TK2824-2CB30 | 1 | UN | 1 | 15 | C | D | N | N | 85364900 | 1 | 4011209445307 | 0.222 | KG | 262.8 | 262.8 | CP17 | CP17 | SIRIUS safety relay with relay enabling circuits (EC) 24 V AC/DC, 22.5 mm Spring-type terminal EC instantaneous: 2 NO EC delayed: 0 NO SC: 0 NC AUTOSTART Basic device Maximum achieved SIL: 1, PL: c | - | 0 | 7
3TK2825-1AB20 |  | 3TK2825-1AB20 | 1 | UN | 1 | 15 | C | D | N | N | 85364900 | 1 | 4011209380806 | 0.45 | KG | 421.2 | 421.2 | CP17 | CP17 | SIRIUS safety relay with relay enabling circuits (EC) 24 V AC, 45 mm overall width Screw terminal EC instantaneous: 3 NO EC delayed: 0 NO SC: 2 NC Autostart/monitored start Basic device Maximum achieved SIL: 3, PL: e | - | 0 | 7
3TK2825-1AB20-0FB0 |  | 3TK2825-1AB20-0FB0 | 1 | UN | 1 | 15 | C | D | N | N | 85364190 | 1 | 4011209389632 | 0.383 | KG | 494.1 | 494.1 | CP17 | CP17 | SIRIUS safety relay with relay enabling circuits (EC) 24 V AC, 45 mm overall width Screw terminal EC instantaneous: 3 NO EC delayed: 0 NO SC: 2 NC Autostart/monitored start Basic device Maximum category achieved EN 954-1: 4 ABB 1SAR501032R0002 | - | 0 | 7
3TK2825-1AJ20 |  | 3TK2825-1AJ20 | 1 | UN | 1 | 15 | C | D | N | N | 85364900 | 1 | 4011209380677 | 0.495 | KG | 421.2 | 421.2 | CP17 | CP17 | SIRIUS safety relay with relay enabling circuits (EC) 115 V AC, 45 mm overall width Screw terminal EC instantaneous: 3 NO EC delayed: 0 NO SC: 2 NC Autostart/monitored start Basic device Maximum achieved SIL: 3, PL: E | - | 0 | 7
3TK2825-1AJ20-0FB0 |  | 3TK2825-1AJ20-0FB0 | 1 | UN | 1 | 15 | C | D | N | N | 85364900 | 1 | 4011209389618 | 0.516 | KG | 494.1 | 494.1 | CP17 | CP17 | SIRIUS safety relay with relay enabling circuits (EC) 115 V AC, 45 mm overall width Screw terminal EC instantaneous: 3 NO EC delayed: 0 NO SC: 2 NC Autostart/monitored start Basic device Maximum category achieved EN 954-1: 4 ABB 1SAR501032R0004 | - | 0 | 7
3TK2825-1AL20 |  | 3TK2825-1AL20 | 1 | UN | 1 | 15 | C | D | N | N | 85364900 | 1 | 4011209380684 | 0.501 | KG | 421.2 | 421.2 | CP17 | CP17 | SIRIUS safety relay with relay enabling circuits (EC) 230 V AC, 45 mm overall width Screw terminal EC instantaneous: 3 NO EC delayed: 0 NO SC: 2 NC Autostart/monitored start Basic device Maximum achieved SIL: 3, PL: E | - | 0 | 7
3TK2825-1AL20-0FB0 |  | 3TK2825-1AL20-0FB0 | 1 | UN | 1 | 15 | C | D | N | N | 85364900 | 1 | 4011209389625 | 0.513 | KG | 494.1 | 494.1 | CP17 | CP17 | SIRIUS safety relay with relay enabling circuits (EC) 230 V AC, 45 mm overall width Screw terminal EC instantaneous: 3 NO EC delayed: 0 NO SC: 2 NC Autostart/monitored start Basic device Maximum category achieved EN 954-1: 4 ABB 1SAR501032R0005 | - | 0 | 7
3TK2825-1BB40 |  | 3TK2825-1BB40 | 1 | UN | 1 | 15 | C | D | N | N | 85364900 | 1 | 4011209380691 | 0.404 | KG | 421.2 | 421.2 | CP17 | CP17 | SIRIUS safety relay with relay enabling circuits (EC) 24 V DC, 45 mm overall width Screw terminal EC instantaneous: 3 NO EC delayed: 0 NO SC: 2 NC Autostart/monitored start Basic device Maximum achieved SIL: 3, PL: E | - | 0 | 7
3TK2825-1BB40-0FB0 |  | 3TK2825-1BB40-0FB0 | 1 | UN | 1 | 15 | C | D | N | N | 85364190 | 1 | 4011209389601 | 0.416 | KG | 494.1 | 494.1 | CP17 | CP17 | SIRIUS safety relay with relay enabling circuits (EC) 24 V DC, 45 mm overall width Screw terminal EC instantaneous: 3 NO EC delayed: 0 NO SC: 2 NC Autostart/monitored start Basic device Maximum category achieved EN 954-1: 4 ABB 1SAR501032R0003 | - | 0 | 7
3TK2825-2AB20 |  | 3TK2825-2AB20 | 1 | UN | 1 | 15 | C | D | N | N | 85364900 | 1 | 4011209445383 | 0.38 | KG | 446.4 | 446.4 | CP17 | CP17 | SIRIUS safety relay with relay enabling circuits (EC) 24 V AC, 45 mm overall width Spring-type terminal EC instantaneous: 3 NO EC delayed: 0 NO SC: 2 NC Autostart/monitored start Basic device Maximum achieved SIL: 3, PL: e | - | 0 | 7
3TK2825-2AJ20 |  | 3TK2825-2AJ20 | 1 | UN | 1 | 15 | C | D | N | N | 85364900 | 1 | 4011209445369 | 0.472 | KG | 446.4 | 446.4 | CP17 | CP17 | SIRIUS safety relay with relay enabling circuits (EC) 115 V AC, 45 mm overall width Spring-type terminal EC instantaneous: 3 NO EC delayed: 0 NO SC: 2 NC Autostart/monitored start Basic device Maximum achieved SIL: 3, PL: e | - | 0 | 7
3TK2825-2AL20 |  | 3TK2825-2AL20 | 1 | UN | 1 | 15 | C | D | N | N | 85364900 | 1 | 4011209445376 | 0.484 | KG | 446.4 | 446.4 | CP17 | CP17 | SIRIUS safety relay with relay enabling circuits (EC) 230 V AC, 45 mm overall width Spring-type terminal EC instantaneous: 3 NO EC delayed: 0 NO SC: 2 NC Autostart/monitored start Basic device Maximum achieved SIL: 3, PL: e | - | 0 | 7
3TK2825-2BB40 |  | 3TK2825-2BB40 | 1 | UN | 1 | 15 | C | D | N | N | 85364900 | 1 | 4011209445352 | 0.386 | KG | 446.4 | 446.4 | CP17 | CP17 | SIRIUS safety relay with relay enabling circuits (EC) 24 V DC, 45 mm overall width Spring-type terminal EC instantaneous: 3 NO EC delayed: 0 NO SC: 2 NC Autostart/monitored start Basic device Maximum achieved SIL: 3, PL: e | - | 0 | 7
3TK2826-0DA00-0HA0 |  | 3TK2826-0DA00-0HA0 | 1 | UN | 1 | 5 | B | D | N | N | 85389099 | 5 | 4011209702639 | 0.003 | KG | 5.36 | 5.36 | CP17 | CP17 | !!! Phased-out product !!! The successor product is 3ZY1321-2AA00 for 3SK SIRIUS safety relay Sealable cover cap for 3TK2826 | - | 0 | 7
3TK2826-1BB40 |  | 3TK2826-1BB40 | 1 | UN | 1 | 15 | C | D | N | N | 85364900 | 1 | 4011209674196 | 0.383 | KG | 443.7 | 443.7 | CP17 | CP17 | !!! Phased-out product !!! The successor product series is 3SK2 (see FAQ 109741483) SIRIUS safety relay with relay enabling circuits (EC) 24 V DC, 45 mm screw terminal EC instantaneous: 4 NO EC delayed: 0 SC: 3 Switch with 8 functions Basic device Maximum achievable PL according to EN 13849-1: Maximum achievable SIL according to IEC 61508: 3 | - | 0 | 7
3TK2826-1BB41 |  | 3TK2826-1BB41 | 1 | UN | 1 | 15 | C | D | EAR99 | N | 85364900 | 1 | 4011209722958 | 0.42 | KG | 600.3 | 600.3 | CP17 | CP17 | !!! Phased-out product !!! The successor product series is 3SK2 (see FAQ 109741483) SIRIUS safety relay with relay enabling circuits (EC) 24 V DC, 45 mm screw terminal EC instantaneous: 2 NO EC delayed: 2 SC: 4 Switch with 8 functions Basic device Maximum achievable PL according to EN 13849-1: Maximum achievable SIL according to IEC 61508: 3 | - | 0 | 7
3TK2826-1BB42 |  | 3TK2826-1BB42 | 1 | UN | 1 | 15 | C | D | EAR99 | N | 85364900 | 1 | 4011209722972 | 0.421 | KG | 600.3 | 600.3 | CP17 | CP17 | !!! Phased-out product !!! The successor product series is 3SK2 (see FAQ 109741483) SIRIUS safety relay with relay enabling circuits (EC) 24 V DC, 45 mm screw terminal EC instantaneous: 2 NO EC delayed: 2 SC: 4 Switch with 8 functions Basic device Maximum achievable PL according to EN 13849-1: Maximum achievable SIL according to IEC 61508: 3 | - | 0 | 7
3TK2826-1BB44 |  | 3TK2826-1BB44 | 1 | UN | 1 | 15 | C | D | EAR99 | N | 85364900 | 1 | 4011209722989 | 0.415 | KG | 600.3 | 600.3 | CP17 | CP17 | !!! Phased-out product !!! The successor product series is 3SK2 (see FAQ 109741483) SIRIUS safety relay with relay enabling circuits (EC) 24 V DC, 45 mm screw terminal EC instantaneous: 2 NO EC delayed: 2 SC: 4 Switch with 8 functions Basic device Maximum achievable PL according to EN 13849-1: Maximum achievable SIL according to IEC 61508: 3 | - | 0 | 7
3TK2826-1CW30 |  | 3TK2826-1CW30 | 1 | UN | 1 | 2 | A | D | N | N | 85364900 | 1 | 4011209674219 | 0.41 | KG | 457.2 | 457.2 | CP17 | CP17 | !!! Phased-out product !!! The successor product series is 3SK2 (see FAQ 109741483) SIRIUS safety relay with relay enabling circuits (EC) 24...240 V UC, 45 mm overall width screw terminal EC instantaneous: 4 NO EC delayed: 0 SC: 2 Switch with 8 functions Basic device Maximum achievable PL according to EN 13849-1: Maximum achievable SIL according to IEC 61508: 3 | - | 0 | 9
3TK2826-1CW31 |  | 3TK2826-1CW31 | 1 | UN | 1 | 15 | C | D | EAR99 | N | 85364900 | 1 | 4011209722996 | 0.46 | KG | 613.8 | 613.8 | CP17 | CP17 | !!! Phased-out product !!! The successor product series is 3SK2 (see FAQ 109741483) SIRIUS safety relay with relay enabling circuits (EC) 24...240 V UC, 45 mm overall width screw terminal EC instantaneous: 2 NO EC delayed: 2 SC: 3 Switch with 8 functions Basic device Maximum achievable PL according to EN 13849-1: Maximum achievable SIL according to IEC 61508: 3 | - | 0 | 7
3TK2826-1CW32 |  | 3TK2826-1CW32 | 1 | UN | 1 | 15 | C | D | EAR99 | N | 85364900 | 1 | 4011209723009 | 0.45 | KG | 613.8 | 613.8 | CP17 | CP17 | !!! Phased-out product !!! The successor product series is 3SK2 (see FAQ 109741483) SIRIUS safety relay with relay enabling circuits (EC) 24...240 V UC, 45 mm overall width screw terminal EC instantaneous: 2 NO EC delayed: 2 SC: 3 Switch with 8 functions Basic device Maximum achievable PL according to EN 13849-1: Maximum achievable SIL according to IEC 61508: 3 | - | 0 | 7
3TK2826-1CW34 |  | 3TK2826-1CW34 | 1 | UN | 1 | 15 | C | D | EAR99 | N | 85364900 | 1 | 4011209723016 | 0.47 | KG | 613.8 | 613.8 | CP17 | CP17 | !!! Phased-out product !!! The successor product series is 3SK2 (see FAQ 109741483) SIRIUS safety relay with relay enabling circuits (EC) 24...240 V UC, 45 mm overall width screw terminal EC instantaneous: 2 NO EC delayed: 2 SC: 3 Switch with 8 functions Basic device Maximum achievable PL according to EN 13849-1: Maximum achievable SIL according to IEC 61508: 3 | - | 0 | 7
3TK2826-2BB40 |  | 3TK2826-2BB40 | 1 | UN | 1 | 15 | C | D | N | N | 85364900 | 1 | 4011209674202 | 0.37 | KG | 457.2 | 457.2 | CP17 | CP17 | !!! Phased-out product !!! The successor product series is 3SK2 (see FAQ 109741483) SIRIUS safety relay with relay enabling circuits (EC) 24 V DC, 45 mm Spring-type terminal EC instantaneous: 4 NO EC delayed: 0 SC: 3 Switch with 8 functions Basic device Maximum achievable PL according to EN 13849-1: Maximum achievable SIL according to IEC 61508: 3 | - | 0 | 7
3TK2826-2BB41 |  | 3TK2826-2BB41 | 1 | UN | 1 | 15 | C | D | EAR99 | N | 85364900 | 1 | 4011209723023 | 0.4 | KG | 613.8 | 613.8 | CP17 | CP17 | !!! Phased-out product !!! The successor product series is 3SK2 (see FAQ 109741483) SIRIUS safety relay with relay enabling circuits (EC) 24 V DC, 45 mm Spring-type terminal EC instantaneous: 2 NO EC delayed: 2 SC: 4 Switch with 8 functions Basic device Maximum achievable PL according to EN 13849-1: Maximum achievable SIL according to IEC 61508: 3 | - | 0 | 7
3TK2826-2BB42 |  | 3TK2826-2BB42 | 1 | UN | 1 | 15 | C | D | EAR99 | N | 85364900 | 1 | 4011209723030 | 0.42 | KG | 613.8 | 613.8 | CP17 | CP17 | !!! Phased-out product !!! The successor product series is 3SK2 (see FAQ 109741483) SIRIUS safety relay with relay enabling circuits (EC) 24 V DC, 45 mm Spring-type terminal EC instantaneous: 2 NO EC delayed: 2 SC: 4 Switch with 8 functions Basic device Maximum achievable PL according to EN 13849-1: Maximum achievable SIL according to IEC 61508: 3 | - | 0 | 7
3TK2826-2BB44 |  | 3TK2826-2BB44 | 1 | UN | 1 | 15 | C | D | EAR99 | N | 85364900 | 1 | 4011209723047 | 0.404 | KG | 613.8 | 613.8 | CP17 | CP17 | !!! Phased-out product !!! The successor product series is 3SK2 (see FAQ 109741483) SIRIUS safety relay with relay enabling circuits (EC) 24 V DC, 45 mm Spring-type terminal EC instantaneous: 2 NO EC delayed: 2 SC: 4 Switch with 8 functions Basic device Maximum achievable PL according to EN 13849-1: Maximum achievable SIL according to IEC 61508: 3 | - | 0 | 7
3TK2826-2CW30 |  | 3TK2826-2CW30 | 1 | UN | 1 | 15 | C | D | N | N | 85364900 | 1 | 4011209674226 | 0.39 | KG | 474.3 | 474.3 | CP17 | CP17 | !!! Phased-out product !!! The successor product series is 3SK2 (see FAQ 109741483) SIRIUS safety relay with relay enabling circuits (EC) 24...240 V UC, 45 mm overall width Spring-type terminal EC instantaneous: 4 NO EC delayed: 0 SC: 2 Switch with 8 functions Basic device Maximum achievable PL according to EN 13849-1: Maximum achievable SIL according to IEC 61508: 3 | - | 0 | 7
3TK2826-2CW31 |  | 3TK2826-2CW31 | 1 | UN | 1 | 15 | C | D | EAR99 | N | 85364900 | 1 | 4011209723054 | 0.428 | KG | 633.6 | 633.6 | CP17 | CP17 | !!! Phased-out product !!! The successor product series is 3SK2 (see FAQ 109741483) SIRIUS safety relay with relay enabling circuits (EC) 24...240 V UC, 45 mm overall width Spring-type terminal EC instantaneous: 2 NO EC delayed: 2 SC: 3 Switch with 8 functions Basic device Maximum achievable PL according to EN 13849-1: Maximum achievable SIL according to IEC 61508: 3 | - | 0 | 7
3TK2826-2CW32 |  | 3TK2826-2CW32 | 1 | UN | 1 | 15 | C | D | EAR99 | N | 85364900 | 1 | 4011209723061 | 0.41 | KG | 633.6 | 633.6 | CP17 | CP17 | !!! Phased-out product !!! The successor product series is 3SK2 (see FAQ 109741483) SIRIUS safety relay with relay enabling circuits (EC) 24...240 V UC, 45 mm overall width Spring-type terminal EC instantaneous: 2 NO EC delayed: 2 SC: 3 Switch with 8 functions Basic device Maximum achievable PL according to EN 13849-1: Maximum achievable SIL according to IEC 61508: 3 | - | 0 | 7
3TK2826-2CW34 |  | 3TK2826-2CW34 | 1 | UN | 1 | 15 | C | D | EAR99 | N | 85364900 | 1 | 4011209723078 | 0.438 | KG | 633.6 | 633.6 | CP17 | CP17 | !!! Phased-out product !!! The successor product series is 3SK2 (see FAQ 109741483) SIRIUS safety relay with relay enabling circuits (EC) 24...240 V UC, 45 mm overall width Spring-type terminal EC instantaneous: 2 NO EC delayed: 2 SC: 3 Switch with 8 functions Basic device Maximum achievable PL according to EN 13849-1: Maximum achievable SIL according to IEC 61508: 3 | - | 0 | 7
3TK2827-1AB20 |  | 3TK2827-1AB20 | 1 | UN | 1 | 15 | C | D | N | N | 85364900 | 1 | 4011209385719 | 0.477 | KG | 588.6 | 588.6 | CP17 | CP17 | SIRIUS safety relay with relay enabling circuits (EC) 24 V AC, 45 mm overall width Screw terminal EC instantaneous: 2 NO EC delayed: 2NO, 0.5...30 s SC: 1NC monitored start Basic device Maximum achieved SIL: 3/2, PL: e/d | - | 0 | 7
3TK2827-1AB20-0FB0 |  | 3TK2827-1AB20-0FB0 | 1 | UN | 1 | 15 | C | D | N | N | 85364190 | 1 | 4011209389731 | 0.468 | KG | 691.2 | 691.2 | CP17 | CP17 | SIRIUS safety relay with relay enabling circuits (EC) 24 V AC, 45 mm overall width Screw terminal EC instantaneous: 2 NO EC delayed: 2NO, 0.5...30 s SC: 1NC monitored start Basic device Maximum category achieved EN 954-1: 4 ABB 1SAR503041R0002 | - | 0 | 7
3TK2827-1AB21 |  | 3TK2827-1AB21 | 1 | UN | 1 | 15 | C | D | N | N | 85364900 | 1 | 4011209449251 | 0.46 | KG | 588.6 | 588.6 | CP17 | CP17 | SIRIUS safety relay with relay enabling circuits (EC) 24 V AC, 45 mm overall width Screw terminal EC instantaneous: 2 NO EC delayed: 2NO, 0.05...3 s SC: 1NC monitored start Basic device Maximum achieved SIL: 3/2, PL: e/d | - | 0 | 7
3TK2827-1AB21-0FB0 |  | 3TK2827-1AB21-0FB0 | 1 | UN | 1 | 15 | C | D | N | N | 85364190 | 1 | 4011209516816 | 0.505 | KG | 588.6 | 588.6 | CP17 | CP17 | SIRIUS safety relay with relay enabling circuits (EC) 24 V AC, 45 mm overall width Screw terminal EC instantaneous: 2 NO EC delayed: 2NO, 0.05...3 s SC: 1NC monitored start Basic device Maximum category achieved EN 954-1: 4 ABB 1SAR533241R0002 | - | 0 | 9
3TK2827-1AJ20 |  | 3TK2827-1AJ20 | 1 | UN | 1 | 15 | C | D | N | N | 85364900 | 1 | 4011209380707 | 0.62 | KG | 605.7 | 605.7 | CP17 | CP17 | SIRIUS safety relay with relay enabling circuits (EC) 115 V AC, 45 mm overall width Screw terminal EC instantaneous: 2 NO EC delayed: 2NO, 0.5...30 s SC: 1NC monitored start Basic device Maximum achieved SIL: 3/2, PL: e/d | - | 0 | 7
3TK2827-1AJ20-0FB0 |  | 3TK2827-1AJ20-0FB0 | 1 | UN | 1 | 15 | C | D | N | N | 85364900 | 1 | 4011209389670 | 0.659 | KG | 711.9 | 711.9 | CP17 | CP17 | SIRIUS safety relay with relay enabling circuits (EC) 115 V AC, 45 mm overall width Screw terminal EC instantaneous: 2 NO EC delayed: 2NO, 0.5...30 s SC: 1NC monitored start Basic device Maximum category achieved EN 954-1: 4 ABB 1SAR503041R0004 | - | 0 | 7
3TK2827-1AJ21 |  | 3TK2827-1AJ21 | 1 | UN | 1 | 15 | C | D | N | N | 85364900 | 1 | 4011209449237 | 0.63 | KG | 605.7 | 605.7 | CP17 | CP17 | SIRIUS safety relay with relay enabling circuits (EC) 115 V AC, 45 mm overall width Screw terminal EC instantaneous: 2 NO EC delayed: 2NO, 0.05...3 s SC: 1NC monitored start Basic device Maximum achieved SIL: 3/2, PL: e/d | - | 0 | 7
3TK2827-1AJ21-0FB0 |  | 3TK2827-1AJ21-0FB0 | 1 | UN | 1 | 15 | C | D | N | N | 85364900 | 1 | 4011209516823 | 0.623 | KG | 711.9 | 711.9 | CP17 | CP17 | SIRIUS safety relay with relay enabling circuits (EC) 115 V AC, 45 mm overall width Screw terminal EC instantaneous: 2 NO EC delayed: 2NO, 0.05...3 s SC: 1NC monitored start Basic device Maximum category achieved EN 954-1: 4 ABB 1SAR533241R0004 | - | 0 | 7
3TK2827-1AL20 |  | 3TK2827-1AL20 | 1 | UN | 1 | 15 | C | D | N | N | 85364900 | 1 | 4011209380714 | 0.615 | KG | 605.7 | 605.7 | CP17 | CP17 | !!! Phased-out product !!! The preferred successor is 3SK1121-1CB42 (24 V !) + 3SK1230-1AW20 SIRIUS safety relay With relay enabling circuits (EC) 230 V AC, 45 mm Screw terminal EC instantaneous: 2 NO EC delayed: 2 NO, 0.5...30 s SC: 1 NC monitored start Basic unit Maximum achieved SIL: 3/2, PL: e/d | - | 0 | 7
3TK2827-1AL20-0FB0 |  | 3TK2827-1AL20-0FB0 | 1 | UN | 1 | 15 | C | D | N | N | 85364900 | 1 | 4011209389694 | 0.605 | KG | 605.7 | 605.7 | CP17 | CP17 | SIRIUS safety relay with relay enabling circuits (EC) 230 V AC, 45 mm overall width Screw terminal EC instantaneous: 2 NO EC delayed: 2NO, 0.5...30 s SC: 1NC monitored start Basic device Maximum category achieved EN 954-1: 4 ABB 1SAR503041R0005 | - | 0 | 9
3TK2827-1AL21 |  | 3TK2827-1AL21 | 1 | UN | 1 | 15 | C | D | N | N | 85364900 | 1 | 4011209449244 | 0.607 | KG | 605.7 | 605.7 | CP17 | CP17 | SIRIUS safety relay with relay enabling circuits (EC) 230 V AC, 45 mm overall width Screw terminal EC instantaneous: 2 NO EC delayed: 2NO, 0.05...3 s SC: 1NC monitored start Basic device Maximum achieved SIL: 3/2, PL: e/d | - | 0 | 7
3TK2827-1AL21-0FB0 |  | 3TK2827-1AL21-0FB0 | 1 | UN | 1 | 15 | C | D | N | N | 85364900 | 1 | 4011209516830 | 0.626 | KG | 711.9 | 711.9 | CP17 | CP17 | SIRIUS safety relay with relay enabling circuits (EC) 230 V AC, 45 mm overall width Screw terminal EC instantaneous: 2 NO EC delayed: 2NO, 0.05...3 s SC: 1NC monitored start Basic device Maximum category achieved EN 954-1: 4 ABB 1SAR533241R0005 | - | 0 | 7
3TK2827-1BB40 |  | 3TK2827-1BB40 | 1 | UN | 1 | 15 | C | D | N | N | 85364900 | 1 | 4011209385702 | 0.457 | KG | 588.6 | 588.6 | CP17 | CP17 | SIRIUS safety relay with relay enabling circuits (EC) 24 V DC, 45 mm overall width Screw terminal EC instantaneous: 2 NO EC delayed: 2NO, 0.5...30 s SC: 1NC monitored start Basic device Maximum achieved SIL: 3/2, PL: e/d | - | 0 | 7
3TK2827-1BB40-0FB0 |  | 3TK2827-1BB40-0FB0 | 1 | UN | 1 | 15 | C | D | N | N | 85364190 | 1 | 4011209389649 | 0.449 | KG | 588.6 | 588.6 | CP17 | CP17 | SIRIUS safety relay with relay enabling circuits (EC) 24 V DC, 45 mm overall width Screw terminal EC instantaneous: 2 NO EC delayed: 2NO, 0.5...30 s SC: 1NC monitored start Basic device Maximum category achieved EN 954-1: 4 | - | 0 | 9
3TK2827-1BB41 |  | 3TK2827-1BB41 | 1 | UN | 1 | 15 | C | D | N | N | 85364900 | 1 | 4011209449220 | 0.457 | KG | 588.6 | 588.6 | CP17 | CP17 | SIRIUS safety relay with relay enabling circuits (EC) 24 V DC, 45 mm overall width Screw terminal EC instantaneous: 2 NO EC delayed: 2NO, 0.05...3 s SC: 1NC monitored start Basic device Maximum achieved SIL: 3/2, PL: e/d | - | 0 | 7
3TK2827-1BB41-0FB0 |  | 3TK2827-1BB41-0FB0 | 1 | UN | 1 | 15 | C | D | N | N | 85364190 | 1 | 4011209516847 | 0.448 | KG | 691.2 | 691.2 | CP17 | CP17 | SIRIUS safety relay with relay enabling circuits (EC) 24 V DC, 45 mm overall width Screw terminal EC instantaneous: 2 NO EC delayed: 2NO, 0.05...3 s SC: 1NC monitored start Basic device Maximum category achieved EN 954-1: 4 ABB 1SAR533241R0003 | - | 0 | 7
3TK2827-2AB20 |  | 3TK2827-2AB20 | 1 | UN | 1 | 15 | C | D | N | N | 85364900 | 1 | 4011209445420 | 0.47 | KG | 611.1 | 611.1 | CP17 | CP17 | SIRIUS safety relay with relay enabling circuits (EC) 24 V AC, 45 mm overall width Spring-type terminal EC instantaneous: 2 NO EC delayed: 2NO, 0.5...30 s SC: 1NC monitored start Basic device Maximum achieved SIL: 3/2, PL: e/d | - | 0 | 7
3TK2827-2AB21 |  | 3TK2827-2AB21 | 1 | UN | 1 | 15 | C | D | N | N | 85364900 | 1 | 4011209449305 | 0.454 | KG | 611.1 | 611.1 | CP17 | CP17 | SIRIUS safety relay with relay enabling circuits (EC) 24 V AC, 45 mm overall width Spring-type terminal EC instantaneous: 2 NO EC delayed: 2NO, 0.05...3 s SC: 1NC monitored start Basic device Maximum achieved SIL: 3/2, PL: e/d | - | 0 | 7
3TK2827-2AJ20 |  | 3TK2827-2AJ20 | 1 | UN | 1 | 15 | C | D | N | N | 85364900 | 1 | 4011209445406 | 0.61 | KG | 639.9 | 639.9 | CP17 | CP17 | SIRIUS safety relay with relay enabling circuits (EC) 115 V AC, 45 mm overall width Spring-type terminal EC instantaneous: 2 NO EC delayed: 2NO, 0.5...30 s SC: 1NC monitored start Basic device Maximum achieved SIL: 3/2, PL: e/d | - | 0 | 7
3TK2827-2AJ21 |  | 3TK2827-2AJ21 | 1 | UN | 1 | 15 | C | D | N | N | 85364900 | 1 | 4011209449312 | 0.589 | KG | 639.9 | 639.9 | CP17 | CP17 | SIRIUS safety relay with relay enabling circuits (EC) 115 V AC, 45 mm overall width Spring-type terminal EC instantaneous: 2 NO EC delayed: 2NO, 0.05...3 s SC: 1NC monitored start Basic device Maximum achieved SIL: 3/2, PL: e/d | - | 0 | 7
3TK2827-2AL20 |  | 3TK2827-2AL20 | 1 | UN | 1 | 15 | C | D | N | N | 85364900 | 1 | 4011209445413 | 0.6 | KG | 639.9 | 639.9 | CP17 | CP17 | SIRIUS safety relay with relay enabling circuits (EC) 230 V AC, 45 mm overall width Spring-type terminal EC instantaneous: 2 NO EC delayed: 2NO, 0.5...30 s SC: 1NC monitored start Basic device Maximum achieved SIL: 3/2, PL: e/d | - | 0 | 7
3TK2827-2AL21 |  | 3TK2827-2AL21 | 1 | UN | 1 | 15 | C | D | N | N | 85364900 | 1 | 4011209449329 | 0.6 | KG | 639.9 | 639.9 | CP17 | CP17 | SIRIUS safety relay with relay enabling circuits (EC) 230 V AC, 45 mm overall width Spring-type terminal EC instantaneous: 2 NO EC delayed: 2NO, 0.05...3 s SC: 1NC monitored start Basic device Maximum achieved SIL: 3/2, PL: e/d | - | 0 | 7
3TK2827-2BB40 |  | 3TK2827-2BB40 | 1 | UN | 1 | 15 | C | D | N | N | 85364900 | 1 | 4011209445390 | 0.447 | KG | 611.1 | 611.1 | CP17 | CP17 | SIRIUS safety relay with relay enabling circuits (EC) 24 V DC, 45 mm overall width Spring-type terminal EC instantaneous: 2 NO EC delayed: 2NO, 0.5...30 s SC: 1NC monitored start Basic device Maximum achieved SIL: 3/2, PL: e/d | - | 0 | 7
3TK2827-2BB41 |  | 3TK2827-2BB41 | 1 | UN | 1 | 15 | C | D | N | N | 85364900 | 1 | 4011209449336 | 0.45 | KG | 611.1 | 611.1 | CP17 | CP17 | SIRIUS safety relay with relay enabling circuits (EC) 24 V DC, 45 mm overall width Spring-type terminal EC instantaneous: 2 NO EC delayed: 2NO, 0.05...3 s SC: 1NC monitored start Basic device Maximum achieved SIL: 3/2, PL: e/d | - | 0 | 7
3TK2828-1AB20 |  | 3TK2828-1AB20 | 1 | UN | 1 | 15 | C | D | N | N | 85364900 | 1 | 4011209447219 | 0.453 | KG | 588.6 | 588.6 | CP17 | CP17 | SIRIUS safety relay with relay enabling circuits (EC) 24 V AC, 45 mm overall width Screw terminal EC instantaneous: 2 NO EC delayed: 2NO, 0.5...30 s SC: 1NC AUTOSTART Basic device Maximum achieved SIL: 3/2, PL: e/d | - | 0 | 7
3TK2828-1AB20-0FB0 |  | 3TK2828-1AB20-0FB0 | 1 | UN | 1 | 15 | C | D | N | N | 85364190 | 1 | 4011209517691 | 0.448 | KG | 588.6 | 588.6 | CP17 | CP17 | SIRIUS safety relay with relay enabling circuits (EC) 24 V AC, 45 mm overall width Screw terminal EC instantaneous: 2 NO EC delayed: 2NO, 0.5...30 s SC: 1NC AUTOSTART Basic device Maximum category achieved EN 954-1: 4 ABB 1SAR503141R0002 | - | 0 | 9
3TK2828-1AB21 |  | 3TK2828-1AB21 | 1 | UN | 1 | 15 | C | D | N | N | 85364900 | 1 | 4011209449299 | 0.456 | KG | 588.6 | 588.6 | CP17 | CP17 | SIRIUS safety relay with relay enabling circuits (EC) 24 V AC, 45 mm overall width Screw terminal EC instantaneous: 2 NO EC delayed: 2NO, 0.05...3 s SC: 1NC AUTOSTART Basic device Maximum achieved SIL: 3/2, PL: e/d | - | 0 | 7
3TK2828-1AB21-0FB0 |  | 3TK2828-1AB21-0FB0 | 1 | UN | 1 | 15 | C | D | N | N | 85364190 | 1 | 4011209516878 | 0.505 | KG | 691.2 | 691.2 | CP17 | CP17 | SIRIUS safety relay with relay enabling circuits (EC) 24 V AC, 45 mm overall width Screw terminal EC instantaneous: 2 NO EC delayed: 2NO, 0.05...3 s SC: 1NC AUTOSTART Basic device Maximum category achieved EN 954-1: 4 ABB 1SAR533141R0002 | - | 0 | 7
3TK2828-1AJ20 |  | 3TK2828-1AJ20 | 1 | UN | 1 | 15 | C | D | N | N | 85364900 | 1 | 4011209447196 | 0.615 | KG | 605.7 | 605.7 | CP17 | CP17 | SIRIUS safety relay with relay enabling circuits (EC) 115 V AC, 45 mm overall width Screw terminal EC instantaneous: 2 NO EC delayed: 2NO, 0.5...30 s SC: 1NC AUTOSTART Basic device Maximum achieved SIL: 3/2, PL: e/d | - | 0 | 7
3TK2828-1AJ20-0FB0 |  | 3TK2828-1AJ20-0FB0 | 1 | UN | 1 | 15 | C | D | N | N | 85364900 | 1 | 4011209516854 | 0.612 | KG | 711.9 | 711.9 | CP17 | CP17 | SIRIUS safety relay with relay enabling circuits (EC) 115 V AC, 45 mm overall width Screw terminal EC instantaneous: 2 NO EC delayed: 2NO, 0.5...30 s SC: 1NC AUTOSTART Basic device Maximum category achieved EN 954-1: 4 ABB 1SAR503141R0004 | - | 0 | 7
3TK2828-1AJ21 |  | 3TK2828-1AJ21 | 1 | UN | 1 | 15 | C | D | N | N | 85364900 | 1 | 4011209449275 | 0.629 | KG | 605.7 | 605.7 | CP17 | CP17 | SIRIUS safety relay with relay enabling circuits (EC) 115 V AC, 45 mm overall width Screw terminal EC instantaneous: 2 NO EC delayed: 2NO, 0.05...3 s SC: 1NC AUTOSTART Basic device Maximum achieved SIL: 3/2, PL: e/d | - | 0 | 7
3TK2828-1AJ21-0FB0 |  | 3TK2828-1AJ21-0FB0 | 1 | UN | 1 | 15 | C | D | N | N | 85364900 | 1 | 4011209516885 | 0.623 | KG | 711.9 | 711.9 | CP17 | CP17 | SIRIUS safety relay with relay enabling circuits (EC) 115 V AC, 45 mm overall width Screw terminal EC instantaneous: 2 NO EC delayed: 2NO, 0.05...3 s SC: 1NC AUTOSTART Basic device Maximum category achieved EN 954-1: 4 ABB 1SAR533141R0004 | - | 0 | 7
3TK2828-1AL20 |  | 3TK2828-1AL20 | 1 | UN | 1 | 15 | C | D | N | N | 85364900 | 1 | 4011209447202 | 0.62 | KG | 605.7 | 605.7 | CP17 | CP17 | SIRIUS safety relay with relay enabling circuits (EC) 230 V AC, 45 mm overall width Screw terminal EC instantaneous: 2 NO EC delayed: 2NO, 0.5...30 s SC: 1NC AUTOSTART Basic device Maximum achieved SIL: 3/2, PL: e/d | - | 0 | 7
3TK2828-1AL20-0FB0 |  | 3TK2828-1AL20-0FB0 | 1 | UN | 1 | 15 | C | D | N | N | 85364900 | 1 | 4011209516861 | 0.604 | KG | 605.7 | 605.7 | CP17 | CP17 | SIRIUS safety relay with relay enabling circuits (EC) 230 V AC, 45 mm overall width Screw terminal EC instantaneous: 2 NO EC delayed: 2NO, 0.5...30 s SC: 1NC AUTOSTART Basic device Maximum category achieved EN 954-1: 4 ABB 1SAR503141R0005 | - | 0 | 9
3TK2828-1AL21 |  | 3TK2828-1AL21 | 1 | UN | 1 | 15 | C | D | N | N | 85364900 | 1 | 4011209449282 | 0.607 | KG | 605.7 | 605.7 | CP17 | CP17 | SIRIUS safety relay with relay enabling circuits (EC) 230 V AC, 45 mm overall width Screw terminal EC instantaneous: 2 NO EC delayed: 2NO, 0.05...3 s SC: 1NC AUTOSTART Basic device Maximum achieved SIL: 3/2, PL: e/d | - | 0 | 7
3TK2828-1AL21-0FB0 |  | 3TK2828-1AL21-0FB0 | 1 | UN | 1 | 15 | C | D | N | N | 85364900 | 1 | 4011209516892 | 0.596 | KG | 711.9 | 711.9 | CP17 | CP17 | SIRIUS safety relay with relay enabling circuits (EC) 230 V AC, 45 mm overall width Screw terminal EC instantaneous: 2 NO EC delayed: 2NO, 0.05...3 s SC: 1NC AUTOSTART Basic device Maximum category achieved EN 954-1: 4 ABB 1SAR533141R0005 | - | 0 | 7
3TK2828-1BB40 |  | 3TK2828-1BB40 | 1 | UN | 1 | 15 | C | D | N | N | 85364900 | 1 | 4011209447189 | 0.495 | KG | 588.6 | 588.6 | CP17 | CP17 | SIRIUS safety relay with relay enabling circuits (EC) 24 V DC, 45 mm overall width Screw terminal EC instantaneous: 2 NO EC delayed: 2NO, 0.5...30 s SC: 1NC AUTOSTART Basic device Maximum achieved SIL: 3/2, PL: e/d | - | 0 | 7
3TK2828-1BB40-0FB0 |  | 3TK2828-1BB40-0FB0 | 1 | UN | 1 | 15 | C | D | N | N | 85364190 | 1 |  | 0.509 | KG | 588.6 | 588.6 | CP17 | CP17 | !!! Phased-out product !!! SIRIUS safety relay with relay enabling circuits (EC) 24 V DC, 45 mm screw terminal EC instantaneous: 2 NO EC delayed: 2NO, 0.5...30 s SC: 1NC AUTOSTART Basic device Maximum category achieved EN 954-1: 4 ABB 1SAR503141R0003 | - | 0 | 9
3TK2828-1BB41 |  | 3TK2828-1BB41 | 1 | UN | 1 | 15 | C | D | N | N | 85364900 | 1 | 4011209449268 | 0.46 | KG | 588.6 | 588.6 | CP17 | CP17 | SIRIUS safety relay with relay enabling circuits (EC) 24 V DC, 45 mm overall width Screw terminal EC instantaneous: 2 NO EC delayed: 2NO, 0.05...3 s SC: 1NC AUTOSTART Basic device Maximum achieved SIL: 3/2, PL: e/d | - | 0 | 7
3TK2828-1BB41-0FB0 |  | 3TK2828-1BB41-0FB0 | 1 | UN | 1 | 15 | C | D | N | N | 85364190 | 1 | 4011209516908 | 0.447 | KG | 691.2 | 691.2 | CP17 | CP17 | SIRIUS safety relay with relay enabling circuits (EC) 24 V DC, 45 mm overall width Screw terminal EC instantaneous: 2 NO EC delayed: 2NO, 0.05...3 s SC: 1NC AUTOSTART Basic device Maximum category achieved EN 954-1: 4 ABB 1SAR533141R0003 | - | 0 | 7
3TK2828-2AB20 |  | 3TK2828-2AB20 | 1 | UN | 1 | 15 | C | D | N | N | 85364900 | 1 | 4011209447332 | 0.456 | KG | 611.1 | 611.1 | CP17 | CP17 | SIRIUS safety relay with relay enabling circuits (EC) 24 V AC, 45 mm overall width Spring-type terminal EC instantaneous: 2 NO EC delayed: 2NO, 0.5...30 s SC: 1NC AUTOSTART Basic device Maximum achieved SIL: 3/2, PL: e/d | - | 0 | 7
3TK2828-2AB21 |  | 3TK2828-2AB21 | 1 | UN | 1 | 15 | C | D | N | N | 85364900 | 1 | 4011209449343 | 0.454 | KG | 611.1 | 611.1 | CP17 | CP17 | SIRIUS safety relay with relay enabling circuits (EC) 24 V AC, 45 mm overall width Spring-type terminal EC instantaneous: 2 NO EC delayed: 2NO, 0.05...3 s SC: 1NC AUTOSTART Basic device Maximum achieved SIL: 3/2, PL: e/d | - | 0 | 7
3TK2828-2AJ20 |  | 3TK2828-2AJ20 | 1 | UN | 1 | 15 | C | D | N | N | 85364900 | 1 | 4011209447318 | 0.595 | KG | 639.9 | 639.9 | CP17 | CP17 | SIRIUS safety relay with relay enabling circuits (EC) 115 V AC, 45 mm overall width Spring-type terminal EC instantaneous: 2 NO EC delayed: 2NO, 0.5...30 s SC: 1NC AUTOSTART Basic device Maximum achieved SIL: 3/2, PL: e/d | - | 0 | 7
3TK2828-2AJ21 |  | 3TK2828-2AJ21 | 1 | UN | 1 | 15 | C | D | N | N | 85364900 | 1 | 4011209449350 | 0.609 | KG | 639.9 | 639.9 | CP17 | CP17 | SIRIUS safety relay with relay enabling circuits (EC) 115 V AC, 45 mm overall width Spring-type terminal EC instantaneous: 2 NO EC delayed: 2NO, 0.05...3 s SC: 1NC AUTOSTART Basic device Maximum achieved SIL: 3/2, PL: e/d | - | 0 | 7
3TK2828-2AL20 |  | 3TK2828-2AL20 | 1 | UN | 1 | 15 | C | D | N | N | 85364900 | 1 | 4011209447325 | 0.591 | KG | 639.9 | 639.9 | CP17 | CP17 | SIRIUS safety relay with relay enabling circuits (EC) 230 V AC, 45 mm overall width Spring-type terminal EC instantaneous: 2 NO EC delayed: 2NO, 0.5...30 s SC: 1NC AUTOSTART Basic device Maximum achieved SIL: 3/2, PL: e/d | - | 0 | 7
3TK2828-2AL21 |  | 3TK2828-2AL21 | 1 | UN | 1 | 15 | C | D | N | N | 85364900 | 1 | 4011209449367 | 0.6 | KG | 639.9 | 639.9 | CP17 | CP17 | SIRIUS safety relay with relay enabling circuits (EC) 230 V AC, 45 mm overall width Spring-type terminal EC instantaneous: 2 NO EC delayed: 2NO, 0.05...3 s SC: 1NC AUTOSTART Basic device Maximum achieved SIL: 3/2, PL: e/d | - | 0 | 7
3TK2828-2BB40 |  | 3TK2828-2BB40 | 1 | UN | 1 | 15 | C | D | N | N | 85364900 | 1 | 4011209447301 | 0.463 | KG | 611.1 | 611.1 | CP17 | CP17 | SIRIUS safety relay with relay enabling circuits (EC) 24 V DC, 45 mm overall width Spring-type terminal EC instantaneous: 2 NO EC delayed: 2NO, 0.5...30 s SC: 1NC AUTOSTART Basic device Maximum achieved SIL: 3/2, PL: e/d | - | 0 | 7
3TK2828-2BB41 |  | 3TK2828-2BB41 | 1 | UN | 1 | 15 | C | D | N | N | 85364900 | 1 | 4011209449374 | 0.44 | KG | 611.1 | 611.1 | CP17 | CP17 | SIRIUS safety relay with relay enabling circuits (EC) 24 V DC, 45 mm overall width Spring-type terminal EC instantaneous: 2 NO EC delayed: 2NO, 0.05...3 s SC: 1NC AUTOSTART Basic device Maximum achieved SIL: 3/2, PL: e/d | - | 0 | 7
3TK2830-1AJ20 |  | 3TK2830-1AJ20 | 1 | UN | 1 | 15 | C | D | N | N | 85364900 | 1 | 4011209563650 | 0.29 | KG | 263.7 | 263.7 | CP17 | CP17 | SIRIUS safety relay with relay enabling circuits (EC) 115 V AC, 22.5 mm Screw terminal EC instantaneous: 4 NO EC delayed: 0 MK for retraction: 1 Expansion unit Maximum achieved SIL / PL: as basic unit | - | 0 | 7
3TK2830-1AJ20-0FB0 |  | 3TK2830-1AJ20-0FB0 | 1 | UN | 1 | 15 | C | D | EAR99 | N | 85364900 | 1 |  | 0.285 | KG | 310.5 | 310.5 | CP17 | CP17 | SIRIUS safety relay with relay enabling circuits (EC) 115 V AC, 22.5 mm Screw terminal EC instantaneous: 4 NO EC delayed: 0 SC: 0 Expansion unit Maximum category achieved EN 954-1: as basic unit ABB 1SAR502040R0004 | - | 0 | 7
3TK2830-1AL20 |  | 3TK2830-1AL20 | 1 | UN | 1 | 15 | C | D | N | N | 85364900 | 1 | 4011209563667 | 0.29 | KG | 263.7 | 263.7 | CP17 | CP17 | SIRIUS safety relay with relay enabling circuits (EC) 230 V AC, 22.5 mm Screw terminal EC instantaneous: 4 NO EC delayed: 0 MK for retraction: 1 Expansion unit Maximum achieved SIL / PL: as basic unit | - | 0 | 7
3TK2830-1AL20-0FB0 |  | 3TK2830-1AL20-0FB0 | 1 | UN | 1 | 15 | C | D | EAR99 | N | 85364900 | 1 |  | 0.3 | KG | 310.5 | 310.5 | CP17 | CP17 | SIRIUS safety relay with relay enabling circuits (EC) 230 V AC, 22.5 mm Screw terminal EC instantaneous: 4 NO EC delayed: 0 SC: 0 Expansion unit Maximum category achieved EN 954-1: as basic unit ABB 1SAR502040R0005 | - | 0 | 7
3TK2830-1CB30 |  | 3TK2830-1CB30 | 1 | UN | 1 | 15 | C | D | N | N | 85364900 | 1 | 4011209380738 | 0.242 | KG | 260.1 | 260.1 | CP17 | CP17 | SIRIUS safety relay with relay enabling circuits (EC) 24 V AC/DC, 22.5 mm Screw terminal EC instantaneous: 4 NO EC delayed: 0 MK for retraction: 1 Expansion unit Maximum achieved SIL / PL: as basic unit | - | 0 | 7
3TK2830-1CB30-0FB0 |  | 3TK2830-1CB30-0FB0 | 1 | UN | 1 | 15 | C | D | N | N | 85364190 | 1 | 4011209389595 | 0.235 | KG | 303.3 | 303.3 | CP17 | CP17 | SIRIUS safety relay with relay enabling circuits (EC) 24 V AC/DC, 22.5 mm Screw terminal EC instantaneous: 4 NO EC delayed: 0 SC: 0 Expansion unit Maximum category achieved EN 954-1: as basic unit ABB 1SAR502040R0001 | - | 0 | 7
3TK2830-2AJ20 |  | 3TK2830-2AJ20 | 1 | UN | 1 | 15 | C | D | N | N | 85364900 | 1 | 4011209563674 | 0.276 | KG | 278.1 | 278.1 | CP17 | CP17 | SIRIUS safety relay with relay enabling circuits (EC) 115 V AC, 22.5 mm Spring-type terminal EC instantaneous: 4 NO EC delayed: 0 MK for retraction: 1 Expansion unit Maximum achieved SIL / PL: as basic unit | - | 0 | 7
3TK2830-2AL20 |  | 3TK2830-2AL20 | 1 | UN | 1 | 15 | C | D | N | N | 85364900 | 1 | 4011209563681 | 0.278 | KG | 278.1 | 278.1 | CP17 | CP17 | SIRIUS safety relay with relay enabling circuits (EC) 230 V AC, 22.5 mm Spring-type terminal EC instantaneous: 4 NO EC delayed: 0 MK for retraction: 1 Expansion unit Maximum achieved SIL / PL: as basic unit | - | 0 | 7
3TK2830-2CB30 |  | 3TK2830-2CB30 | 1 | UN | 1 | 15 | C | D | N | N | 85364900 | 1 | 4011209445345 | 0.233 | KG | 270.9 | 270.9 | CP17 | CP17 | SIRIUS safety relay with relay enabling circuits (EC) 24 V AC/DC, 22.5 mm Spring-type terminal EC instantaneous: 4 NO EC delayed: 0 MK for retraction: 1 Expansion unit Maximum achieved SIL / PL: as basic unit | - | 0 | 7
3TK2834-1AB20 |  | 3TK2834-1AB20 | 1 | UN | 1 | 15 | C | D | N | N | 85364900 | 1 | 4011209385733 | 0.4 | KG | 659.7 | 659.7 | CP17 | CP17 | SIRIUS safety relay with relay enabling circuits (EC) 24 V AC, 45 mm overall width Screw terminal EC instantaneous: 2 NO + 2 NC EC delayed: 0 SC: 0 Press control device maximum achieved SIL: 3, PL: e | - | 0 | 7
3TK2834-1AB20-0FB0 |  | 3TK2834-1AB20-0FB0 | 1 | UN | 1 | 15 | C | D | N | N | 85364190 | 1 | 4011209389854 | 0.422 | KG | 774.9 | 774.9 | CP17 | CP17 | SIRIUS safety relay with relay enabling circuits (EC) 24 V AC, 45 mm overall width Screw terminal EC instantaneous: 2 NO + 2 NC EC delayed: 0 SC: 0 Press control device Two-hand operator panel Maximum category achieved EN 954-1: 4 ABB 1SAR504022R0002 | - | 0 | 7
3TK2834-1AJ20 |  | 3TK2834-1AJ20 | 1 | UN | 1 | 15 | C | D | N | N | 85364900 | 1 | 4011209380745 | 0.48 | KG | 659.7 | 659.7 | CP17 | CP17 | SIRIUS safety relay with relay enabling circuits (EC) 115 V AC, 45 mm overall width Screw terminal EC instantaneous: 2 NO + 2 NC EC delayed: 0 SC: 0 Press control device maximum achieved SIL: 3, PL: e | - | 0 | 7
3TK2834-1AJ20-0FB0 |  | 3TK2834-1AJ20-0FB0 | 1 | UN | 1 | 15 | C | D | N | N | 85364900 | 1 | 4011209389816 | 0.488 | KG | 774.9 | 774.9 | CP17 | CP17 | SIRIUS safety relay with relay enabling circuits (EC) 115 V AC, 45 mm overall width Screw terminal EC instantaneous: 2 NO + 2 NC EC delayed: 0 SC: 0 Press control device Two-hand operator panel Maximum category achieved EN 954-1: 4 ABB 1SAR504022R0004 | - | 0 | 7
3TK2834-1AL20 |  | 3TK2834-1AL20 | 1 | UN | 1 | 15 | C | D | N | N | 85364900 | 1 | 4011209380752 | 0.5 | KG | 659.7 | 659.7 | CP17 | CP17 | SIRIUS safety relay with relay enabling circuits (EC) 230 V AC, 45 mm overall width Screw terminal EC instantaneous: 2 NO + 2 NC EC delayed: 0 SC: 0 Press control device maximum achieved SIL: 3, PL: e | - | 0 | 7
3TK2834-1AL20-0FB0 |  | 3TK2834-1AL20-0FB0 | 1 | UN | 1 | 15 | C | D | N | N | 85364900 | 1 | 4011209389847 | 0.517 | KG | 774.9 | 774.9 | CP17 | CP17 | SIRIUS safety relay with relay enabling circuits (EC) 230 V AC, 45 mm overall width Screw terminal EC instantaneous: 2 NO + 2 NC EC delayed: 0 SC: 0 Press control device Two-hand operator panel Maximum category achieved EN 954-1: 4 ABB 1SAR504022R0005 | - | 0 | 7
3TK2834-1BB40 |  | 3TK2834-1BB40 | 1 | UN | 1 | 15 | C | D | N | N | 85364900 | 1 | 4011209385726 | 0.393 | KG | 659.7 | 659.7 | CP17 | CP17 | !!! Phased-out product !!! The preferred successor is 3SK SIRIUS safety relay with relay enabling circuits (EC) 24 V DC, 45 mm screw terminal EC instantaneous: 2 NO + 2 NC EC delayed: 0 SC: 0 Press control device maximum achieved SIL: 3, PL: e | - | 0 | 7
3TK2834-1BB40-0FB0 |  | 3TK2834-1BB40-0FB0 | 1 | UN | 1 | 15 | C | D | N | N | 85364190 | 1 | 4011209389779 | 0.422 | KG | 774.9 | 774.9 | CP17 | CP17 | SIRIUS safety relay with relay enabling circuits (EC) 24 V DC, 45 mm overall width Screw terminal EC instantaneous: 2 NO + 2 NC EC delayed: 0 SC: 0 Press control device Two-hand operator panel Maximum category achieved EN 954-1: 4 ABB 1SAR504022R0003 | - | 0 | 7
3TK2834-2AB20 |  | 3TK2834-2AB20 | 1 | UN | 1 | 15 | C | D | N | N | 85364900 | 1 | 4011209445468 | 0.378 | KG | 690.3 | 690.3 | CP17 | CP17 | SIRIUS safety relay with relay enabling circuits (EC) 24 V AC, 45 mm overall width Spring-type terminal EC instantaneous: 2 NO + 2 NC EC delayed: 0 SC: 0 Press control device maximum achieved SIL: 3, PL: e | - | 0 | 7
3TK2834-2AJ20 |  | 3TK2834-2AJ20 | 1 | UN | 1 | 15 | C | D | N | N | 85364900 | 1 | 4011209445444 | 0.479 | KG | 690.3 | 690.3 | CP17 | CP17 | SIRIUS safety relay with relay enabling circuits (EC) 115 V AC, 45 mm overall width Spring-type terminal EC instantaneous: 2 NO + 2 NC EC delayed: 0 SC: 0 Press control device maximum achieved SIL: 3, PL: e | - | 0 | 7
3TK2834-2AL20 |  | 3TK2834-2AL20 | 1 | UN | 1 | 15 | C | D | N | N | 85364900 | 1 | 4011209445451 | 0.51 | KG | 690.3 | 690.3 | CP17 | CP17 | SIRIUS safety relay with relay enabling circuits (EC) 230 V AC, 45 mm overall width Spring-type terminal EC instantaneous: 2 NO + 2 NC EC delayed: 0 SC: 0 Press control device maximum achieved SIL: 3, PL: e | - | 0 | 7
3TK2834-2BB40 |  | 3TK2834-2BB40 | 1 | UN | 1 | 15 | C | D | N | N | 85364900 | 1 | 4011209445437 | 0.38 | KG | 690.3 | 690.3 | CP17 | CP17 | !!! Phased-out product !!! The preferred successor is 3SK; SIRIUS safety relay with relay enabling circuits (EC) 24 V DC, 45 mm Spring-type terminal EC instantaneous: 2 NO + 2 NC EC delayed: 0 SC: 0 Press control device maximum achieved SIL: 3, PL: e | - | 0 | 7
3TK2840-1BB40 |  | 3TK2840-1BB40 | 1 | UN | 1 | 15 | C | D | N | N | 85364900 | 1 | 4011209533288 | 0.176 | KG | 173.7 | 173.7 | CP17 | CP17 | SIRIUS safety relay with electronic enabling circuits (EC) 24 V DC, 22.5 mm Screw terminal EC instantaneous: 2 HL EC delayed: 0 SC: 0 Autostart/monitored start Base unit Maximum achieved SIL: 2, PL: d | - | 0 | 7
3TK2840-1BB40-0FB0 |  | 3TK2840-1BB40-0FB0 | 1 | UN | 1 | 15 | C | D | N | N | 85364190 | 1 |  | 0.172 | KG | 173.7 | 173.7 | CP17 | CP17 | SIRIUS safety relay with electronic enabling circuits (EC) 24 V DC, 22.5 mm Screw terminal EC instantaneous: 2 HL EC delayed: 0 SC: 0 Autostart/monitored start Base unit Maximum achieved Category EN 954-1: 3 Maximum achieved SIL according to IEC 61508: 2 ABB 1SAR510120R0003 | - | 0 | 9
3TK2840-2BB40 |  | 3TK2840-2BB40 | 1 | UN | 1 | 15 | C | D | N | N | 85364900 | 1 | 4011209533417 | 0.165 | KG | 180 | 180 | CP17 | CP17 | SIRIUS safety relay with electronic enabling circuits (EC) 24 V DC, 22.5 mm Spring-type terminal EC instantaneous: 2 HL EC delayed: 0 SC: 0 Autostart/monitored start Base unit Maximum achieved SIL: 2, PL: d | - | 0 | 7
3TK2841-1BB40 |  | 3TK2841-1BB40 | 1 | UN | 1 | 15 | C | D | EAR99 | N | 85364900 | 1 | 4011209533301 | 0.166 | KG | 262.8 | 262.8 | CP17 | CP17 | SIRIUS safety relay with electronic enabling circuits (EC) 24 V DC, 22.5 mm Screw terminal EC instantaneous: 2 HL EC delayed: 0 SC: 0 Autostart/monitored start Standard device Maximum achieved SIL: 3, PL: e | - | 0 | 7
3TK2841-1BB40-0FB0 |  | 3TK2841-1BB40-0FB0 | 1 | UN | 1 | 15 | C | D | EAR99 | N | 85364190 | 1 |  | 0.161 | KG | 262.8 | 262.8 | CP17 | CP17 | SIRIUS safety relay with electronic enabling circuits (EC) 24 V DC, 22.5 mm Screw terminal EC instantaneous: 2 HL EC delayed: 0 SC: 0 Autostart/monitored start Standard device Maximum achieved Category EN 954-1: 4 Maximum achieved SIL according to IEC 61508: 3 ABB 1SAR511320R0003 | - | 0 | 9
3TK2841-2BB40 |  | 3TK2841-2BB40 | 1 | UN | 1 | 15 | C | D | EAR99 | N | 85364900 | 1 | 4011209533424 | 0.159 | KG | 273.6 | 273.6 | CP17 | CP17 | SIRIUS safety relay with electronic enabling circuits (EC) 24 V DC, 22.5 mm Spring-type terminal EC instantaneous: 2 HL EC delayed: 0 SC: 0 Autostart/monitored start Standard device Maximum achieved SIL: 3, PL: e | - | 0 | 7
3TK2842-1BB41 |  | 3TK2842-1BB41 | 1 | UN | 1 | 15 | C | D | EAR99 | N | 85364900 | 1 | 4011209533325 | 0.165 | KG | 307.8 | 307.8 | CP17 | CP17 | SIRIUS safety relay with electronic enabling circuits (EC) 24 V DC, 22.5 mm Screw terminal EC instantaneous: 1 HL EC delayed: 1 HL, 0.05...3 s MK: 0 Autostart/monitored start Standard device Maximum achieved SIL: 3, PL: e | - | 0 | 7
3TK2842-1BB41-0FB0 |  | 3TK2842-1BB41-0FB0 | 1 | UN | 1 | 15 | C | D | EAR99 | N | 85364190 | 1 |  | 0.16 | KG | 307.8 | 307.8 | CP17 | CP17 | SIRIUS safety relay with electronic enabling circuits (EC) 24 V DC, 22.5 mm Screw terminal EC instantaneous: 1 HL EC delayed: 1 HL, 0.05...3 s MK: 0 Autostart/monitored start Standard device Maximum achieved Category EN 954-1: 4 Maximum achieved SIL according to IEC 61508: 3 ABB 1SAR543320R0003 | - | 0 | 9
3TK2842-1BB42 |  | 3TK2842-1BB42 | 1 | UN | 1 | 15 | C | D | EAR99 | N | 85364900 | 1 | 4011209533349 | 0.168 | KG | 307.8 | 307.8 | CP17 | CP17 | SIRIUS safety relay with electronic enabling circuits (EC) 24 V DC, 22.5 mm Screw terminal EC instantaneous: 1 HL EC delayed: 1 HL, 0.5...30 s SC: 0 Autostart/monitored start Standard device Maximum achieved SIL: 3, PL: e | - | 0 | 7
3TK2842-1BB42-0FB0 |  | 3TK2842-1BB42-0FB0 | 1 | UN | 1 | 15 | C | D | EAR99 | N | 85364190 | 1 |  | 0.155 | KG | 307.8 | 307.8 | CP17 | CP17 | SIRIUS safety relay with electronic enabling circuits (EC) 24 V DC, 22.5 mm Screw terminal EC instantaneous: 1 HL EC delayed: 1 HL, 0.5...30 s SC: 0 Autostart/monitored start Standard device Maximum achieved Category EN 954-1: 4 Maximum achieved SIL according to IEC 61508: 3 ABB 1SAR513320R0003 | - | 0 | 9
3TK2842-1BB44 |  | 3TK2842-1BB44 | 1 | UN | 1 | 15 | C | D | EAR99 | N | 85364900 | 1 | 4011209544581 | 0.165 | KG | 324.9 | 324.9 | CP17 | CP17 | SIRIUS safety relay with electronic enabling circuits (EC) 24 V DC, 22.5 mm Screw terminal EC instantaneous: 1 HL EC delayed: 1 HL, 5...300 s SC: 0 Autostart/monitored start Standard device Maximum achieved SIL: 3, PL: e | - | 0 | 7
3TK2842-2BB41 |  | 3TK2842-2BB41 | 1 | UN | 1 | 15 | C | D | EAR99 | N | 85364900 | 1 | 4011209533431 | 0.16 | KG | 318.6 | 318.6 | CP17 | CP17 | SIRIUS safety relay with electronic enabling circuits (EC) 24 V DC, 22.5 mm Spring-type terminal EC instantaneous: 1 HL EC delayed: 1 HL, 0.05...3 s MK: 0 Autostart/monitored start Standard device Maximum achieved SIL: 3, PL: e | - | 0 | 7
3TK2842-2BB42 |  | 3TK2842-2BB42 | 1 | UN | 1 | 15 | C | D | EAR99 | N | 85364900 | 1 | 4011209533448 | 0.157 | KG | 318.6 | 318.6 | CP17 | CP17 | SIRIUS safety relay with electronic enabling circuits (EC) 24 V DC, 22.5 mm Spring-type terminal EC instantaneous: 1 HL EC delayed: 1 HL, 0.5...30 s SC: 0 Autostart/monitored start Standard device Maximum achieved SIL: 3, PL: e | - | 0 | 7
3TK2842-2BB44 |  | 3TK2842-2BB44 | 1 | UN | 1 | 15 | C | D | EAR99 | N | 85364900 | 1 | 4011209544611 | 0.16 | KG | 338.4 | 338.4 | CP17 | CP17 | SIRIUS safety relay with electronic enabling circuits (EC) 24 V DC, 22.5 mm Spring-type terminal EC instantaneous: 1 HL EC delayed: 1 HL, 5...300 s SC: 0 Autostart/monitored start Standard device Maximum achieved SIL: 3, PL: e | - | 0 | 7
3TK2845-1DB40 |  | 3TK2845-1DB40 | 1 | UN | 1 | 15 | C | D | EAR99 | N | 85364900 | 1 | 4011209665873 | 0.42 | KG | 522.9 | 522.9 | CP17 | CP17 | !!! Phased-out product !!! The successor product series is 3SK2 (see FAQ xxxxxxxxx) SIRIUS safety relay with relay and electronic 24 V DC, 45 mm screw terminal EC instantaneous: 4 NO EC delayed: 0 SC: 1 monitored start Basic device Maximum achievable PL according to EN 13849-1: Maximum achievable SIL according to IEC 61508: 3 | - | 0 | 7
3TK2845-1DB41 |  | 3TK2845-1DB41 | 1 | UN | 1 | 15 | C | D | EAR99 | N | 85364900 | 1 | 4011209665880 | 0.404 | KG | 522.9 | 522.9 | CP17 | CP17 | !!! Phased-out product !!! The successor product series is 3SK2 (see FAQ xxxxxxxxx) SIRIUS safety relay with relay and electronic 24 V DC, 45 mm screw terminal EC instantaneous: 2 NO EC delayed: 2 SC: 1 monitored start Basic device Maximum achievable PL according to EN 13849-1: Maximum achievable SIL according to IEC 61508: 3 | - | 0 | 7
3TK2845-1DB42 |  | 3TK2845-1DB42 | 1 | UN | 1 | 15 | C | D | EAR99 | N | 85364900 | 1 | 4011209665897 | 0.405 | KG | 522.9 | 522.9 | CP17 | CP17 | !!! Phased-out product !!! The successor product series is 3SK2 (see FAQ xxxxxxxxx) SIRIUS safety relay with relay and electronic 24 V DC, 45 mm screw terminal EC instantaneous: 2 NO EC delayed: 2 SC: 1 monitored start Basic device Maximum achievable PL according to EN 13849-1: Maximum achievable SIL according to IEC 61508: 3 | - | 0 | 7
3TK2845-1DB44 |  | 3TK2845-1DB44 | 1 | UN | 1 | 15 | C | D | EAR99 | N | 85364900 | 1 | 4011209665903 | 0.42 | KG | 522.9 | 522.9 | CP17 | CP17 | !!! Phased-out product !!! The successor product series is 3SK2 (see FAQ xxxxxxxxx) SIRIUS safety relay with relay and electronic 24 V DC, 45 mm screw terminal EC instantaneous: 2 NO EC delayed: 2 SC: 1 monitored start Basic device Maximum achievable PL according to EN 13849-1: Maximum achievable SIL according to IEC 61508: 3 | - | 0 | 7
3TK2845-1EB40 |  | 3TK2845-1EB40 | 1 | UN | 1 | 15 | C | D | EAR99 | N | 85364900 | 1 | 4011209665958 | 0.406 | KG | 522.9 | 522.9 | CP17 | CP17 | !!! Phased-out product !!! The successor product series is 3SK2 (see FAQ xxxxxxxxx) SIRIUS safety relay with relay and electronic 24 V DC, 45 mm screw terminal EC instantaneous: 4 NO EC delayed: 0 SC: 1 Enabling switch Basic device Maximum achievable PL according to EN 13849-1: Maximum achievable SIL according to IEC 61508: 3 | - | 0 | 7
3TK2845-1EB41 |  | 3TK2845-1EB41 | 1 | UN | 1 | 15 | C | D | EAR99 | N | 85364900 | 1 | 4011209665965 | 0.42 | KG | 522.9 | 522.9 | CP17 | CP17 | !!! Phased-out product !!! The successor product series is 3SK2 (see FAQ xxxxxxxxx) SIRIUS safety relay with relay and electronic 24 V DC, 45 mm screw terminal EC instantaneous: 2 NO EC delayed: 2 SC: 1 Enabling switch Basic device Maximum achievable PL according to EN 13849-1: Maximum achievable SIL according to IEC 61508: 3 | - | 0 | 7
3TK2845-1EB42 |  | 3TK2845-1EB42 | 1 | UN | 1 | 15 | C | D | EAR99 | N | 85364900 | 1 | 4011209665972 | 0.404 | KG | 522.9 | 522.9 | CP17 | CP17 | !!! Phased-out product !!! The successor product series is 3SK2 (see FAQ xxxxxxxxx) SIRIUS safety relay with relay and electronic 24 V DC, 45 mm screw terminal EC instantaneous: 2 NO EC delayed: 2 SC: 1 Enabling switch Basic device Maximum achievable PL according to EN 13849-1: Maximum achievable SIL according to IEC 61508: 3 | - | 0 | 7
3TK2845-1EB44 |  | 3TK2845-1EB44 | 1 | UN | 1 | 15 | C | D | EAR99 | N | 85364900 | 1 | 4011209665989 | 0.408 | KG | 522.9 | 522.9 | CP17 | CP17 | !!! Phased-out product !!! The successor product series is 3SK2 (see FAQ xxxxxxxxx) SIRIUS safety relay with relay and electronic 24 V DC, 45 mm screw terminal EC instantaneous: 2 NO EC delayed: 2 SC: 1 Enabling switch Basic device Maximum achievable PL according to EN 13849-1: Maximum achievable SIL according to IEC 61508: 3 | - | 0 | 7
3TK2845-1FB41 |  | 3TK2845-1FB41 | 1 | UN | 1 | 15 | C | D | EAR99 | N | 85364900 | 1 | 4011209666047 | 0.42 | KG | 522.9 | 522.9 | CP17 | CP17 | !!! Phased-out product !!! The successor product series is 3SK2 (see FAQ xxxxxxxxx) SIRIUS safety relay with relay and electronic 24 V DC, 45 mm screw terminal EC instantaneous: 2 NO EC delayed: 1 SC: 1 Spring-locked tumbler Basic device Maximum achievable PL according to EN 13849-1: Maximum achievable SIL according to IEC 61508: 3 | - | 0 | 7
3TK2845-1FB42 |  | 3TK2845-1FB42 | 1 | UN | 1 | 15 | C | D | EAR99 | N | 85364900 | 1 | 4011209666054 | 0.409 | KG | 522.9 | 522.9 | CP17 | CP17 | !!! Phased-out product !!! The successor product series is 3SK2 (see FAQ xxxxxxxxx) SIRIUS safety relay with relay and electronic 24 V DC, 45 mm screw terminal EC instantaneous: 2 NO EC delayed: 1 SC: 1 Spring-locked tumbler Basic device Maximum achievable PL according to EN 13849-1: Maximum achievable SIL according to IEC 61508: 3 | - | 0 | 7
3TK2845-1FB44 |  | 3TK2845-1FB44 | 1 | UN | 1 | 15 | C | D | EAR99 | N | 85364900 | 1 | 4011209666061 | 0.39 | KG | 522.9 | 522.9 | CP17 | CP17 | !!! Phased-out product !!! The successor product series is 3SK2 (see FAQ xxxxxxxxx) SIRIUS safety relay with relay and electronic 24 V DC, 45 mm screw terminal EC instantaneous: 2 NO EC delayed: 1 SC: 1 Spring-locked tumbler Basic device Maximum achievable PL according to EN 13849-1: Maximum achievable SIL according to IEC 61508: 3 | - | 0 | 7
3TK2845-1GB41 |  | 3TK2845-1GB41 | 1 | UN | 1 | 15 | C | D | EAR99 | N | 85364900 | 1 | 4011209666122 | 0.407 | KG | 522.9 | 522.9 | CP17 | CP17 | !!! Phased-out product !!! The successor product series is 3SK2 (see FAQ xxxxxxxxx) SIRIUS safety relay with relay and electronic 24 V DC, 45 mm screw terminal EC instantaneous: 2 NO EC delayed: 1 SC: 1 Solenoid-locked tumbler Basic device Maximum achievable PL according to EN 13849-1: Maximum achievable SIL according to IEC 61508: 3 | - | 0 | 7
3TK2845-1GB42 |  | 3TK2845-1GB42 | 1 | UN | 1 | 15 | C | D | EAR99 | N | 85364900 | 1 | 4011209666139 | 0.42 | KG | 522.9 | 522.9 | CP17 | CP17 | !!! Phased-out product !!! The successor product series is 3SK2 (see FAQ xxxxxxxxx) SIRIUS safety relay with relay and electronic 24 V DC, 45 mm screw terminal EC instantaneous: 2 NO EC delayed: 1 SC: 1 Solenoid-locked tumbler Basic device Maximum achievable PL according to EN 13849-1: Maximum achievable SIL according to IEC 61508: 3 | - | 0 | 7
3TK2845-1GB44 |  | 3TK2845-1GB44 | 1 | UN | 1 | 15 | C | D | EAR99 | N | 85364900 | 1 | 4011209666146 | 0.409 | KG | 522.9 | 522.9 | CP17 | CP17 | !!! Phased-out product !!! The successor product series is 3SK2 (see FAQ xxxxxxxxx) SIRIUS safety relay with relay and electronic 24 V DC, 45 mm screw terminal EC instantaneous: 2 NO EC delayed: 1 SC: 1 Solenoid-locked tumbler Basic device Maximum achievable PL according to EN 13849-1: Maximum achievable SIL according to IEC 61508: 3 | - | 0 | 7
3TK2845-1HB40 |  | 3TK2845-1HB40 | 1 | UN | 1 | 15 | C | D | EAR99 | N | 85364900 | 1 | 4011209681347 | 0.41 | KG | 522.9 | 522.9 | CP17 | CP17 | !!! Phased-out product !!! The successor product series is 3SK2 (see FAQ xxxxxxxxx) SIRIUS safety relay with relay and electronic 24 V DC, 45 mm screw terminal EC instantaneous: 4 NO EC delayed: 0 SC: 1 Auto-start and monitored start Basic device Maximum achievable PL according to EN 13849-1: Maximum achievable SIL according to IEC 61508: 3 | - | 0 | 7
3TK2845-1HB41 |  | 3TK2845-1HB41 | 1 | UN | 1 | 15 | C | D | EAR99 | N | 85364900 | 1 | 4011209681354 | 0.407 | KG | 522.9 | 522.9 | CP17 | CP17 | !!! Phased-out product !!! The successor product series is 3SK2 (see FAQ xxxxxxxxx) SIRIUS safety relay with relay and electronic 24 V DC, 45 mm screw terminal EC instantaneous: 2 NO EC delayed: 2 SC: 1 Auto-start and monitored start Basic device Maximum achievable PL according to EN 13849-1: Maximum achievable SIL according to IEC 61508: 3 | - | 0 | 7
3TK2845-1HB42 |  | 3TK2845-1HB42 | 1 | UN | 1 | 15 | C | D | EAR99 | N | 85364900 | 1 | 4011209681361 | 0.41 | KG | 522.9 | 522.9 | CP17 | CP17 | !!! Phased-out product !!! The successor product series is 3SK2 (see FAQ xxxxxxxxx) SIRIUS safety relay with relay and electronic 24 V DC, 45 mm screw terminal EC instantaneous: 2 NO EC delayed: 2 SC: 1 Auto-start and monitored start Basic device Maximum achievable PL according to EN 13849-1: Maximum achievable SIL according to IEC 61508: 3 | - | 0 | 7
3TK2845-1HB44 |  | 3TK2845-1HB44 | 1 | UN | 1 | 15 | C | D | EAR99 | N | 85364900 | 1 | 4011209681378 | 0.42 | KG | 522.9 | 522.9 | CP17 | CP17 | !!! Phased-out product !!! The successor product series is 3SK2 (see FAQ xxxxxxxxx) SIRIUS safety relay with relay and electronic 24 V DC, 45 mm screw terminal EC instantaneous: 2 NO EC delayed: 2 SC: 1 Auto-start and monitored start Basic device Maximum achievable PL according to EN 13849-1: Maximum achievable SIL according to IEC 61508: 3 | - | 0 | 7
3TK2845-2DB40 |  | 3TK2845-2DB40 | 1 | UN | 1 | 15 | C | D | EAR99 | N | 85364900 | 1 | 4011209665910 | 0.4 | KG | 540.9 | 540.9 | CP17 | CP17 | !!! Phased-out product !!! The successor product series is 3SK2 (see FAQ xxxxxxxxx) SIRIUS safety relay with relay and electronic 24 V DC, 45 mm Spring-type terminal EC instantaneous: 4 NO EC delayed: 0 SC: 1 monitored start Basic device Maximum achievable PL according to EN 13849-1: Maximum achievable SIL according to IEC 61508: 3 | - | 0 | 7
3TK2845-2DB41 |  | 3TK2845-2DB41 | 1 | UN | 1 | 15 | C | D | EAR99 | N | 85364900 | 1 | 4011209665927 | 0.39 | KG | 540.9 | 540.9 | CP17 | CP17 | !!! Phased-out product !!! The successor product series is 3SK2 (see FAQ xxxxxxxxx) SIRIUS safety relay with relay and electronic 24 V DC, 45 mm Spring-type terminal EC instantaneous: 2 NO EC delayed: 2 SC: 1 monitored start Basic device Maximum achievable PL according to EN 13849-1: Maximum achievable SIL according to IEC 61508: 3 | - | 0 | 7
3TK2845-2DB42 |  | 3TK2845-2DB42 | 1 | UN | 1 | 15 | C | D | EAR99 | N | 85364900 | 1 | 4011209665934 | 0.395 | KG | 540.9 | 540.9 | CP17 | CP17 | !!! Phased-out product !!! The successor product series is 3SK2 (see FAQ xxxxxxxxx) SIRIUS safety relay with relay and electronic 24 V DC, 45 mm Spring-type terminal EC instantaneous: 2 NO EC delayed: 2 SC: 1 monitored start Basic device Maximum achievable PL according to EN 13849-1: Maximum achievable SIL according to IEC 61508: 3 | - | 0 | 7
3TK2845-2DB44 |  | 3TK2845-2DB44 | 1 | UN | 1 | 15 | C | D | EAR99 | N | 85364900 | 1 | 4011209665941 | 0.366 | KG | 540.9 | 540.9 | CP17 | CP17 | !!! Phased-out product !!! The successor product series is 3SK2 (see FAQ xxxxxxxxx) SIRIUS safety relay with relay and electronic 24 V DC, 45 mm Spring-type terminal EC instantaneous: 2 NO EC delayed: 2 SC: 1 monitored start Basic device Maximum achievable PL according to EN 13849-1: Maximum achievable SIL according to IEC 61508: 3 | - | 0 | 7
3TK2845-2EB40 |  | 3TK2845-2EB40 | 1 | UN | 1 | 15 | C | D | EAR99 | N | 85364900 | 1 | 4011209665996 | 0.388 | KG | 540.9 | 540.9 | CP17 | CP17 | !!! Phased-out product !!! The successor product series is 3SK2 (see FAQ xxxxxxxxx) SIRIUS safety relay with relay and electronic 24 V DC, 45 mm Spring-type terminal EC instantaneous: 4 NO EC delayed: 0 SC: 1 Enabling switch Basic device Maximum achievable PL according to EN 13849-1: Maximum achievable SIL according to IEC 61508: 3 | - | 0 | 7
3TK2845-2EB41 |  | 3TK2845-2EB41 | 1 | UN | 1 | 15 | C | D | EAR99 | N | 85364900 | 1 | 4011209666009 | 0.394 | KG | 540.9 | 540.9 | CP17 | CP17 | !!! Phased-out product !!! The successor product series is 3SK2 (see FAQ xxxxxxxxx) SIRIUS safety relay with relay and electronic 24 V DC, 45 mm Spring-type terminal EC instantaneous: 2 NO EC delayed: 2 SC: 1 Enabling switch Basic device Maximum achievable PL according to EN 13849-1: Maximum achievable SIL according to IEC 61508: 3 | - | 0 | 7
3TK2845-2EB42 |  | 3TK2845-2EB42 | 1 | UN | 1 | 15 | C | D | EAR99 | N | 85364900 | 1 | 4011209666016 | 0.389 | KG | 540.9 | 540.9 | CP17 | CP17 | !!! Phased-out product !!! The successor product series is 3SK2 (see FAQ xxxxxxxxx) SIRIUS safety relay with relay and electronic 24 V DC, 45 mm Spring-type terminal EC instantaneous: 2 NO EC delayed: 2 SC: 1 Enabling switch Basic device Maximum achievable PL according to EN 13849-1: Maximum achievable SIL according to IEC 61508: 3 | - | 0 | 7
3TK2845-2EB44 |  | 3TK2845-2EB44 | 1 | UN | 1 | 15 | C | D | EAR99 | N | 85364900 | 1 | 4011209666023 | 0.415 | KG | 540.9 | 540.9 | CP17 | CP17 | !!! Phased-out product !!! The successor product series is 3SK2 (see FAQ xxxxxxxxx) SIRIUS safety relay with relay and electronic 24 V DC, 45 mm Spring-type terminal EC instantaneous: 2 NO EC delayed: 2 SC: 1 Enabling switch Basic device Maximum achievable PL according to EN 13849-1: Maximum achievable SIL according to IEC 61508: 3 | - | 0 | 7
3TK2845-2FB41 |  | 3TK2845-2FB41 | 1 | UN | 1 | 15 | C | D | EAR99 | N | 85364900 | 1 | 4011209666085 | 0.37 | KG | 540.9 | 540.9 | CP17 | CP17 | !!! Phased-out product !!! The successor product series is 3SK2 (see FAQ xxxxxxxxx) SIRIUS safety relay with relay and electronic 24 V DC, 45 mm Spring-type terminal EC instantaneous: 2 NO EC delayed: 1 SC: 1 Spring-locked tumbler Basic device Maximum achievable PL according to EN 13849-1: Maximum achievable SIL according to IEC 61508: 3 | - | 0 | 7
3TK2845-2FB42 |  | 3TK2845-2FB42 | 1 | UN | 1 | 15 | C | D | EAR99 | N | 85364900 | 1 | 4011209666092 | 0.39 | KG | 540.9 | 540.9 | CP17 | CP17 | !!! Phased-out product !!! The successor product series is 3SK2 (see FAQ xxxxxxxxx) SIRIUS safety relay with relay and electronic 24 V DC, 45 mm Spring-type terminal EC instantaneous: 2 NO EC delayed: 1 SC: 1 Spring-locked tumbler Basic device Maximum achievable PL according to EN 13849-1: Maximum achievable SIL according to IEC 61508: 3 | - | 0 | 7
3TK2845-2FB44 |  | 3TK2845-2FB44 | 1 | UN | 1 | 15 | C | D | EAR99 | N | 85364900 | 1 | 4011209666108 | 0.392 | KG | 540.9 | 540.9 | CP17 | CP17 | !!! Phased-out product !!! The successor product series is 3SK2 (see FAQ xxxxxxxxx) SIRIUS safety relay with relay and electronic 24 V DC, 45 mm Spring-type terminal EC instantaneous: 2 NO EC delayed: 1 SC: 1 Spring-locked tumbler Basic device Maximum achievable PL according to EN 13849-1: Maximum achievable SIL according to IEC 61508: 3 | - | 0 | 7
3TK2845-2GB41 |  | 3TK2845-2GB41 | 1 | UN | 1 | 15 | C | D | EAR99 | N | 85364900 | 1 | 4011209666160 | 0.392 | KG | 540.9 | 540.9 | CP17 | CP17 | !!! Phased-out product !!! The successor product series is 3SK2 (see FAQ xxxxxxxxx) SIRIUS safety relay with relay and electronic 24 V DC, 45 mm Spring-type terminal EC instantaneous: 2 NO EC delayed: 1 SC: 1 Solenoid-locked tumbler Basic device Maximum achievable PL according to EN 13849-1: Maximum achievable SIL according to IEC 61508: 3 | - | 0 | 7
3TK2845-2GB42 |  | 3TK2845-2GB42 | 1 | UN | 1 | 15 | C | D | EAR99 | N | 85364900 | 1 | 4011209666177 | 0.38 | KG | 540.9 | 540.9 | CP17 | CP17 | !!! Phased-out product !!! The successor product series is 3SK2 (see FAQ xxxxxxxxx) SIRIUS safety relay with relay and electronic 24 V DC, 45 mm Spring-type terminal EC instantaneous: 2 NO EC delayed: 1 SC: 1 Solenoid-locked tumbler Basic device Maximum achievable PL according to EN 13849-1: Maximum achievable SIL according to IEC 61508: 3 | - | 0 | 7
3TK2845-2GB44 |  | 3TK2845-2GB44 | 1 | UN | 1 | 15 | C | D | EAR99 | N | 85364900 | 1 | 4011209666184 | 0.388 | KG | 540.9 | 540.9 | CP17 | CP17 | !!! Phased-out product !!! The successor product series is 3SK2 (see FAQ xxxxxxxxx) SIRIUS safety relay with relay and electronic 24 V DC, 45 mm Spring-type terminal EC instantaneous: 2 NO EC delayed: 1 SC: 1 Solenoid-locked tumbler Basic device Maximum achievable PL according to EN 13849-1: Maximum achievable SIL according to IEC 61508: 3 | - | 0 | 7
3TK2845-2HB40 |  | 3TK2845-2HB40 | 1 | UN | 1 | 15 | C | D | EAR99 | N | 85364900 | 1 | 4011209681385 | 0.44 | KG | 540.9 | 540.9 | CP17 | CP17 | !!! Phased-out product !!! The successor product series is 3SK2 (see FAQ xxxxxxxxx) SIRIUS safety relay with relay and electronic 24 V DC, 45 mm Spring-type terminal EC instantaneous: 4 NO EC delayed: 0 SC: 1 Auto-start and monitored start Basic device Maximum achievable PL according to EN 13849-1: Maximum achievable SIL according to IEC 61508: 3 | - | 0 | 7
3TK2845-2HB41 |  | 3TK2845-2HB41 | 1 | UN | 1 | 15 | C | D | EAR99 | N | 85364900 | 1 | 4011209681392 | 0.39 | KG | 540.9 | 540.9 | CP17 | CP17 | !!! Phased-out product !!! The successor product series is 3SK2 (see FAQ xxxxxxxxx) SIRIUS safety relay with relay and electronic 24 V DC, 45 mm Spring-type terminal EC instantaneous: 2 NO EC delayed: 2 SC: 1 Auto-start and monitored start Basic device Maximum achievable PL according to EN 13849-1: Maximum achievable SIL according to IEC 61508: 3 | - | 0 | 7
3TK2845-2HB42 |  | 3TK2845-2HB42 | 1 | UN | 1 | 15 | C | D | EAR99 | N | 85364900 | 1 | 4011209681422 | 0.391 | KG | 540.9 | 540.9 | CP17 | CP17 | !!! Phased-out product !!! The successor product series is 3SK2 (see FAQ xxxxxxxxx) SIRIUS safety relay with relay and electronic 24 V DC, 45 mm Spring-type terminal EC instantaneous: 2 NO EC delayed: 2 SC: 1 Auto-start and monitored start Basic device Maximum achievable PL according to EN 13849-1: Maximum achievable SIL according to IEC 61508: 3 | - | 0 | 7
3TK2845-2HB44 |  | 3TK2845-2HB44 | 1 | UN | 1 | 15 | C | D | EAR99 | N | 85364900 | 1 | 4011209681439 | 0.389 | KG | 540.9 | 540.9 | CP17 | CP17 | !!! Phased-out product !!! The successor product series is 3SK2 (see FAQ xxxxxxxxx) SIRIUS safety relay with relay and electronic 24 V DC, 45 mm Spring-type terminal EC instantaneous: 2 NO EC delayed: 2 SC: 1 Auto-start and monitored start Basic device Maximum achievable PL according to EN 13849-1: Maximum achievable SIL according to IEC 61508: 3 | - | 0 | 7
3TK2850-1AJ20 |  | 3TK2850-1AJ20 | 1 | UN | 1 | 15 | C | D | EAR99H | N | 85364900 | 1 | 4011209548176 | 0.7 | KG | 349.2 | 349.2 | CP17 | CP17 | SIRIUS safety relay with contactor relay enabling circuits (EC) 115 V DC, 90 mm Screw terminal EC instantaneous: 3 NO EC delayed: 0 SC: 0 Autostart/monitored start Basic device Maximum achieved SIL: 2, PL: d | - | 0 | 7
3TK2850-1AL20 |  | 3TK2850-1AL20 | 1 | UN | 1 | 15 | C | D | EAR99H | N | 85364900 | 1 | 4011209548206 | 0.78 | KG | 349.2 | 349.2 | CP17 | CP17 | SIRIUS safety relay with contactor relay enabling circuits (EC) 230 V DC, 90 mm Screw terminal EC instantaneous: 3 NO EC delayed: 0 SC: 0 Autostart/monitored start Basic device Maximum achieved SIL: 2, PL: d | - | 0 | 7
3TK2850-1BB40 |  | 3TK2850-1BB40 | 1 | UN | 1 | 15 | C | D | N | N | 85364900 | 1 | 4011209548220 | 0.798 | KG | 323.1 | 323.1 | CP17 | CP17 | SIRIUS safety relay with contactor relay enabling circuits (EC) 24 V DC, 90 mm Screw terminal EC instantaneous: 3 NO EC delayed: 0 SC: 0 Autostart/monitored start Basic device Maximum achieved SIL: 2, PL: d | - | 0 | 7
3TK2850-2AJ20 |  | 3TK2850-2AJ20 | 1 | UN | 1 | 15 | C | D | EAR99H | N | 85364900 | 1 | 4011209548183 | 0.742 | KG | 363.6 | 363.6 | CP17 | CP17 | SIRIUS safety relay with contactor relay enabling circuits (EC) 115 V DC, 90 mm Spring-type terminal EC instantaneous: 3 NO EC delayed: 0 SC: 0 Autostart/monitored start Basic device Maximum achieved SIL: 2, PL: d | - | 0 | 7
3TK2850-2AL20 |  | 3TK2850-2AL20 | 1 | UN | 1 | 15 | C | D | EAR99H | N | 85364900 | 1 | 4011209548213 | 0.737 | KG | 363.6 | 363.6 | CP17 | CP17 | SIRIUS safety relay with contactor relay enabling circuits (EC) 230 V DC, 90 mm Spring-type terminal EC instantaneous: 3 NO EC delayed: 0 SC: 0 Autostart/monitored start Basic device Maximum achieved SIL: 2, PL: d | - | 0 | 7
3TK2850-2BB40 |  | 3TK2850-2BB40 | 1 | UN | 1 | 15 | C | D | N | N | 85364900 | 1 | 4011209548237 | 0.79 | KG | 332.1 | 332.1 | CP17 | CP17 | SIRIUS safety relay with contactor relay enabling circuits (EC) 24 V DC, 90 mm Spring-type terminal EC instantaneous: 3 NO EC delayed: 0 SC: 0 Autostart/monitored start Basic device Maximum achieved SIL: 2, PL: d | - | 0 | 7
3TK2851-1AJ20 |  | 3TK2851-1AJ20 | 1 | UN | 1 | 15 | C | D | EAR99H | N | 85364900 | 1 | 4011209548268 | 0.74 | KG | 349.2 | 349.2 | CP17 | CP17 | SIRIUS safety relay with contactor relay enabling circuits (EC) 115 V DC, 90 mm Screw terminal EC instantaneous: 2 NO EC delayed: 0 SC: 1NC Autostart/monitored start Basic device Maximum achieved SIL: 2, PL: d | - | 0 | 7
3TK2851-1AL20 |  | 3TK2851-1AL20 | 1 | UN | 1 | 15 | C | D | EAR99H | N | 85364900 | 1 | 4011209548282 | 0.767 | KG | 349.2 | 349.2 | CP17 | CP17 | SIRIUS safety relay with contactor relay enabling circuits (EC) 230 V DC, 90 mm Screw terminal EC instantaneous: 2 NO EC delayed: 0 SC: 1NC Autostart/monitored start Basic device Maximum achieved SIL: 2, PL: d | - | 0 | 7
3TK2851-1BB40 |  | 3TK2851-1BB40 | 1 | UN | 1 | 15 | C | D | N | N | 85364900 | 1 | 4011209548305 | 0.799 | KG | 323.1 | 323.1 | CP17 | CP17 | SIRIUS safety relay with contactor relay enabling circuits (EC) 24 V DC, 90 mm Screw terminal EC instantaneous: 2 NO EC delayed: 0 SC: 1NC Autostart/monitored start Basic device Maximum achieved SIL: 2, PL: d | - | 0 | 7
3TK2851-2AJ20 |  | 3TK2851-2AJ20 | 1 | UN | 1 | 15 | C | D | EAR99H | N | 85364900 | 1 | 4011209548275 | 0.739 | KG | 363.6 | 363.6 | CP17 | CP17 | SIRIUS safety relay with contactor relay enabling circuits (EC) 24 V DC, 90 mm Spring-type terminal EC instantaneous: 2 NO EC delayed: 0 SC: 1NC Autostart/monitored start Basic device Maximum achieved SIL: 2, PL: d | - | 0 | 7
3TK2851-2AL20 |  | 3TK2851-2AL20 | 1 | UN | 1 | 15 | C | D | EAR99H | N | 85364900 | 1 | 4011209548299 | 0.768 | KG | 363.6 | 363.6 | CP17 | CP17 | SIRIUS safety relay with contactor relay enabling circuits (EC) 24 V DC, 90 mm Spring-type terminal EC instantaneous: 2 NO EC delayed: 0 SC: 1NC Autostart/monitored start Basic device Maximum achieved SIL: 2, PL: d | - | 0 | 7
3TK2851-2BB40 |  | 3TK2851-2BB40 | 1 | UN | 1 | 15 | C | D | N | N | 85364900 | 1 | 4011209548312 | 0.787 | KG | 332.1 | 332.1 | CP17 | CP17 | SIRIUS safety relay with contactor relay enabling circuits (EC) 24 V DC, 90 mm Spring-type terminal EC instantaneous: 2 NO EC delayed: 0 SC: 1NC Autostart/monitored start Basic device Maximum achieved SIL: 2, PL: d | - | 0 | 7
3TK2852-1AL20 |  | 3TK2852-1AL20 | 1 | UN | 1 | 15 | C | D | EAR99H | N | 85364900 | 1 | 4011209548329 | 0.84 | KG | 411.3 | 411.3 | CP17 | CP17 | SIRIUS safety relay with contactor relay enabling circuits (EC) 230 V DC, 90 mm Screw terminal EC instantaneous: 6NO EC delayed: 0 SC: 1NC Autostart/monitored start Basic device Maximum achieved SIL: 2, PL: d | - | 0 | 7
3TK2852-1BB40 |  | 3TK2852-1BB40 | 1 | UN | 1 | 15 | C | D | N | N | 85364900 | 1 | 4011209548343 | 0.898 | KG | 381.6 | 381.6 | CP17 | CP17 | SIRIUS safety relay with contactor relay enabling circuits (EC) 24 V DC, 90 mm Screw terminal EC instantaneous: 6NO EC delayed: 0 SC: 1NC Autostart/monitored start Basic device Maximum achieved SIL: 2, PL: d | - | 0 | 7
3TK2852-2AL20 |  | 3TK2852-2AL20 | 1 | UN | 1 | 15 | C | D | EAR99H | N | 85364900 | 1 | 4011209548336 | 0.844 | KG | 419.4 | 419.4 | CP17 | CP17 | SIRIUS safety relay with contactor relay enabling circuits (EC) 230 V DC, 90 mm Spring-type terminal EC instantaneous: 6NO EC delayed: 0 SC: 1NC Autostart/monitored start Basic device Maximum achieved SIL: 2, PL: d | - | 0 | 7
3TK2852-2BB40 |  | 3TK2852-2BB40 | 1 | UN | 1 | 15 | C | D | N | N | 85364900 | 1 | 4011209548350 | 0.898 | KG | 391.5 | 391.5 | CP17 | CP17 | SIRIUS safety relay with contactor relay enabling circuits (EC) 24 V DC, 90 mm Spring-type terminal EC instantaneous: 6NO EC delayed: 0 SC: 1NC Autostart/monitored start Basic device Maximum achieved SIL: 2, PL: d | - | 0 | 7
3TK2853-1BB40 |  | 3TK2853-1BB40 | 1 | UN | 1 | 15 | C | D | N | N | 85364900 | 1 | 4011209564541 | 0.693 | KG | 427.5 | 427.5 | CP17 | CP17 | SIRIUS safety relay with contactor relay enabling circuits (EC) 24 V DC, 90 mm Screw terminal EC instantaneous: 3 NO + 1 HL EC delayed: 0 SC: 0 Autostart/monitored start Basic device Maximum achieved SIL: 3, PL: e | - | 0 | 7
3TK2853-2BB40 |  | 3TK2853-2BB40 | 1 | UN | 1 | 15 | C | D | N | N | 85364900 | 1 | 4011209564558 | 0.68 | KG | 440.1 | 440.1 | CP17 | CP17 | SIRIUS safety relay with contactor relay enabling circuits (EC) 24 V DC, 90 mm Spring-type terminal EC instantaneous: 3 NO + 1 HL EC delayed: 0 SC: 0 Autostart/monitored start Basic device Maximum achieved SIL: 3, PL: e | - | 0 | 7
3TK2853-2BB40-0AB1 |  | 3TK2853-2BB40-0AB1 | 1 | UN | 1 | 15 | C | D | N | N | 85364900 | 1 | 4011209593367 | 0.794 | KG | 495 | 495 | CP17 | CP17 | !!! Phased-out product !!! SIGUARD safety combination Electronic basic unit STOP-0, Maximum achieved SIL:3, PL:E STOP-0, 6 EC, 1 HL Signaling circuit, 1NC Spring-type terminal 24 V DC Customer type (KRAUSS-MAFFEI) Width 90 mm | - | 0 | 9
3TK2856-1BB40 |  | 3TK2856-1BB40 | 1 | UN | 1 | 15 | C | D | N | N | 85364900 | 1 | 4011209564565 | 0.759 | KG | 449.1 | 449.1 | CP17 | CP17 | SIRIUS safety relay with contactor relay enabling circuits (EC) 24 V DC, 90 mm Screw terminal EC instantaneous: 6 NO + 1 HL EC delayed: 0 SC: 1NC Expansion unit Maximum achievable PL: as basic unit Maximum achievable SIL: as basic unit | - | 0 | 7
3TK2856-2BB40 |  | 3TK2856-2BB40 | 1 | UN | 1 | 15 | C | D | N | N | 85364900 | 1 | 4011209564572 | 0.767 | KG | 455.4 | 455.4 | CP17 | CP17 | SIRIUS safety relay with contactor relay enabling circuits (EC) 24 V DC, 90 mm Spring-type terminal EC instantaneous: 6 NO + 1 HL EC delayed: 0 SC: 1NC Expansion unit Maximum achievable PL: as basic unit Maximum achievable SIL: as basic unit | - | 0 | 7
3TK2857-1BB41 |  | 3TK2857-1BB41 | 1 | UN | 1 | 15 | C | D | N | N | 85364900 | 1 | 4011209564589 | 0.66 | KG | 427.5 | 427.5 | CP17 | CP17 | SIRIUS safety relay with contactor relay enabling circuits (EC) 24 V DC, 90 mm Screw terminal EC instantaneous: 0 EC delayed: 3NO, 0.05...3 s MK: 0 Expansion unit Maximum achievable PL: as basic unit Maximum achievable SIL: as basic unit | - | 0 | 7
3TK2857-1BB42 |  | 3TK2857-1BB42 | 1 | UN | 1 | 15 | C | D | N | N | 85364900 | 1 | 4011209564596 | 0.661 | KG | 427.5 | 427.5 | CP17 | CP17 | SIRIUS safety relay with contactor relay enabling circuits (EC) 24 V DC, 90 mm Screw terminal EC instantaneous: 0 EC delayed: 3NO, 0.5...30 s SC: 0 Expansion unit Maximum achievable PL: as basic unit Maximum achievable SIL: as basic unit | - | 0 | 7
3TK2857-1BB44 |  | 3TK2857-1BB44 | 1 | UN | 1 | 15 | C | D | N | N | 85364900 | 1 | 4011209699694 | 0.66 | KG | 427.5 | 427.5 | CP17 | CP17 | SIRIUS safety relay with contactor relay enabling circuits (EC) 24 V DC, 90 mm Screw terminal EC instantaneous: 0 EC delayed: 3NO, 5...300 s SC: 0 Expansion unit Maximum achievable PL: as basic unit Maximum achievable SIL: as basic unit | - | 0 | 7
3TK2857-2BB41 |  | 3TK2857-2BB41 | 1 | UN | 1 | 15 | C | D | N | N | 85364900 | 1 | 4011209564602 | 0.649 | KG | 440.1 | 440.1 | CP17 | CP17 | SIRIUS safety relay with contactor relay enabling circuits (EC) 24 V DC, 90 mm Spring-type terminal EC instantaneous: 0 EC delayed: 3NO, 0.05...3 s MK: 0 Expansion unit Maximum achievable PL: as basic unit Maximum achievable SIL: as basic unit | - | 0 | 7
3TK2857-2BB42 |  | 3TK2857-2BB42 | 1 | UN | 1 | 15 | C | D | N | N | 85364900 | 1 | 4011209564619 | 0.657 | KG | 440.1 | 440.1 | CP17 | CP17 | SIRIUS safety relay with contactor relay enabling circuits (EC) 24 V DC, 90 mm Spring-type terminal EC instantaneous: 0 EC delayed: 3NO, 0.5...30 s SC: 0 Expansion unit Maximum achievable PL: as basic unit Maximum achievable SIL: as basic unit | - | 0 | 7
3TK2857-2BB44 |  | 3TK2857-2BB44 | 1 | UN | 1 | 15 | C | D | N | N | 85364900 | 1 | 4011209699700 | 0.643 | KG | 440.1 | 440.1 | CP17 | CP17 | SIRIUS safety relay with contactor relay enabling circuits (EC) 24 V DC, 90 mm Spring-type terminal EC instantaneous: 0 NO EC delayed: 3NO, 5...300 s SC: 0 Expansion unit Maximum achievable PL: as basic unit Maximum achievable SIL: as basic unit | - | 0 | 7
3TK2943-0AL2 |  | 3TK2943-0AL2 | 1 | UN | 1 | 10 | C | D | N | N | 85364900 | 1 | 4011209086722 | 0.87 | KG | 530.1 | 530.1 | CP17 | CP17 | Delay module 3 enabling circuits delayed 1...4 s adjustable AC operation 230 V AC 50/60 Hz | - | 0 | 7
3TK2943-0BB4 |  | 3TK2943-0BB4 | 1 | UN | 1 | 1 | A | D | EAR99 | N | 85364190 | 1 | 4011209050549 | 0.88 | KG | 529.2 | 529.2 | CP17 | CP17 | Delay module 3 enabling circuits delayed 1...4 s adjustable DC operation 24 V DC | - | 0 | 7
3TK2983-0AC2 |  | 3TK2983-0AC2 | 1 | UN | 1 | 10 | C | D | EAR99 | N | 85364190 | 1 | 4011209175488 | 0.972 | KG | 554.4 | 554.4 | CP17 | CP17 | Delay module 3 enabling circuits delayed 2...8 s adjustable AC operation 24 V AC 50/60 Hz | - | 0 | 7
3TK2983-0AG2 |  | 3TK2983-0AG2 | 1 | UN | 1 | 5 | B | D | EAR99 | N | 85364900 | 1 | 4011209171756 | 0.903 | KG | 554.4 | 554.4 | CP17 | CP17 | Delay module 3 enabling circuits delayed 2...8 s adjustable AC operation 110 V AC 50/60 Hz | - | 0 | 7
3TK2983-0AL2 |  | 3TK2983-0AL2 | 1 | UN | 1 | 5 | B | D | N | N | 85364900 | 1 | 4011209084391 | 0.864 | KG | 554.4 | 554.4 | CP17 | CP17 | Delay module 3 enabling circuits delayed 2...8 s adjustable AC operation 230 V AC 50/60 Hz | - | 0 | 7
3TK2983-0BB4 |  | 3TK2983-0BB4 | 1 | UN | 1 | 1 | A | D | EAR99 | N | 85364190 | 1 | 4011209050556 | 0.923 | KG | 550.8 | 550.8 | CP17 | CP17 | Delay module 3 enabling circuits delayed 2...8 s adjustable DC operation 24 V DC | - | 0 | 7
3TK5022-0AR0 |  | 3TK5022-0AR0 | 1 | UN | 1 | 20 | D | D | N | N | 85364900 | 1 | 4011209101814 | 3.46 | KG | 988 | 988 | CP04 | CP04 | Contactor, AC-1 size 6, 3-pole 190 A, 125 kW, 400 V/380 V Auxiliary switch 22 (2 NO + 2 NC) 415 V AC/50 Hz/500 V AC/60 Hz AC operation | - | 0 | 9
3TK5022-0AR0-Z | X95 | 3TK5022-0AR0-ZX95 | 1 | UN | 1 | 40 | X | D | N | N | 85364900 | 10 | 4011209369108 | 3.34 | KG | 1026 | 1026 | CP04 | CP04 | Contactor, AC-1 size 6, 3-pole 190 A, 125 kW, 400 V/380 V Auxiliary switch 22 (2 NO + 2 NC) AC operation 415 V AC/50 Hz/500 V AC/60 Hz Reusable packaging Packing quantity = 10 units | - | 0 | 9
3TK5422-0AG2-Z | B01 | 3TK5422-0AG2-ZB01 | 1 | UN | 1 | 40 | X | D | EAR99 | N | 85364900 | 1 | 4011209538306 | 7.2 | KG | 2299 | 2299 | CP04 | CP04 | Contactor, AC-1 size 10 3-pole, 380A, 250 kW, 400V/380V, Auxiliary switch 22 (2 NO + 2 NC), AC operation 110V AC 50/60Hz upright mounting position | - | 0 | 9
3TX1623-0C |  | 3TX1623-0C | 1 | UN | 1 | 5 | B | D | N | N | 85369095 | 1 | 4011209053809 | 0.152 | KG | 133 | 133 | CP04 | CP04 | Plug-in base for plug-in contactors Terminal plug-in base | - | 0 | 7
3TX2746-2F |  | 3TX2746-2F | 1 | UN | 1 | 15 | C | D | N | N | 85363010 | 1 | 4011209053816 | 0.015 | KG | 20.43 | 20.43 | CP04 | CP04 | Surge suppressor Varistor 24 V AC/DC for contactors size 12 | - | 0 | 0
3TX2746-2G |  | 3TX2746-2G | 1 | UN | 1 | 10 | C | D | N | N | 85363010 | 1 | 4011209095076 | 0.016 | KG | 20.43 | 20.43 | CP04 | CP04 | Surge suppressor Varistor 110 V AC/DC for contactors size 12 | - | 0 | 0
3TX4001-2A |  | 3TX4001-2A | 1 | UN | 1 | 1 | A | D | N | N | 85365080 | 1 | 4011209053823 | 0.017 | KG | 5.82 | 5.82 | CP04 | CP04 | Auxiliary switch block, without switch position indicator for attaching on contactors 1NC | - | 0 | 0
3TX4001-4A |  | 3TX4001-4A | 1 | UN | 1 | 20 | D | D | N | N | 85365080 | 1 | 4011209053830 | 0.017 | KG | 10.55 | 10.55 | CP04 | CP04 | Auxiliary switch block, without switch position indicator for attaching on contactors 1 NC with extended contacts | - | 0 | 0
3TX4010-2A |  | 3TX4010-2A | 1 | UN | 1 | 1 | A | D | N | N | 85365080 | 1 | 4011209053847 | 0.017 | KG | 5.82 | 5.82 | CP04 | CP04 | Auxiliary switch block, without switch position indicator for attaching on contactors 1 NO | - | 0 | 0
3TX4010-3A |  | 3TX4010-3A | 1 | UN | 1 | 20 | D | D | N | N | 85365080 | 1 | 4011209053854 | 0.015 | KG | 16.34 | 16.34 | CP04 | CP04 | Auxiliary switch block, with switch position indicator for attaching on contactors 1 NO | - | 0 | 0
3TX4010-4A |  | 3TX4010-4A | 1 | UN | 1 | 20 | D | D | N | N | 85365080 | 1 | 4011209053861 | 0.016 | KG | 10.55 | 10.55 | CP04 | CP04 | Auxiliary switch block, without switch position indicator for attaching on contactors 1 NO with extended contacts | - | 0 | 0
3TX4011-8A |  | 3TX4011-8A | 1 | UN | 1 | 16 | D | D | N | N | 85365080 | 1 | 4011209053878 | 0.043 | KG | 30.5 | 30.5 | CP04 | CP04 | Auxiliary switch block, for lateral mounting to contactor 3TF3, Size 1, 1 NO + 1 NC | - | 0 | 7
3TX4090-0C |  | 3TX4090-0C | 1 | UN | 1 | 15 | C | D | N | N | 85365080 | 1 | 4011209053885 | 0.063 | KG | 54.25 | 52.73 | CP04 | CP04 | Coupling link, with LED for switching status, without surge suppression for mounting to contactor 3TF30-3TF35, 3TF40-3TF45, 3TH42, 3TH43 | Lista Papel 2020 SI | 0 | 0
3TX4090-0D |  | 3TX4090-0D | 1 | UN | 1 | 2 | A | D | N | N | 85365080 | 1 | 4011209053892 | 0.057 | KG | 65.17 | 63.37 | CP04 | CP04 | Coupling link, with LED for switching status, with surge suppression for mounting to contactor 3TF30-3TF35, 3TF40-3TF45, 3TH42, 3TH43 | Lista Papel 2020 SI | 0 | 0
3TX4180-0A |  | 3TX4180-0A | 1 | UN | 1 | 5 | B | D | N | N | 85365080 | 1 | 4011209053977 | 0.012 | KG | 13.68 | 13.3 | CP04 | CP04 | ON delay device, NTC thermistor, 100 ms, 220...230 V AC, 50/60 Hz | Lista Papel 2020 SI | 0 | 0
3TX4180-3G |  | 3TX4180-3G | 1 | UN | 1 | 5 | B | D | N | N | 85365019 | 1 | 4011209054042 | 0.072 | KG | 155.8 | 155.8 | CP04 | CP04 | Coupling link with LED, varistor built-in, 24 V DC | - | 0 | 7
3TX4210-0H |  | 3TX4210-0H | 100 | UN | 1 | 5 | B | D | N | N | 85389099 | 100 | 4011209054110 | 0.001 | KG | 18.24 | 18.24 | CP04 | CP04 | Unit labeling plate Pack with 100 blank labels loose, can be snapped on | - | 0 | 0
3TX4210-0J |  | 3TX4210-0J | 100 | UN | 1 | 20 | D | D | N | N | 85389099 | 100 | 4011209096684 | 0.28 | G | 12.35 | 12.35 | CP04 | CP04 | Pack with 100 label holders for mounting as required | - | 0 | 0
3TX4210-0L |  | 3TX4210-0L | 1 | UN | 1 | 5 | B | D | N | N | 85444290 | 2 | 4011209054127 | 0.006 | KG | 15.58 | 15.58 | CP04 | CP04 | Test adapter for test plug 4 mm | - | 0 | 0
3TX4210-0P |  | 3TX4210-0P | 1 | UN | 1 | 0 | A | D | N | N | 85389099 | 1 | 4011209054158 | 0.001 | KG | 1.49 | 1.49 | CP04 | CP04 | Cover for switch position indicator | - | 0 | 0
3TX4210-0R |  | 3TX4210-0R | 100 | UN | 1 | 5 | B | D | N | N | 85389099 | 380 | 4011209166370 | 0.778 | G | 24.89 | 24.89 | CP04 | CP04 | Unit labeling plate can be snapped on consists of 380 labels | - | 0 | 0
3TX4401-1A |  | 3TX4401-1A | 1 | UN | 1 | 20 | D | D | N | N | 85365080 | 1 | 4011209054165 | 0.035 | KG | 9.27 | 9.27 | CP06 | CP06 | Auxiliary switch block, with screw terminal for motor contactors EN 50012 Ident. no. 11E, 1NC | - | 0 | 0
3TX4401-1B |  | 3TX4401-1B | 1 | UN | 1 | 20 | D | D | N | N | 85365080 | 1 | 4011209144415 | 0.029 | KG | 10.48 | 10.48 | CP06 | CP06 | Auxiliary switch block, with flat connector terminal for motor contactors EN 50012 Ident. no. 11E, 1NC | - | 0 | 0
3TX4402-2A |  | 3TX4402-2A | 1 | UN | 1 | 20 | D | D | N | N | 85365080 | 1 | 4011209054172 | 0.038 | KG | 10.86 | 10.86 | CP06 | CP06 | Auxiliary switch block, with screw terminal for contactor relays and motor contactors EN 50005, Ident. no. 02, 2 NC | - | 0 | 0
3TX4402-2B |  | 3TX4402-2B | 1 | UN | 1 | 20 | D | D | N | N | 85365080 | 1 | 4011209262706 | 0.03 | KG | 14.74 | 14.74 | CP06 | CP06 | Auxiliary switch block, with flat connector terminal for contactor relays and motor contactors EN 50005, Ident. no. 02, 2 NC | - | 0 | 0
3TX4404-0A |  | 3TX4404-0A | 1 | UN | 1 | 1 | A | D | N | N | 85365080 | 1 | 4011209054189 | 0.052 | KG | 18.53 | 18.53 | CP06 | CP06 | Auxiliary switch block, with screw terminal for contactor relays EN 50011, Ident. no. 44E, 4 NC | - | 0 | 0
3TX4404-0B |  | 3TX4404-0B | 1 | UN | 1 | 20 | D | D | N | N | 85365080 | 1 | 4011209122949 | 0.05 | KG | 24.06 | 24.06 | CP06 | CP06 | Auxiliary switch block, with flat connector terminal for contactor relays EN 50011, Ident. no. 44E, 4 NC | - | 0 | 0
3TX4411-2A |  | 3TX4411-2A | 1 | UN | 1 | 2 | A | D | N | N | 85365080 | 1 | 4011209054196 | 0.041 | KG | 10.86 | 10.86 | CP06 | CP06 | Auxiliary switch block, with screw terminal for contactor relays and motor contactors EN 50005 Ident. no. 11, 1 NO + 1 NC | - | 0 | 0
3TX4411-2B |  | 3TX4411-2B | 1 | UN | 1 | 20 | D | D | N | N | 85365080 | 1 | 4011209126091 | 0.034 | KG | 14.74 | 14.74 | CP06 | CP06 | Auxiliary switch block, with flat connector terminal for contactor relays and motor contactors EN 50005 Ident. no. 11, 1 NO + 1 NC | - | 0 | 0
3TX4411-2G |  | 3TX4411-2G | 1 | UN | 1 | 20 | D | D | N | N | 85365080 | 1 | 4011209054202 | 0.026 | KG | 22.21 | 22.21 | CP06 | CP06 | Auxiliary switch block, with screw terminal for contactor relays and motor contactors EN 50005 Ident. no. 11, 1 NO + 1 NC, 2U | - | 0 | 0
3TX4412-1A |  | 3TX4412-1A | 1 | UN | 1 | 2 | A | D | N | N | 85365080 | 1 | 4011209054219 | 0.048 | KG | 15.23 | 15.23 | CP06 | CP06 | Auxiliary switch block, with screw terminal for motor contactors EN 50012 Ident. no. 22E, 1 NO + 2 NC | - | 0 | 0
3TX4412-1B |  | 3TX4412-1B | 1 | UN | 1 | 20 | D | D | N | N | 85365080 | 1 | 4011209131217 | 0.033 | KG | 19.59 | 19.59 | CP06 | CP06 | Auxiliary switch block, with flat connector terminal for motor contactors EN 50012 Ident. no. 22E, 1 NO + 2 NC | - | 0 | 0
3TX4413-0A |  | 3TX4413-0A | 1 | UN | 1 | 2 | A | D | N | N | 85365080 | 1 | 4011209054226 | 0.049 | KG | 18.53 | 18.53 | CP06 | CP06 | Auxiliary switch block, with screw terminal for contactor relays EN 50011, Ident. no. 53E, 1 NO + 3 NC | - | 0 | 0
3TX4413-0B |  | 3TX4413-0B | 1 | UN | 1 | 20 | D | D | N | N | 85365080 | 1 | 4011209170278 | 0.043 | KG | 24.06 | 24.06 | CP06 | CP06 | Auxiliary switch block, with flat connector terminal for contactor relays EN 50011, Ident. no. 53E, 1 NO + 3 NC | - | 0 | 0
3TX4413-1A |  | 3TX4413-1A | 1 | UN | 1 | 5 | B | D | N | N | 85365080 | 1 | 4011209054233 | 0.046 | KG | 18.53 | 18.53 | CP06 | CP06 | Auxiliary switch block, with screw terminal for motor contactors EN 50012 Ident. no. 23 E, 1 NO + 3 NC | - | 0 | 0
3TX4413-1B |  | 3TX4413-1B | 1 | UN | 1 | 20 | D | D | N | N | 85365080 | 1 | 4011209165762 | 0.045 | KG | 24.06 | 24.06 | CP06 | CP06 | Auxiliary switch block, with flat connector terminal for motor contactors EN 50012 Ident. no. 23 E, 1 NO + 3 NC | - | 0 | 0
3TX4420-2A |  | 3TX4420-2A | 1 | UN | 1 | 2 | A | D | N | N | 85365080 | 1 | 4011209054240 | 0.038 | KG | 10.86 | 10.86 | CP06 | CP06 | Auxiliary switch block, with screw terminal for contactor relays and motor contactors EN 50005 Ident. no. 20, 2 NO | - | 0 | 0
3TX4420-2B |  | 3TX4420-2B | 1 | UN | 1 | 20 | D | D | N | N | 85365080 | 1 | 4011209173804 | 0.035 | KG | 14.74 | 14.74 | CP06 | CP06 | Auxiliary switch block, with flat connector terminal for contactor relays and motor contactors EN 50005 Ident. no. 20, 2 NO | - | 0 | 0
3TX4422-0A |  | 3TX4422-0A | 1 | UN | 1 | 1 | A | D | N | N | 85365080 | 1 | 4011209054257 | 0.048 | KG | 18.53 | 18.53 | CP06 | CP06 | Auxiliary switch block, with screw terminal for contactor relays EN 50011, Ident. no. 62E, 2 NO + 2 NC | - | 0 | 0
3TX4422-1A |  | 3TX4422-1A | 1 | UN | 1 | 2 | A | D | N | N | 85365080 | 1 | 4011209054264 | 0.045 | KG | 18.53 | 18.53 | CP06 | CP06 | Auxiliary switch block, with screw terminal for motor contactors EN 50012 Ident. no. 32 E, 2 NO + 2 NC | - | 0 | 0
3TX4422-1B |  | 3TX4422-1B | 1 | UN | 1 | 20 | D | D | N | N | 85365080 | 1 | 4011209120006 | 0.041 | KG | 24.06 | 24.06 | CP06 | CP06 | Auxiliary switch block, with flat connector terminal for motor contactors EN 50012 Ident. no. 32 E, 2 NO + 2 NC | - | 0 | 0
3TX4422-2A |  | 3TX4422-2A | 1 | UN | 1 | 1 | A | D | N | N | 85365080 | 1 | 4011209054271 | 0.044 | KG | 18.53 | 18.53 | CP06 | CP06 | Auxiliary switch block, with screw terminal for contactor relays and motor contactors EN 50005 Ident. no. 22, 2 NO + 2 NC | - | 0 | 0
3TX4422-2B |  | 3TX4422-2B | 1 | UN | 1 | 20 | D | D | N | N | 85365080 | 1 | 4011209088245 | 0.04 | KG | 24.06 | 24.06 | CP06 | CP06 | Auxiliary switch block, with flat connector terminal for contactor relays and motor contactors EN 50005 Ident. no. 22, 2 NO + 2 NC | - | 0 | 0
3TX4422-2G |  | 3TX4422-2G | 1 | UN | 1 | 2 | A | D | N | N | 85365080 | 1 | 4011209054288 | 0.04 | KG | 31.62 | 31.62 | CP06 | CP06 | Auxiliary switch block, with screw terminal for contactor relays and motor contactors EN 50005 Ident. no. 22, 2 NO + 2 NC, 2U | - | 0 | 0
3TX4431-0A |  | 3TX4431-0A | 1 | UN | 1 | 2 | A | D | N | N | 85365080 | 1 | 4011209054295 | 0.025 | KG | 18.53 | 18.53 | CP06 | CP06 | Auxiliary switch block, with screw terminal for contactor relays EN 50011, Ident. no. 71E, 3 NO+1 NC | - | 0 | 0
3TX4431-0B |  | 3TX4431-0B | 1 | UN | 1 | 20 | D | D | N | N | 85365080 | 1 | 4011209178090 | 0.04 | KG | 24.06 | 24.06 | CP06 | CP06 | Auxiliary switch block, with flat connector terminal for contactor relays EN 50011, Ident. no. 71E, 3 NO+1 NC | - | 0 | 0
3TX4431-2A |  | 3TX4431-2A | 1 | UN | 1 | 2 | A | D | N | N | 85365080 | 1 | 4011209054301 | 0.05 | KG | 18.53 | 18.53 | CP06 | CP06 | Auxiliary switch block, with screw terminal for contactor relays and motor contactors EN 50005 Ident. no. 31, 3 NO+1 NC | - | 0 | 0
3TX4431-2B |  | 3TX4431-2B | 1 | UN | 1 | 20 | D | D | N | N | 85365080 | 1 | 4011209126893 | 0.043 | KG | 24.06 | 24.06 | CP06 | CP06 | Auxiliary switch block, with flat connector terminal for contactor relays and motor contactors EN 50005 Ident. no. 31, 3 NO+1 NC | - | 0 | 9
3TX4440-0A |  | 3TX4440-0A | 1 | UN | 1 | 2 | A | D | N | N | 85365080 | 1 | 4011209054318 | 0.048 | KG | 18.53 | 18.53 | CP06 | CP06 | Auxiliary switch block, with screw terminal for contactor relays EN 50011, Ident. no. 80E, 4 NO | - | 0 | 0
3TX4440-0B |  | 3TX4440-0B | 1 | UN | 1 | 20 | D | D | N | N | 85365080 | 1 | 4011209089181 | 0.05 | KG | 24.06 | 24.06 | CP06 | CP06 | Auxiliary switch block, with flat connector terminal for contactor relays EN 50011, Ident. no. 80E, 4 NO | - | 0 | 0
3TX4440-2A |  | 3TX4440-2A | 1 | UN | 1 | 2 | A | D | N | N | 85365080 | 1 | 4011209054325 | 0.048 | KG | 18.53 | 18.53 | CP06 | CP06 | Auxiliary switch block, with screw terminal for contactor relays and motor contactors EN 50005 | - | 0 | 0
3TX4440-2B |  | 3TX4440-2B | 1 | UN | 1 | 20 | D | D | N | N | 85365080 | 1 | 4011209088726 | 0.04 | KG | 24.06 | 24.06 | CP06 | CP06 | Auxiliary switch block, with flat connector terminal for contactor relays and motor contactors EN 50005 | - | 0 | 0
3TX4490-0T |  | 3TX4490-0T | 1 | UN | 1 | 15 | C | D | N | N | 85363010 | 1 | 4011209054332 | 0.01 | KG | 12.92 | 12.92 | CP04 | CP04 | Surge suppressor RC element 110...220 V AC | - | 0 | 9
3TX4490-0U |  | 3TX4490-0U | 1 | UN | 1 | 15 | C | D | N | N | 85363010 | 1 | 4011209054349 | 0.024 | KG | 16.63 | 16.63 | CP04 | CP04 | OVERVOLTAGE LIMITER VARISTOR SUPPORTING STRUCTURE 24...48 V AC/DC | - | 0 | 7
3TX4490-0V |  | 3TX4490-0V | 1 | UN | 1 | 5 | B | D | N | N | 85363010 | 1 | 4011209054356 | 0.025 | KG | 10.26 | 10.26 | CP04 | CP04 | Surge suppressor Varistor for snapping on and as base element 24...48 V AC/24...70 V DC for contactors size 0 and 1 | - | 0 | 0
3TX4490-0W |  | 3TX4490-0W | 1 | UN | 1 | 15 | C | D | N | N | 85363010 | 1 | 4011209054363 | 0.027 | KG | 11.02 | 11.02 | CP04 | CP04 | Surge suppressor Varistor for snapping on and as base element 127...240 V AC/150...250 V DC for contactors size 0 and 1 | - | 0 | 0
3TX4490-1A |  | 3TX4490-1A | 1 | UN | 1 | 15 | C | D | N | N | 85364900 | 1 | 4011209054387 | 0.085 | KG | 167.2 | 167.2 | CP04 | CP04 | OFF delay device 110 V AC 50/60 Hz, 0.1 or 0.2 s 220 V AC 50/60 Hz, 0.4 or 0.8 s 230 V AC 50/60 Hz, 0.4 or 0.8 s | - | 0 | 7
3TX4490-1E |  | 3TX4490-1E | 1 | UN | 1 | 2 | A | D | N | N | 85364900 | 1 | 4011209054424 | 0.013 | KG | 46.84 | 46.84 | CP04 | CP04 | Electron. ON delay device with stranded conductors for snapping onto contactors 24...36 V AC 50/60 Hz | - | 0 | 7
3TX4490-1H |  | 3TX4490-1H | 1 | UN | 1 | 15 | C | D | N | N | 85364190 | 1 | 4011209054431 | 0.082 | KG | 152.95 | 152.95 | CP04 | CP04 | OFF delay device 24 V DC, 0.25 or 0.5 s | - | 0 | 7
3TX4490-1J |  | 3TX4490-1J | 1 | UN | 1 | 20 | D | D | N | N | 85364900 | 1 | 4011209225886 | 0.008 | KG | 10.55 | 10.55 | CP04 | CP04 | Additional load block Residual current for plugging onto contactors 3TF2. ..-0A.. and-1A.. 3TH2. ..-0A.. and-1A.. 230/220 V AC, 50 Hz | - | 0 | 0
3TX4490-2D |  | 3TX4490-2D | 1 | UN | 1 | 20 | D | D | N | N | 85389099 | 10 | 4011209054479 | 0.011 | KG | 72.39 | 72.39 | CP04 | CP04 | Cover plate with rating plate 2 for starter Sz. 00 | - | 0 | 9
3TX4490-2F |  | 3TX4490-2F | 1 | UN | 1 | 15 | C | D | N | N | 85366990 | 10 | 4011209152120 | 0.024 | KG | 12.92 | 12.92 | CP04 | CP04 | Adapter, 45 mm wide for mechanical and electrical connection 3VU13 and 3TF20 | - | 0 | 0
3TX4490-3A |  | 3TX4490-3A | 1 | UN | 1 | 1 | A | D | N | N | 85363010 | 1 | 4011209054493 | 0.008 | KG | 9.08 | 9.08 | CP04 | CP04 | Surge suppressor Suppression diode 12...250 V DC for plugging onto contactors without/with auxiliary switch blocks for contactors size 00 | - | 0 | 0
3TX4490-3B |  | 3TX4490-3B | 1 | UN | 1 | 5 | B | D | N | N | 85363010 | 1 | 4011209054509 | 0.008 | KG | 10.26 | 10.26 | CP04 | CP04 | Surge suppressor Diode combination (diode and Zener diode) 24...250 V DC short break time for plugging onto contactors without/with auxiliary switch blocks | - | 0 | 0
3TX4490-3G |  | 3TX4490-3G | 1 | UN | 1 | 1 | A | D | N | N | 85363010 | 1 | 4011209054516 | 0.008 | KG | 7.46 | 7.46 | CP04 | CP04 | Surge suppressor Varistor 48 V AC/24...70 V DC for plugging onto contactors without/with auxiliary switch blocks | - | 0 | 0
3TX4490-3H |  | 3TX4490-3H | 1 | UN | 1 | 5 | B | D | N | N | 85363010 | 1 | 4011209054523 | 0.008 | KG | 8.64 | 8.64 | CP04 | CP04 | Surge suppressor Varistor 48...127 V AC/70...150 V DC for plugging onto contactors without/with auxiliary switch blocks | - | 0 | 0
3TX4490-3J |  | 3TX4490-3J | 1 | UN | 1 | 5 | B | D | N | N | 85363010 | 1 | 4011209054530 | 0.008 | KG | 9.08 | 9.08 | CP04 | CP04 | Surge suppressor Varistor 127...240 V AC/150...250 V DC for plugging onto contactors without/with auxiliary switch blocks | - | 0 | 0
3TX4490-3K |  | 3TX4490-3K | 1 | UN | 1 | 5 | B | D | N | N | 85363010 | 10 | 4011209054547 | 0.013 | KG | 12.64 | 12.64 | CP04 | CP04 | Surge suppressor Varistor 240...400 V AC for plugging onto contactors without/with auxiliary switch blocks | - | 0 | 0
3TX4490-3L |  | 3TX4490-3L | 1 | UN | 1 | 5 | B | D | N | N | 85363010 | 10 | 4011209054554 | 0.013 | KG | 16.25 | 16.25 | CP04 | CP04 | Surge suppressor Varistor 400...600 V AC for plugging onto contactors without/with auxiliary switch blocks | - | 0 | 0
3TX4490-3R |  | 3TX4490-3R | 1 | UN | 1 | 5 | B | D | N | N | 85363010 | 1 | 4011209054561 | 0.009 | KG | 9.08 | 9.08 | CP04 | CP04 | Surge suppressor RC element 24...48 V AC/24...70 V DC for plugging onto contactors without/with auxiliary switch blocks | - | 0 | 0
3TX4490-3S |  | 3TX4490-3S | 1 | UN | 1 | 5 | B | D | N | N | 85363010 | 1 | 4011209054578 | 0.009 | KG | 9.08 | 9.08 | CP04 | CP04 | Surge suppressor RC element 48...127 V AC/70...150 V DC for plugging onto contactors without/with auxiliary switch blocks | - | 0 | 0
3TX4490-3T |  | 3TX4490-3T | 1 | UN | 1 | 5 | B | D | N | N | 85363010 | 1 | 4011209054585 | 0.009 | KG | 9.08 | 9.08 | CP04 | CP04 | Surge suppressor RC element 127...240 V AC/150...250 V DC for plugging onto contactors without/with auxiliary switch blocks | - | 0 | 0
3TX4490-3U |  | 3TX4490-3U | 1 | UN | 1 | 5 | B | D | N | N | 85363010 | 1 | 4011209054592 | 0.013 | KG | 12.64 | 12.64 | CP04 | CP04 | Surge suppressor RC element 240...400 V AC for plugging onto contactors without/with auxiliary switch blocks | - | 0 | 0
3TX4490-3V |  | 3TX4490-3V | 1 | UN | 1 | 5 | B | D | N | N | 85363010 | 1 | 4011209054608 | 0.013 | KG | 16.25 | 16.25 | CP04 | CP04 | Surge suppressor RC element 400...600 V AC for plugging onto contactors without/with auxiliary switch blocks | - | 0 | 0
3TX4490-4A |  | 3TX4490-4A | 1 | UN | 1 | 5 | B | D | N | N | 85363010 | 1 | 4011209054615 | 0.009 | KG | 12.26 | 12.26 | CP04 | CP04 | Surge suppressor Interference suppression diode with LED 24...70 V DC for plugging onto contactors without/with auxiliary switch blocks | - | 0 | 0
3TX4490-4B |  | 3TX4490-4B | 1 | UN | 1 | 5 | B | D | N | N | 85363010 | 1 | 4011209054622 | 0.009 | KG | 12.26 | 12.26 | CP04 | CP04 | Surge suppressor Interference suppression diode with LED 70...150 V DC for plugging onto contactors without/with auxiliary switch blocks | - | 0 | 0
3TX4490-4C |  | 3TX4490-4C | 1 | UN | 1 | 5 | B | D | N | N | 85363010 | 1 | 4011209054639 | 0.009 | KG | 12.26 | 12.26 | CP04 | CP04 | Surge suppressor Interference suppression diode with LED 150...250 V DC for plugging onto contactors without/with auxiliary switch blocks | - | 0 | 0
3TX4490-4G |  | 3TX4490-4G | 1 | UN | 1 | 5 | B | D | N | N | 85363010 | 1 | 4011209054646 | 0.009 | KG | 12.26 | 12.26 | CP04 | CP04 | Surge suppressor Varistor with LED 24...48 V AC/12...24 V DC for plugging onto contactors without/with auxiliary switch blocks | - | 0 | 0
3TX4490-4H |  | 3TX4490-4H | 1 | UN | 1 | 5 | B | D | N | N | 85363010 | 1 | 4011209054653 | 0.009 | KG | 12.26 | 12.26 | CP04 | CP04 | Surge suppressor Varistor with LED 48...127 V AC/24...70 V DC for plugging onto contactors without/with auxiliary switch blocks | - | 0 | 0
3TX4490-4J |  | 3TX4490-4J | 1 | UN | 1 | 5 | B | D | N | N | 85363010 | 1 | 4011209054660 | 0.009 | KG | 12.26 | 12.26 | CP04 | CP04 | Surge suppressor Varistor with LED 127...240 V AC/70...150 V DC for plugging onto contactors without/with auxiliary switch blocks | - | 0 | 0
3TX4490-4K |  | 3TX4490-4K | 1 | UN | 1 | 20 | D | D | N | N | 85363010 | 1 | 4011209054677 | 0.009 | KG | 12.26 | 12.26 | CP04 | CP04 | Surge suppressor Varistor with LED 150...250 V DC without/with auxiliary switch blocks without/with auxiliary switch blocks | - | 0 | 0
3TX4491-1B |  | 3TX4491-1B | 1 | UN | 1 | 21 | D | D | EAR99 | N | 85389099 | 100 | 4011209539181 | 2.555 | KG | 16.56 | 16.56 | CP17 | CP17 | DUST COVER FOR CONTACTOR SAFETY COMBINATION COMPRIS. 100 DUST COVERS | - | 0 | 7
3TX4491-2A |  | 3TX4491-2A | 1 | UN | 1 | 20 | D | D | N | N | 85369095 | 5 | 4011209054684 | 0.033 | KG | 14.65 | 14.65 | CP06 | CP06 | Plug-in base soldering pin connection for printed circuit boards for 3TF2, 3TH2, 3TK2, 45 mm wide | - | 0 | 0
3TX4491-2AA00-0KS2 |  | 3TX4491-2AA00-0KS2 | 1 | UN | 1 | 10 | C | D | N | N | 85369095 | 165 | 4011209677449 | 0.022 | KG | 14.65 | 14.65 | CP06 | CP06 | Plug-in base soldering pin connection for printed circuit boards for 3TF2, 3TH2, 3TK2, 45 mm wide customized | - | 0 | 9
3TX4491-2AA00-0KS2-Z | X95 | 3TX4491-2AA00-0KS2-ZX95 | 1 | UN | 1 | 20 | D | D | EAR99 | N | 85369095 | 165 |  | 0.032 | KG | 16.39 | 16.39 | CP06 | CP06 | Plug-in base soldering pin connection for printed circuit boards for 3TF2, 3TH2, 3TK2, 45 mm wide customized Reusable packaging Pack = 165 units | - | 0 | 9
3TX4491-2K |  | 3TX4491-2K | 1 | UN | 1 | 20 | D | D | N | N | 85389099 | 1 | 4011209054707 | 0.008 | KG | 12.51 | 12.51 | CP06 | CP06 | Release tool for contactors in plug-in bases | - | 0 | 0
3TX4701-0AN1 |  | 3TX4701-0AN1 | 1 | UN | 1 | 2 | A | D | N | N | 85364900 | 1 | 4011209054721 | 0.168 | KG | 174.8 | 174.8 | CP04 | CP04 | OFF delay device 110 V AC 50/60 Hz, 0.15 or 0.3 s 220 V AC 50/60 Hz, 0.6 s or 1.2 s 230 V AC 50/60 Hz, 0.6 s or 1.2 s | - | 0 | 7
3TX4701-0BB4 |  | 3TX4701-0BB4 | 1 | UN | 1 | 15 | C | D | N | N | 85364900 | 1 | 4011209054738 | 0.169 | KG | 166.25 | 166.25 | CP04 | CP04 | OFF delay device 24 V DC, 0.4 s or 0.8 s | - | 0 | 7
3TX6346-3B |  | 3TX6346-3B | 1 | UN | 1 | 20 | D | D | N | N | 85389099 | 1 | 4011209054752 | 0.25 | KG | 102.6 | 102.6 | CP04 | CP04 | Terminal cover transparent for M12 thread consists of 6 terminal covers | - | 0 | 0
3TX6406-0A |  | 3TX6406-0A | 1 | UN | 1 | 5 | B | D | N | N | 85389099 | 10 | 4011209054868 | 0.022 | KG | 9.5 | 9.5 | CP04 | CP04 | Adapter plate size 0 | - | 0 | 0
3TX6426-0A |  | 3TX6426-0A | 100 | UN | 1 | 15 | C | D | N | N | 85389099 | 10 | 4011209054875 | 0.042 | KG | 73.53 | 73.53 | CP04 | CP04 | Adapter plate Sz. 1 | - | 0 | 0
3TX6446-1A |  | 3TX6446-1A | 1 | UN | 1 | 20 | D | D | N | N | 85363010 | 1 | 4011209054899 | 0.065 | KG | 30.31 | 30.31 | CP04 | CP04 | Surge suppressor Varistor < 48 V AC/< 70 V DC for contactors size 2...6 | - | 0 | 0
3TX6446-1B |  | 3TX6446-1B | 1 | UN | 1 | 20 | D | D | N | N | 85363010 | 1 | 4011209054905 | 0.065 | KG | 30.97 | 30.97 | CP04 | CP04 | Surge suppressor Varistor 48...115 V AC/70...150 V DC for contactors size 2...6 | - | 0 | 0
3TX6446-1C |  | 3TX6446-1C | 1 | UN | 1 | 20 | D | D | N | N | 85363010 | 1 | 4011209054912 | 0.068 | KG | 31.54 | 31.54 | CP04 | CP04 | Surge suppressor Varistor 115...240 V AC/150...290 V DC for contactors size 2...6 | - | 0 | 0
3TX6446-1E |  | 3TX6446-1E | 1 | UN | 1 | 20 | D | D | N | N | 85363010 | 1 | 4011209208117 | 0.052 | KG | 34.2 | 34.2 | CP04 | CP04 | Surge suppressor Varistor 48...115 V AC/70...150 V DC for contactors size 2...6 unpackaged | - | 0 | 9
3TX6446-3B |  | 3TX6446-3B | 1 | UN | 1 | 7 | C | D | N | N | 85389099 | 1 | 4011209054929 | 0.015 | KG | 24.99 | 24.99 | CP04 | CP04 | Terminal cover transparent for 1 connection terminal with M5 consists of 6 terminal covers | - | 0 | 7
3TX6461-0A |  | 3TX6461-0A | 1 | UN | 1 | 20 | D | D | N | N | 85389099 | 1 | 4011209054936 | 0.187 | KG | 17.01 | 17.01 | CP04 | CP04 | Motherboard for snap-on mounting to contactor, Size 3 | - | 0 | 7
3TX6481-0A |  | 3TX6481-0A | 1 | UN | 1 | 20 | D | D | N | N | 85389099 | 1 | 4011209054981 | 0.191 | KG | 17.01 | 17.01 | CP04 | CP04 | Motherboard for snap-on mounting to contactor, Size 4 | - | 0 | 7
3TX6486-3B |  | 3TX6486-3B | 1 | UN | 1 | 20 | D | D | N | N | 85389099 | 1 | 4011209054998 | 0.02 | KG | 26.03 | 26.03 | CP04 | CP04 | TERMINAL COVER,TRANSPARENT FOR 3 TERMINALS WITH M5 SCREW THREAD (1 SET = 2 ITEMS) | - | 0 | 7
3TX6501-0A |  | 3TX6501-0A | 1 | UN | 1 | 20 | D | D | N | N | 85389099 | 1 | 4011209055001 | 0.27 | KG | 13.4 | 13.4 | CP04 | CP04 | Motherboard for snap-on mounting to contactor, Size 6 | - | 0 | 0
3TX6506-3B |  | 3TX6506-3B | 1 | UN | 1 | 5 | B | D | N | N | 85389099 | 1 | 4011209055025 | 0.082 | KG | 38.29 | 38.29 | CP04 | CP04 | Terminal cover transparent for thread M6 consists of 6 terminal covers | - | 0 | 0
3TX6526-1A |  | 3TX6526-1A | 1 | UN | 1 | 20 | D | D | N | N | 85363010 | 1 | 4011209055049 | 0.083 | KG | 35.72 | 35.72 | CP04 | CP04 | Surge suppressor Varistor < 48 V AC/< 70 V DC for contactors size 8...12 | - | 0 | 0
3TX6526-1B |  | 3TX6526-1B | 1 | UN | 1 | 20 | D | D | N | N | 85363010 | 1 | 4011209055056 | 0.083 | KG | 36.48 | 36.48 | CP04 | CP04 | Surge suppressor Varistor 48...115 V AC/70...150 V DC for contactors size 8...12 | - | 0 | 0
3TX6526-1C |  | 3TX6526-1C | 1 | UN | 1 | 20 | D | D | N | N | 85363010 | 1 | 4011209055063 | 0.12 | KG | 36.77 | 36.77 | CP04 | CP04 | Surge suppressor Varistor 115...240 V AC/150...290 V DC for contactors size 8...12 | - | 0 | 0
3TX6526-1F |  | 3TX6526-1F | 1 | UN | 1 | 20 | D | D | N | N | 85363010 | 1 | 4011209055070 | 0.103 | KG | 37.62 | 37.62 | CP04 | CP04 | Surge suppressor Varistor 24 V DC for contactors size 8...12 | - | 0 | 0
3TX6526-3B |  | 3TX6526-3B | 1 | UN | 1 | 5 | B | D | N | N | 85389099 | 1 | 4011209055087 | 0.154 | KG | 54.44 | 54.44 | CP04 | CP04 | Terminal cover transparent for M8 thread consists of 6 terminal covers | - | 0 | 0
3TX6546-3B |  | 3TX6546-3B | 1 | UN | 1 | 5 | B | D | N | N | 85389099 | 1 | 4011209055124 | 0.278 | KG | 75.43 | 75.43 | CP04 | CP04 | Terminal cover transparent for M10 thread consists of 6 terminal covers | - | 0 | 0
3TX7002-1AB00 |  | 3TX7002-1AB00 | 1 | UN | 1 | 1 | A | D | N | N | 85364190 | 15 | 4011209055155 | 0.031 | KG | 65.85 | 65.85 | CP07 | CP07 | Output coupling link Phased-out product !!! For further information, please contact our sales department Relay coupler in terminal shape 1 NO, 24 V AC/DC | - | 0 | 0
3TX7002-1AB02 |  | 3TX7002-1AB02 | 1 | UN | 1 | 1 | A | D | N | N | 85364190 | 15 | 4011209055162 | 0.031 | KG | 69.89 | 69.89 | CP07 | CP07 | Output coupling link Phased-out product !!! For further information, please contact our sales department Relay coupler in terminal shape 1 NO, hard gold-plated contacts Input 24 V AC/DC Output 1...250 V AC/DC | - | 0 | 0
3TX7002-1BB00 |  | 3TX7002-1BB00 | 1 | UN | 1 | 1 | A | D | N | N | 85364190 | 15 | 4011209055179 | 0.04 | KG | 81 | 81 | CP07 | CP07 | Output coupling link Phased-out product !!! For further information, please contact our sales department Relay coupler, Screw terminals 1 change-over contact, 24 V AC/DC | - | 0 | 0
3TX7002-1BF00 |  | 3TX7002-1BF00 | 1 | UN | 1 | 1 | A | D | N | N | 85364900 | 15 | 4011209055186 | 0.04 | KG | 73.43 | 73.43 | CP07 | CP07 | Output coupling link Phased-out product !!! For further information, please contact our sales department Relay coupler in terminal shape 1 CO, 230 V AC/DC | - | 0 | 0
3TX7002-1CB00 |  | 3TX7002-1CB00 | 1 | UN | 1 | 1 | A | D | N | N | 85364190 | 15 | 4011209055193 | 0.054 | KG | 103.02 | 103.02 | CP07 | CP07 | !!! Phased-out product !!! The preferred successor is 3RQ2000-1BW00 coupling relay in industrial enclosure 2CO, Wide voltage 24...240 V AC/DC Screw terminals Width 22.5 mm | - | 0 | 0
3TX7002-1FB02 |  | 3TX7002-1FB02 | 1 | UN | 1 | 1 | A | D | N | N | 85364900 | 15 | 4011209165366 | 0.055 | KG | 85.14 | 85.14 | CP07 | CP07 | !!! Phased-out product !!! The preferred successor is 3RQ2000-1CW01 coupling relay in industrial enclosure 3 CO, hard gold-plated contacts Wide voltage range 24...240 V AC/DC | - | 0 | 0
3TX7002-2AB00 |  | 3TX7002-2AB00 | 1 | UN | 1 | 1 | A | D | N | N | 85364190 | 15 | 4011209055209 | 0.031 | KG | 65.85 | 65.85 | CP07 | CP07 | Input coupling link Phased-out product !!! For further information, please contact our sales department Relay coupler in terminal shape 1 NO, 24 V AC/DC | - | 0 | 0
3TX7002-2AE00 |  | 3TX7002-2AE00 | 1 | UN | 1 | 1 | A | D | N | N | 85364900 | 15 | 4011209055216 | 0.031 | KG | 71 | 71 | CP07 | CP07 | Input coupling link Phased-out product !!! For further information, please contact our sales department Relay coupler in terminal shape 1 NO, 110 V AC/DC | - | 0 | 0
3TX7002-2AF00 |  | 3TX7002-2AF00 | 1 | UN | 1 | 1 | A | D | N | N | 85364900 | 15 | 4011209055223 | 0.033 | KG | 71 | 71 | CP07 | CP07 | Input coupling link Phased-out product !!! For further information, please contact our sales department Relay coupler in terminal shape 1 NO, 230 V AC/DC | - | 0 | 0
3TX7002-2AF05 |  | 3TX7002-2AF05 | 1 | UN | 1 | 1 | A | D | N | N | 85364900 | 15 | 4011209331402 | 0.035 | KG | 84.54 | 84.54 | CP07 | CP07 | Input coupling link Phased-out product !!! For further information, please contact our sales department Relay coupler in terminal shape 1 NO, 230 V AC/DC Enclosure width 11.5 mm | - | 0 | 0
3TX7002-2BF02 |  | 3TX7002-2BF02 | 1 | UN | 1 | 15 | C | D | N | N | 85364900 | 1 | 4011209330085 | 0.042 | KG | 95.45 | 95.45 | CP07 | CP07 | Input coupling link Phased-out product !!! For further information, please contact our sales department Relay coupler in terminal shape 1 CO, hard gold-plated, 230 V AC/DC screw terminal Enclosure width 17.5 mm | - | 0 | 0
3TX7002-3AB00 |  | 3TX7002-3AB00 | 1 | UN | 1 | 15 | C | D | N | N | 85364900 | 1 | 4011209055230 | 0.032 | KG | 141.4 | 141.4 | CP07 | CP07 | Output coupling link Phased-out product !!! For further information, please contact our sales department Optocoupler in terminal shape 1 NO, triac, Input 24 V DC Output 48...264 V AC | - | 0 | 0
3TX7002-3AB01 |  | 3TX7002-3AB01 | 1 | UN | 1 | 15 | C | D | N | N | 85364190 | 1 | 4011209055247 | 0.034 | KG | 102.01 | 102.01 | CP07 | CP07 | Output coupling link Phased-out product !!! For further information, please contact our sales department Optocoupler in terminal shape 1 NO, contacts Input 24 V DC Output max. 60 V DC | - | 0 | 0
3TX7002-4AB00 |  | 3TX7002-4AB00 | 1 | UN | 1 | 15 | C | D | N | N | 85363010 | 1 | 4011209055254 | 0.03 | KG | 116.15 | 116.15 | CP07 | CP07 | Input coupling link Phased-out product !!! For further information, please contact our sales department Optocoupler in terminal shape 1 NO, contacts Input 24 V AC/DC Output max. 30 V DC | - | 0 | 0
3TX7002-4AG00 |  | 3TX7002-4AG00 | 1 | UN | 1 | 15 | C | D | N | N | 85364900 | 1 | 4011209055261 | 0.033 | KG | 125.24 | 125.24 | CP07 | CP07 | Input coupling link Phased-out product !!! For further information, please contact our sales department Optocoupler in terminal shape 1 NO, contacts Input 110...240 V AC Output max. 30 V DC | - | 0 | 0
3TX7003-1AB00 |  | 3TX7003-1AB00 | 1 | UN | 1 | 15 | C | D | N | N | 85364190 | 1 | 4011209251939 | 0.029 | KG | 66.76 | 66.76 | CP07 | CP07 | Output coupling link Phased-out product !!! For further information, please contact our sales department Relay coupler in terminal shape 1 NO, 24 V AC/DC Spring-type terminal Overall width 11.5 mm | - | 0 | 0
3TX7003-1BB00 |  | 3TX7003-1BB00 | 1 | UN | 1 | 15 | C | D | N | N | 85364190 | 1 | 4011209521698 | 0.037 | KG | 82.32 | 82.32 | CP07 | CP07 | Output coupling link 24 V AC/DC Phased-out product !!! For further information, please contact our sales department Relay coupler in terminal design 1 CO, Spring-type terminal Overall width 17.5 mm Overall width 17.5 mm | - | 0 | 0
3TX7003-1CB00 |  | 3TX7003-1CB00 | 1 | UN | 1 | 15 | C | D | N | N | 85364190 | 1 | 4011209521711 | 0.052 | KG | 105.04 | 105.04 | CP07 | CP07 | !!! Phased-out product !!! The preferred successor is 3RQ2000-2BW00 coupling relay in industrial enclosure, 2 CO Wide voltage range AC/DC 24...240 V, Width 22.5 mm Spring-type terminals | - | 0 | 0
3TX7003-2AF00 |  | 3TX7003-2AF00 | 1 | UN | 1 | 15 | C | D | N | N | 85364900 | 1 | 4011209521735 | 0.03 | KG | 72.01 | 72.01 | CP07 | CP07 | Input coupling link 230 V AC/DC Phased-out product !!! For further information, please contact our sales department Relay coupler in terminal design 1 NO, Spring-type terminal Width 11.5 mm Overall width 11.5 mm | - | 0 | 0
3TX7004-1AB10 |  | 3TX7004-1AB10 | 1 | UN | 1 | 15 | C | D | N | N | 85364190 | 1 | 4011209222816 | 0.053 | KG | 119.18 | 119.18 | CP07 | CP07 | !!! Phased-out product !!! Output coupler For further information, please contact our sales department Relay coupler in two-tier design 1 NO, 24 V AC/DC with M-0-A switch screw terminal Overall width 12.5 mm | - | 0 | 9
3TX7004-1BB00 |  | 3TX7004-1BB00 | 1 | UN | 1 | 15 | C | D | N | N | 85364190 | 1 | 4011209222847 | 0.05 | KG | 64.74 | 64.74 | CP07 | CP07 | Output coupling link Phased-out product !!! For further information, please contact our sales department Relay coupler in two-tier design 1 CO, 24 V AC/DC screw terminal Overall width 12.5 mm | - | 0 | 9
3TX7004-1BB10 |  | 3TX7004-1BB10 | 1 | UN | 1 | 15 | C | D | N | N | 85364190 | 1 | 4011209222854 | 0.052 | KG | 83.63 | 83.63 | CP07 | CP07 | Output coupling link Phased-out product !!! For further information, please contact our sales department Relay coupler in two-tier design 1 CO, 24 V AC/DC with M-0-A switch screw terminal Width 12.5 mm | - | 0 | 0
3TX7004-1BF05 |  | 3TX7004-1BF05 | 1 | UN | 1 | 15 | C | D | N | N | 85364900 | 1 | 4011209519596 | 0.057 | KG | 85.95 | 85.95 | CP07 | CP07 | Output coupling link 230 V AC Phased-out product !!! For further information, please contact our sales department 1 CO,screw terminal for long cables Enclosure width 12.5 mm Enclosure width 12.5 mm | - | 0 | 0
3TX7004-1CB00 |  | 3TX7004-1CB00 | 1 | UN | 1 | 15 | C | D | N | N | 85364190 | 1 | 4011209222861 | 0.062 | KG | 99.79 | 99.79 | CP07 | CP07 | !!! Phased-out product !!! The preferred successor is 3RQ2000-1BW00 coupling relay in industrial enclosure 2CO Wide voltage range AC/DC 24...240 V Width 22.5 mm Screw terminals | - | 0 | 9
3TX7004-1GB00 |  | 3TX7004-1GB00 | 1 | UN | 1 | 15 | C | D | N | N | 85364190 | 1 | 4011209222878 | 0.088 | KG | 153.52 | 153.52 | CP07 | CP07 | Output coupling link Phased-out product !!! For further information, please contact our sales department Relay coupler in two-tier design 1 CO, 2-channel, 24 V AC/DC screw terminal Overall width 22.5 mm | - | 0 | 9
3TX7004-1HB00 |  | 3TX7004-1HB00 | 1 | UN | 1 | 15 | C | D | N | N | 85364190 | 1 | 4011209222885 | 0.092 | KG | 161.6 | 161.6 | CP07 | CP07 | Output coupling link Phased-out product !!! For further information, please contact our sales department Relay coupler in two-tier design 3NO, 3-channel, 24 V AC/DC screw terminal Overall width 17.5 mm | - | 0 | 9
3TX7004-1LB00 |  | 3TX7004-1LB00 | 1 | UN | 1 | 15 | C | D | N | N | 85364190 | 1 | 4011209331419 | 0.034 | KG | 37.67 | 37.67 | CP07 | CP07 | Output coupling link Phased-out product !!! For further information, please contact our sales department 1 CO,screw terminal 24 V AC/DC enclosure width 6.2 mm | - | 0 | 0
3TX7004-1LB02 |  | 3TX7004-1LB02 | 1 | UN | 1 | 15 | C | D | N | N | 85364190 | 1 | 4011209363748 | 0.034 | KG | 45.05 | 45.05 | CP07 | CP07 | Output coupling link Phased-out product !!! For further information, please contact our sales department screw terminal 1 CO hard gold-plated 24 V AC/DC Enclosure width 6.2 mm | - | 0 | 0
3TX7004-1LF00 |  | 3TX7004-1LF00 | 1 | UN | 1 | 15 | C | D | N | N | 85364900 | 1 | 4011209370326 | 0.034 | KG | 54.24 | 54.24 | CP07 | CP07 | Output coupling link Phased-out product !!! For further information, please contact our sales department Relay coupler in two-tier design 1 CO, 230 V AC/DC screw terminal Overall width 6.2 mm | - | 0 | 0
3TX7004-1MB00 |  | 3TX7004-1MB00 | 1 | UN | 1 | 15 | C | D | N | N | 85364190 | 1 | 4011209370319 | 0.034 | KG | 54.24 | 54.24 | CP07 | CP07 | Output coupling link Phased-out product !!! For further information, please contact our sales department Relay coupler in two-tier design 1 NO, 24 V AC/DC screw terminal Overall width 6.2 mm | - | 0 | 0
3TX7004-1MF00 |  | 3TX7004-1MF00 | 1 | UN | 1 | 15 | C | D | N | N | 85364900 | 1 | 4011209370302 | 0.038 | KG | 54.24 | 54.24 | CP07 | CP07 | Output coupling link Phased-out product !!! For further information, please contact our sales department Relay coupler in two-tier design 1 NO, 230 V AC/DC screw terminal Overall width 6.2 mm | - | 0 | 0
3TX7004-2MB02 |  | 3TX7004-2MB02 | 1 | UN | 1 | 15 | C | D | N | N | 85364190 | 1 | 4011209370296 | 0.034 | KG | 62.92 | 62.92 | CP07 | CP07 | Input coupling link Phased-out product !!! For further information, please contact our sales department Relay coupler in two-tier design 1 NO, hard gold-plated, 24 V AC/DC screw terminal Overall width 6.2 mm | - | 0 | 0
3TX7004-2ME02 |  | 3TX7004-2ME02 | 1 | UN | 1 | 15 | C | D | N | N | 85364900 | 1 | 4011209370289 | 0.032 | KG | 72.62 | 72.62 | CP07 | CP07 | Input coupling link Phased-out product !!! For further information, please contact our sales department Relay coupler in two-tier design 1 NO, hard gold-plated, 110 V AC/DC screw terminal Overall width 6.2 mm | - | 0 | 0
3TX7004-2MF02 |  | 3TX7004-2MF02 | 1 | UN | 1 | 15 | C | D | N | N | 85364900 | 1 | 4011209370272 | 0.034 | KG | 72.62 | 72.62 | CP07 | CP07 | Input coupling link Phased-out product !!! For further information, please contact our sales department Relay coupler in two-tier design 1 NO, hard gold-plated, 230 V AC/DC screw terminal Overall width 6.2 mm | - | 0 | 0
3TX7004-3AB04 |  | 3TX7004-3AB04 | 1 | UN | 1 | 15 | C | D | N | N | 85364190 | 1 | 4011209222922 | 0.031 | KG | 99.28 | 99.28 | CP07 | CP07 | Output coupling link Phased-out product !!! For further information, please contact our sales department Optocoupler in two-tier design 1 NO, Contacts 24 V DC screw terminal Overall width 6.2 mm | - | 0 | 0
3TX7004-3AC03 |  | 3TX7004-3AC03 | 1 | UN | 1 | 15 | C | D | N | N | 85364190 | 1 | 4011209222939 | 0.06 | KG | 138.37 | 138.37 | CP07 | CP07 | Output coupling link Phased-out product !!! For further information, please contact our sales department Optocoupler in two-tier design 1 NO, triac, 24 V DC screw terminal Overall width 12.5 mm | - | 0 | 0
3TX7004-3AC04 |  | 3TX7004-3AC04 | 1 | UN | 1 | 15 | C | D | N | N | 85364190 | 1 | 4011209222946 | 0.05 | KG | 116.15 | 116.15 | CP07 | CP07 | Output coupling link Phased-out product !!! For further information, please contact our sales department Optocoupler in two-tier design 1 NO, Contacts 24 V DC screw terminal Overall width 12.5 mm | - | 0 | 0
3TX7004-3AC14 |  | 3TX7004-3AC14 | 1 | UN | 1 | 15 | C | D | N | N | 85364190 | 1 | 4011209222953 | 0.053 | KG | 136.35 | 136.35 | CP07 | CP07 | Output coupling link Phased-out product !!! For further information, please contact our sales department Optocoupler in two-tier design 1 NO, Contacts 24 V DC with M-0-A switch screw terminal Overall width 12.5 mm | - | 0 | 0
3TX7004-3PB54 |  | 3TX7004-3PB54 | 1 | UN | 1 | 15 | C | D | N | N | 85364190 | 1 | 4011209456846 | 0.03 | KG | 74.34 | 74.34 | CP07 | CP07 | Output coupling link Phased-out product !!! For further information, please contact our sales department Optocoupler in two-tier design 1S, Contacts 24 V DC 1.5 A,screw terminal screw terminal | - | 0 | 0
3TX7004-3PB74 |  | 3TX7004-3PB74 | 1 | UN | 1 | 15 | C | D | N | N | 85364190 | 1 | 4011209559288 | 0.03 | KG | 98.07 | 98.07 | CP07 | CP07 | Output coupling link 24 V DC Phased-out product !!! For further information, please contact our sales department HL output, 3 A, 30 V DC short circuit-proof Enclosure width 6.2 mm Enclosure width 6.2 mm | - | 0 | 0
3TX7004-3PG74 |  | 3TX7004-3PG74 | 1 | UN | 1 | 15 | C | D | N | N | 85364900 | 1 | 4011209521612 | 0.03 | KG | 106.05 | 106.05 | CP07 | CP07 | Output coupling link Phased-out product !!! For further information, please contact our sales department HL output, 2.5 A, 30 V DC 110-230 V AC/DC short circuit-proof Enclosure width 6.2 mm | - | 0 | 0
3TX7004-4PG24 |  | 3TX7004-4PG24 | 1 | UN | 1 | 15 | C | D | N | N | 85364900 | 1 | 4011209521650 | 0.031 | KG | 67.17 | 67.17 | CP07 | CP07 | Input coupling link 110-230 V AC !!! Phased-out product !!! For further information, please contact our sales department HL output, 0.1 A, 30 V DC short circuit-proof Enclosure width 6.2 mm | - | 0 | 0
3TX7004-8AA00 |  | 3TX7004-8AA00 | 1 | UN | 1 | 15 | C | D | N | N | 85366990 | 1 | 4011209253100 | 0.018 | KG | 18.08 | 18.08 | CP07 | CP07 | Connecting comb Phased-out product !!! For further information, please contact our sales department for coupling link 3TX7 004, Width 6.2 mm, blue 24 terminals | - | 0 | 0
3TX7004-8BA00 |  | 3TX7004-8BA00 | 1 | UN | 1 | 15 | C | D | N | N | 85444995 | 1 | 4011209253117 | 0.047 | KG | 22.32 | 22.32 | CP07 | CP07 | Connecting cable 24-pole, BL For further information, please contact our sales department | - | 0 | 0
3TX7005-1BB00 |  | 3TX7005-1BB00 | 1 | UN | 1 | 15 | C | D | N | N | 85364190 | 1 | 4011209223004 | 0.046 | KG | 65.95 | 65.95 | CP07 | CP07 | Output coupling link Phased-out product !!! For further information, please contact our sales department Relay coupler in two-tier design 1 CO, 24 V AC/DC Cage clamp terminals Overall width 12.5 mm | - | 0 | 9
3TX7005-1CB00 |  | 3TX7005-1CB00 | 1 | UN | 1 | 15 | C | D | N | N | 85364190 | 1 | 4011209223028 | 0.054 | KG | 102.01 | 102.01 | CP07 | CP07 | !!! Phased-out product !!! The preferred successor is 3RQ2000-2BW00 Output coupling link Relay coupler in two-tier design 2 NO, 2-channel, 24 V AC/DC Cage clamp terminals Overall width 12.5 mm | - | 0 | 9
3TX7005-1GB00 |  | 3TX7005-1GB00 | 1 | UN | 1 | 20 | D | D | N | N | 85364190 | 1 | 4011209223035 | 0.079 | KG | 163.62 | 163.62 | CP07 | CP07 | Output coupling link Phased-out product !!! For further information, please contact our sales department Relay coupler in two-tier design 1 CO, 2-channel, 24 V AC/DC Cage clamp terminals Overall width 22.5 mm | - | 0 | 9
3TX7005-1LB00 |  | 3TX7005-1LB00 | 1 | UN | 1 | 15 | C | D | N | N | 85364190 | 1 | 4011209331426 | 0.027 | KG | 38.48 | 38.48 | CP07 | CP07 | Output coupling link Phased-out product !!! For further information, please contact our sales department 1 CO, Spring-type terminal 24 V AC/DC enclosure width 6.2 mm | - | 0 | 0
3TX7005-1LB02 |  | 3TX7005-1LB02 | 1 | UN | 1 | 15 | C | D | N | N | 85364190 | 1 | 4011209363731 | 0.028 | KG | 45.96 | 45.96 | CP07 | CP07 | Output coupling link Phased-out product !!! For further information, please contact our sales department Spring-type terminal 1 CO hard gold-plated, 24 V AC/DC Enclosure width 6.2 mm | - | 0 | 0
3TX7005-1LF00 |  | 3TX7005-1LF00 | 1 | UN | 1 | 15 | C | D | N | N | 85364900 | 1 | 4011209370265 | 0.029 | KG | 55.15 | 55.15 | CP07 | CP07 | Output coupling link Phased-out product !!! For further information, please contact our sales department Relay coupler in two-tier design 1 CO, 230 V AC/DC Spring-type terminal Overall width 6.2 mm | - | 0 | 0
3TX7005-1LN00 |  | 3TX7005-1LN00 | 1 | UN | 1 | 15 | C | D | N | N | 85364900 | 1 | 4011209534261 | 0.028 | KG | 45.65 | 45.65 | CP07 | CP07 | ! Phased-out product! The preferred successor is 3RQ3018-2AN08-0AA0 Output coupling link 1 CO, spring-type terminal 110 V AC/DC Enclosure width 6.2 mm Operating range 0.7 to 1.25 x US | - | 0 | 0
3TX7005-1MB00 |  | 3TX7005-1MB00 | 1 | UN | 1 | 15 | C | D | N | N | 85364190 | 1 | 4011209370258 | 0.031 | KG | 55.15 | 55.15 | CP07 | CP07 | Output coupling link Phased-out product !!! For further information, please contact our sales department Relay coupler in two-tier design 1 NO, 24 V AC/DC Spring-type terminal Overall width 6.2 mm | - | 0 | 0
3TX7005-1MF00 |  | 3TX7005-1MF00 | 1 | UN | 1 | 15 | C | D | N | N | 85364900 | 1 | 4011209370241 | 0.031 | KG | 55.15 | 55.15 | CP07 | CP07 | Output coupling link Phased-out product !!! For further information, please contact our sales department Relay coupler in two-tier design 1 NO, 230 V AC/DC Spring-type terminal Overall width 6.2 mm | - | 0 | 0
3TX7005-2MB02 |  | 3TX7005-2MB02 | 1 | UN | 1 | 20 | D | D | N | N | 85364190 | 1 | 4011209370234 | 0.034 | KG | 65.04 | 65.04 | CP07 | CP07 | Input coupling link Phased-out product !!! For further information, please contact our sales department Relay coupler in two-tier design 1 NO, hard gold-plated, 24 V AC/DC Spring-type terminal Overall width 6.2 mm | - | 0 | 0
3TX7005-2MF02 |  | 3TX7005-2MF02 | 1 | UN | 1 | 15 | C | D | N | N | 85364900 | 1 | 4011209370210 | 0.031 | KG | 74.24 | 74.24 | CP07 | CP07 | Input coupling link Phased-out product !!! For further information, please contact our sales department Relay coupler in two-tier design 1 NO, hard gold-plated, 230 V AC/DC Spring-type terminal Overall width 6.2 mm | - | 0 | 0
3TX7005-3AB04 |  | 3TX7005-3AB04 | 1 | UN | 1 | 15 | C | D | N | N | 85364190 | 1 | 4011209223080 | 0.033 | KG | 101 | 101 | CP07 | CP07 | Output coupling link Phased-out product !!! For further information, please contact our sales department Optocoupler in two-tier design 1 NO, Contacts 24 V DC Cage clamp terminals Overall width 6.2 mm | - | 0 | 0
3TX7005-3AC03 |  | 3TX7005-3AC03 | 1 | UN | 1 | 20 | D | D | N | N | 85364190 | 1 | 4011209223097 | 0.059 | KG | 140.39 | 140.39 | CP07 | CP07 | Output coupling link Phased-out product !!! For further information, please contact our sales department Optocoupler in two-tier design 1 NO, triac, 24 V DC Cage clamp terminals Overall width 12.5 mm | - | 0 | 0
3TX7005-3AC04 |  | 3TX7005-3AC04 | 1 | UN | 1 | 15 | C | D | N | N | 85364190 | 1 | 4011209223103 | 0.046 | KG | 118.17 | 118.17 | CP07 | CP07 | Output coupling link Phased-out product !!! For further information, please contact our sales department Optocoupler in two-tier design 1 NO, Contacts 24 V DC Cage clamp terminals Overall width 12.5 mm | - | 0 | 0
3TX7005-3AC14 |  | 3TX7005-3AC14 | 1 | UN | 1 | 20 | D | D | N | N | 85364190 | 1 | 4011209223110 | 0.052 | KG | 137.36 | 137.36 | CP07 | CP07 | Output coupling link Phased-out product !!! For further information, please contact our sales department Optocoupler in two-tier design 1 NO, Contacts 24 V DC with M-0-A switch Spring-type terminal Overall width 12.5 mm | - | 0 | 0
3TX7005-3AH04 |  | 3TX7005-3AH04 | 1 | UN | 1 | 20 | D | D | N | N | 85364190 | 1 | 4011209546165 | 0.028 | KG | 149.48 | 149.48 | CP07 | CP07 | Output coupling link Phased-out product !!! For further information, please contact our sales department Optocoupler in two-tier design 1 NO, Contacts 24 V DC Cage clamp terminals Width 6.2 mm, Otis | - | 0 | 9
3TX7005-3PB54 |  | 3TX7005-3PB54 | 1 | UN | 1 | 15 | C | D | N | N | 85364190 | 1 | 4011209456839 | 0.024 | KG | 75.65 | 75.65 | CP07 | CP07 | Output coupling link Phased-out product !!! For further information, please contact our sales department Optocoupler in two-tier design 1S, Contacts 24 V DC 1.5 A, Spring-type terminal | - | 0 | 0
3TX7005-3PB74 |  | 3TX7005-3PB74 | 1 | UN | 1 | 15 | C | D | N | N | 85364190 | 1 | 4011209638112 | 0.025 | KG | 99.79 | 99.79 | CP07 | CP07 | Output coupling link 24 V DC Phased-out product !!! For further information, please contact our sales department HL output, 3 A, 30 V DC Short circuit-proof spring-type terminal Enclosure width 6.2 mm Enclosure width 6.2 mm | - | 0 | 0
3TX7005-3PG74 |  | 3TX7005-3PG74 | 1 | UN | 1 | 15 | C | D | N | N | 85364900 | 1 | 4011209521629 | 0.028 | KG | 108.07 | 108.07 | CP07 | CP07 | Output coupling link 110-230 V AC !!! Phased-out product !!! For further information, please contact our sales department HL output, 2.5 A, 30 V DC Short circuit-proof spring-type terminal Enclosure width 6.2 mm | - | 0 | 0
3TX7005-4PG24 |  | 3TX7005-4PG24 | 1 | UN | 1 | 15 | C | D | N | N | 85364900 | 1 | 4011209521667 | 0.028 | KG | 68.28 | 68.28 | CP07 | CP07 | Output coupling link 110-230 V AC !!! Phased-out product !!! For further information, please contact our sales department HL output, 0.1 A, 30 V DC Spring-type terminal Enclosure width 6.2 mm | - | 0 | 0
3TX7014-1AM00 |  | 3TX7014-1AM00 | 1 | UN | 1 | 2 | A | D | N | N | 85364190 | 5 | 4011209585102 | 0.039 | KG | 32.42 | 32.42 | CP07 | CP07 | !!! Phased-out product !!! The preferred successor is 3RQ3118-1AM00 Output coupler with plug-in relay, 1 NO contact Screw terminal 24 V DC Enclosure width 6.2 mm 6.2 mm | - | 0 | 0
3TX7014-1BB00 |  | 3TX7014-1BB00 | 1 | UN | 1 | 2 | A | D | N | N | 85364190 | 5 | 4011209585126 | 0.042 | KG | 39.39 | 39.39 | CP07 | CP07 | !!! Phased-out product !!! The preferred successor is 3RQ3118-1AB00 Output coupler with plug-in relay, 1 change-over contact Screw terminal 24 V AC/DC Enclosure width 6.2 mm | - | 0 | 0
3TX7014-1BB02 |  | 3TX7014-1BB02 | 1 | UN | 1 | 2 | A | D | N | N | 85364190 | 5 | 4011209585133 | 0.041 | KG | 46.97 | 46.97 | CP07 | CP07 | Input coupler with plug-in Phased-out product !!! For further information, please contact our sales department Relay, 1 change-over contact hard gold-plated Screw terminal 24 V AC/DC Enclosure width 6.2 mm | - | 0 | 0
3TX7014-1BE00 |  | 3TX7014-1BE00 | 1 | UN | 1 | 2 | A | D | N | N | 85364900 | 5 | 4011209585157 | 0.041 | KG | 55.15 | 55.15 | CP07 | CP07 | Output coupler with plug-in Phased-out product !!! For further information, please contact our sales department Relay, 1 change-over contact Screw terminal 115 V AC/DC Enclosure width 6.2 mm Enclosure width 6.2 mm | - | 0 | 0
3TX7014-1BE02 |  | 3TX7014-1BE02 | 1 | UN | 1 | 2 | A | D | N | N | 85364900 | 5 | 4011209683846 | 0.041 | KG | 62.72 | 62.72 | CP07 | CP07 | Input coupler with plug-in Phased-out product !!! For further information, please contact our sales department Relay, 1 change-over contact hard gold-plated Screw terminal 115 V AC/DC Enclosure width 6.2mm | - | 0 | 0
3TX7014-1BF00 |  | 3TX7014-1BF00 | 1 | UN | 1 | 2 | A | D | N | N | 85364900 | 5 | 4011209585140 | 0.041 | KG | 52.22 | 52.22 | CP07 | CP07 | Output coupler with plug-in Phased-out product !!! For further information, please contact our sales department Relay, 1 change-over contact Screw terminal 230V AC/DC Enclosure width 6.2 mm Enclosure width 6.2 mm | - | 0 | 0
3TX7014-1BF02 |  | 3TX7014-1BF02 | 1 | UN | 1 | 2 | A | D | N | N | 85364900 | 5 | 4011209683853 | 0.042 | KG | 60.4 | 60.4 | CP07 | CP07 | Input coupler with plug-in Phased-out product !!! For further information, please contact our sales department Relay, 1 change-over contact hard gold-plated Screw terminal 230V AC/DC Enclosure width 6.2 mm | - | 0 | 0
3TX7014-1BM00 |  | 3TX7014-1BM00 | 1 | UN | 1 | 2 | A | D | N | N | 85364190 | 5 | 4011209585119 | 0.041 | KG | 33.63 | 33.63 | CP07 | CP07 | Output coupler with plug-in Phased-out product !!! For further information, please contact our sales department Relay, 1 change-over contact Screw terminal 24 V DC Enclosure width 6.2 mm Enclosure width 6.2 mm | - | 0 | 0
3TX7014-1BM02 |  | 3TX7014-1BM02 | 1 | UN | 1 | 2 | A | D | N | N | 85364190 | 5 | 4011209611740 | 0.041 | KG | 42.02 | 42.02 | CP07 | CP07 | Input coupler with plug-in Phased-out product !!! For further information, please contact our sales department Relay, 1 change-over contact hard gold-plated Screw terminal 24 V DC Enclosure width 6.2 mm | - | 0 | 0
3TX7014-7AA00 |  | 3TX7014-7AA00 | 1 | UN | 1 | 2 | A | D | N | N | 85366990 | 5 | 4011209611702 | 0.005 | KG | 10.3 | 10.3 | CP07 | CP07 | Bridging comb Phased-out product !!! For further information, please contact our sales department for 3TX7014, 3TX7015 and 3RS17 with 3-way separation 6.2 mm 16-pole blue Current carrying capacity 6 A | - | 0 | 0
3TX7014-7BM00 |  | 3TX7014-7BM00 | 1 | UN | 1 | 2 | A | D | N | N | 85364190 | 15 | 4011209684485 | 0.007 | KG | 11.92 | 11.92 | CP07 | CP07 | Relay, 1 changeover contact, 24 V DC, can be used with 24 V DC complete unit | - | 0 | 0
3TX7014-7BM02 |  | 3TX7014-7BM02 | 1 | UN | 1 | 2 | A | D | N | N | 85364190 | 15 | 4011209684492 | 0.007 | KG | 18.48 | 18.48 | CP07 | CP07 | Relay, 1 changeover contact, hard gold-plated, usable in 24 V DC, complete unit | - | 0 | 0
3TX7014-7BP00 |  | 3TX7014-7BP00 | 1 | UN | 1 | 2 | A | D | N | N | 85364190 | 15 | 4011209902480 | 0.006 | KG | 16.36 | 16.36 | CP07 | CP07 | Relay, 1 changeover contact, 60 V DC, can be used with 115/230 V AC/DC complete unit | - | 0 | 0
3TX7014-7BP02 |  | 3TX7014-7BP02 | 1 | UN | 1 | 2 | A | D | N | N | 85364190 | 15 | 4011209902558 | 0.006 | KG | 22.62 | 22.62 | CP07 | CP07 | Relay, 1 changeover contact, hard gold-plated, 60 V DC, can be used with 115/230 V AC/DC, complete unit | - | 0 | 0
3TX7014-7BQ00 |  | 3TX7014-7BQ00 | 1 | UN | 1 | 2 | A | D | N | N | 85364190 | 15 | 4011209902473 | 0.007 | KG | 11.92 | 11.92 | CP07 | CP07 | Relay, 1 changeover contact, 12 V DC, can be used with 24 V AC/DC complete unit | - | 0 | 0
3TX7014-7BQ02 |  | 3TX7014-7BQ02 | 1 | UN | 1 | 2 | A | D | N | N | 85364190 | 15 | 4011209585805 | 0.007 | KG | 18.48 | 18.48 | CP07 | CP07 | Relay, 1 changeover contact, hard gold-plated, 12 V DC, can be used with 24 V AC/DC, complete unit | - | 0 | 0
3TX7014-7CE00 |  | 3TX7014-7CE00 | 1 | UN | 1 | 2 | A | D | N | N | 85472000 | 10 | 4011209637689 | 0.02 | KG | 4.96 | 4.96 | CP07 | CP07 | Galvanic isolation plate Phased-out product !!! For further information, please contact our sales department | - | 0 | 0
3TX7015-1AM00 |  | 3TX7015-1AM00 | 1 | UN | 1 | 2 | A | D | N | N | 85364190 | 5 | 4011209585164 | 0.035 | KG | 34.24 | 34.24 | CP07 | CP07 | Output coupler with plug-in Phased-out product !!! For further information, please contact our sales department Relay, 1 NO contact Spring-type terminal 24 V DC Enclosure width 6.2 mm Enclosure width 6.2 mm | - | 0 | 0
3TX7015-1BB00 |  | 3TX7015-1BB00 | 1 | UN | 1 | 2 | A | D | N | N | 85364190 | 5 | 4011209585188 | 0.036 | KG | 39.69 | 39.69 | CP07 | CP07 | Output coupler with plug-in Phased-out product !!! For further information, please contact our sales department Relay, 1 change-over contact Spring-type terminal 24 V AC/DC Enclosure width 6.2 mm Enclosure width 6.2 mm | - | 0 | 0
3TX7015-1BB02 |  | 3TX7015-1BB02 | 1 | UN | 1 | 2 | A | D | N | N | 85364190 | 5 | 4011209585195 | 0.037 | KG | 48.28 | 48.28 | CP07 | CP07 | Input coupler with plug-in Phased-out product !!! For further information, please contact our sales department Relay, 1 change-over contact hard gold-plated Spring-type terminal 24 V AC/DC Enclosure width 6.2 mm | - | 0 | 0
3TX7015-1BE00 |  | 3TX7015-1BE00 | 1 | UN | 1 | 2 | A | D | N | N | 85364900 | 5 | 4011209585218 | 0.037 | KG | 56.56 | 56.56 | CP07 | CP07 | Output coupler with plug-in Phased-out product !!! For further information, please contact our sales department Relay, 1 change-over contact Spring-type terminal 115 V AC/DC Enclosure width 6.2 mm Enclosure width 6.2 mm | - | 0 | 0
3TX7015-1BE02 |  | 3TX7015-1BE02 | 1 | UN | 1 | 2 | A | D | N | N | 85364900 | 5 | 4011209683877 | 0.033 | KG | 67.57 | 67.57 | CP07 | CP07 | Input coupler with plug-in Phased-out product !!! For further information, please contact our sales department Relay, 1 change-over contact hard gold-plated Spring-type terminal 115 V AC/DC Enclosure width 6.2 mm | - | 0 | 0
3TX7015-1BF00 |  | 3TX7015-1BF00 | 1 | UN | 1 | 2 | A | D | N | N | 85364900 | 5 | 4011209585201 | 0.036 | KG | 54.24 | 54.24 | CP07 | CP07 | Output coupler with plug-in Phased-out product !!! For further information, please contact our sales department Relay, 1 change-over contact Spring-type terminal 230 V AC/DC Enclosure width 6.2 mm Enclosure width 6.2 mm | - | 0 | 0
3TX7015-1BF02 |  | 3TX7015-1BF02 | 1 | UN | 1 | 2 | A | D | N | N | 85364900 | 5 | 4011209683860 | 0.036 | KG | 62.22 | 62.22 | CP07 | CP07 | Input coupler with plug-in Phased-out product !!! For further information, please contact our sales department Relay, 1 change-over contact hard gold-plated Spring-type terminal 230 V AC/DC Enclosure width 6.2 mm | - | 0 | 0
3TX7015-1BM00 |  | 3TX7015-1BM00 | 1 | UN | 1 | 2 | A | D | N | N | 85364190 | 5 | 4011209585171 | 0.036 | KG | 34.85 | 34.85 | CP07 | CP07 | Output coupler with plug-in Phased-out product !!! For further information, please contact our sales department Relay, 1 change-over contact Spring-type terminal 24 V DC Enclosure width 6.2 mm Enclosure width 6.2 mm | - | 0 | 0
3TX7015-1BM02 |  | 3TX7015-1BM02 | 1 | UN | 1 | 2 | A | D | N | N | 85364190 | 5 | 4011209683884 | 0.035 | KG | 43.23 | 43.23 | CP07 | CP07 | Input coupler with plug-in Phased-out product !!! For further information, please contact our sales department Relay, 1 change-over contact hard gold-plated Spring-type terminal 24 V DC Enclosure width 6.2 mm | - | 0 | 0
3TX7400-0D |  | 3TX7400-0D | 1 | UN | 1 | 15 | C | D | N | N | 85369095 | 1 | 4011209055308 | 0.005 | KG | 12.45 | 12.45 | CP04 | CP04 | Links for paralleling without connection terminal, 3-pole for 3TF30/31, 3TF40/41 and 3TH3, 3TH4 | - | 0 | 0
3TX7401-1D |  | 3TX7401-1D | 1 | UN | 1 | 20 | D | D | N | N | 85389099 | 1 | 4011209055322 | 0.016 | KG | 24.61 | 24.61 | CP04 | CP04 | Cover plate with rating plate for 3TE40 00 | - | 0 | 0
3TX7402-2B |  | 3TX7402-2B | 1 | UN | 1 | 20 | D | D | N | N | 85364900 | 1 | 4011209055353 | 0.013 | KG | 18.62 | 18.62 | CP04 | CP04 | Surge suppressor RC element 48-127 V AC for contactors size S0-S2 | - | 0 | 0
3TX7402-3A |  | 3TX7402-3A | 1 | UN | 1 | 2 | A | D | N | N | 85363010 | 1 | 4011209055384 | 0.014 | KG | 11.12 | 10.83 | CP04 | CP04 | Surge suppressor Interference suppression diode with cable spacer 24-250 V DC for mounting to coil terminal for contactor relays 3TH4 | Lista Papel 2020 SI | 0 | 0
3TX7402-3D |  | 3TX7402-3D | 1 | UN | 1 | 2 | A | D | N | N | 85363010 | 1 | 4011209055391 | 0.015 | KG | 13.68 | 13.3 | CP04 | CP04 | Surge suppressor Diode combination (diode and Zener diode) with cable spacer 24-250 V DC short break time for mounting to coil terminal for contactor relays 3TH | Lista Papel 2020 SI | 0 | 0
3TX7402-3G |  | 3TX7402-3G | 1 | UN | 1 | 2 | A | D | N | N | 85363010 | 1 | 4011209055414 | 0.014 | KG | 10.26 | 9.98 | CP04 | CP04 | Surge suppressor Varistor with cable spacer 24-48 V AC / 24-70 V DC for mounting to coil terminal for contactors size S0-S2 | Lista Papel 2020 SI | 0 | 0
3TX7402-3H |  | 3TX7402-3H | 1 | UN | 1 | 2 | A | D | N | N | 85363010 | 1 | 4011209055421 | 0.015 | KG | 10.74 | 10.45 | CP04 | CP04 | Surge suppressor Varistor with cable spacer 48-127 V AC / 70-150 V DC for mounting to coil terminal for contactors size S0-S2 | Lista Papel 2020 SI | 0 | 0
3TX7402-3J |  | 3TX7402-3J | 1 | UN | 1 | 2 | A | D | N | N | 85363010 | 1 | 4011209055438 | 0.015 | KG | 11.02 | 10.74 | CP04 | CP04 | Surge suppressor Varistor with cable spacer 127-240 V AC / 150-250 V DC for mounting to coil terminal for contactors size S0-S2 | Lista Papel 2020 SI | 0 | 0
3TX7402-3K |  | 3TX7402-3K | 1 | UN | 1 | 20 | D | D | N | N | 85363010 | 1 | 4011209055445 | 0.023 | KG | 14.82 | 14.44 | CP04 | CP04 | Surge suppressor Varistor with cable spacer 240-400 V AC for mounting to coil terminal for contactors size S0-S2 | Lista Papel 2020 SI | 0 | 0
3TX7402-3L |  | 3TX7402-3L | 1 | UN | 1 | 20 | D | D | N | N | 85363010 | 1 | 4011209055452 | 0.023 | KG | 15.3 | 14.82 | CP04 | CP04 | Surge suppressor Varistor with cable spacer 400-600 V AC for mounting to coil terminal for contactors size S0-S2 | Lista Papel 2020 SI | 0 | 0
3TX7402-3R |  | 3TX7402-3R | 1 | UN | 1 | 2 | A | D | N | N | 85363010 | 1 | 4011209055469 | 0.025 | KG | 15.3 | 14.82 | CP04 | CP04 | Surge suppressor RC element with cable spacer 24-48 V AC / 24-70 V DC for mounting to coil terminal for contactors size S0-S2 | Lista Papel 2020 SI | 0 | 0
3TX7402-3S |  | 3TX7402-3S | 1 | UN | 1 | 2 | A | D | N | N | 85363010 | 1 | 4011209055476 | 0.024 | KG | 14.82 | 14.44 | CP04 | CP04 | Surge suppressor RC element with cable spacer 48-127 V AC / 70-150 V DC for mounting to coil terminal for contactors size S0-S2 | Lista Papel 2020 SI | 0 | 0
3TX7402-3T |  | 3TX7402-3T | 1 | UN | 1 | 2 | A | D | N | N | 85363010 | 1 | 4011209055483 | 0.021 | KG | 11.59 | 11.31 | CP04 | CP04 | Surge suppressor RC element with cable spacer 127-240 V AC / 150-250 V DC for mounting to coil terminal for contactors size S0-S2 | Lista Papel 2020 SI | 0 | 0
3TX7402-3TA00-0PT0 |  | 3TX7402-3TA00-0PT0 | 1 | UN | 1 | 0 | A | D | EAR99 | N | 85363010 | 1 | 4047621022109 | 0.021 | KG | 17.01 | 17.01 | CP04 | CP04 | Surge suppressor RC element with cable spacer 127...240 V AC/150...250 V DC for mounting to coil terminal for contactors size 0...2 APT | - | 0 | 9
3TX7402-3U |  | 3TX7402-3U | 1 | UN | 1 | 5 | B | D | N | N | 85363010 | 1 | 4011209055490 | 0.022 | KG | 14.82 | 14.44 | CP04 | CP04 | Surge suppressor RC element with cable spacer 240-400 V AC for mounting to coil terminal for contactors size S0-S2 | Lista Papel 2020 SI | 0 | 0
3TX7402-3V |  | 3TX7402-3V | 1 | UN | 1 | 20 | D | D | N | N | 85363010 | 1 | 4011209055506 | 0.024 | KG | 14.82 | 14.44 | CP04 | CP04 | Surge suppressor RC element with cable spacer 400-600 V AC for mounting to coil terminal for contactors size S0-S2 | Lista Papel 2020 SI | 0 | 0
3TX7421-1D |  | 3TX7421-1D | 1 | UN | 1 | 20 | D | D | N | N | 85389099 | 1 | 4011209055544 | 0.023 | KG | 27.27 | 27.27 | CP04 | CP04 | Cover plate with rating plate for 3TE42 00 | - | 0 | 0
3TX7440-1C |  | 3TX7440-1C | 1 | UN | 1 | 30 | D | D | N | N | 85389099 | 1 | 4011209055575 | 0.286 | KG | 140.6 | 140.6 | CP04 | CP04 | BUSBAR WITH CONNECTING TERMINAL FOR COMMON CONNECTION TO LINE AND DELTA CONTACTOR FOR 3TE4401 | - | 0 | 7
3TX7441-1D |  | 3TX7441-1D | 1 | UN | 1 | 20 | D | D | N | N | 85389099 | 1 | 4011209055612 | 0.021 | KG | 43.8 | 43.8 | CP04 | CP04 | Cover plate with rating plate for 3TE44 01 | - | 0 | 0
3TX7446-0A |  | 3TX7446-0A | 1 | UN | 1 | 20 | D | D | N | N | 85389099 | 1 | 4011209055629 | 0.007 | KG | 4.57 | 4.57 | CP04 | CP04 | Terminal cover for contactor mounting 3TF34, 3TF35 and 3TF44, 3TF45 and circuit breaker 3VU16 | - | 0 | 0
3TX7460-0D |  | 3TX7460-0D | 1 | UN | 1 | 20 | D | D | N | N | 85369095 | 1 | 4011209055650 | 0.025 | KG | 29.07 | 29.07 | CP04 | CP04 | Links for paralleling without connection terminal, 3-pole for 3TF46/47, 3TF48/49 | - | 0 | 0
3TX7460-0E |  | 3TX7460-0E | 1 | UN | 1 | 20 | D | D | N | N | 85369010 | 1 | 4011209055667 | 0.093 | KG | 23.75 | 23.75 | CP04 | CP04 | Box terminal block for contactor mounting 3TF46...3TF49 for converter 3UF18 47, 3UF18 48 | - | 0 | 0
3TX7460-1B |  | 3TX7460-1B | 1 | UN | 1 | 30 | D | D | N | N | 85369095 | 1 | 4011209055681 | 0.048 | KG | 118.75 | 118.75 | CP04 | CP04 | Set of cables Main circuit for 3TE46 02 | - | 0 | 0
3TX7462-0EB3 |  | 3TX7462-0EB3 | 1 | UN | 1 | 50 | X | D | N | N | 85364190 | 1 | 4011209055742 | 0.272 | KG | 912 | 912 | CP04 | CP04 | CONTROL BLOCK 24 V AC/DC FOR SIZE 3...12 | - | 0 | 7
3TX7462-3D |  | 3TX7462-3D | 1 | UN | 1 | 2 | A | D | N | N | 85363010 | 1 | 4011209055827 | 0.014 | KG | 24.32 | 24.32 | CP04 | CP04 | Surge suppressor Diode combination (diode and Zener diode) for gluing on 24-250 V DC, DC magnet system short break time for DC contactor 3TC | - | 0 | 0
3TX7462-3G |  | 3TX7462-3G | 1 | UN | 1 | 2 | A | D | N | N | 85363010 | 1 | 4011209055834 | 0.014 | KG | 15.11 | 15.11 | CP04 | CP04 | Surge suppressor Varistor for gluing on 24-48 V AC / 24-70 V DC for contactors size 3...12 | - | 0 | 0
3TX7462-3H |  | 3TX7462-3H | 1 | UN | 1 | 5 | B | D | N | N | 85363010 | 1 | 4011209055858 | 0.014 | KG | 15.58 | 15.58 | CP04 | CP04 | Surge suppressor Varistor for gluing on 48-127 V AC / 70-150 V DC for contactors size 3...12 | - | 0 | 0
3TX7462-3J |  | 3TX7462-3J | 1 | UN | 1 | 2 | A | D | N | N | 85363010 | 1 | 4011209055872 | 0.015 | KG | 15.77 | 15.77 | CP04 | CP04 | Surge suppressor Varistor for gluing on 127-240 V AC / 150-250 V DC for contactors size 3...12 | - | 0 | 0
3TX7462-3K |  | 3TX7462-3K | 1 | UN | 1 | 5 | B | D | N | N | 85363010 | 1 | 4011209055896 | 0.016 | KG | 16.25 | 16.25 | CP04 | CP04 | Surge suppressor Varistor for gluing on 240-400 V AC for contactors size 3...12 | - | 0 | 0
3TX7462-3L |  | 3TX7462-3L | 1 | UN | 1 | 5 | B | D | N | N | 85363010 | 1 | 4011209055919 | 0.016 | KG | 16.91 | 16.91 | CP04 | CP04 | Surge suppressor Varistor for gluing on 400-600 V AC for contactors size 3...12 | - | 0 | 0
3TX7462-3R |  | 3TX7462-3R | 1 | UN | 1 | 20 | D | D | N | N | 85363010 | 1 | 4011209055933 | 0.084 | KG | 22.71 | 22.71 | CP04 | CP04 | Surge suppressor RC element for snapping on 24-48 V AC for contactors size 3...6 | - | 0 | 0
3TX7462-3S |  | 3TX7462-3S | 1 | UN | 1 | 2 | A | D | N | N | 85363010 | 1 | 4011209055940 | 0.088 | KG | 20.33 | 20.33 | CP04 | CP04 | Surge suppressor RC element for snapping on 48-127 V AC for contactors size 3...6 | - | 0 | 0
3TX7462-3T |  | 3TX7462-3T | 1 | UN | 1 | 2 | A | D | N | N | 85363010 | 1 | 4011209055957 | 0.091 | KG | 18.15 | 18.15 | CP04 | CP04 | Surge suppressor RC element for snapping on 127-240 V AC for contactors size 3...6 | - | 0 | 0
3TX7462-3U |  | 3TX7462-3U | 1 | UN | 1 | 2 | A | D | N | N | 85363010 | 1 | 4011209055964 | 0.097 | KG | 18.15 | 18.15 | CP04 | CP04 | Surge suppressor RC element for snapping on 240-400 V AC for contactors size 3...6 | - | 0 | 0
3TX7462-3V |  | 3TX7462-3V | 1 | UN | 1 | 5 | B | D | N | N | 85363010 | 1 | 4011209055971 | 0.095 | KG | 18.15 | 18.15 | CP04 | CP04 | Surge suppressor RC element for snapping on 400-600 V AC for contactors size 3...6 | - | 0 | 0
3TX7466-0A |  | 3TX7466-0A | 1 | UN | 1 | 20 | D | D | N | N | 85389099 | 1 | 4011209055988 | 0.035 | KG | 17.48 | 17.48 | CP04 | CP04 | Terminal cover for contactor mounting 3TF46-3TF49 for converter 3UF18 47, 3UF18 48 and 3TK48 | - | 0 | 0
3TX7466-0B |  | 3TX7466-0B | 1 | UN | 1 | 20 | D | D | N | N | 85389099 | 1 | 4011209055995 | 0.068 | KG | 23.47 | 23.47 | CP04 | CP04 | Terminal cover, short for cover for contactor mounting without box terminal for converter 3UF18 47, 3UF18 48 consists of 5 covers | - | 0 | 0
3TX7466-1A |  | 3TX7466-1A | 1 | UN | 1 | 5 | B | D | N | N | 85389099 | 1 | 4011209056008 | 0.158 | KG | 119.7 | 119.7 | CP04 | CP04 | Locking device for mechanical interlocking 2 contactors same size and max. 2 sizes Difference for 3TD44 02...3TD54 02 and 3TF44...3TF55 | - | 0 | 0
3TX7480-1B |  | 3TX7480-1B | 1 | UN | 1 | 0 | A | D | N | N | 85369095 | 1 | 4011209056121 | 0.171 | KG | 142.5 | 142.5 | CP04 | CP04 | Set of cables Main circuit for 3TE46 02 | - | 0 | 0
3TX7481-1A |  | 3TX7481-1A | 1 | UN | 1 | 0 | A | D | N | N | 85389099 | 1 | 4011209056145 | 0.788 | KG | 161.5 | 161.5 | CP04 | CP04 | Base plate for 3TD48 02 | - | 0 | 7
3TX7481-1B |  | 3TX7481-1B | 1 | UN | 1 | 0 | A | D | N | N | 85389099 | 1 | 4011209056152 | 1.12 | KG | 158.65 | 158.65 | CP04 | CP04 | Base plate for 3TE48 02 | - | 0 | 7
3TX7481-1C |  | 3TX7481-1C | 1 | UN | 1 | 0 | A | D | N | N | 85389099 | 1 | 4011209056169 | 0.265 | KG | 301.15 | 301.15 | CP04 | CP04 | Cover plate with rating plate for 3TD48 02 | - | 0 | 7
3TX7481-1D |  | 3TX7481-1D | 1 | UN | 1 | 0 | A | D | N | N | 85389099 | 1 | 4011209056176 | 0.318 | KG | 335.35 | 335.35 | CP04 | CP04 | Cover plate with rating plate for 3TE48 02 | - | 0 | 7
3TX7500-0A |  | 3TX7500-0A | 1 | UN | 1 | 5 | B | D | N | N | 85369010 | 1 | 4011209056183 | 0.082 | KG | 20.52 | 20.52 | CP04 | CP04 | Auxiliary conductor terminal for box terminal for 3TF46...3TF50 | - | 0 | 0
3TX7501-1B |  | 3TX7501-1B | 1 | UN | 1 | 0 | A | D | N | N | 85389099 | 1 | 4011209056268 | 1.885 | KG | 228 | 228 | CP04 | CP04 | Base plate for 3TE50 02 | - | 0 | 7
3TX7501-1C |  | 3TX7501-1C | 1 | UN | 1 | 0 | A | D | N | N | 85389099 | 1 | 4011209056275 | 0.475 | KG | 559.55 | 559.55 | CP04 | CP04 | Cover plate with rating plate for 3TD50 02 | - | 0 | 7
3TX7506-0A |  | 3TX7506-0A | 1 | UN | 1 | 5 | B | D | N | N | 85389099 | 1 | 4011209056299 | 0.055 | KG | 39.05 | 39.05 | CP04 | CP04 | Terminal cover for converter 3UF18 50, 3UF18 52 for contactor mounting 3TF50...3TF52 and 3TK50 | - | 0 | 0
3TX7506-0AA00-0M |  | 3TX7506-0AA00-0M | 1 | UN | 1 | 20 | D | D | N | N | 85389099 | 10 | 4011209056305 | 0.044 | KG | 24.89 | 24.89 | CP04 | CP04 | HVDIL6M KLOE-MOE TERMINAL COVER FOR TRANSFO 3UF18 50, 3UF18 52 FOR CONT. MOUNT. 3TF50...3TF52 AND 3TK50/3TK52 KLOECKNER-MOELLER VERSION | - | 0 | 7
3TX7506-0B |  | 3TX7506-0B | 1 | UN | 1 | 20 | D | D | N | N | 85389099 | 1 | 4011209056312 | 0.045 | KG | 75.24 | 75.24 | CP04 | CP04 | Terminal cover, short for cover for contactor mounting without box terminal for converter 3UF18 50, 3UF18 52 | - | 0 | 0
3TX7520-1A |  | 3TX7520-1A | 1 | UN | 1 | 30 | D | D | N | N | 85369095 | 1 | 4011209056374 | 0.935 | KG | 549.1 | 549.1 | CP04 | CP04 | Set of cables for for 3TD52 02 Main circuit | - | 0 | 0
3TX7520-1B |  | 3TX7520-1B | 1 | UN | 1 | 30 | D | D | N | N | 85369095 | 1 | 4011209056381 | 0.308 | KG | 241.3 | 241.3 | CP04 | CP04 | Set of cables for for 3TE52 02 Main circuit | - | 0 | 0
3TX7521-1A |  | 3TX7521-1A | 1 | UN | 1 | 0 | A | D | N | N | 85389099 | 1 | 4011209056398 | 1.7 | KG | 292.6 | 292.6 | CP04 | CP04 | Base plate for 3TD52 02 | - | 0 | 7
3TX7522-3G |  | 3TX7522-3G | 1 | UN | 1 | 5 | B | D | N | N | 85363010 | 1 | 4011209056466 | 0.081 | KG | 19.76 | 19.76 | CP04 | CP04 | Surge suppressor Varistor for snapping on 24-70 V DC for contactors size 8...12 | - | 0 | 0
3TX7522-3H |  | 3TX7522-3H | 1 | UN | 1 | 5 | B | D | N | N | 85363010 | 1 | 4011209056473 | 0.087 | KG | 21.28 | 21.28 | CP04 | CP04 | Surge suppressor Varistor for snapping on 70-150 V DC for contactors size 8...12 | - | 0 | 0
3TX7522-3J |  | 3TX7522-3J | 1 | UN | 1 | 5 | B | D | N | N | 85363010 | 1 | 4011209056480 | 0.082 | KG | 23.18 | 23.18 | CP04 | CP04 | Surge suppressor Varistor for snapping on 150-250 V DC for contactors size 8...12 | - | 0 | 0
3TX7522-3R |  | 3TX7522-3R | 1 | UN | 1 | 5 | B | D | N | N | 85363010 | 1 | 4011209056497 | 0.085 | KG | 50.73 | 50.73 | CP04 | CP04 | Surge suppressor RC element for snapping on 24-48 V AC / 24-70 V DC for contactors Size 8-12, AC operation Size 3-6, DC operation | - | 0 | 0
3TX7522-3S |  | 3TX7522-3S | 1 | UN | 1 | 5 | B | D | N | N | 85363010 | 1 | 4011209056510 | 0.09 | KG | 28.12 | 28.12 | CP04 | CP04 | Surge suppressor RC element for snapping on 48-127 V AC / 70-150 V DC for contactors Size 8-12, AC operation Size 3-6, DC operation | - | 0 | 0
3TX7522-3T |  | 3TX7522-3T | 1 | UN | 1 | 5 | B | D | N | N | 85363010 | 1 | 4011209056534 | 0.089 | KG | 28.12 | 28.12 | CP04 | CP04 | Surge suppressor RC element for snapping on 127-240 V AC / 150-250 V DC for contactors Size 8-12, AC operation Size 3-6, DC operation | - | 0 | 0
3TX7522-3U |  | 3TX7522-3U | 1 | UN | 1 | 5 | B | D | N | N | 85363010 | 1 | 4011209056558 | 0.088 | KG | 28.12 | 28.12 | CP04 | CP04 | Surge suppressor RC element for snapping on 240-400 V AC for contactors size 8...12 | - | 0 | 0
3TX7522-3V |  | 3TX7522-3V | 1 | UN | 1 | 5 | B | D | N | N | 85363010 | 1 | 4011209056572 | 0.09 | KG | 28.12 | 28.12 | CP04 | CP04 | Surge suppressor RC element for snapping on 400-600 V AC for contactors size 8...12 | - | 0 | 0
3TX7536-0A |  | 3TX7536-0A | 1 | UN | 1 | 5 | B | D | N | N | 85389099 | 2 | 4011209056664 | 0.113 | KG | 59.47 | 59.47 | CP04 | CP04 | Terminal cover for converter 3UF18 56, 3UF18 57 for contactor mounting 3TF53 - 3TF57 and 3TK52 to 3TK56 | - | 0 | 0
3TX7536-0AA00-0M |  | 3TX7536-0AA00-0M | 1 | UN | 1 | 20 | D | D | N | N | 85389099 | 2 | 4011209056671 | 0.111 | KG | 37.72 | 37.72 | CP04 | CP04 | HV DIL 6AM KLOE-MOE | - | 0 | 7
3TX7536-0B |  | 3TX7536-0B | 1 | UN | 1 | 20 | D | D | N | N | 85389099 | 1 | 4011209175839 | 0.057 | KG | 71.25 | 71.25 | CP04 | CP04 | Terminal cover, short for cover for contactor mounting without box terminal for converter 3UF18 56, 3UF18 57 | - | 0 | 0
3TX7540-1B |  | 3TX7540-1B | 1 | UN | 1 | 30 | D | D | N | N | 85369095 | 1 | 4011209056725 | 0.517 | KG | 203.3 | 203.3 | CP04 | CP04 | Set of cables Main circuit for 3TE54 02 | - | 0 | 7
3TX7541-1A |  | 3TX7541-1A | 1 | UN | 1 | 0 | A | D | N | N | 85389099 | 1 | 4011209056732 | 2.405 | KG | 337.25 | 337.25 | CP04 | CP04 | BASEPLATE FOR 3TD5402 | - | 0 | 7
3TX7560-1A |  | 3TX7560-1A | 1 | UN | 1 | 30 | D | D | N | N | 85369095 | 1 | 4011209056862 | 1.928 | KG | 831.25 | 831.25 | CP04 | CP04 | Set of cables for for 3TD56 02 Main circuit | - | 0 | 0
3TX7561-1D |  | 3TX7561-1D | 1 | UN | 1 | 0 | A | D | N | N | 85389099 | 1 | 4011209056916 | 1.782 | KG | 887.3 | 887.3 | CP04 | CP04 | COVER PLATE W. RATING PLATE FOR 3TE5602 | - | 0 | 7
3TX7566-1A |  | 3TX7566-1A | 1 | UN | 1 | 15 | C | D | N | N | 85389099 | 1 | 4011209056992 | 0.16 | KG | 135.85 | 135.85 | CP04 | CP04 | Locking device for mechanical interlocking 2 contactors same size for 3TD56 | - | 0 | 0
3TX7570-1E |  | 3TX7570-1E | 1 | UN | 1 | 30 | D | D | N | N | 85369010 | 1 | 4011209170469 | 0.675 | KG | 95 | 95 | CP04 | CP04 | Box terminals for laminated copper bars without auxiliary conductor terminal for 3TF57 and 3TF68, 3TK56 3UF18 57 and 3UF18 68-3FA00 consists of 3 terminals with single cover | - | 0 | 0
3TX7572-3G |  | 3TX7572-3G | 1 | UN | 1 | 20 | D | D | N | N | 85363010 | 1 | 4011209173217 | 0.079 | KG | 33.73 | 33.73 | CP04 | CP04 | Surge suppressor Varistor for DC economy circuit 24-48 V DC for contactors size 12 and 14 | - | 0 | 0
3TX7572-3H |  | 3TX7572-3H | 1 | UN | 1 | 20 | D | D | N | N | 85363010 | 1 | 4011209173224 | 0.076 | KG | 47.22 | 47.22 | CP04 | CP04 | Surge suppressor Varistor for DC economy circuit DC 48-127 V for contactors size 12 and 14 | - | 0 | 7
3TX7572-3J |  | 3TX7572-3J | 1 | UN | 1 | 20 | D | D | N | N | 85363010 | 1 | 4011209173231 | 0.071 | KG | 35.72 | 35.72 | CP04 | CP04 | Surge suppressor Varistor for DC economy circuit 127-250 V DC for contactors size 12 and 14 | - | 0 | 0
3TX7680-0D |  | 3TX7680-0D | 1 | UN | 1 | 5 | B | D | N | N | 85369095 | 1 | 4011209057104 | 0.263 | KG | 40.85 | 40.85 | CP04 | CP04 | Links for paralleling without connection terminal 3-pole without touch protection for 3TF68 | - | 0 | 0
3TX7680-0E |  | 3TX7680-0E | 1 | UN | 1 | 15 | C | D | N | N | 85389099 | 1 | 4011209057128 | 0.09 | KG | 37.81 | 37.81 | CP04 | CP04 | Cover plate for links for paralleling 3TX7 680-0D | - | 0 | 0
3TX7680-1A |  | 3TX7680-1A | 1 | UN | 1 | 30 | D | D | N | N | 85369095 | 1 | 4011209057135 | 4.045 | KG | 763.8 | 763.8 | CP04 | CP04 | Set of cables for Main circuit for 3TD68 04 | - | 0 | 0
3TX7680-1B |  | 3TX7680-1B | 1 | UN | 1 | 30 | D | D | N | N | 85369095 | 1 | 4011209057142 | 1.45 | KG | 244.15 | 244.15 | CP04 | CP04 | Set of cables for Main circuit for 3TD68 04 | - | 0 | 0
3TX7681-1A |  | 3TX7681-1A | 1 | UN | 1 | 15 | C | D | N | N | 85389099 | 1 | 4011209057159 | 5.545 | KG | 318.25 | 318.25 | CP04 | CP04 | Base plate for 3TD68 04 | - | 0 | 0
3TX7681-1B |  | 3TX7681-1B | 1 | UN | 1 | 10 | C | D | N | N | 85389099 | 1 | 4011209057166 | 7.3 | KG | 386.65 | 386.65 | CP04 | CP04 | Base plate for 3TE68 04 | - | 0 | 0
3TX7681-1C |  | 3TX7681-1C | 1 | UN | 1 | 15 | C | D | N | N | 85389099 | 1 | 4011209057173 | 1.958 | KG | 417.05 | 417.05 | CP04 | CP04 | Cover plate with rating plate for 3TD68 04 | - | 0 | 0
3TX7681-1D |  | 3TX7681-1D | 1 | UN | 1 | 10 | C | D | N | N | 85389099 | 1 | 4011209057180 | 2.17 | KG | 516.8 | 516.8 | CP04 | CP04 | Cover plate with rating plate for 3TE68 04 | - | 0 | 0
3TX7686-0A |  | 3TX7686-0A | 1 | UN | 1 | 5 | B | D | N | N | 85389099 | 1 | 4011209057265 | 0.451 | KG | 56.81 | 56.81 | CP04 | CP04 | Terminal cover for converter 3UF18 68-3F and contactor 3TF68, consists of 2 terminal covers 1 unit corresponds to 1 set (2 covers) | - | 0 | 0
3TX7686-0AA00-0B |  | 3TX7686-0AA00-0B | 1 | UN | 1 | 15 | C | D | N | N | 85389099 | 1 | 4011209396333 | 0.217 | KG | 78.19 | 78.19 | CP04 | CP04 | Terminal cover for contactor mounting 3TF68 ABB LT630-V ABB design | - | 0 | 9
3TX7686-0B |  | 3TX7686-0B | 1 | UN | 1 | 15 | C | D | N | N | 85389099 | 1 | 4011209057289 | 0.41 | KG | 54.06 | 54.06 | CP04 | CP04 | Terminal cover, short for screwed connection between contactor 3TF68 and converter 3UF18 68-3F | - | 0 | 0
3TX7686-0BA00-0M |  | 3TX7686-0BA00-0M | 1 | UN | 1 | 0 | A | D | N | N | 85389099 | 1 | 4011209057296 | 0.085 | KG | 54.06 | 54.06 | CP04 | CP04 | Terminal cover for 3TF68 and 3UF18 PDT-A2-CP06A KlÃ¶ckner-Moeller version | - | 0 | 9
3TX7686-1A |  | 3TX7686-1A | 1 | UN | 1 | 15 | C | D | N | N | 85389099 | 1 | 4011209057302 | 1.851 | KG | 1368 | 1368 | CP04 | CP04 | Locking device for mechanical interlocking 2 contactors same size for 3TD68 | - | 0 | 0
3TX7686-1B |  | 3TX7686-1B | 1 | UN | 1 | 15 | C | D | N | N | 85389099 | 1 | 4011209057326 | 0.834 | KG | 2527 | 2527 | CP04 | CP04 | Locking device for mechanical interlocking 2 contactors different size for 3TD68 and 3TD56 | - | 0 | 0
3TX7690-1F |  | 3TX7690-1F | 1 | UN | 1 | 30 | D | D | N | N | 85369010 | 1 | 4011209170483 | 1.938 | KG | 178.6 | 178.6 | CP04 | CP04 | Box terminals for laminated copper bars with auxiliary conductor terminal for 3TF69, 3UF18 68-3GA00 consists of 3 box terminals | - | 0 | 0
3TX7696-0A |  | 3TX7696-0A | 1 | UN | 1 | 5 | B | D | N | N | 85389099 | 1 | 4011209057395 | 0.41 | KG | 68.4 | 68.4 | CP04 | CP04 | Terminal cover for converter 3UF18 68-3G and for contactor mounting 3TF69 consists of 2 terminal covers 1 unit corresponds to 1 set (2 covers) | - | 0 | 0
3TX7696-0AA00-0B |  | 3TX7696-0AA00-0B | 1 | UN | 1 | 15 | C | D | N | N | 85389099 | 1 |  | 0.405 | KG | 94.43 | 94.43 | CP04 | CP04 | Terminal cover for converter 3UF1868 for contactor mounting 3TF69 ABB design | - | 0 | 9
3TX7696-0B |  | 3TX7696-0B | 1 | UN | 1 | 15 | C | D | N | N | 85389099 | 1 | 4011209057418 | 0.103 | KG | 87.88 | 87.88 | CP04 | CP04 | Terminal cover, short for screwed connection between contactor 3TF69 and converter 3UF18 68-3G | - | 0 | 7
3TY1304-0A |  | 3TY1304-0A | 1 | UN | 1 | 5 | B | D | N | N | 85332900 | 1 | 4011209057432 | 0.059 | KG | 30.97 | 30.97 | CP04 | CP04 | Series resistor 0.032 kohm | - | 0 | 0
3TY1304-0B |  | 3TY1304-0B | 1 | UN | 1 | 0 | A | D | N | N | 85332900 | 1 | 4011209057449 | 0.06 | KG | 30.97 | 30.97 | CP04 | CP04 | Series resistor 0.04 kohm | - | 0 | 9
3TY1304-0C |  | 3TY1304-0C | 1 | UN | 1 | 5 | B | D | N | N | 85332900 | 1 | 4011209057456 | 0.059 | KG | 30.97 | 30.97 | CP04 | CP04 | Series resistor 0.05 kohm | - | 0 | 9
3TY1304-0D |  | 3TY1304-0D | 1 | UN | 1 | 5 | B | D | N | N | 85332900 | 1 | 4011209057463 | 0.059 | KG | 30.97 | 30.97 | CP04 | CP04 | Series resistor 0.063 kohm | - | 0 | 9
3TY1304-0E |  | 3TY1304-0E | 1 | UN | 1 | 0 | A | D | N | N | 85332900 | 1 | 4011209057470 | 0.064 | KG | 30.97 | 30.97 | CP04 | CP04 | Series resistor 0.071 kohm | - | 0 | 9
3TY1304-0J |  | 3TY1304-0J | 1 | UN | 1 | 0 | A | D | N | N | 85332900 | 1 | 4011209889736 | 0.02 | KG | 30.97 | 30.97 | CP04 | CP04 | Series resistor 0.112 kohm | - | 0 | 9
3TY1304-0K |  | 3TY1304-0K | 1 | UN | 1 | 5 | B | D | N | N | 85332900 | 1 | 4011209057500 | 0.061 | KG | 30.97 | 30.97 | CP04 | CP04 | Series resistor 0.125 kohm | - | 0 | 9
3TY1304-0L |  | 3TY1304-0L | 1 | UN | 1 | 10 | C | D | N | N | 85332900 | 1 | 4011209057517 | 0.041 | KG | 30.97 | 30.97 | CP04 | CP04 | Series resistor 0.18 kohm | - | 0 | 9
3TY1304-0N |  | 3TY1304-0N | 1 | UN | 1 | 0 | A | D | N | N | 85332900 | 1 | 4011209057531 | 0.041 | KG | 30.97 | 30.97 | CP04 | CP04 | Series resistor 0.224 kohm | - | 0 | 9
3TY1304-0Q |  | 3TY1304-0Q | 1 | UN | 1 | 0 | A | D | N | N | 85332900 | 1 | 4011209057555 | 0.044 | KG | 30.97 | 30.97 | CP04 | CP04 | Series resistor 0.315 kohm | - | 0 | 9
3TY1304-0R |  | 3TY1304-0R | 1 | UN | 1 | 0 | A | D | N | N | 85332900 | 1 | 4011209889750 | 0.043 | KG | 30.97 | 30.97 | CP04 | CP04 | Series resistor 0.45 kohm | - | 0 | 9
3TY1304-0S |  | 3TY1304-0S | 1 | UN | 1 | 0 | A | D | N | N | 85332900 | 1 | 4011209889774 | 0.06 | KG | 30.97 | 30.97 | CP04 | CP04 | Series resistor 0.5 kohm | - | 0 | 9
3TY1304-0T |  | 3TY1304-0T | 1 | UN | 1 | 5 | B | D | N | N | 85332900 | 1 | 4011209279124 | 0.06 | KG | 30.97 | 30.97 | CP04 | CP04 | Series resistor 0.71 kohm | - | 0 | 9
3TY1304-0U |  | 3TY1304-0U | 1 | UN | 1 | 0 | A | D | N | N | 85332900 | 1 | 4011209057562 | 0.042 | KG | 30.97 | 30.97 | CP04 | CP04 | Series resistor 0.8 kohm | - | 0 | 9
3TY1304-0V |  | 3TY1304-0V | 1 | UN | 1 | 0 | A | D | N | N | 85332900 | 1 | 4011209889798 | 0.02 | KG | 30.97 | 30.97 | CP04 | CP04 | Series resistor 0.9 kohm | - | 0 | 9
3TY1304-0W |  | 3TY1304-0W | 1 | UN | 1 | 0 | A | D | N | N | 85332900 | 1 | 4011209889804 | 0.02 | KG | 30.97 | 30.97 | CP04 | CP04 | Series resistor 1 kohm | - | 0 | 9
3TY1304-0X |  | 3TY1304-0X | 1 | UN | 1 | 0 | A | D | N | N | 85332900 | 1 | 4011209057579 | 0.044 | KG | 30.97 | 30.97 | CP04 | CP04 | Series resistor 1.12 kohm | - | 0 | 9
3TY1304-1A |  | 3TY1304-1A | 1 | UN | 1 | 0 | A | D | N | N | 85332900 | 1 | 4011209889811 | 0.058 | KG | 30.97 | 30.97 | CP04 | CP04 | Series resistor 1.4 kohm | - | 0 | 9
3TY1304-1C |  | 3TY1304-1C | 1 | UN | 1 | 20 | D | D | N | N | 85332900 | 1 | 4011209057593 | 0.08 | KG | 30.97 | 30.97 | CP04 | CP04 | Series resistor 2 kohm | - | 0 | 9
3TY1304-1E |  | 3TY1304-1E | 1 | UN | 1 | 0 | A | D | N | N | 85332900 | 1 | 4011209057616 | 0.039 | KG | 30.97 | 30.97 | CP04 | CP04 | Series resistor 3.55 kohm | - | 0 | 9
3TY1304-1F |  | 3TY1304-1F | 1 | UN | 1 | 0 | A | D | N | N | 85332900 | 1 | 4011209057623 | 0.037 | KG | 30.97 | 30.97 | CP04 | CP04 | Series resistor 4 kohm | - | 0 | 9
3TY1304-1G |  | 3TY1304-1G | 1 | UN | 1 | 0 | A | D | N | N | 85332900 | 1 | 4011209057630 | 0.045 | KG | 30.97 | 30.97 | CP04 | CP04 | Series resistor 5 kohm | - | 0 | 9
3TY1304-1H |  | 3TY1304-1H | 1 | UN | 1 | 0 | A | D | N | N | 85332900 | 1 | 4011209158115 | 0.055 | KG | 30.97 | 30.97 | CP04 | CP04 | Series resistor 5.6 kohm | - | 0 | 9
3TY1304-1J |  | 3TY1304-1J | 1 | UN | 1 | 30 | D | D | N | N | 85332900 | 1 | 4011209057647 | 0.06 | KG | 30.97 | 30.97 | CP04 | CP04 | Series resistor 6.3 kohm | - | 0 | 9
3TY1304-1K |  | 3TY1304-1K | 1 | UN | 1 | 0 | A | D | N | N | 85332900 | 1 | 4011209057654 | 0.044 | KG | 30.97 | 30.97 | CP04 | CP04 | Series resistor 7.1 kohm | - | 0 | 9
3TY1304-1M |  | 3TY1304-1M | 1 | UN | 1 | 0 | A | D | N | N | 85332900 | 1 | 4011209057678 | 0.052 | KG | 30.97 | 30.97 | CP04 | CP04 | Series resistor 10 ohm | - | 0 | 9
3TY1304-1N |  | 3TY1304-1N | 1 | UN | 1 | 0 | A | D | N | N | 85332900 | 1 | 4011209889842 | 0.046 | KG | 30.97 | 30.97 | CP04 | CP04 | Series resistor 12 ohm | - | 0 | 9
3TY1304-1S |  | 3TY1304-1S | 1 | UN | 1 | 0 | A | D | N | N | 85332900 | 1 | 4011209889835 | 0.002 | KG | 30.97 | 30.97 | CP04 | CP04 | Series resistor 4.5 kohm | - | 0 | 9
3TY1304-1T |  | 3TY1304-1T | 1 | UN | 1 | 0 | A | D | N | N | 85332900 | 1 | 4011209057692 | 0.037 | KG | 30.97 | 30.97 | CP04 | CP04 | Series resistor 8 kohm | - | 0 | 9
3TY1304-1W |  | 3TY1304-1W | 1 | UN | 1 | 0 | A | D | EAR99 | N | 85332900 | 1 | 4011209889743 | 0.002 | KG | 30.97 | 30.97 | CP04 | CP04 | Series resistor 0.355 kohm | - | 0 | 9
3TY1304-1X |  | 3TY1304-1X | 1 | UN | 1 | 0 | A | D | N | N | 85332900 | 1 | 4011209057715 | 0.046 | KG | 30.97 | 30.97 | CP04 | CP04 | Series resistor 2.24 kohm | - | 0 | 9
3TY1304-1Y |  | 3TY1304-1Y | 1 | UN | 1 | 5 | B | D | N | N | 85332900 | 1 | 4011209057722 | 0.059 | KG | 30.97 | 30.97 | CP04 | CP04 | Series resistor 0.025 kohm | - | 0 | 9
3TY1304-2A |  | 3TY1304-2A | 1 | UN | 1 | 0 | A | D | N | N | 85332900 | 1 | 4011209057739 | 0.044 | KG | 34.2 | 34.2 | CP04 | CP04 | Series resistor 0.14 kohm | - | 0 | 9
3TY1304-2B |  | 3TY1304-2B | 1 | UN | 1 | 5 | B | D | N | N | 85332900 | 1 | 4011209057746 | 0.06 | KG | 34.2 | 34.2 | CP04 | CP04 | Series resistor 0.16 kohm | - | 0 | 9
3TY1304-2C |  | 3TY1304-2C | 1 | UN | 1 | 5 | B | D | N | N | 85332900 | 1 | 4011209057753 | 0.06 | KG | 34.2 | 34.2 | CP04 | CP04 | Series resistor 0.02 kohm | - | 0 | 0
3TY1304-2D |  | 3TY1304-2D | 1 | UN | 1 | 5 | B | D | N | N | 85332900 | 1 | 4011209057760 | 0.06 | KG | 34.2 | 34.2 | CP04 | CP04 | Series resistor 0.63 kohm | - | 0 | 9
3TY1304-2E |  | 3TY1304-2E | 1 | UN | 1 | 0 | A | D | N | N | 85332900 | 1 | 4011209057777 | 0.037 | KG | 34.2 | 34.2 | CP04 | CP04 | Series resistor 0.012 kohm | - | 0 | 9
3TY1304-2F |  | 3TY1304-2F | 1 | UN | 1 | 0 | A | D | N | N | 85332900 | 1 | 4011209057784 | 0.049 | KG | 34.2 | 34.2 | CP04 | CP04 | Series resistor 0.0148 kohm | - | 0 | 9
3TY1304-2G |  | 3TY1304-2G | 1 | UN | 1 | 5 | B | D | N | N | 85332900 | 1 | 4011209057791 | 0.061 | KG | 34.2 | 34.2 | CP04 | CP04 | Series resistor 0.28 kohm | - | 0 | 9
3TY1304-2J |  | 3TY1304-2J | 1 | UN | 1 | 0 | A | D | N | N | 85332900 | 1 | 4011209185067 | 0.062 | KG | 34.2 | 34.2 | CP04 | CP04 | Series resistor 2.5 kohm | - | 0 | 9
3TY1304-2K |  | 3TY1304-2K | 1 | UN | 1 | 0 | A | D | N | N | 85332900 | 1 | 4011209889866 | 0.05 | KG | 34.2 | 34.2 | CP04 | CP04 | Series resistor 0.006 kohm | - | 0 | 9
3TY1304-2M |  | 3TY1304-2M | 1 | UN | 1 | 5 | B | D | N | N | 85332900 | 1 | 4011209879621 | 0.058 | KG | 41.04 | 41.04 | CP04 | CP04 | Series resistor 0.0105 kohm | - | 0 | 0
3TY1304-2N |  | 3TY1304-2N | 1 | UN | 1 | 0 | A | D | N | N | 85332900 | 1 |  | 0.038 | KG | 34.2 | 34.2 | CP04 | CP04 | Series resistor 0.40 kohm | - | 0 | 9
3TY2440-0A |  | 3TY2440-0A | 1 | UN | 1 | 5 | B | D | N | N | 85369095 | 1 | 4011209057845 | 0.075 | KG | 30.31 | 29.45 | CP04 | CP04 | Main contact elements for contactor, 3TC44, Size 2, | Lista Papel 2020 SI | 0 | 0
3TY2442-0A |  | 3TY2442-0A | 1 | UN | 1 | 15 | C | D | N | N | 85389099 | 1 | 4011209057852 | 0.157 | KG | 41.42 | 40.28 | CP04 | CP04 | Arc chute for contactor, 3TC44, Size 2, | Lista Papel 2020 SI | 0 | 0
3TY2442-0B |  | 3TY2442-0B | 1 | UN | 1 | 0 | A | D | N | N | 85389099 | 1 | 4011209153363 | 0.16 | KG | 41.42 | 41.42 | CP04 | CP04 | Arc chute for contactors with extended operating range | - | 0 | 0
3TY2444-0A |  | 3TY2444-0A | 1 | UN | 1 | 10 | C | D | N | N | 73181558 | 1 | 4011209892699 | 0.026 | KG | 3.14 | 3.14 | CP04 | CP04 | 1 set screws, 4 units for contactor, 3TC44, Size 2, | - | 0 | 0
3TY2444-0B |  | 3TY2444-0B | 1 | UN | 1 | 5 | B | D | N | N | 85389099 | 1 | 4011209915961 | 0.012 | KG | 58.43 | 58.43 | CP04 | CP04 | Terminal cover transparent for 3TC44 as additional Touch protection 1 unit corresponds to 1 set consists of 2 terminal covers | - | 0 | 0
3TY2480-0A |  | 3TY2480-0A | 1 | UN | 1 | 5 | B | D | N | N | 85369095 | 1 | 4011209057869 | 0.102 | KG | 92.53 | 89.97 | CP04 | CP04 | Main contact elements for contactor, 3TC48, Size 4, | Lista Papel 2020 SI | 0 | 0
3TY2480-0B |  | 3TY2480-0B | 1 | UN | 1 | 0 | A | D | EAR99 | N | 85369095 | 1 | 4011209624665 | 0.102 | KG | 92.53 | 92.53 | CP04 | CP04 | Replacement contact pieces for contactor 3TC4817-0BP00-0KF0 (1 set=2 moving+4 fixed contact pieces with mounting parts) Special-purpose device | - | 0 | 9
3TY2482-0A |  | 3TY2482-0A | 1 | UN | 1 | 15 | C | D | N | N | 85389099 | 1 | 4011209057876 | 0.47 | KG | 74.58 | 72.49 | CP04 | CP04 | Arc chute for contactor, 3TC48, Size 4, | Lista Papel 2020 SI | 0 | 0
3TY2520-0A |  | 3TY2520-0A | 1 | UN | 1 | 5 | B | D | N | N | 85369095 | 1 | 4011209057883 | 0.233 | KG | 226.1 | 219.45 | CP04 | CP04 | Main contact elements for contactor, 3TC52, Size 8, | Lista Papel 2020 SI | 0 | 0
3TY2522-0A |  | 3TY2522-0A | 1 | UN | 1 | 15 | C | D | N | N | 85389099 | 1 | 4011209057890 | 1.1 | KG | 109.25 | 106.4 | CP04 | CP04 | Arc chute for contactor, 3TC52, Size 8, | Lista Papel 2020 SI | 0 | 0
3TY2560-0A |  | 3TY2560-0A | 1 | UN | 1 | 5 | B | D | N | N | 85369095 | 1 | 4011209057906 | 0.421 | KG | 437 | 424.65 | CP04 | CP04 | Main contact elements for contactor, 3TC56, Size 12, | Lista Papel 2020 SI | 0 | 0
3TY2562-0A |  | 3TY2562-0A | 1 | UN | 1 | 15 | C | D | N | N | 85389099 | 1 | 4011209057913 | 2.08 | KG | 242.25 | 235.6 | CP04 | CP04 | Arc chute for contactor, 3TC56, Size 12, | Lista Papel 2020 SI | 0 | 0
3TY2564-5A |  | 3TY2564-5A | 1 | UN | 1 | 0 | A | D | N | N | 85369095 | 1 | 4011209680913 | 0.883 | KG | 514.9 | 514.9 | CP04 | CP04 | Repair kit for contactor, 3TC56, Size 12, | - | 0 | 0
3TY2740-0E |  | 3TY2740-0E | 1 | UN | 1 | 5 | B | D | N | N | 85369095 | 1 | 4011209057920 | 0.357 | KG | 259.35 | 259.35 | CP04 | CP04 | Main contact pieces | - | 0 | 0
3TY2741-1U |  | 3TY2741-1U | 1 | UN | 1 | 0 | A | D | N | N | 85365080 | 1 | 4011209057937 | 0.057 | KG | 49.69 | 49.69 | CP04 | CP04 | solid-state compatible auxiliary switch block with screw terminals 1 change-over contact, Left, for 3TC7 | - | 0 | 9
3TY2741-2J |  | 3TY2741-2J | 1 | UN | 1 | 5 | B | D | N | N | 85365080 | 1 | 4011209057944 | 0.271 | KG | 109.25 | 109.25 | CP04 | CP04 | Auxiliary switch block, 4 NO+4 NC | - | 0 | 0
3TY2741-2K |  | 3TY2741-2K | 1 | UN | 1 | 0 | A | D | N | N | 85365080 | 1 | 4011209437777 | 0.292 | KG | 109.25 | 109.25 | CP04 | CP04 | Auxiliary switch block, 3NO+4NC | - | 0 | 9
3TY2742-0C |  | 3TY2742-0C | 1 | UN | 1 | 15 | C | D | N | N | 85389099 | 1 | 4011209057951 | 3.856 | KG | 622.25 | 622.25 | CP04 | CP04 | Arc chute | - | 0 | 0
3TY2744-1A |  | 3TY2744-1A | 1 | UN | 1 | 0 | A | D | N | N | 85332900 | 1 | 4011209057968 | 0.067 | KG | 51.11 | 51.11 | CP04 | CP04 | Series resistor 4.1 ohm | - | 0 | 9
3TY2744-1C |  | 3TY2744-1C | 1 | UN | 1 | 15 | C | D | N | N | 85332900 | 1 | 4011209057975 | 0.088 | KG | 51.11 | 51.11 | CP04 | CP04 | Series resistor 90 ohm | - | 0 | 9
3TY2744-1G |  | 3TY2744-1G | 1 | UN | 1 | 0 | A | D | N | N | 85332900 | 1 | 4011209057982 | 0.07 | KG | 51.11 | 51.11 | CP04 | CP04 | Series resistor 3.5 ohm | - | 0 | 9
3TY2744-1H |  | 3TY2744-1H | 1 | UN | 1 | 0 | A | D | N | N | 85332900 | 1 | 4011209057999 | 0.07 | KG | 51.11 | 51.11 | CP04 | CP04 | Series resistor 23 ohm | - | 0 | 9
3TY2744-1K |  | 3TY2744-1K | 1 | UN | 1 | 15 | C | D | N | N | 85332900 | 1 | 4011209058002 | 0.07 | KG | 51.11 | 51.11 | CP04 | CP04 | Series resistor 70 ohm | - | 0 | 9
3TY2744-1L |  | 3TY2744-1L | 1 | UN | 1 | 15 | C | D | N | N | 85332900 | 1 | 4011209058019 | 0.065 | KG | 51.11 | 51.11 | CP04 | CP04 | Series resistor 315 ohm | - | 0 | 9
3TY2744-1N |  | 3TY2744-1N | 1 | UN | 1 | 0 | A | D | N | N | 85332900 | 1 | 4011209058026 | 0.068 | KG | 51.11 | 51.11 | CP04 | CP04 | Series resistor 3.8 ohm | - | 0 | 9
3TY2744-1P |  | 3TY2744-1P | 1 | UN | 1 | 0 | A | D | N | N | 85332900 | 1 | 4011209058033 | 0.048 | KG | 51.11 | 51.11 | CP04 | CP04 | Series resistor 53 ohm | - | 0 | 9
3TY2744-1Q |  | 3TY2744-1Q | 1 | UN | 1 | 0 | A | D | N | N | 85332900 | 1 | 4011209058040 | 0.064 | KG | 51.11 | 51.11 | CP04 | CP04 | Series resistor 224 ohm | - | 0 | 9
3TY2744-1R |  | 3TY2744-1R | 1 | UN | 1 | 0 | A | D | N | N | 85332900 | 1 | 4011209058057 | 0.05 | KG | 51.11 | 51.11 | CP04 | CP04 | Series resistor 670 ohm | - | 0 | 9
3TY2744-1S |  | 3TY2744-1S | 1 | UN | 1 | 0 | A | D | N | N | 85332900 | 1 | 4011209058064 | 0.051 | KG | 51.11 | 51.11 | CP04 | CP04 | Series resistor 8.5 ohm | - | 0 | 9
3TY2744-5A |  | 3TY2744-5A | 1 | UN | 1 | 15 | C | D | N | N | 85369095 | 1 | 4011209680920 | 0.513 | KG | 285 | 285 | CP04 | CP04 | Repair kit for contactor, 3TC74, | - | 0 | 0
3TY2745-2F |  | 3TY2745-2F | 1 | UN | 1 | 0 | A | D | N | N | 85045095 | 1 | 4011209058071 | 1.202 | KG | 166.25 | 166.25 | CP04 | CP04 | Magnet coil for 3TC74, 3TC78, 110 V AC, 50 Hz | - | 0 | 9
3TY2745-2M |  | 3TY2745-2M | 1 | UN | 1 | 0 | A | D | N | N | 85045095 | 1 | 4011209339125 | 1.15 | KG | 166.25 | 166.25 | CP04 | CP04 | Magnet coil for 3TC74, 230/220 V AC, 50 Hz | - | 0 | 9
3TY2745-8AK |  | 3TY2745-8AK | 1 | UN | 1 | 0 | A | D | N | N | 85045095 | 1 | 4011209058088 | 1.15 | KG | 175.75 | 175.75 | CP04 | CP04 | Magnet coil for 3TC74 24 V | - | 0 | 9
3TY2745-8BC |  | 3TY2745-8BC | 1 | UN | 1 | 10 | C | D | N | N | 85045095 | 1 | 4011209154551 | 1.224 | KG | 172.9 | 172.9 | CP04 | CP04 | Magnet coil for 3TC78, 55 V/110 V DC | - | 0 | 9
3TY2745-8CB |  | 3TY2745-8CB | 1 | UN | 1 | 0 | A | D | N | N | 85045095 | 1 | 4011209148468 | 1.177 | KG | 166.25 | 166.25 | CP04 | CP04 | Magnet coil for 3TC78, 55 V AC/110 V AC, 50 Hz | - | 0 | 9
3TY2745-8CD |  | 3TY2745-8CD | 1 | UN | 1 | 0 | A | D | N | N | 85045095 | 1 |  | 0.9 | KG | 166.25 | 166.25 | CP04 | CP04 | Magnet coil for 3TC78, 380/400 V AC, 50 Hz | - | 0 | 9
3TY2746-6B |  | 3TY2746-6B | 1 | UN | 1 | 10 | C | D | N | N | 85045095 | 1 | 4011209058101 | 1.227 | KG | 155.8 | 155.8 | CP04 | CP04 | Magnet coil for 3TC74, 24 V DC | - | 0 | 9
3TY2746-6C |  | 3TY2746-6C | 1 | UN | 1 | 10 | C | D | N | N | 85045095 | 1 | 4011209402249 | 1.085 | KG | 172.9 | 172.9 | CP04 | CP04 | Magnet coil for 3TC78, 12 V DC/24 V DC | - | 0 | 9
3TY2746-6E |  | 3TY2746-6E | 1 | UN | 1 | 0 | A | D | N | N | 85045095 | 1 | 4011209058118 | 1.213 | KG | 172.9 | 172.9 | CP04 | CP04 | Magnet coil for 3TC74, 60 V DC | - | 0 | 9
3TY2746-6F |  | 3TY2746-6F | 1 | UN | 1 | 10 | C | D | N | N | 85045095 | 1 | 4011209058125 | 1.235 | KG | 155.8 | 155.8 | CP04 | CP04 | Magnet coil for 3TC74, 3TC78, 110 V DC/220 V DC | - | 0 | 9
3TY2746-6M |  | 3TY2746-6M | 1 | UN | 1 | 10 | C | D | N | N | 85045095 | 1 | 4011209058132 | 1.16 | KG | 172.9 | 172.9 | CP04 | CP04 | Magnet coil for 3TC74 220 V DC | - | 0 | 9
3TY2747-0EY80-0AA0 |  | 3TY2747-0EY80-0AA0 | 1 | UN | 1 | 10 | C | D | N | N | 85045095 | 1 | 4011209611245 | 1.229 | KG | 340.1 | 340.1 | CP04 | CP04 | Magnet coil for 3TC74 for 750 V DC with 2 series resistors | - | 0 | 9
3TY2781-2C |  | 3TY2781-2C | 1 | UN | 1 | 20 | D | D | N | N | 85365080 | 1 | 4011209154544 | 0.193 | KG | 61.66 | 61.66 | CP04 | CP04 | Auxiliary switch block, 2 NO+2 NC, left | - | 0 | 0
3TY2781-2D |  | 3TY2781-2D | 1 | UN | 1 | 15 | C | D | N | N | 85365080 | 1 | 4011209237711 | 0.179 | KG | 61.66 | 61.66 | CP04 | CP04 | auxiliary switch block 2 NO+2 NC, right | - | 0 | 0
3TY3563-0AY80-0AF0 |  | 3TY3563-0AY80-0AF0 | 1 | UN | 1 | 20 | D | D | N | N | 85045095 | 1 |  | 0.69 | KG | 383.8 | 383.8 | CP04 | CP04 | Magnet coil for contactors | - | 0 | 9
3TY4803-0BA4 |  | 3TY4803-0BA4 | 1 | UN | 1 | 0 | A | D | N | N | 85045095 | 1 | 4011209086593 | 0.206 | KG | 45.01 | 45.01 | CP06 | CP06 | Magnet coil for contactors 3TF30-33, 3TF40-43, 3TH3, 3TH4 3TB40...43, 3TH8 12V DC | - | 0 | 0
3TY4803-0BB4 |  | 3TY4803-0BB4 | 1 | UN | 1 | 20 | D | D | N | N | 85045095 | 1 | 4011209081642 | 0.215 | KG | 45.01 | 45.01 | CP06 | CP06 | Magnet coil for contactors 3TF30-33, 3TF40-43, 3TH3, 3TH4 3TB40...43, 3TH8 24V DC | - | 0 | 0
3TY4803-0BD4 |  | 3TY4803-0BD4 | 1 | UN | 1 | 20 | D | D | N | N | 85045095 | 1 | 4011209169609 | 0.202 | KG | 45.01 | 45.01 | CP06 | CP06 | Magnet coil for contactors 3TF30-33, 3TF40-43, 3TH3, 3TH4 3TB40...43, 3TH8 42V DC | - | 0 | 0
3TY4803-0BE4 |  | 3TY4803-0BE4 | 1 | UN | 1 | 20 | D | D | N | N | 85045095 | 1 | 4011209106123 | 0.221 | KG | 45.01 | 45.01 | CP06 | CP06 | Magnet coil for contactors 3TF30-33, 3TF40-43, 3TH3, 3TH4 3TB40...43, 3TH8 60 V DC | - | 0 | 0
3TY4803-0BF4 |  | 3TY4803-0BF4 | 1 | UN | 1 | 20 | D | D | N | N | 85045095 | 1 | 4011209093560 | 0.195 | KG | 45.01 | 45.01 | CP06 | CP06 | Coil 110 V 1780-1992 ohm | - | 0 | 0
3TY4803-0BF8 |  | 3TY4803-0BF8 | 1 | UN | 1 | 20 | D | D | N | N | 85045095 | 1 | 4011209178106 | 0.205 | KG | 60.82 | 60.82 | CP06 | CP06 | Magnet coil for contactor Sz. 0+1 100 V (0.8...1.2 UC) | - | 0 | 9
3TY4803-0BG4 |  | 3TY4803-0BG4 | 1 | UN | 1 | 20 | D | D | N | N | 85045095 | 1 | 4011209119703 | 0.2 | KG | 45.01 | 45.01 | CP06 | CP06 | Magnet coil for contactors 3TF30-33, 3TF40-43, 3TH3, 3TH4 3TB40...43, 3TH8 125 V DC | - | 0 | 0
3TY4803-0BM4 |  | 3TY4803-0BM4 | 1 | UN | 1 | 20 | D | D | N | N | 85045095 | 1 | 4011209091153 | 1.977 | KG | 45.01 | 45.01 | CP06 | CP06 | Magnet coil for contactors 3TF30-33, 3TF40-43, 3TH3, 3TH4 3TB40...43, 3TH8 220 V DC | - | 0 | 0
3TY4803-0BN4 |  | 3TY4803-0BN4 | 1 | UN | 1 | 0 | A | D | N | N | 85045095 | 1 | 4011209135604 | 0.193 | KG | 45.01 | 45.01 | CP06 | CP06 | Magnet coil for contactors 3TF30-33, 3TF40-43, 3TH3, 3TH4 3TB40...43, 3TH8 250 V DC | - | 0 | 0
3TY4803-0BP4 |  | 3TY4803-0BP4 | 1 | UN | 1 | 20 | D | D | N | N | 85045095 | 1 | 4011209084421 | 0.192 | KG | 45.01 | 45.01 | CP06 | CP06 | Magnet coil for contactors 3TF30-33, 3TF40-43, 3TH3, 3TH4 3TB40...43, 3TH8 230 V DC | - | 0 | 0
3TY4803-0BQ4 |  | 3TY4803-0BQ4 | 1 | UN | 1 | 0 | A | D | N | N | 85045095 | 1 | 4011209191808 | 0.178 | KG | 45.01 | 45.01 | CP06 | CP06 | Magnet coil for contactors 3TF30-33, 3TF40-43, 3TH3, 3TH4 3TB40...43, 3TH8 240 V DC | - | 0 | 0
3TY4803-0BW4 |  | 3TY4803-0BW4 | 1 | UN | 1 | 20 | D | D | N | N | 85045095 | 1 | 4011209105577 | 0.208 | KG | 45.01 | 45.01 | CP06 | CP06 | Magnet coil for contactors 3TF30-33, 3TF40-43, 3TH3, 3TH4 3TB40...43, 3TH8 48V DC | - | 0 | 0
3TY4803-0LF4 |  | 3TY4803-0LF4 | 1 | UN | 1 | 0 | A | D | N | N | 85045095 | 1 |  | 0.178 | KG | 77.31 | 77.31 | CP06 | CP06 | Magnet coil for contactor Sz. 0+1 DC 110V | - | 0 | 9
3TY4803-0LJ8 |  | 3TY4803-0LJ8 | 1 | UN | 1 | 0 | A | D | N | N | 85045095 | 1 | 4011209904484 | 0.158 | KG | 77.31 | 77.31 | CP06 | CP06 | Magnet coil for contactor Sz. 0+1 72 V DC | - | 0 | 9
3TY4803-6CH8 |  | 3TY4803-6CH8 | 1 | UN | 1 | 20 | D | D | N | N | 85045095 | 1 | 4011209470002 | 0.195 | KG | 44.62 | 44.62 | CP06 | CP06 | Magnet coil for contactor Sz. 0+1 96 V DC | - | 0 | 9
3TY5406-1AM0 |  | 3TY5406-1AM0 | 1 | UN | 1 | 0 | A | D | N | N | 85045095 | 1 | 4011209399259 | 0.625 | KG | 332.5 | 332.5 | CP04 | CP04 | Magnet coil 220 V 50 Hz/264 V 60 Hz 15% overexcited for 3TL | - | 0 | 9
3TY5406-1AV0 |  | 3TY5406-1AV0 | 1 | UN | 1 | 0 | A | D | N | N | 85045095 | 1 | 4011209147799 | 0.62 | KG | 323 | 323 | CP04 | CP04 | Magnet coil 1195 V 50 Hz 15% overexcited for 3TL | - | 0 | 9
3TY5406-1AX0 |  | 3TY5406-1AX0 | 1 | UN | 1 | 0 | A | D | N | N | 85045095 | 1 | 4011209081888 | 0.71 | KG | 524.4 | 524.4 | CP04 | CP04 | Magnet coil 525/1050 V 50 Hz 15% overexcited for 3TL | - | 0 | 9
3TY5406-1AY80-0AC4 |  | 3TY5406-1AY80-0AC4 | 1 | UN | 1 | 0 | A | D | N | N | 85045095 | 1 | 4011209442924 | 0.6 | KG | 243.2 | 243.2 | CP04 | CP04 | Magnet coil 660 V 50 Hz | - | 0 | 9
3TY5406-1AY80-0AF1 |  | 3TY5406-1AY80-0AF1 | 1 | UN | 1 | 0 | A | D | N | N | 85045095 | 1 | 4011209442610 | 0.604 | KG | 332.5 | 332.5 | CP04 | CP04 | Magnet coil 990 V 50 Hz 15% overexcited for 3TL | - | 0 | 9
3TY6440-0A |  | 3TY6440-0A | 1 | UN | 1 | 5 | B | D | N | N | 85369095 | 1 | 4011209058248 | 0.09 | KG | 172.9 | 172.9 | CP04 | CP04 | Main contact elements for 3TB44 Duty to supply information according to article 33, REACH regulation: the product contains the following substance from the candidate list in concentrations exceeding 0.1 mass%: cadmium oxide (CAS 1306-19-0 EG 215-146-2) | - | 0 | 0
3TY6443-0BB4 |  | 3TY6443-0BB4 | 1 | UN | 1 | 15 | C | D | N | N | 85045095 | 1 | 4011209119352 | 0.305 | KG | 61.75 | 60.04 | CP04 | CP04 | Magnet coil for contactor 3TB44, 3TC44, 24 V DC | Lista Papel 2020 SI | 0 | 0
3TY6443-0BD4 |  | 3TY6443-0BD4 | 1 | UN | 1 | 0 | A | D | EAR99 | N | 85045095 | 1 | 4011209526372 | 0.297 | KG | 61.75 | 61.75 | CP04 | CP04 | Magnet coil for contactor 3TB44, 3TC44, 42 V DC | - | 0 | 9
3TY6443-0BF4 |  | 3TY6443-0BF4 | 1 | UN | 1 | 15 | C | D | N | N | 85045095 | 1 | 4011209124271 | 0.281 | KG | 61.75 | 60.04 | CP04 | CP04 | Magnet coil for contactor 3TB44, 3TC44, DC 110V | Lista Papel 2020 SI | 0 | 0
3TY6443-0BG4 |  | 3TY6443-0BG4 | 1 | UN | 1 | 15 | C | D | N | N | 85045095 | 1 | 4011209239838 | 0.317 | KG | 61.75 | 61.75 | CP04 | CP04 | Magnet coil for contactor 3TB44, 3TC44, 125 V DC | - | 0 | 0
3TY6443-0BK4 |  | 3TY6443-0BK4 | 1 | UN | 1 | 0 | A | D | N | N | 85045095 | 1 | 4011209206533 | 0.79 | KG | 61.75 | 61.75 | CP04 | CP04 | Magnet coil for contactor 3TB44, 3TC44, 180 V DC | - | 0 | 9
3TY6443-0BM4 |  | 3TY6443-0BM4 | 1 | UN | 1 | 15 | C | D | N | N | 85045095 | 1 | 4011209103061 | 0.3 | KG | 61.75 | 60.04 | CP04 | CP04 | Magnet coil for contactor 3TB44, 3TC44, DC 220V | Lista Papel 2020 SI | 0 | 0
3TY6443-0BP4 |  | 3TY6443-0BP4 | 1 | UN | 1 | 15 | C | D | N | N | 85045095 | 1 | 4011209142008 | 0.322 | KG | 61.75 | 61.75 | CP04 | CP04 | Magnet coil for contactor 3TB44, 3TC44, 230 V DC | - | 0 | 0
3TY6443-0BV4 |  | 3TY6443-0BV4 | 1 | UN | 1 | 0 | A | D | N | N | 85045095 | 1 | 4011209348042 | 0.86 | KG | 61.75 | 61.75 | CP04 | CP04 | Magnet coil for contactor 3TB44, 3TC44, 36 V DC | - | 0 | 9
3TY6443-0BW4 |  | 3TY6443-0BW4 | 1 | UN | 1 | 0 | A | D | N | N | 85045095 | 1 | 4011209140288 | 0.29 | KG | 61.75 | 61.75 | CP04 | CP04 | Magnet coil for contactor 3TB44, 3TC44, 48 V DC | - | 0 | 0
3TY6443-0BY80-0AB3 |  | 3TY6443-0BY80-0AB3 | 1 | UN | 1 | 0 | A | D | N | N | 85045095 | 1 | 4011209478527 | 0.323 | KG | 71.63 | 71.63 | CP04 | CP04 | Magnet coil for contactor 3TB44, 3TC44 14 V DC, 0.8...1.1 US | - | 0 | 9
3TY6443-0BY80-0AB7 |  | 3TY6443-0BY80-0AB7 | 1 | UN | 1 | 0 | A | D | EAR99 | N | 85045095 | 1 | 4011209492035 | 0.283 | KG | 71.63 | 71.63 | CP04 | CP04 | Magnet coil for contactor 3TB44, 3TC44 72 V DC, 0.8...1.1 US | - | 0 | 9
3TY6443-0CY80-0AA8 |  | 3TY6443-0CY80-0AA8 | 1 | UN | 1 | 0 | A | D | N | N | 85045095 | 1 | 4011209740846 | 0.1 | KG | 87.21 | 87.21 | CP04 | CP04 | Magnet coil with resistor 36 V DC, 0.7...1.2 US | - | 0 | 9
3TY6443-0CY80-0AB4 |  | 3TY6443-0CY80-0AB4 | 1 | UN | 1 | 0 | A | D | N | N | 85045095 | 1 | 4011209740839 | 0.1 | KG | 126.35 | 126.35 | CP04 | CP04 | Magnet coil with resistor 630 V DC, 0.7...1.2 US | - | 0 | 9
3TY6443-0CY80-0AC2 |  | 3TY6443-0CY80-0AC2 | 1 | UN | 1 | 0 | A | D | N | N | 85045095 | 1 | 4011209639478 | 0.399 | KG | 141.55 | 141.55 | CP04 | CP04 | Magnet coil with resistor 800 V DC, 0.625...1.25 US | - | 0 | 9
3TY6443-0LB4 |  | 3TY6443-0LB4 | 1 | UN | 1 | 15 | C | D | N | N | 85045095 | 1 | 4011209511750 | 0.364 | KG | 85.79 | 85.79 | CP04 | CP04 | Magnet coil for contactors 3TC44 with series resistor without varistor 24 V DC | - | 0 | 0
3TY6443-0LF4 |  | 3TY6443-0LF4 | 1 | UN | 1 | 0 | A | D | N | N | 85045095 | 1 | 4011209352216 | 0.345 | KG | 85.79 | 85.79 | CP04 | CP04 | Magnet coil for contactors 3TC44 with series resistor without varistor 110 V DC | - | 0 | 0
3TY6443-0LY80-0AC0 |  | 3TY6443-0LY80-0AC0 | 1 | UN | 1 | 0 | A | D | N | N | 85045095 | 1 | 4011209740822 | 0.1 | KG | 86.45 | 86.45 | CP04 | CP04 | Coil, 24 V DC, 0.7...1.33 US with series resistor without varistor | - | 0 | 9
3TY6460-0A |  | 3TY6460-0A | 1 | UN | 1 | 20 | D | D | N | N | 85369095 | 1 | 4011209058262 | 0.212 | KG | 285.95 | 285.95 | CP04 | CP04 | Main contact elements for 3TB46 Duty to supply information according to article 33, REACH regulation: the product contains the following substance from the candidate list in concentrations exceeding 0.1 mass%: cadmium oxide (CAS 1306-19-0 EG 215-146-2). | - | 0 | 0
3TY6470-0A |  | 3TY6470-0A | 1 | UN | 1 | 5 | B | D | N | N | 85369095 | 1 | 4011209058415 | 0.135 | KG | 305.9 | 305.9 | CP04 | CP04 | Main contact elements for 3TB47 | - | 0 | 9
3TY6472-0A |  | 3TY6472-0A | 1 | UN | 1 | 15 | C | D | N | N | 85389099 | 1 | 4011209058422 | 0.459 | KG | 126.35 | 126.35 | CP04 | CP04 | Arc chute for 3TB47 | - | 0 | 9
3TY6480-0A |  | 3TY6480-0A | 1 | UN | 1 | 5 | B | D | N | N | 85369095 | 1 | 4011209058439 | 0.158 | KG | 344.85 | 344.85 | CP04 | CP04 | Main contact elements for 3TB48 | - | 0 | 0
3TY6482-0A |  | 3TY6482-0A | 1 | UN | 1 | 1 | A | D | N | N | 85389099 | 1 | 4011209058446 | 0.444 | KG | 218.5 | 218.5 | CP04 | CP04 | Arc chute for 3TB48 | - | 0 | 7
3TY6483-0AB0 |  | 3TY6483-0AB0 | 1 | UN | 1 | 15 | C | D | EAR99 | N | 85045095 | 1 | 4011209144316 | 0.231 | KG | 57.67 | 56.05 | CP04 | CP04 | Magnet coil for contactor 3TC48, 24 V AC 50 Hz/29 V AC 60 Hz | Lista Papel 2020 SI | 0 | 0
3TY6483-0AC0 |  | 3TY6483-0AC0 | 1 | UN | 1 | 0 | A | D | N | N | 85045095 | 1 | 4011209206564 | 0.213 | KG | 65.36 | 65.36 | CP04 | CP04 | Magnet coil for contactor 3TC48 | - | 0 | 9
3TY6483-0AC1 |  | 3TY6483-0AC1 | 1 | UN | 1 | 0 | A | D | N | N | 85045095 | 1 | 4011209201040 | 0.237 | KG | 57.67 | 57.67 | CP04 | CP04 | Magnet coil for contactor 3TC48, 24 V AC 60 Hz/20 V AC 50 Hz | - | 0 | 9
3TY6483-0AD0 |  | 3TY6483-0AD0 | 1 | UN | 1 | 0 | A | D | N | N | 85045095 | 1 | 4011209058453 | 0.225 | KG | 57.67 | 57.67 | CP04 | CP04 | Magnet coil for contactor 3TC48, 42 V AC 50 Hz/50 V AC 60 Hz | - | 0 | 9
3TY6483-0AF0 |  | 3TY6483-0AF0 | 1 | UN | 1 | 5 | B | D | N | N | 85045095 | 1 | 4011209058460 | 0.23 | KG | 57.67 | 56.05 | CP04 | CP04 | Magnet coil for contactor 3TC48, 110 V AC 50 Hz/132 V AC 60 Hz | Lista Papel 2020 SI | 0 | 0
3TY6483-0AG1 |  | 3TY6483-0AG1 | 1 | UN | 1 | 0 | A | D | N | N | 85045095 | 1 | 4011209058477 | 0.209 | KG | 57.67 | 57.67 | CP04 | CP04 | Magnet coil for contactor 3TC48, 110 V 60 Hz/92 V AC 50 Hz | - | 0 | 9
3TY6483-0AJ1 |  | 3TY6483-0AJ1 | 1 | UN | 1 | 15 | C | D | N | N | 85045095 | 1 | 4011209058484 | 0.224 | KG | 57.67 | 57.67 | CP04 | CP04 | Magnet coil for contactor 3TC48, 115 V 60 Hz/96 V AC 50 Hz | - | 0 | 9
3TY6483-0AK1 |  | 3TY6483-0AK1 | 1 | UN | 1 | 0 | A | D | N | N | 85045095 | 1 | 4011209058491 | 0.233 | KG | 57.67 | 57.67 | CP04 | CP04 | Magnet coil for contactor 3TC48, 120 V AC 60 Hz/100 V AC 50 Hz | - | 0 | 9
3TY6483-0AK6 |  | 3TY6483-0AK6 | 1 | UN | 1 | 15 | C | D | N | N | 85045095 | 1 | 4011209058507 | 0.223 | KG | 65.36 | 65.36 | CP04 | CP04 | Magnet coil for contactor 3TC48, 110 V AC 50 Hz/120 V AC 60 Hz | - | 0 | 9
3TY6483-0AM0 |  | 3TY6483-0AM0 | 1 | UN | 1 | 15 | C | D | N | N | 85045095 | 1 | 4011209058514 | 0.239 | KG | 68.97 | 68.97 | CP04 | CP04 | Magnet coil for contactor 3TC48, 220 V AC 50 Hz/264 V AC 60 Hz | - | 0 | 9
3TY6483-0AN1 |  | 3TY6483-0AN1 | 1 | UN | 1 | 15 | C | D | N | N | 85045095 | 1 | 4011209058521 | 0.219 | KG | 57.67 | 57.67 | CP04 | CP04 | Magnet coil for contactor 3TC48, 220 V AC 60 Hz/183 V AC 50 Hz | - | 0 | 9
3TY6483-0AN2 |  | 3TY6483-0AN2 | 1 | UN | 1 | 0 | A | D | EAR99 | N | 85045095 | 1 | 4011209208001 | 0.215 | KG | 65.36 | 65.36 | CP04 | CP04 | Magnet coil for contactor 3TC48, 220 V AC 50/60 Hz | - | 0 | 9
3TY6483-0AP0 |  | 3TY6483-0AP0 | 1 | UN | 1 | 0 | A | D | N | N | 85045095 | 1 | 4011209140172 | 0.233 | KG | 57.67 | 56.05 | CP04 | CP04 | Magnet coil for contactor 3TC48, 230/220 V AC 50 Hz, 276/264V 60Hz | Lista Papel 2020 SI | 0 | 0
3TY6483-0AP6 |  | 3TY6483-0AP6 | 1 | UN | 1 | 10 | C | D | N | N | 85045095 | 1 | 4011209219793 | 0.25 | KG | 65.36 | 65.36 | CP04 | CP04 | Magnet coil for contactor 3TC48, 220 V AC 50 Hz/240 V AC 60 Hz | - | 0 | 9
3TY6483-0AQ0 |  | 3TY6483-0AQ0 | 1 | UN | 1 | 0 | A | D | N | N | 85045095 | 1 | 4011209058545 | 0.214 | KG | 68.97 | 68.97 | CP04 | CP04 | Magnet coil for contactor 3TC48, 380 V AC 50 Hz/460 V AC 60 Hz | - | 0 | 9
3TY6483-0AR1 |  | 3TY6483-0AR1 | 1 | UN | 1 | 0 | A | D | N | N | 85045095 | 1 | 4011209058552 | 0.2 | KG | 57.67 | 57.67 | CP04 | CP04 | Magnet coil for contactor 3TC48, 440 V AC 60 Hz/367 V AC 50 Hz | - | 0 | 9
3TY6483-0AS0 |  | 3TY6483-0AS0 | 1 | UN | 1 | 0 | A | D | N | N | 85045095 | 1 | 4011209058569 | 0.234 | KG | 57.67 | 57.67 | CP04 | CP04 | Magnet coil for contactor 3TC48, 500 V AC 50 Hz/600 V AC 60 Hz | - | 0 | 9
3TY6483-0AU0 |  | 3TY6483-0AU0 | 1 | UN | 1 | 5 | B | D | N | N | 85045095 | 1 | 4011209058576 | 0.228 | KG | 57.67 | 57.67 | CP04 | CP04 | Magnet coil for contactor 3TC48, 240 V AC 50 Hz/288 V AC 60 Hz | - | 0 | 0
3TY6483-0AV0 |  | 3TY6483-0AV0 | 1 | UN | 1 | 0 | A | D | N | N | 85045095 | 1 | 4011209169586 | 0.22 | KG | 57.67 | 57.67 | CP04 | CP04 | Magnet coil for contactor 3TC48, 400/380 V AC 50 Hz, 480/460 V 60 Hz | - | 0 | 9
3TY6483-0BB4 |  | 3TY6483-0BB4 | 1 | UN | 1 | 15 | C | D | N | N | 85045095 | 1 | 4011209058583 | 1.061 | KG | 136.8 | 133 | CP04 | CP04 | Magnet coil for contactor 3TB47, 3TB48, 3TC48, 24 V DC | Lista Papel 2020 SI | 0 | 0
3TY6483-0BD4 |  | 3TY6483-0BD4 | 1 | UN | 1 | 0 | A | D | N | N | 85045095 | 1 | 4011209153424 | 1.093 | KG | 136.8 | 136.8 | CP04 | CP04 | Magnet coil for contactor 3TB47, 3TB48, 3TC48, 42 V DC | - | 0 | 9
3TY6483-0BE4 |  | 3TY6483-0BE4 | 1 | UN | 1 | 0 | A | D | N | N | 85045095 | 1 | 4011209058590 | 1.053 | KG | 136.8 | 136.8 | CP04 | CP04 | Magnet coil for contactor 3TB47, 3TB48, 3TC48, 60 V DC | - | 0 | 0
3TY6483-0BF4 |  | 3TY6483-0BF4 | 1 | UN | 1 | 15 | C | D | N | N | 85045095 | 1 | 4011209058606 | 1.089 | KG | 136.8 | 133 | CP04 | CP04 | Magnet coil for contactor 3TB47, 3TB48, 3TC48, DC 110V | Lista Papel 2020 SI | 0 | 0
3TY6483-0BF8 |  | 3TY6483-0BF8 | 1 | UN | 1 | 0 | A | D | N | N | 85045095 | 1 | 4011209516151 | 1.172 | KG | 153.9 | 153.9 | CP04 | CP04 | Magnet coil for contactor 3TB47, 3TB48, 3TC48 100 V DC, 0.8...1.2 US | - | 0 | 9
3TY6483-0BG4 |  | 3TY6483-0BG4 | 1 | UN | 1 | 15 | C | D | N | N | 85045095 | 1 | 4011209080089 | 0.988 | KG | 136.8 | 136.8 | CP04 | CP04 | Magnet coil for contactor 3TB47, 3TB48, 3TC48, 125 V DC | - | 0 | 0
3TY6483-0BK4 |  | 3TY6483-0BK4 | 1 | UN | 1 | 0 | A | D | EAR99 | N | 85045095 | 1 | 4011209740891 | 0.3 | KG | 136.8 | 136.8 | CP04 | CP04 | Magnet coil for contactor 3TB47, 3TB48, 3TC48, 180 V DC | - | 0 | 9
3TY6483-0BM4 |  | 3TY6483-0BM4 | 1 | UN | 1 | 15 | C | D | N | N | 85045095 | 1 | 4011209058613 | 1.008 | KG | 136.8 | 133 | CP04 | CP04 | Magnet coil for contactor 3TB47, 3TB48, 3TC48, DC 220V | Lista Papel 2020 SI | 0 | 0
3TY6483-0BP4 |  | 3TY6483-0BP4 | 1 | UN | 1 | 15 | C | D | N | N | 85045095 | 1 | 4011209219588 | 1.1 | KG | 136.8 | 136.8 | CP04 | CP04 | Magnet coil for contactor 3TB47, 3TB48, 3TC48, 230 V DC | - | 0 | 0
3TY6483-0BU4 |  | 3TY6483-0BU4 | 1 | UN | 1 | 0 | A | D | EAR99 | N | 85045095 | 1 | 4011209740907 | 1.148 | KG | 153.9 | 153.9 | CP04 | CP04 | Magnet coil for contactor 3TB47, 3TB48, 3TC48 21.5 V DC-, 0.8...1.1 US | - | 0 | 9
3TY6483-0BV4 |  | 3TY6483-0BV4 | 1 | UN | 1 | 0 | A | D | N | N | 85045095 | 1 | 4011209158634 | 1.183 | KG | 136.8 | 136.8 | CP04 | CP04 | Magnet coil for contactor 3TB47, 3TB48, 3TC48, 36 V DC | - | 0 | 9
3TY6483-0BW4 |  | 3TY6483-0BW4 | 1 | UN | 1 | 0 | A | D | N | N | 85045095 | 1 | 4011209058620 | 1.065 | KG | 136.8 | 136.8 | CP04 | CP04 | Magnet coil for contactor 3TB47, 3TB48, 3TC48, 48 V DC | - | 0 | 0
3TY6483-0BY80-0AC1 |  | 3TY6483-0BY80-0AC1 | 1 | UN | 1 | 0 | A | D | EAR99 | N | 85045095 | 1 | 4011209518506 | 1.021 | KG | 153.9 | 153.9 | CP04 | CP04 | Magnet coil 254-281 ohm 2x 4986 WD 70 V DC | - | 0 | 9
3TY6483-0BY80-0AH1 |  | 3TY6483-0BY80-0AH1 | 100 | UN | 1 | 0 | A | D | EAR99 | N | 85045095 | 1 | 4011209740945 | 1.076 | KG | 8160.5 | 8160.5 | CP04 | CP04 | Magnet coil for contactors SPU 31V-48.5-52.5 ohm 2x 220 8 WD | - | 0 | 9
3TY6483-0BY80-0AH3 |  | 3TY6483-0BY80-0AH3 | 1 | UN | 1 | 15 | C | D | N | N | 85045095 | 1 | 4011209740914 | 1.044 | KG | 153.9 | 153.9 | CP04 | CP04 | Magnet coil for 3TB48, 3TC48 for contactor 3TB47, 3TB48, 3TC48 115 V DC | - | 0 | 9
3TY6483-0LB4 |  | 3TY6483-0LB4 | 1 | UN | 1 | 0 | A | D | N | N | 85045095 | 1 | 4011209524477 | 1.239 | KG | 175.75 | 175.75 | CP04 | CP04 | Magnet coil for 3TB48, 3TC48 with series resistor without varistor 24 V DC | - | 0 | 0
3TY6483-0LF4 |  | 3TY6483-0LF4 | 1 | UN | 1 | 0 | A | D | N | N | 85045095 | 1 | 4011209333345 | 1.167 | KG | 175.75 | 175.75 | CP04 | CP04 | Magnet coil for 3TB48, 3TC48 with series resistor without varistor DC 110V | - | 0 | 0
3TY6483-0LV4 |  | 3TY6483-0LV4 | 1 | UN | 1 | 0 | A | D | EAR99 | N | 85045095 | 1 | 4011209740952 | 1.31 | KG | 229.9 | 229.9 | CP04 | CP04 | Magnet coil and resistor for contactor 3TB47, 3TB48, 3TC48 0.7...1.25 U, TU...70 Â°C 36 V DC | - | 0 | 9
3TY6500-0A |  | 3TY6500-0A | 1 | UN | 1 | 5 | B | D | N | N | 85369095 | 1 | 4011209058651 | 0.282 | KG | 204.25 | 177.65 | CP04 | CP04 | Main contact elements for 3TB50 | Lista Papel 2020 SI | 0 | 0
3TY6501-1AA00 |  | 3TY6501-1AA00 | 1 | UN | 1 | 20 | D | D | N | N | 85365080 | 1 | 4011209566019 | 0.051 | KG | 19.19 | 18.62 | CP04 | CP04 | Auxiliary switch block, for contactors 3TB44-50, 3TC4 for mounting left or right (replacement for 3TY6501-1A/- 1B) | Lista Papel 2020 SI | 0 | 0
3TY6501-1C |  | 3TY6501-1C | 1 | UN | 1 | 20 | D | D | N | N | 85365080 | 1 | 4011209058682 | 0.091 | KG | 97.85 | 97.85 | CP04 | CP04 | Auxiliary switch block size 3 6 double left | - | 0 | 9
3TY6501-1D |  | 3TY6501-1D | 1 | UN | 1 | 0 | A | D | N | N | 85365080 | 1 | 4011209058699 | 0.119 | KG | 97.85 | 97.85 | CP04 | CP04 | Auxiliary switch block size 3 6 double right | - | 0 | 9
3TY6501-1E |  | 3TY6501-1E | 1 | UN | 1 | 1 | A | D | N | N | 85365080 | 1 | 4011209058705 | 0.055 | KG | 73.25 | 73.25 | CP04 | CP04 | Auxiliary switch block, 1 NC ext. on the right, for 3TB46...3TB50 | - | 0 | 7
3TY6501-1K |  | 3TY6501-1K | 1 | UN | 1 | 20 | D | D | N | N | 85365080 | 1 | 4011209058712 | 0.047 | KG | 19.67 | 19.1 | CP04 | CP04 | 2nd auxiliary switch block Left, for 3TB46...3TB50 | Lista Papel 2020 SI | 0 | 0
3TY6501-1L |  | 3TY6501-1L | 1 | UN | 1 | 20 | D | D | N | N | 85365080 | 1 | 4011209058729 | 0.042 | KG | 19.67 | 19.1 | CP04 | CP04 | 2nd auxiliary switch block on the right, for 3TB46...3TB50 | Lista Papel 2020 SI | 0 | 0
3TY6501-2B |  | 3TY6501-2B | 1 | UN | 1 | 20 | D | D | N | N | 85365080 | 1 | 4011209058743 | 0.066 | KG | 56.43 | 56.43 | CP04 | CP04 | Auxiliary switch block for 3TB44 on the right, with flat connector terminal | - | 0 | 0
3TY6502-0A |  | 3TY6502-0A | 1 | UN | 1 | 20 | D | D | N | N | 85389099 | 1 | 4011209058750 | 0.73 | KG | 132.05 | 114.95 | CP04 | CP04 | Arc chute for 3TB50 | Lista Papel 2020 SI | 0 | 0
3TY6503-0BB4 |  | 3TY6503-0BB4 | 1 | UN | 1 | 20 | D | D | N | N | 85045095 | 1 | 4011209058897 | 2.38 | KG | 292.6 | 254.6 | CP04 | CP04 | Magnet coil for contactors 3TB50, 24 V DC | Lista Papel 2020 SI | 0 | 0
3TY6503-0BE4 |  | 3TY6503-0BE4 | 1 | UN | 1 | 0 | A | D | N | N | 85045095 | 1 | 4011209058903 | 2.318 | KG | 292.6 | 292.6 | CP04 | CP04 | Magnet coil for contactors 3TB50, 60 V DC | - | 0 | 9
3TY6503-0BF4 |  | 3TY6503-0BF4 | 1 | UN | 1 | 0 | A | D | N | N | 85045095 | 1 | 4011209058910 | 2.088 | KG | 292.6 | 254.6 | CP04 | CP04 | Magnet coil for contactors 3TB50, DC 110V | Lista Papel 2020 SI | 0 | 0
3TY6503-0BF8 |  | 3TY6503-0BF8 | 1 | UN | 1 | 0 | A | D | N | N | 85045095 | 1 | 4011209516106 | 2.303 | KG | 326.8 | 326.8 | CP04 | CP04 | Magnet coil for contactors 3TB50, 100 V DC | - | 0 | 9
3TY6503-0BG4 |  | 3TY6503-0BG4 | 1 | UN | 1 | 0 | A | D | N | N | 85045095 | 1 | 4011209156050 | 2.05 | KG | 292.6 | 292.6 | CP04 | CP04 | Magnet coil for contactors 3TB50, 125 V DC | - | 0 | 9
3TY6503-0BM4 |  | 3TY6503-0BM4 | 1 | UN | 1 | 0 | A | D | N | N | 85045095 | 1 | 4011209058927 | 2.107 | KG | 292.6 | 254.6 | CP04 | CP04 | Magnet coil for contactors 3TB50, DC 220V | Lista Papel 2020 SI | 0 | 0
3TY6503-0BP4 |  | 3TY6503-0BP4 | 1 | UN | 1 | 0 | A | D | N | N | 85045095 | 1 | 4011209468207 | 2.129 | KG | 292.6 | 254.6 | CP04 | CP04 | Magnet coil for contactors 3TB50, 230 V DC | Lista Papel 2020 SI | 0 | 0
3TY6503-0BU4 |  | 3TY6503-0BU4 | 1 | UN | 1 | 0 | A | D | N | N | 85045095 | 1 | 4011209791602 | 2.408 | KG | 326.8 | 326.8 | CP04 | CP04 | Magnet coil for contactors 3TB50, 21.5 V DC- | - | 0 | 9
3TY6503-0BW4 |  | 3TY6503-0BW4 | 1 | UN | 1 | 0 | A | D | N | N | 85045095 | 1 | 4011209058934 | 2.19 | KG | 292.6 | 292.6 | CP04 | CP04 | Magnet coil for contactors 3TB50, 48 V DC | - | 0 | 9
3TY6503-0BY80-0AD2 |  | 3TY6503-0BY80-0AD2 | 1 | UN | 1 | 0 | A | D | N | N | 85045095 | 1 | 4011209791626 | 2.207 | KG | 292.6 | 292.6 | CP04 | CP04 | Magnet coil for contactors 3TB50, SPU 96V-316-350 ohm 2x 7050W DG | - | 0 | 9
3TY6503-0LB4 |  | 3TY6503-0LB4 | 1 | UN | 1 | 0 | A | D | N | N | 85045095 | 1 | 4011209791619 | 1.1 | KG | 326.8 | 326.8 | CP04 | CP04 | Magnet coil for contactors 3TB50, with series resistor without varistor 24 V DC | - | 0 | 0
3TY6503-0LF4 |  | 3TY6503-0LF4 | 1 | UN | 1 | 0 | A | D | N | N | 85045095 | 1 | 4011209675308 | 2.492 | KG | 326.8 | 326.8 | CP04 | CP04 | Magnet coil for contactors 3TB50, with series resistor without varistor DC 110V | - | 0 | 0
3TY6520-0A |  | 3TY6520-0A | 1 | UN | 1 | 5 | B | D | N | N | 85369095 | 1 | 4011209058972 | 0.355 | KG | 334.4 | 290.7 | CP04 | CP04 | Main contact elements for 3TB52 | Lista Papel 2020 SI | 0 | 0
3TY6522-0A |  | 3TY6522-0A | 1 | UN | 1 | 20 | D | D | N | N | 85389099 | 1 | 4011209058989 | 1.189 | KG | 168.15 | 146.3 | CP04 | CP04 | Arc chute for 3TB52 | Lista Papel 2020 SI | 0 | 0
3TY6523-0AB0 |  | 3TY6523-0AB0 | 1 | UN | 1 | 0 | A | D | EAR99 | N | 85045095 | 1 | 4011209058996 | 0.35 | KG | 71.44 | 69.45 | CP04 | CP04 | Magnet coil for 3TC52, 24 V AC 50 Hz/29 V AC 60 Hz | Lista Papel 2020 SI | 0 | 0
3TY6523-0AD0 |  | 3TY6523-0AD0 | 1 | UN | 1 | 0 | A | D | EAR99 | N | 85045095 | 1 | 4011209167445 | 0.37 | KG | 71.44 | 71.44 | CP04 | CP04 | Magnet coil for 3TC52, 42 V AC 50 Hz/50 V AC 60 Hz | - | 0 | 9
3TY6523-0AF0 |  | 3TY6523-0AF0 | 1 | UN | 1 | 15 | C | D | N | N | 85045095 | 1 | 4011209059009 | 0.38 | KG | 71.44 | 69.45 | CP04 | CP04 | Magnet coil for 3TC52, 110 V AC 50 Hz/132 V AC 60 Hz | Lista Papel 2020 SI | 0 | 0
3TY6523-0AK6 |  | 3TY6523-0AK6 | 1 | UN | 1 | 15 | C | D | N | N | 85045095 | 1 | 4011209059023 | 0.372 | KG | 81.23 | 81.23 | CP04 | CP04 | Magnet coil for 3TC52, 110 V AC 50 Hz/120 V AC 60 Hz | - | 0 | 9
3TY6523-0AM0 |  | 3TY6523-0AM0 | 1 | UN | 1 | 15 | C | D | N | N | 85045095 | 1 | 4011209059030 | 0.365 | KG | 85.12 | 85.12 | CP04 | CP04 | Magnet coil for 3TC52, 220 V AC 50 Hz/264 V AC 60 Hz | - | 0 | 9
3TY6523-0AM1 |  | 3TY6523-0AM1 | 1 | UN | 1 | 20 | D | D | EAR99 | N | 85045095 | 1 | 4011209230880 | 0.31 | KG | 127.3 | 127.3 | CP04 | CP04 | Magnet coil for 3TC52 208 V AC 60 Hz / 173 V AC 50 Hz | - | 0 | 9
3TY6523-0AN1 |  | 3TY6523-0AN1 | 1 | UN | 1 | 20 | D | D | N | N | 85045095 | 1 | 4011209059047 | 0.374 | KG | 127.3 | 127.3 | CP04 | CP04 | Magnet coil for 3TC52 220 V AC 60 Hz/183 V AC 50 Hz | - | 0 | 9
3TY6523-0AP0 |  | 3TY6523-0AP0 | 1 | UN | 1 | 15 | C | D | N | N | 85045095 | 1 | 4011209122826 | 0.376 | KG | 71.44 | 69.45 | CP04 | CP04 | Magnet coil for 3TC52 and 3TB52 230/220 V AC 50 Hz, 276/264 V 60 Hz | Lista Papel 2020 SI | 0 | 0
3TY6523-0AP6 |  | 3TY6523-0AP6 | 1 | UN | 1 | 15 | C | D | N | N | 85045095 | 1 | 4011209230897 | 0.37 | KG | 81.23 | 81.23 | CP04 | CP04 | Magnet coil for 3TC52, 220 V AC 50 Hz/240 V AC 60 Hz | - | 0 | 9
3TY6523-0AR1 |  | 3TY6523-0AR1 | 1 | UN | 1 | 20 | D | D | EAR99 | N | 85045095 | 1 | 4011209059061 | 0.357 | KG | 127.3 | 127.3 | CP04 | CP04 | Magnet coil for 3TC52 440 V AC 60 Hz/367 V AC 50 Hz | - | 0 | 9
3TY6523-0AU0 |  | 3TY6523-0AU0 | 1 | UN | 1 | 15 | C | D | N | N | 85045095 | 1 | 4011209059085 | 0.362 | KG | 71.44 | 71.44 | CP04 | CP04 | Magnet coil for 3TC52, 240 V AC 50 Hz/288 V AC 60 Hz | - | 0 | 9
3TY6523-0AV0 |  | 3TY6523-0AV0 | 1 | UN | 1 | 15 | C | D | N | N | 85045095 | 1 | 4011209217164 | 0.362 | KG | 71.44 | 71.44 | CP04 | CP04 | Magnet coil for 3TC52, 400/380 V AC 50 Hz, 480/460 V 60 Hz | - | 0 | 9
3TY6523-0BB4 |  | 3TY6523-0BB4 | 1 | UN | 1 | 20 | D | D | N | N | 85045095 | 1 | 4011209059092 | 2.414 | KG | 303.05 | 294.5 | CP04 | CP04 | Magnet coil for 3TB52, 3TC52, 24 V DC | Lista Papel 2020 SI | 0 | 0
3TY6523-0BE4 |  | 3TY6523-0BE4 | 1 | UN | 1 | 0 | A | D | N | N | 85045095 | 1 | 4011209799530 | 2.427 | KG | 303.05 | 303.05 | CP04 | CP04 | Magnet coil for 3TB52, 3TC52, 60 V DC | - | 0 | 9
3TY6523-0BF4 |  | 3TY6523-0BF4 | 1 | UN | 1 | 15 | C | D | N | N | 85045095 | 1 | 4011209059108 | 2.22 | KG | 303.05 | 294.5 | CP04 | CP04 | Magnet coil for 3TB52, 3TC52, DC 110V | Lista Papel 2020 SI | 0 | 0
3TY6523-0BG4 |  | 3TY6523-0BG4 | 1 | UN | 1 | 20 | D | D | N | N | 85045095 | 1 | 4011209233539 | 2.08 | KG | 303.05 | 303.05 | CP04 | CP04 | Magnet coil for 3TB52, 3TC52, 125 V DC | - | 0 | 9
3TY6523-0BM4 |  | 3TY6523-0BM4 | 1 | UN | 1 | 15 | C | D | N | N | 85045095 | 1 | 4011209059115 | 2.043 | KG | 303.05 | 294.5 | CP04 | CP04 | Magnet coil for 3TB52, 3TC52, DC 220V | Lista Papel 2020 SI | 0 | 0
3TY6523-0BP4 |  | 3TY6523-0BP4 | 1 | UN | 1 | 10 | C | D | N | N | 85045095 | 1 | 4011209238480 | 2.28 | KG | 303.05 | 294.5 | CP04 | CP04 | Magnet coil for 3TB52, 3TC52, 230 V DC | Lista Papel 2020 SI | 0 | 0
3TY6523-0BU4 |  | 3TY6523-0BU4 | 1 | UN | 1 | 0 | A | D | N | N | 85045095 | 1 | 4011209196346 | 2.388 | KG | 342 | 342 | CP04 | CP04 | Magnet coil for 3TB52, 3TC52, 21.5 V DC | - | 0 | 9
3TY6523-0BW4 |  | 3TY6523-0BW4 | 1 | UN | 1 | 0 | A | D | N | N | 85045095 | 1 | 4011209220324 | 2.338 | KG | 303.05 | 303.05 | CP04 | CP04 | Magnet coil for 3TB52, 3TC52, 48 V DC | - | 0 | 9
3TY6523-0BY80-0AD2 |  | 3TY6523-0BY80-0AD2 | 1 | UN | 1 | 0 | A | D | N | N | 85045095 | 1 | 4011209799547 | 2.388 | KG | 303.05 | 303.05 | CP04 | CP04 | Magnet coil for 3TB52, 3TC52, SPU 96V-304-336 ohm 2x 5939W DG | - | 0 | 9
3TY6523-0LB4 |  | 3TY6523-0LB4 | 1 | UN | 1 | 0 | A | D | N | N | 85045095 | 1 | 4011209336100 | 2.458 | KG | 335.35 | 335.35 | CP04 | CP04 | Magnet coil for 3TB52, 3TC52 with series resistor without varistor 24 V DC | - | 0 | 0
3TY6523-0LF4 |  | 3TY6523-0LF4 | 1 | UN | 1 | 0 | A | D | N | N | 85045095 | 1 | 4011209285279 | 2.456 | KG | 335.35 | 335.35 | CP04 | CP04 | Magnet coil for 3TB52, 3TC52 with series resistor without varistor DC 110V | - | 0 | 0
3TY6523-0LJ8 |  | 3TY6523-0LJ8 | 1 | UN | 1 | 0 | A | D | EAR99 | N | 85045095 | 1 |  | 2.456 | KG | 396.15 | 396.15 | CP04 | CP04 | Magnet coil for 3TB52, 3TC52 with series resistor without varistor 72 V DC | - | 0 | 0
3TY6523-0LV4 |  | 3TY6523-0LV4 | 1 | UN | 1 | 0 | A | D | N | N | 85045095 | 1 | 4011209799318 | 0.4 | KG | 396.15 | 396.15 | CP04 | CP04 | Magnet coil for 3TB52, 3TC52 with series resistor without varistor 36 V DC | - | 0 | 9
3TY6540-0A |  | 3TY6540-0A | 1 | UN | 1 | 5 | B | D | N | N | 85369095 | 1 | 4011209059122 | 0.53 | KG | 514.9 | 447.45 | CP04 | CP04 | Main contact elements for 3TB54 | Lista Papel 2020 SI | 0 | 0
3TY6542-0A |  | 3TY6542-0A | 1 | UN | 1 | 20 | D | D | N | N | 85389099 | 1 | 4011209059139 | 1.455 | KG | 187.15 | 162.45 | CP04 | CP04 | Arc chute for 3TB54 | Lista Papel 2020 SI | 0 | 0
3TY6543-0BB4 |  | 3TY6543-0BB4 | 1 | UN | 1 | 0 | A | D | N | N | 85045095 | 1 | 4011209059252 | 4.44 | KG | 425.6 | 370.5 | CP04 | CP04 | Magnet coil for contactors 3TB54, 24 V DC | Lista Papel 2020 SI | 0 | 0
3TY6543-0BE4 |  | 3TY6543-0BE4 | 1 | UN | 1 | 0 | A | D | N | N | 85045095 | 1 | 4011209059269 | 5.023 | KG | 425.6 | 425.6 | CP04 | CP04 | Magnet coil for contactors 3TB54, 60 V DC | - | 0 | 9
3TY6543-0BF4 |  | 3TY6543-0BF4 | 1 | UN | 1 | 0 | A | D | N | N | 85045095 | 1 | 4011209059276 | 4.78 | KG | 425.6 | 370.5 | CP04 | CP04 | Magnet coil for contactors 3TB54, DC 110V | Lista Papel 2020 SI | 0 | 0
3TY6543-0BG4 |  | 3TY6543-0BG4 | 1 | UN | 1 | 0 | A | D | N | N | 85045095 | 1 | 4011209518674 | 4.66 | KG | 425.6 | 425.6 | CP04 | CP04 | Magnet coil for contactors 3TB54, 125 V DC | - | 0 | 9
3TY6543-0BM4 |  | 3TY6543-0BM4 | 1 | UN | 1 | 20 | D | D | N | N | 85045095 | 1 | 4011209059283 | 4.56 | KG | 425.6 | 370.5 | CP04 | CP04 | Magnet coil for contactors 3TB54, 220 V DC | Lista Papel 2020 SI | 0 | 0
3TY6543-0BP4 |  | 3TY6543-0BP4 | 1 | UN | 1 | 10 | C | D | N | N | 85045095 | 1 | 4011209791695 | 4.601 | KG | 425.6 | 370.5 | CP04 | CP04 | Magnet coil for contactors 3TB54, 230 V DC | Lista Papel 2020 SI | 0 | 0
3TY6543-0BU4 |  | 3TY6543-0BU4 | 1 | UN | 1 | 0 | A | D | N | N | 85045095 | 1 | 4011209359642 | 4.345 | KG | 486.4 | 486.4 | CP04 | CP04 | Magnet coil for contactors 3TB54, 21.5 V DC | - | 0 | 9
3TY6543-0BY80-0AD2 |  | 3TY6543-0BY80-0AD2 | 1 | UN | 1 | 0 | A | D | N | N | 85045095 | 1 | 4011209791718 | 4.345 | KG | 425.6 | 425.6 | CP04 | CP04 | Coil 96 V 64-70 ohm | - | 0 | 9
3TY6543-0BY80-0AF7 |  | 3TY6543-0BY80-0AF7 | 1 | UN | 1 | 0 | A | D | N | N | 85045095 | 1 | 4011209791701 | 4.345 | KG | 425.6 | 425.6 | CP04 | CP04 | Coil 74 V 34.51-38.14 ohm | - | 0 | 9
3TY6543-0LB4 |  | 3TY6543-0LB4 | 1 | UN | 1 | 0 | A | D | N | N | 85045095 | 1 | 4011209791732 | 1.1 | KG | 459.8 | 459.8 | CP04 | CP04 | Magnet coil for contactors 3TB54 with series resistor without varistor 24 V DC | - | 0 | 0
3TY6543-0LF4 |  | 3TY6543-0LF4 | 1 | UN | 1 | 0 | A | D | N | N | 85045095 | 1 | 4011209791725 | 1.1 | KG | 459.8 | 459.8 | CP04 | CP04 | Magnet coil for contactors 3TB54 with series resistor without varistor DC 110V | - | 0 | 0
3TY6560-0A |  | 3TY6560-0A | 1 | UN | 1 | 5 | B | D | N | N | 85369095 | 1 | 4011209059306 | 0.772 | KG | 722.95 | 628.9 | CP04 | CP04 | Main contact elements for 3TB56 | Lista Papel 2020 SI | 0 | 0
3TY6561-1A |  | 3TY6561-1A | 1 | UN | 1 | 20 | D | D | N | N | 85365080 | 1 | 4011209059313 | 0.081 | KG | 28.22 | 27.46 | CP04 | CP04 | Auxiliary switch block, for 3TB52...3TB56, 3TC52, 3TC56, left | Lista Papel 2020 SI | 0 | 0
3TY6561-1B |  | 3TY6561-1B | 1 | UN | 1 | 20 | D | D | N | N | 85365080 | 1 | 4011209059320 | 0.081 | KG | 28.22 | 27.46 | CP04 | CP04 | Auxiliary switch block, for 3TB52...3TB56, 3TC52, 3TC56, right | Lista Papel 2020 SI | 0 | 0
3TY6561-1E |  | 3TY6561-1E | 1 | UN | 1 | 0 | A | D | N | N | 85365080 | 1 | 4011209159365 | 0.076 | KG | 79.99 | 79.99 | CP04 | CP04 | Auxiliary switch block 1 NC delayed right, for 3TB52...3TB56 | - | 0 | 0
3TY6561-1K |  | 3TY6561-1K | 1 | UN | 1 | 20 | D | D | N | N | 85365080 | 1 | 4011209059337 | 0.085 | KG | 29.26 | 28.41 | CP04 | CP04 | 2nd auxiliary switch block Left, for 3TB52/54/56..-0A Left, for 3TC52/56..-0B | Lista Papel 2020 SI | 0 | 0
3TY6561-1L |  | 3TY6561-1L | 1 | UN | 1 | 20 | D | D | N | N | 85365080 | 1 | 4011209059344 | 0.081 | KG | 29.26 | 28.41 | CP04 | CP04 | 2nd auxiliary switch block on the right, for 3TB52/54/56..-0A on the right, for 3TC52/56..-0B | Lista Papel 2020 SI | 0 | 0
3TY6562-0A |  | 3TY6562-0A | 1 | UN | 1 | 0 | A | D | N | N | 85389099 | 1 | 4011209059351 | 1.6 | KG | 221.35 | 192.85 | CP04 | CP04 | Arc chute for 3TB56 | Lista Papel 2020 SI | 0 | 0
3TY6563-0BB4 |  | 3TY6563-0BB4 | 1 | UN | 1 | 0 | A | D | N | N | 85045095 | 1 | 4011209250154 | 5.32 | KG | 477.85 | 464.55 | CP04 | CP04 | Magnet coil for 3TB56, 3TC56, 24 V DC | Lista Papel 2020 SI | 0 | 0
3TY6563-0BF4 |  | 3TY6563-0BF4 | 1 | UN | 1 | 0 | A | D | N | N | 85045095 | 1 | 4011209133112 | 4.984 | KG | 477.85 | 464.55 | CP04 | CP04 | Magnet coil for 3TB56, 3TC56, DC 110V | Lista Papel 2020 SI | 0 | 0
3TY6563-0BG4 |  | 3TY6563-0BG4 | 1 | UN | 1 | 0 | A | D | N | N | 85045095 | 1 | 4011209525603 | 5.035 | KG | 477.85 | 477.85 | CP04 | CP04 | Magnet coil for 3TB56, 3TC56, 125 V DC | - | 0 | 9
3TY6563-0BM4 |  | 3TY6563-0BM4 | 1 | UN | 1 | 10 | C | D | N | N | 85045095 | 1 | 4011209059375 | 4.911 | KG | 477.85 | 464.55 | CP04 | CP04 | Magnet coil for 3TB56, 3TC56, DC 220V | Lista Papel 2020 SI | 0 | 0
3TY6563-0BP4 |  | 3TY6563-0BP4 | 1 | UN | 1 | 0 | A | D | N | N | 85045095 | 1 | 4011209405523 | 4.985 | KG | 477.85 | 464.55 | CP04 | CP04 | Magnet coil for 3TB56, 3TC56, 230 V DC | Lista Papel 2020 SI | 0 | 0
3TY6563-0BW4 |  | 3TY6563-0BW4 | 1 | UN | 1 | 0 | A | D | N | N | 85045095 | 1 | 4011209129320 | 5.236 | KG | 477.85 | 477.85 | CP04 | CP04 | Magnet coil for 3TB56, 3TC56, 48 V DC | - | 0 | 9
3TY6563-0BY80-0AD2 |  | 3TY6563-0BY80-0AD2 | 1 | UN | 1 | 0 | A | D | N | N | 85045095 | 1 | 4011209889361 | 5.013 | KG | 477.85 | 477.85 | CP04 | CP04 | Magnet coil for 3TB56, 3TC56, SPU 96 V DC 41-45 ohm 2x2497 W DG | - | 0 | 0
3TY6563-0LB4 |  | 3TY6563-0LB4 | 1 | UN | 1 | 0 | A | D | N | N | 85045095 | 1 | 4011209915442 | 5.266 | KG | 466.45 | 466.45 | CP04 | CP04 | Magnet coil for 3TB56, 3TC56 with series resistor without varistor 24 V DC | - | 0 | 0
3TY6563-0LF4 |  | 3TY6563-0LF4 | 1 | UN | 1 | 0 | A | D | N | N | 85045095 | 1 | 4011209491540 | 1.1 | KG | 466.45 | 466.45 | CP04 | CP04 | Magnet coil for 3TB56, 3TC56 with series resistor without varistor DC 110V | - | 0 | 0
3TY6564-0D |  | 3TY6564-0D | 1 | UN | 1 | 0 | A | D | N | N | 85389099 | 1 |  | 0.035 | KG | 31.64 | 31.64 | CP04 | CP04 | Mounting kit for 1 series resistor for 3TB5 for mounting on standard mounting rail Resistor not included | - | 0 | 0
3TY6566-0AF0 |  | 3TY6566-0AF0 | 1 | UN | 1 | 20 | D | D | EAR99 | N | 85045095 | 1 | 4011209059399 | 0.638 | KG | 123.5 | 119.7 | CP04 | CP04 | Magnet coil for 3TC56 110 V AC 50 Hz/132 V AC 60 Hz | Lista Papel 2020 SI | 0 | 0
3TY6566-0AG1 |  | 3TY6566-0AG1 | 1 | UN | 1 | 0 | A | D | N | N | 85045095 | 1 | 4011209059405 | 0.7 | KG | 221.35 | 221.35 | CP04 | CP04 | Magnet coil for 3TC56 110 V AC 60 Hz/92 V AC 50 Hz | - | 0 | 9
3TY6566-0AK6 |  | 3TY6566-0AK6 | 1 | UN | 1 | 20 | D | D | N | N | 85045095 | 1 | 4011209111226 | 0.719 | KG | 140.6 | 140.6 | CP04 | CP04 | Magnet coil for 3TC56 110 V AC 50 Hz/120 V AC 60 Hz | - | 0 | 9
3TY6566-0AM0 |  | 3TY6566-0AM0 | 1 | UN | 1 | 20 | D | D | EAR99 | N | 85045095 | 1 | 4011209059412 | 0.668 | KG | 146.3 | 146.3 | CP04 | CP04 | Magnet coil for 3TC56 220 V AC 50 Hz/264 V AC 60 Hz | - | 0 | 9
3TY6566-0AN1 |  | 3TY6566-0AN1 | 1 | UN | 1 | 20 | D | D | N | N | 85045095 | 1 | 4011209059429 | 0.685 | KG | 221.35 | 221.35 | CP04 | CP04 | Magnet coil for 3TC56 220 V AC 60 Hz/183 V AC 50 Hz | - | 0 | 9
3TY6566-0AP0 |  | 3TY6566-0AP0 | 1 | UN | 1 | 20 | D | D | N | N | 85045095 | 1 | 4011209081833 | 0.707 | KG | 123.5 | 119.7 | CP04 | CP04 | Magnet coil for 3TC56 230/220 V AC 50 Hz, 276/264V 60Hz | Lista Papel 2020 SI | 0 | 0
3TY6566-0AS0 |  | 3TY6566-0AS0 | 1 | UN | 1 | 0 | A | D | N | N | 85045095 | 1 | 4011209059467 | 0.675 | KG | 123.5 | 123.5 | CP04 | CP04 | Magnet coil for 3TC56 500 V AC 50 Hz/600 V AC 60 Hz | - | 0 | 9
3TY6566-0AV0 |  | 3TY6566-0AV0 | 1 | UN | 1 | 0 | A | D | N | N | 85045095 | 1 | 4011209167032 | 0.708 | KG | 123.5 | 123.5 | CP04 | CP04 | Magnet coil for 3TC56 400/380 V AC 50 Hz, 480/460 V 60 Hz | - | 0 | 9
3TY7403-0AB0 |  | 3TY7403-0AB0 | 1 | UN | 1 | 20 | D | D | N | N | 85045095 | 1 | 4011209081901 | 0.1 | KG | 18.15 | 17.67 | CP04 | CP04 | Magnet coil for contactors 3TF30-33, 3TF40-43, 3TH3, 3TH4 3TB40...44, 3TC44, 3TH8 24 V AC 50 Hz/29 V AC 60 Hz Replacement for 3TY4803-0AB0 | Lista Papel 2020 SI | 0 | 0
3TY7403-0AC0 |  | 3TY7403-0AC0 | 1 | UN | 1 | 0 | A | D | N | N | 85045095 | 1 | 4011209162730 | 0.087 | KG | 18.15 | 18.15 | CP04 | CP04 | Magnet coil for contactors 3TF30-33, 3TF40-43, 3TH3, 3TH4 3TB40...44, 3TC44, 3TH8 32 V AC 50 Hz/38 V AC 60 Hz Replacement for 3TY4803-0AC0 | - | 0 | 9
3TY7403-0AC2 |  | 3TY7403-0AC2 | 1 | UN | 1 | 20 | D | D | N | N | 85045095 | 1 | 4011209081093 | 0.05 | KG | 18.15 | 18.15 | CP04 | CP04 | Magnet coil for contactors 3TF30-33, 3TF40-43, 3TH3, 3TH4 3TB40...44, 3TC44, 3TH8 24 V AC 50/60 Hz Replacement for 3TY4803-0AC1 | - | 0 | 0
3TY7403-0AD0 |  | 3TY7403-0AD0 | 1 | UN | 1 | 20 | D | D | N | N | 85045095 | 1 | 4011209084476 | 0.056 | KG | 18.15 | 18.15 | CP04 | CP04 | Magnet coil for contactors 3TF30-33, 3TF40-43, 3TH3, 3TH4 3TB40...44, 3TC44, 3TH8 42 V AC 50 Hz/50 V AC 60 Hz Replacement for 3TY4803-0AD0 | - | 0 | 9
3TY7403-0AD2 |  | 3TY7403-0AD2 | 1 | UN | 1 | 0 | A | D | N | N | 85045095 | 1 | 4011209110038 | 0.074 | KG | 18.15 | 18.15 | CP04 | CP04 | Magnet coil for contactors 3TF30-33, 3TF40-43, 3TH3, 3TH4 3TB40...44, 3TC44, 3TH8 42 V AC 50/60 Hz Replacement for 3TY4803-0AD1 | - | 0 | 9
3TY7403-0AE0 |  | 3TY7403-0AE0 | 1 | UN | 1 | 0 | A | D | N | N | 85045095 | 1 | 4011209162105 | 0.052 | KG | 18.15 | 18.15 | CP04 | CP04 | Magnet coil for contactors 3TF30-33, 3TF40-43, 3TH3, 3TH4 3TB40...44, 3TC44, 3TH8 60 V AC 50 Hz/72 V AC 60 Hz Replacement for 3TY4803-0AE0 | - | 0 | 9
3TY7403-0AF0 |  | 3TY7403-0AF0 | 1 | UN | 1 | 20 | D | D | N | N | 85045095 | 1 | 4011209082380 | 0.061 | KG | 18.15 | 17.67 | CP04 | CP04 | Magnet coil for contactors 3TF30-33, 3TF40-43, 3TH3, 3TH4 3TB40...44, 3TC44, 3TH8 110 V AC 50 Hz/132 V AC 60 Hz Replacement for 3TY4803-0AF0 | Lista Papel 2020 SI | 0 | 0
3TY7403-0AG0 |  | 3TY7403-0AG0 | 1 | UN | 1 | 20 | D | D | N | N | 85045095 | 1 | 4011209082717 | 0.067 | KG | 18.15 | 18.15 | CP04 | CP04 | Magnet coil for contactors 3TF30-33, 3TF40-43, 3TH3, 3TH4 3TB40...44, 3TC44, 3TH8 36 V AC 50 Hz/42 V AC 60 Hz Replacement for 3TY4803-0AG0 | - | 0 | 9
3TY7403-0AG1 |  | 3TY7403-0AG1 | 1 | UN | 1 | 0 | A | D | N | N | 85045095 | 1 | 4011209093058 | 0.059 | KG | 18.15 | 18.15 | CP04 | CP04 | Magnet coil for contactors 3TF30-33, 3TF40-43, 3TH3, 3TH4 3TB40...44, 3TC44, 3TH8 110 V 60 Hz/92 V AC 50 Hz | - | 0 | 9
3TY7403-0AG2 |  | 3TY7403-0AG2 | 1 | UN | 1 | 20 | D | D | N | N | 85045095 | 1 | 4011209085060 | 0.05 | KG | 18.15 | 18.15 | CP04 | CP04 | Magnet coil for contactors 3TF30-33, 3TF40-43, 3TH3, 3TH4 3TB40...44, 3TC44, 3TH8 110V AC 50/60Hz Replacement for 3TY4803-0AG1 | - | 0 | 0
3TY7403-0AG6 |  | 3TY7403-0AG6 | 1 | UN | 1 | 0 | A | D | N | N | 85045095 | 1 | 4011209147430 | 0.071 | KG | 18.15 | 18.15 | CP04 | CP04 | Magnet coil for contactors 3TF30-33, 3TF40-43, 3TH3, 3TH4 3TB40...44, 3TC44, 3TH8 100...110 V AC 60 Hz/100 V AC 50 Hz Replacement for 3TY4803-0AG6 | - | 0 | 9
3TY7403-0AH0 |  | 3TY7403-0AH0 | 1 | UN | 1 | 20 | D | D | N | N | 85045095 | 1 | 4011209082465 | 0.05 | KG | 18.15 | 18.15 | CP04 | CP04 | Magnet coil for contactors 3TF30-33, 3TF40-43, 3TH3, 3TH4 3TB40...44, 3TC44, 3TH8 48 V AC 50 Hz/58 V AC 60 Hz Replacement for 3TY4803-0AH0 | - | 0 | 9
3TY7403-0AJ1 |  | 3TY7403-0AJ1 | 1 | UN | 1 | 0 | A | D | N | N | 85045095 | 1 | 4011209091498 | 0.084 | KG | 18.15 | 18.15 | CP04 | CP04 | Magnet coil for contactors 3TF30-33, 3TF40-43, 3TH3, 3TH4 3TB40...44, 3TC44, 3TH8 115 V 60 Hz/96 V AC 50 Hz | - | 0 | 9
3TY7403-0AJ2 |  | 3TY7403-0AJ2 | 1 | UN | 1 | 0 | A | D | N | N | 85045095 | 1 | 4011209118423 | 0.735 | KG | 18.15 | 18.15 | CP04 | CP04 | Magnet coil for contactors 3TF30-33, 3TF40-43, 3TH3, 3TH4 3TB40...44, 3TC44, 3TH8 115 V AC 50/60 Hz Replacement for 3TY4803-0AJ1 | - | 0 | 9
3TY7403-0AK1 |  | 3TY7403-0AK1 | 1 | UN | 1 | 20 | D | D | N | N | 85045095 | 1 | 4011209107885 | 0.08 | KG | 18.15 | 18.15 | CP04 | CP04 | Magnet coil for contactors 3TF30-33, 3TF40-43, 3TH3, 3TH4 3TB40...44, 3TC44, 3TH8 120 V AC 60 Hz/100 V AC 50 Hz | - | 0 | 9
3TY7403-0AK2 |  | 3TY7403-0AK2 | 1 | UN | 1 | 0 | A | D | N | N | 85045095 | 1 | 4011209089280 | 0.068 | KG | 18.15 | 18.15 | CP04 | CP04 | Magnet coil for contactors 3TF30-33, 3TF40-43, 3TH3, 3TH4 3TB40...44, 3TC44, 3TH8 120 V AC 50/60 Hz Replacement for 3TY4803-0AK1 | - | 0 | 0
3TY7403-0AK6 |  | 3TY7403-0AK6 | 1 | UN | 1 | 20 | D | D | N | N | 85045095 | 1 | 4011209097339 | 0.05 | KG | 18.15 | 18.15 | CP04 | CP04 | Magnet coil for contactors 3TF30-33, 3TF40-43, 3TH3, 3TH4 3TB40...44, 3TC44, 3TH8 120 V AC 60 Hz/110 V AC 50 Hz Replacement for 3TY4803-0AK6 | - | 0 | 9
3TY7403-0AL0 |  | 3TY7403-0AL0 | 1 | UN | 1 | 20 | D | D | N | N | 85045095 | 1 | 4011209082397 | 0.065 | KG | 18.15 | 18.15 | CP04 | CP04 | Magnet coil for contactors 3TF30-33, 3TF40-43, 3TH3, 3TH4 3TB40...44, 3TC44, 3TH8 125, 127 V AC 50Hz/ | - | 0 | 9
3TY7403-0AL1 |  | 3TY7403-0AL1 | 1 | UN | 1 | 0 | A | D | N | N | 85045095 | 1 | 4011209129979 | 0.05 | KG | 18.15 | 18.15 | CP04 | CP04 | Magnet coil for contactors 3TF30-33, 3TF40-43, 3TH3, 3TH4 3TB40...44, 3TC44, 3TH8 230 V AC 60 Hz/192 V AC 50 Hz | - | 0 | 9
3TY7403-0AL2 |  | 3TY7403-0AL2 | 1 | UN | 1 | 20 | D | D | N | N | 85045095 | 1 | 4011209102651 | 0.072 | KG | 18.15 | 18.15 | CP04 | CP04 | Magnet coil for contactors 3TF30-33, 3TF40-43, 3TH3, 3TH4 3TB40...44, 3TC44, 3TH8 230 V AC 50/60 Hz Replacement for 3TY4803-0AL1 | - | 0 | 0
3TY7403-0AM1 |  | 3TY7403-0AM1 | 1 | UN | 1 | 0 | A | D | N | N | 85045095 | 1 | 4011209086548 | 0.076 | KG | 18.15 | 18.15 | CP04 | CP04 | Magnet coil for contactors 3TF30-33, 3TF40-43, 3TH3, 3TH4 3TB40...44, 3TC44, 3TH8 208 V AC 60 Hz/173 V AC 50 Hz | - | 0 | 9
3TY7403-0AM2 |  | 3TY7403-0AM2 | 1 | UN | 1 | 0 | A | D | N | N | 85045095 | 1 | 4011209119246 | 0.081 | KG | 18.15 | 18.15 | CP04 | CP04 | Magnet coil for contactors 3TF30-33, 3TF40-43, 3TH3, 3TH4 3TB40...44, 3TC44, 3TH8 208 V AC 50/60 Hz Replacement for 3TY4803-0AM1 | - | 0 | 9
3TY7403-0AN1 |  | 3TY7403-0AN1 | 1 | UN | 1 | 0 | A | D | N | N | 85045095 | 1 | 4011209107045 | 0.05 | KG | 18.15 | 18.15 | CP04 | CP04 | Magnet coil for contactors 3TF30-33, 3TF40-43, 3TH3, 3TH4 3TB40...44, 3TC44, 3TH8 220 V AC 60 Hz/183 V AC 50 Hz | - | 0 | 9
3TY7403-0AN2 |  | 3TY7403-0AN2 | 1 | UN | 1 | 20 | D | D | N | N | 85045095 | 1 | 4011209091276 | 0.059 | KG | 18.15 | 18.15 | CP04 | CP04 | Magnet coil for contactors 3TF30-33, 3TF40-43, 3TH3, 3TH4 3TB40...44, 3TC44, 3TH8 220 V AC 50/60 Hz Replacement for 3TY4803-0AN1 | - | 0 | 0
3TY7403-0AP0 |  | 3TY7403-0AP0 | 1 | UN | 1 | 20 | D | D | N | N | 85045095 | 1 | 4011209084636 | 0.073 | KG | 18.15 | 17.67 | CP04 | CP04 | Magnet coil for contactors 3TF30-33, 3TF40-43, 3TH3, 3TH4 3TB40...44, 3TC44, 3TH8 230 V AC 50 Hz/277 V AC 60 Hz Replacement for 3TY4803-0AP0 | Lista Papel 2020 SI | 0 | 0
3TY7403-0AP2 |  | 3TY7403-0AP2 | 1 | UN | 1 | 0 | A | D | N | N | 85045095 | 1 | 4011209093416 | 0.08 | KG | 18.15 | 18.15 | CP04 | CP04 | Magnet coil for contactors 3TF30-33, 3TF40-43, 3TH3, 3TH4 3TB40...44, 3TC44, 3TH8 240 V AC 50/60 Hz Replacement for 3TY4803-0AP1 | - | 0 | 9
3TY7403-0AP6 |  | 3TY7403-0AP6 | 1 | UN | 1 | 20 | D | D | N | N | 85045095 | 1 | 4011209097131 | 0.145 | KG | 18.15 | 18.15 | CP04 | CP04 | Magnet coil for contactors 3TF30-33, 3TF40-43, 3TH3, 3TH4 3TB40...44, 3TC44, 3TH8 240 V AC 60 Hz/220 V AC 50 Hz Replacement for 3TY4803-0AP6 | - | 0 | 9
3TY7403-0AQ0 |  | 3TY7403-0AQ0 | 1 | UN | 1 | 20 | D | D | N | N | 85045095 | 1 | 4011209082403 | 0.068 | KG | 21.57 | 21.57 | CP04 | CP04 | Magnet coil for contactors 3TF30-33, 3TF40-43, 3TH3, 3TH4 3TB40...44, 3TC44, 3TH8 380 V AC 50 Hz/460 V AC 60 Hz | - | 0 | 9
3TY7403-0AR0 |  | 3TY7403-0AR0 | 1 | UN | 1 | 20 | D | D | N | N | 85045095 | 1 | 4011209098282 | 0.093 | KG | 18.15 | 18.15 | CP04 | CP04 | Magnet coil for contactors 3TF30-33, 3TF40-43, 3TH3, 3TH4 3TB40...44, 3TC44, 3TH8 415 V AC 50Hz/ 500 V AC 60Hz Replacement for 3TY4803-0AR0 | - | 0 | 9
3TY7403-0AR1 |  | 3TY7403-0AR1 | 1 | UN | 1 | 0 | A | D | N | N | 85045095 | 1 | 4011209137899 | 0.1 | KG | 18.15 | 18.15 | CP04 | CP04 | Magnet coil for contactors 3TF30-33, 3TF40-43, 3TH3, 3TH4 3TB40...44, 3TC44, 3TH8 440 V AC 60 Hz/367 V AC 50 Hz | - | 0 | 9
3TY7403-0AR2 |  | 3TY7403-0AR2 | 1 | UN | 1 | 0 | A | D | N | N | 85045095 | 1 | 4011209112940 | 0.073 | KG | 18.15 | 18.15 | CP04 | CP04 | Magnet coil for contactors 3TF30-33, 3TF40-43, 3TH3, 3TH4 3TB40...44, 3TC44, 3TH8 440 V AC 50/60 Hz Replacement for 3TY4803-0AR1 | - | 0 | 9
3TY7403-0AS0 |  | 3TY7403-0AS0 | 1 | UN | 1 | 20 | D | D | N | N | 85045095 | 1 | 4011209087118 | 0.756 | KG | 18.15 | 18.15 | CP04 | CP04 | Magnet coil for contactors 3TF30-33, 3TF40-43, 3TH3, 3TH4 3TB40...44, 3TC44, 3TH8 500 V AC 50 Hz/600 V AC 60 Hz Replacement for 3TY4803-0AS0 | - | 0 | 9
3TY7403-0AU0 |  | 3TY7403-0AU0 | 1 | UN | 1 | 20 | D | D | N | N | 85045095 | 1 | 4011209106130 | 0.069 | KG | 18.15 | 18.15 | CP04 | CP04 | Magnet coil for contactors 3TF30-33, 3TF40-43, 3TH3, 3TH4 3TB40...44, 3TC44, 3TH8 240 V AC 50 Hz/288 V AC 60 Hz Replacement for 3TY4803-0AU0 | - | 0 | 0
3TY7403-0AU1 |  | 3TY7403-0AU1 | 1 | UN | 1 | 20 | D | D | N | N | 85045095 | 1 | 4011209132924 | 0.073 | KG | 21.57 | 21.57 | CP04 | CP04 | Magnet coil for contactors 3TF30-33, 3TF40-43, 3TH3, 3TH4 3TB40...44, 3TC44, 3TH8 277 V AC 60 Hz | - | 0 | 9
3TY7403-0AV0 |  | 3TY7403-0AV0 | 1 | UN | 1 | 20 | D | D | N | N | 85045095 | 1 | 4011209082410 | 0.077 | KG | 18.15 | 18.15 | CP04 | CP04 | Magnet coil for contactors 3TF30-33, 3TF40-43, 3TH3, 3TH4 3TB40...44, 3TC44, 3TH8 400/380 V AC 50 Hz, 480/460 V 60 Hz Replacement for 3TY4803-0AV0 | - | 0 | 9
3TY7403-0AY80-0AC4 |  | 3TY7403-0AY80-0AC4 | 1 | UN | 1 | 0 | A | D | N | N | 85045095 | 1 | 4011209741430 | 0.056 | KG | 21.57 | 21.57 | CP04 | CP04 | Magnet coil for contactors 3TF30-33, 3TF40-43, 3TH3, 3TH4 3TB40...44, 3TC44, 3TH8 660 V AC 50 Hz | - | 0 | 9
3TY7440-0A |  | 3TY7440-0A | 1 | UN | 1 | 1 | A | D | N | N | 85369095 | 1 | 4011209059535 | 0.056 | KG | 172.9 | 172.9 | CP04 | CP04 | Main contact elements for 3TF44 | - | 0 | 0
3TY7442-0A |  | 3TY7442-0A | 1 | UN | 1 | 20 | D | D | N | N | 85389099 | 1 | 4011209059542 | 0.105 | KG | 96.9 | 96.9 | CP04 | CP04 | Arc chute for 3TF44 | - | 0 | 0
3TY7443-0AB0 |  | 3TY7443-0AB0 | 1 | UN | 1 | 20 | D | D | N | N | 85045095 | 1 | 4011209081918 | 0.09 | KG | 62.61 | 62.61 | CP04 | CP04 | Magnet coil for contactor 3TF44, 3TF45 24 V AC 50 Hz/29 V AC 60 Hz | - | 0 | 0
3TY7443-0AC2 |  | 3TY7443-0AC2 | 1 | UN | 1 | 20 | D | D | N | N | 85045095 | 1 | 4011209082724 | 0.08 | KG | 62.61 | 62.61 | CP04 | CP04 | Magnet coil for contactor 3TF44, 3TF45 24 V AC 50/60 Hz | - | 0 | 0
3TY7443-0AD0 |  | 3TY7443-0AD0 | 1 | UN | 1 | 0 | A | D | N | N | 85045095 | 1 | 4011209081529 | 0.09 | KG | 62.61 | 62.61 | CP04 | CP04 | Magnet coil for contactor 3TF44, 3TF45 42 V AC 50 Hz/50 V AC 60 Hz | - | 0 | 0
3TY7443-0AD2 |  | 3TY7443-0AD2 | 1 | UN | 1 | 5 | B | D | N | N | 85045095 | 1 | 4011209081109 | 0.088 | KG | 34.68 | 34.68 | CP04 | CP04 | Magnet coil for contactors 3TF44, 3TF45 42 V AC 50/60 Hz | - | 0 | 7
3TY7443-0AF0 |  | 3TY7443-0AF0 | 1 | UN | 1 | 20 | D | D | N | N | 85045095 | 1 | 4011209080898 | 0.085 | KG | 62.61 | 62.61 | CP04 | CP04 | Magnet coil for contactor 3TF44, 3TF45 110 V AC 50 Hz / 132 V AC 60 Hz | - | 0 | 0
3TY7443-0AG0 |  | 3TY7443-0AG0 | 1 | UN | 1 | 5 | B | D | N | N | 85045095 | 1 | 4011209096134 | 0.081 | KG | 34.68 | 34.68 | CP04 | CP04 | Magnet coil for contactors 3TF44, 3TF45 36 V AC 50 Hz/42 V AC 60 Hz | - | 0 | 7
3TY7443-0AG2 |  | 3TY7443-0AG2 | 1 | UN | 1 | 0 | A | D | N | N | 85045095 | 1 | 4011209086456 | 0.088 | KG | 62.61 | 62.61 | CP04 | CP04 | Magnet coil for contactor 3TF44, 3TF45 AC 110 V 50/60 Hz | - | 0 | 0
3TY7443-0AH0 |  | 3TY7443-0AH0 | 1 | UN | 1 | 0 | A | D | N | N | 85045095 | 1 | 4011209091429 | 0.083 | KG | 62.61 | 62.61 | CP04 | CP04 | Magnet coil for contactor 3TF44, 3TF45 48 V AC 50 Hz/58 V AC 60 Hz | - | 0 | 0
3TY7443-0AJ2 |  | 3TY7443-0AJ2 | 1 | UN | 1 | 5 | B | D | N | N | 85045095 | 1 | 4011209095366 | 0.098 | KG | 34.68 | 34.68 | CP04 | CP04 | Magnet coil for contactors 3TF44, 3TF45 115 V AC 50/60 Hz | - | 0 | 7
3TY7443-0AK2 |  | 3TY7443-0AK2 | 1 | UN | 1 | 5 | B | D | N | N | 85045095 | 1 | 4011209081123 | 0.083 | KG | 34.68 | 34.68 | CP04 | CP04 | Magnet coil for contactors 3TF44, 3TF45 120 V AC 50/60 Hz | - | 0 | 7
3TY7443-0AK6 |  | 3TY7443-0AK6 | 1 | UN | 1 | 20 | D | D | N | N | 85045095 | 1 | 4011209138018 | 0.068 | KG | 62.61 | 62.61 | CP04 | CP04 | Magnet coil for contactor 3TF44, 3TF45 120 V AC 60 Hz/110 V AC 50 Hz | - | 0 | 0
3TY7443-0AL0 |  | 3TY7443-0AL0 | 1 | UN | 1 | 5 | B | D | N | N | 85045095 | 1 | 4011209082755 | 0.11 | KG | 34.68 | 34.68 | CP04 | CP04 | Magnet coil for contactors 3TF44, 3TF45 125, 127 V AC 50Hz/ | - | 0 | 7
3TY7443-0AL2 |  | 3TY7443-0AL2 | 1 | UN | 1 | 20 | D | D | N | N | 85045095 | 1 | 4011209093072 | 0.095 | KG | 62.61 | 62.61 | CP04 | CP04 | Magnet coil for contactor 3TF44, 3TF45 230 V AC 50/60 Hz | - | 0 | 0
3TY7443-0AM1 |  | 3TY7443-0AM1 | 1 | UN | 1 | 0 | A | D | N | N | 85045095 | 1 | 4011209111219 | 0.072 | KG | 52.16 | 52.16 | CP04 | CP04 | Magnet coil for contactor 3TF44, 3TF45 208 V AC 60 Hz/173 V AC 50 Hz | - | 0 | 9
3TY7443-0AM2 |  | 3TY7443-0AM2 | 1 | UN | 1 | 5 | B | D | N | N | 85045095 | 1 | 4011209328891 | 0.088 | KG | 34.68 | 34.68 | CP04 | CP04 | Magnet coil for contactors 3TF44, 3TF45 208 V AC 50/60 Hz | - | 0 | 7
3TY7443-0AN2 |  | 3TY7443-0AN2 | 1 | UN | 1 | 0 | A | D | N | N | 85045095 | 1 | 4011209103269 | 0.088 | KG | 62.61 | 62.61 | CP04 | CP04 | Magnet coil for contactor 3TF44, 3TF45 220 V AC 50/60 Hz | - | 0 | 0
3TY7443-0AP0 |  | 3TY7443-0AP0 | 1 | UN | 1 | 20 | D | D | N | N | 85045095 | 1 | 4011209086487 | 0.08 | KG | 62.61 | 62.61 | CP04 | CP04 | Magnet coil for contactor 3TF44, 3TF45 230 V AC 50 Hz, 277 V 60 Hz | - | 0 | 0
3TY7443-0AP6 |  | 3TY7443-0AP6 | 1 | UN | 1 | 5 | B | D | N | N | 85045095 | 1 | 4011209097964 | 0.082 | KG | 34.68 | 34.68 | CP04 | CP04 | Magnet coil for contactors 3TF44, 3TF45 240 V AC 60 Hz/220 V AC 50 Hz | - | 0 | 7
3TY7443-0AR0 |  | 3TY7443-0AR0 | 1 | UN | 1 | 5 | B | D | N | N | 85045095 | 1 | 4011209097858 | 0.097 | KG | 34.68 | 34.68 | CP04 | CP04 | Magnet coil for contactors 3TF44, 3TF45 415 V AC 50 Hz / 500 V AC 60 Hz | - | 0 | 7
3TY7443-0AR2 |  | 3TY7443-0AR2 | 1 | UN | 1 | 5 | B | D | N | N | 85045095 | 1 | 4011209178229 | 0.087 | KG | 34.68 | 34.68 | CP04 | CP04 | Magnet coil for contactors 3TF44, 3TF45 440 V AC 50/60 Hz | - | 0 | 7
3TY7443-0AS0 |  | 3TY7443-0AS0 | 1 | UN | 1 | 0 | A | D | N | N | 85045095 | 1 | 4011209102439 | 0.07 | KG | 62.61 | 62.61 | CP04 | CP04 | Magnet coil for contactor 3TF44, 3TF45 500 V AC 50 Hz/600 V AC 60 Hz | - | 0 | 0
3TY7443-0AU0 |  | 3TY7443-0AU0 | 1 | UN | 1 | 0 | A | D | N | N | 85045095 | 1 | 4011209080973 | 0.087 | KG | 52.16 | 52.16 | CP04 | CP04 | Magnet coil for contactor 3TF44, 3TF45 240 V AC 50 Hz/288 V AC 60 Hz | - | 0 | 0
3TY7443-0AV0 |  | 3TY7443-0AV0 | 1 | UN | 1 | 20 | D | D | N | N | 85045095 | 1 | 4011209084520 | 0.09 | KG | 62.61 | 62.61 | CP04 | CP04 | Magnet coil for contactor 3TF44, 3TF45 400/380 V AC 50 Hz 480/460 V 60 Hz | - | 0 | 0
3TY7443-0BA4 |  | 3TY7443-0BA4 | 1 | UN | 1 | 20 | D | D | N | N | 85045095 | 1 | 4011209166875 | 0.468 | KG | 144.4 | 144.4 | CP04 | CP04 | Magnet coil for contactor 3TF44, 3TF45 12 V DC | - | 0 | 0
3TY7443-0BB4 |  | 3TY7443-0BB4 | 1 | UN | 1 | 20 | D | D | N | N | 85045095 | 1 | 4011209085428 | 0.496 | KG | 171.95 | 171.95 | CP04 | CP04 | Magnet coil for contactor 3TF44, 3TF45 24 V DC | - | 0 | 0
3TY7443-0BF4 |  | 3TY7443-0BF4 | 1 | UN | 1 | 0 | A | D | N | N | 85045095 | 1 | 4011209119505 | 0.492 | KG | 171.95 | 171.95 | CP04 | CP04 | Magnet coil for contactor 3TF44, 3TF45 110 V DC | - | 0 | 0
3TY7443-0BG4 |  | 3TY7443-0BG4 | 1 | UN | 1 | 20 | D | D | N | N | 85045095 | 1 | 4011209119499 | 0.467 | KG | 171.95 | 171.95 | CP04 | CP04 | Magnet coil for contactor 3TF44, 3TF45 125 V DC | - | 0 | 0
3TY7443-0BM4 |  | 3TY7443-0BM4 | 1 | UN | 1 | 1 | A | D | N | N | 85045095 | 1 | 4011209122185 | 0.422 | KG | 91.2 | 91.2 | CP04 | CP04 | Magnet coil for contactors 3TF44, 3TF45 DC 220V | - | 0 | 7
3TY7443-0BW4 |  | 3TY7443-0BW4 | 1 | UN | 1 | 0 | A | D | N | N | 85045095 | 1 | 4011209119697 | 0.443 | KG | 144.4 | 144.4 | CP04 | CP04 | Magnet coil for contactor 3TF44, 3TF45 48 V DC | - | 0 | 0
3TY7443-0LF4 |  | 3TY7443-0LF4 | 1 | UN | 1 | 10 | C | D | EAR99 | N | 85045095 | 1 |  | 0.455 | KG | 122.55 | 122.55 | CP04 | CP04 | CONTACTOR | - | 0 | 7
3TY7443-0LJ8 |  | 3TY7443-0LJ8 | 1 | UN | 1 | 20 | D | D | EAR99 | N | 85045095 | 1 | 4011209347953 | 0.505 | KG | 193.8 | 193.8 | CP04 | CP04 | Magnet coil with varistor for contactor 3TF44, 3TF45 72 V DC | - | 0 | 9
3TY7450-0A |  | 3TY7450-0A | 1 | UN | 1 | 0 | A | D | N | N | 85369095 | 1 | 4011209059559 | 0.05 | KG | 194.75 | 194.75 | CP04 | CP04 | Main contact elements for 3TF45 | - | 0 | 0
3TY7452-0A |  | 3TY7452-0A | 1 | UN | 1 | 20 | D | D | N | N | 85389099 | 1 | 4011209059566 | 0.131 | KG | 106.4 | 106.4 | CP04 | CP04 | Arc chute for 3TF45 | - | 0 | 0
3TY7460-0A |  | 3TY7460-0A | 1 | UN | 1 | 1 | A | D | N | N | 85369095 | 1 | 4011209059573 | 0.083 | KG | 273.6 | 273.6 | CP04 | CP04 | Main contact elements for 3TF46 | - | 0 | 0
3TY7461-1F |  | 3TY7461-1F | 1 | UN | 1 | 0 | A | D | N | N | 85365080 | 1 | 4011209082601 | 0.05 | KG | 37.05 | 37.05 | CP04 | CP04 | Auxiliary switch block, for coil switchover in DC economy circuit with screw terminal for 3TF46 and 3TF47 | - | 0 | 0
3TY7462-0A |  | 3TY7462-0A | 1 | UN | 1 | 20 | D | D | N | N | 85389099 | 1 | 4011209059580 | 0.267 | KG | 128.25 | 128.25 | CP04 | CP04 | Arc chute for 3TF46 | - | 0 | 0
3TY7463-0AB0 |  | 3TY7463-0AB0 | 1 | UN | 1 | 0 | A | D | N | N | 85045095 | 1 | 4011209059603 | 0.129 | KG | 75.24 | 75.24 | CP04 | CP04 | Magnet coil for Contactors 3TF46/47 24 V AC 50 Hz/29 V AC 60 Hz | - | 0 | 0
3TY7463-0AC0 |  | 3TY7463-0AC0 | 1 | UN | 1 | 5 | B | D | N | N | 85045095 | 1 | 4011209148055 | 0.147 | KG | 41.71 | 41.71 | CP04 | CP04 | Magnet coil for contactors 3TF46/47 32 V AC 50 Hz/38 V AC 60 Hz | - | 0 | 7
3TY7463-0AC2 |  | 3TY7463-0AC2 | 1 | UN | 1 | 0 | A | D | N | N | 85045095 | 1 | 4011209059627 | 0.127 | KG | 75.24 | 75.24 | CP04 | CP04 | Magnet coil for Contactors 3TF46/47 24 V AC 50/60 Hz | - | 0 | 0
3TY7463-0AD0 |  | 3TY7463-0AD0 | 1 | UN | 1 | 20 | D | D | N | N | 85045095 | 1 | 4011209059634 | 0.13 | KG | 75.24 | 75.24 | CP04 | CP04 | Magnet coil for Contactors 3TF46/47 42 V AC 50 Hz/50 V AC 60 Hz | - | 0 | 0
3TY7463-0AD2 |  | 3TY7463-0AD2 | 1 | UN | 1 | 5 | B | D | N | N | 85045095 | 1 | 4011209150171 | 0.13 | KG | 41.71 | 41.71 | CP04 | CP04 | Magnet coil for contactors 3TF46/47 42 V AC 50/60 Hz | - | 0 | 7
3TY7463-0AF0 |  | 3TY7463-0AF0 | 1 | UN | 1 | 20 | D | D | N | N | 85045095 | 1 | 4011209059641 | 0.13 | KG | 75.24 | 75.24 | CP04 | CP04 | Magnet coil for Contactors 3TF46/47 110 V AC 50 Hz/132 V AC 60 Hz | - | 0 | 0
3TY7463-0AG0 |  | 3TY7463-0AG0 | 1 | UN | 1 | 5 | B | D | N | N | 85045095 | 1 | 4011209141902 | 0.115 | KG | 41.71 | 41.71 | CP04 | CP04 | Magnet coil for contactors 3TF46/47 36 V AC 50 Hz/42 V AC 60 Hz | - | 0 | 7
3TY7463-0AG2 |  | 3TY7463-0AG2 | 1 | UN | 1 | 20 | D | D | N | N | 85045095 | 1 | 4011209059665 | 0.132 | KG | 75.24 | 75.24 | CP04 | CP04 | Magnet coil for Contactors 3TF46/47 AC 110 V 50/60 Hz | - | 0 | 0
3TY7463-0AH0 |  | 3TY7463-0AH0 | 1 | UN | 1 | 20 | D | D | N | N | 85045095 | 1 | 4011209059672 | 0.135 | KG | 75.24 | 75.24 | CP04 | CP04 | Magnet coil for Contactors 3TF46/47 48 V AC 50 Hz/58 V AC 60 Hz | - | 0 | 0
3TY7463-0AJ2 |  | 3TY7463-0AJ2 | 1 | UN | 1 | 20 | D | D | N | N | 85045095 | 1 | 4011209059696 | 0.117 | KG | 62.61 | 62.61 | CP04 | CP04 | Magnet coil for Contactors 3TF46/47 115 V AC 50/60 Hz | - | 0 | 0
3TY7463-0AK2 |  | 3TY7463-0AK2 | 1 | UN | 1 | 5 | B | D | N | N | 85045095 | 1 | 4011209228924 | 0.135 | KG | 41.71 | 41.71 | CP04 | CP04 | Magnet coil for contactors 3TF46/47 120 V AC 50/60 Hz | - | 0 | 7
3TY7463-0AK6 |  | 3TY7463-0AK6 | 1 | UN | 1 | 20 | D | D | N | N | 85045095 | 1 | 4011209059702 | 0.126 | KG | 75.24 | 75.24 | CP04 | CP04 | Magnet coil for Contactors 3TF46/47 120 V AC 60 Hz/110 V AC 50 Hz | - | 0 | 0
3TY7463-0AL0 |  | 3TY7463-0AL0 | 1 | UN | 1 | 5 | B | D | N | N | 85045095 | 1 | 4011209151956 | 0.13 | KG | 41.71 | 41.71 | CP04 | CP04 | Magnet coil for contactors 3TF46/47 125/127 V AC 50 Hz/60 Hz | - | 0 | 7
3TY7463-0AL2 |  | 3TY7463-0AL2 | 1 | UN | 1 | 20 | D | D | N | N | 85045095 | 1 | 4011209059719 | 0.15 | KG | 75.24 | 75.24 | CP04 | CP04 | Magnet coil for Contactors 3TF46/47 230 V AC 50/60 Hz | - | 0 | 0
3TY7463-0AM2 |  | 3TY7463-0AM2 | 1 | UN | 1 | 0 | A | D | N | N | 85045095 | 1 | 4011209159280 | 0.129 | KG | 75.24 | 75.24 | CP04 | CP04 | Magnet coil for Contactors 3TF46/47 208 V AC 50/60 Hz | - | 0 | 0
3TY7463-0AN2 |  | 3TY7463-0AN2 | 1 | UN | 1 | 20 | D | D | N | N | 85045095 | 1 | 4011209059757 | 0.133 | KG | 75.24 | 75.24 | CP04 | CP04 | Magnet coil for Contactors 3TF46/47 220 V AC 50/60 Hz | - | 0 | 0
3TY7463-0AP0 |  | 3TY7463-0AP0 | 1 | UN | 1 | 20 | D | D | N | N | 85045095 | 1 | 4011209059764 | 0.14 | KG | 75.24 | 75.24 | CP04 | CP04 | Magnet coil for Contactors 3TF46/47 230 V AC 50 Hz/277 V AC 60 Hz | - | 0 | 0
3TY7463-0AP2 |  | 3TY7463-0AP2 | 1 | UN | 1 | 5 | B | D | N | N | 85045095 | 1 | 4011209059771 | 0.135 | KG | 41.71 | 41.71 | CP04 | CP04 | Magnet coil for contactors 3TF46/47 240 V AC 50/60 Hz | - | 0 | 7
3TY7463-0AP6 |  | 3TY7463-0AP6 | 1 | UN | 1 | 20 | D | D | N | N | 85045095 | 1 | 4011209059788 | 0.122 | KG | 75.24 | 75.24 | CP04 | CP04 | Magnet coil for Contactors 3TF46/47 240 V AC 60 Hz/220 V AC 50 Hz | - | 0 | 0
3TY7463-0AQ2 |  | 3TY7463-0AQ2 | 1 | UN | 1 | 15 | C | D | N | N | 85045095 | 1 | 4011209228917 | 0.136 | KG | 41.71 | 41.71 | CP04 | CP04 | MAGNET COIL FOR CONTACTOR SPU 380 50/60 367.2 OHM 4649 WD G 0.85-1+ | - | 0 | 7
3TY7463-0AR0 |  | 3TY7463-0AR0 | 1 | UN | 1 | 20 | D | D | N | N | 85045095 | 1 | 4011209059801 | 0.106 | KG | 62.61 | 62.61 | CP04 | CP04 | Magnet coil for Contactors 3TF46/47 415 V AC 50 Hz/500 V AC 60 Hz | - | 0 | 0
3TY7463-0AR1 |  | 3TY7463-0AR1 | 1 | UN | 1 | 20 | D | D | N | N | 85045095 | 1 | 4011209059818 | 0.136 | KG | 62.61 | 62.61 | CP04 | CP04 | Magnet coil for Contactors 3TF46/47 440 V AC 60 Hz/367 V AC 50 Hz | - | 0 | 9
3TY7463-0AR2 |  | 3TY7463-0AR2 | 1 | UN | 1 | 0 | A | D | N | N | 85045095 | 1 | 4011209157415 | 0.121 | KG | 53.96 | 53.96 | CP04 | CP04 | Magnet coil for Contactors 3TF46/47 440 V AC 50/60 Hz | - | 0 | 0
3TY7463-0AS0 |  | 3TY7463-0AS0 | 1 | UN | 1 | 0 | A | D | N | N | 85045095 | 1 | 4011209059825 | 0.128 | KG | 64.32 | 64.32 | CP04 | CP04 | Magnet coil for Contactors 3TF46/47 500 V AC 50 Hz/600 V AC 60 Hz | - | 0 | 0
3TY7463-0AU0 |  | 3TY7463-0AU0 | 1 | UN | 1 | 20 | D | D | N | N | 85045095 | 1 | 4011209059832 | 0.127 | KG | 64.32 | 64.32 | CP04 | CP04 | Magnet coil for Contactors 3TF46/47 240 V AC 50 Hz/288 V AC 60 Hz | - | 0 | 0
3TY7463-0AU1 |  | 3TY7463-0AU1 | 1 | UN | 1 | 5 | B | D | N | N | 85045095 | 1 | 4011209059849 | 0.129 | KG | 44.18 | 44.18 | CP04 | CP04 | MAGNET COIL F.CONTACT. 3TF46/47 277 V AC 60 HZ | - | 0 | 7
3TY7463-0AV0 |  | 3TY7463-0AV0 | 1 | UN | 1 | 20 | D | D | N | N | 85045095 | 1 | 4011209059856 | 0.138 | KG | 64.32 | 64.32 | CP04 | CP04 | Magnet coil for Contactors 3TF46/47 400/380 V AC 50 Hz 480/460 V 60 Hz | - | 0 | 0
3TY7463-0BB4 |  | 3TY7463-0BB4 | 1 | UN | 1 | 15 | C | D | N | N | 85045095 | 1 | 4011209059863 | 0.711 | KG | 324.9 | 324.9 | CP04 | CP04 | Magnet coil for Contactors 3TF46/47 24 V DC | - | 0 | 0
3TY7463-0BD4 |  | 3TY7463-0BD4 | 1 | UN | 1 | 15 | C | D | N | N | 85045095 | 1 | 4011209195967 | 0.667 | KG | 201.4 | 201.4 | CP04 | CP04 | Magnet coil for contactors 3TF46/47 42 V DC | - | 0 | 7
3TY7463-0BE4 |  | 3TY7463-0BE4 | 1 | UN | 1 | 20 | D | D | N | N | 85045095 | 1 | 4011209059870 | 0.655 | KG | 269.8 | 269.8 | CP04 | CP04 | Magnet coil for Contactors 3TF46/47 60 V DC | - | 0 | 0
3TY7463-0BF4 |  | 3TY7463-0BF4 | 1 | UN | 1 | 20 | D | D | N | N | 85045095 | 1 | 4011209059887 | 0.85 | KG | 269.8 | 269.8 | CP04 | CP04 | Magnet coil for Contactors 3TF46/47 110 V DC | - | 0 | 0
3TY7463-0BG4 |  | 3TY7463-0BG4 | 1 | UN | 1 | 10 | C | D | N | N | 85045095 | 1 | 4011209099241 | 0.81 | KG | 201.4 | 201.4 | CP04 | CP04 | Magnet coil for contactors 3TF46/47 | - | 0 | 7
3TY7463-0BM4 |  | 3TY7463-0BM4 | 1 | UN | 1 | 20 | D | D | N | N | 85045095 | 1 | 4011209059894 | 0.749 | KG | 269.8 | 269.8 | CP04 | CP04 | Magnet coil for contactor 3TF46, 3TF47, DC magnet system 220 V DC | - | 0 | 0
3TY7463-0BW4 |  | 3TY7463-0BW4 | 1 | UN | 1 | 20 | D | D | N | N | 85045095 | 1 | 4011209059900 | 0.684 | KG | 269.8 | 269.8 | CP04 | CP04 | Magnet coil for contactor 3TF46, 3TF47, DC magnet system 48 V DC | - | 0 | 0
3TY7463-0DB4 |  | 3TY7463-0DB4 | 1 | UN | 1 | 0 | A | D | N | N | 85045095 | 1 | 4011209059917 | 0.135 | KG | 218.5 | 218.5 | CP04 | CP04 | Magnet coil for Contactors 3TF46/47 DC economy circuit 24 V DC | - | 0 | 0
3TY7463-0DF4 |  | 3TY7463-0DF4 | 1 | UN | 1 | 0 | A | D | N | N | 85045095 | 1 | 4011209059924 | 0.15 | KG | 181.45 | 181.45 | CP04 | CP04 | Magnet coil for Contactors 3TF46/47 DC economy circuit 110 V DC | - | 0 | 0
3TY7463-0DM4 |  | 3TY7463-0DM4 | 1 | UN | 1 | 20 | D | D | N | N | 85045095 | 1 | 4011209059931 | 0.137 | KG | 181.45 | 181.45 | CP04 | CP04 | Magnet coil for Contactors 3TF46/47 DC economy circuit 220 V DC | - | 0 | 0
3TY7463-0LB4 |  | 3TY7463-0LB4 | 1 | UN | 1 | 10 | C | D | N | N | 85045095 | 1 | 4011209374980 | 0.771 | KG | 356.25 | 356.25 | CP04 | CP04 | Magnet coil for Contactors 3TF46/47 with series resistor without varistor 24 V DC | - | 0 | 0
3TY7463-0LF4 |  | 3TY7463-0LF4 | 1 | UN | 1 | 20 | D | D | N | N | 85045095 | 1 | 4011209478534 | 0.738 | KG | 356.25 | 356.25 | CP04 | CP04 | Magnet coil for Contactors 3TF46/47 with series resistor without varistor 110 V DC | - | 0 | 0
3TY7470-0A |  | 3TY7470-0A | 1 | UN | 1 | 1 | A | D | N | N | 85369095 | 1 | 4011209059955 | 0.084 | KG | 265.05 | 265.05 | CP04 | CP04 | Main contact elements for 3TF47 | - | 0 | 0
3TY7472-0A |  | 3TY7472-0A | 1 | UN | 1 | 20 | D | D | N | N | 85389099 | 1 | 4011209059962 | 0.299 | KG | 131.1 | 131.1 | CP04 | CP04 | Arc chute for3TF47 | - | 0 | 0
3TY7480-0A |  | 3TY7480-0A | 1 | UN | 1 | 1 | A | D | N | N | 85369095 | 1 | 4011209059979 | 0.137 | KG | 306.85 | 306.85 | CP04 | CP04 | Main contact elements for 3TF48 | - | 0 | 0
3TY7480-0B |  | 3TY7480-0B | 1 | UN | 1 | 20 | D | D | N | N | 85369095 | 1 | 4011209059986 | 0.158 | KG | 299.25 | 299.25 | CP04 | CP04 | Main contact elements for 3TK48 | - | 0 | 9
3TY7481-1F |  | 3TY7481-1F | 1 | UN | 1 | 20 | D | D | N | N | 85365080 | 1 | 4011209059993 | 0.05 | KG | 37.05 | 37.05 | CP04 | CP04 | Auxiliary switch block, for coil switchover in DC economy circuit with screw terminal for 3TF48...3TF56 and 3TK48...3TK56 | - | 0 | 0
3TY7482-0A |  | 3TY7482-0A | 1 | UN | 1 | 20 | D | D | N | N | 85389099 | 1 | 4011209060012 | 0.479 | KG | 161.5 | 161.5 | CP04 | CP04 | Arc chute for for 3TF48 | - | 0 | 0
3TY7482-0B |  | 3TY7482-0B | 1 | UN | 1 | 0 | A | D | N | N | 85389099 | 1 | 4011209212985 | 0.472 | KG | 136.8 | 136.8 | CP04 | CP04 | Arc chute for 3TK48 | - | 0 | 0
3TY7483-0AB0 |  | 3TY7483-0AB0 | 1 | UN | 1 | 0 | A | D | N | N | 85045095 | 1 | 4011209060036 | 0.253 | KG | 134.9 | 134.9 | CP04 | CP04 | Magnet coil for contactors 3TF48/49 and 3TK48 24 V AC 50 Hz/29 V AC 60 Hz | - | 0 | 0
3TY7483-0AC0 |  | 3TY7483-0AC0 | 1 | UN | 1 | 5 | B | D | N | N | 85045095 | 1 | 4011209185340 | 0.225 | KG | 87.31 | 87.31 | CP04 | CP04 | Magnet coil for contactors 3TF48/49 and 3TK48 32 V AC 50 Hz/38 V AC 60 Hz | - | 0 | 7
3TY7483-0AC2 |  | 3TY7483-0AC2 | 1 | UN | 1 | 5 | B | D | N | N | 85045095 | 1 | 4011209105768 | 0.204 | KG | 87.31 | 87.31 | CP04 | CP04 | Magnet coil for contactors 3TF48/49 and 3TK48 24 V AC 50/60 Hz | - | 0 | 7
3TY7483-0AD0 |  | 3TY7483-0AD0 | 1 | UN | 1 | 0 | A | D | N | N | 85045095 | 1 | 4011209060050 | 0.225 | KG | 134.9 | 134.9 | CP04 | CP04 | Magnet coil for contactors 3TF48/49 and 3TK48 42 V AC 50 Hz/50 V AC 60 Hz | - | 0 | 0
3TY7483-0AD2 |  | 3TY7483-0AD2 | 1 | UN | 1 | 5 | B | D | N | N | 85045095 | 1 | 4011209150188 | 0.235 | KG | 87.31 | 87.31 | CP04 | CP04 | Magnet coil for contactors 3TF48/49 and 3TK48 42 V AC 50/60 Hz | - | 0 | 7
3TY7483-0AF0 |  | 3TY7483-0AF0 | 1 | UN | 1 | 20 | D | D | N | N | 85045095 | 1 | 4011209060067 | 0.214 | KG | 134.9 | 134.9 | CP04 | CP04 | Magnet coil for contactors 3TF48/49 and 3TK48 110 V AC 50 Hz/132 V AC 60 Hz | - | 0 | 0
3TY7483-0AG0 |  | 3TY7483-0AG0 | 1 | UN | 1 | 5 | B | D | N | N | 85045095 | 1 | 4011209203921 | 0.22 | KG | 87.31 | 87.31 | CP04 | CP04 | Magnet coil for contactors 3TF48/49 and 3TK48 36 V AC 50 Hz/42 V AC 60 Hz | - | 0 | 7
3TY7483-0AG1 |  | 3TY7483-0AG1 | 1 | UN | 1 | 5 | B | D | N | N | 85045095 | 1 | 4011209060074 | 0.213 | KG | 87.31 | 87.31 | CP04 | CP04 | COIL FOR 3TF48/49 AND 3TK48 CONTACTORS AC 110V 60HZ/AC 92V 50HZ | - | 0 | 7
3TY7483-0AG2 |  | 3TY7483-0AG2 | 1 | UN | 1 | 20 | D | D | N | N | 85045095 | 1 | 4011209086098 | 0.223 | KG | 134.9 | 134.9 | CP04 | CP04 | Magnet coil for contactors 3TF48/49 and 3TK48 AC 110 V 50/60 Hz | - | 0 | 0
3TY7483-0AH0 |  | 3TY7483-0AH0 | 1 | UN | 1 | 20 | D | D | N | N | 85045095 | 1 | 4011209091245 | 0.218 | KG | 134.9 | 134.9 | CP04 | CP04 | Magnet coil for contactors 3TF48/49 and 3TK48 48 V AC 50 Hz/58 V AC 60 Hz | - | 0 | 0
3TY7483-0AJ1 |  | 3TY7483-0AJ1 | 1 | UN | 1 | 20 | D | D | N | N | 85045095 | 1 | 4011209060081 | 0.204 | KG | 113.05 | 113.05 | CP04 | CP04 | Magnet coil for contactors 3TF48/49 and 3TK48 115 V AC 60 Hz/96 V AC 50 Hz | - | 0 | 9
3TY7483-0AJ2 |  | 3TY7483-0AJ2 | 1 | UN | 1 | 5 | B | D | N | N | 85045095 | 1 | 4011209105775 | 0.223 | KG | 87.31 | 87.31 | CP04 | CP04 | Magnet coil for contactors 3TF48/49 and 3TK48 115 V AC 50/60 Hz | - | 0 | 7
3TY7483-0AK2 |  | 3TY7483-0AK2 | 1 | UN | 1 | 5 | B | D | N | N | 85045095 | 1 | 4011209175877 | 0.235 | KG | 87.31 | 87.31 | CP04 | CP04 | Magnet coil for contactors 3TF48/49 and 3TK48 120 V AC 50/60 Hz | - | 0 | 7
3TY7483-0AK6 |  | 3TY7483-0AK6 | 1 | UN | 1 | 20 | D | D | N | N | 85045095 | 1 | 4011209060098 | 0.2 | KG | 134.9 | 134.9 | CP04 | CP04 | Magnet coil for contactors 3TF48/49 and 3TK48 120 V AC 60 Hz/110 V AC 50 Hz | - | 0 | 0
3TY7483-0AL0 |  | 3TY7483-0AL0 | 1 | UN | 1 | 5 | B | D | N | N | 85045095 | 1 | 4011209105744 | 0.21 | KG | 87.31 | 87.31 | CP04 | CP04 | Magnet coil for contactors 3TF48/49 and 3TK48 125/127 V AC 50Hz/ | - | 0 | 7
3TY7483-0AL2 |  | 3TY7483-0AL2 | 1 | UN | 1 | 20 | D | D | N | N | 85045095 | 1 | 4011209060111 | 0.219 | KG | 134.9 | 134.9 | CP04 | CP04 | Magnet coil for contactors 3TF48/49 and 3TK48 230 V AC 50/60 Hz | - | 0 | 0
3TY7483-0AM2 |  | 3TY7483-0AM2 | 1 | UN | 1 | 20 | D | D | N | N | 85045095 | 1 | 4011209164482 | 0.23 | KG | 134.9 | 134.9 | CP04 | CP04 | Magnet coil for contactors 3TF48/49 and 3TK48 208 V AC 50/60 Hz | - | 0 | 0
3TY7483-0AN1 |  | 3TY7483-0AN1 | 1 | UN | 1 | 20 | D | D | N | N | 85045095 | 1 | 4011209060135 | 0.209 | KG | 113.05 | 113.05 | CP04 | CP04 | Magnet coil for contactors 3TF48/49 and 3TK48 220 V AC 60 Hz/183 V AC 50 Hz | - | 0 | 9
3TY7483-0AN2 |  | 3TY7483-0AN2 | 1 | UN | 1 | 20 | D | D | N | N | 85045095 | 1 | 4011209060142 | 0.225 | KG | 134.9 | 134.9 | CP04 | CP04 | Magnet coil for contactors 3TF48/49 and 3TK48 220 V AC 50/60 Hz | - | 0 | 0
3TY7483-0AP0 |  | 3TY7483-0AP0 | 1 | UN | 1 | 20 | D | D | N | N | 85045095 | 1 | 4011209060159 | 0.226 | KG | 134.9 | 134.9 | CP04 | CP04 | Magnet coil for contactors 3TF48/49 and 3TK48 230 V AC 50 Hz/277 V AC 60 Hz | - | 0 | 0
3TY7483-0AP6 |  | 3TY7483-0AP6 | 1 | UN | 1 | 20 | D | D | N | N | 85045095 | 1 | 4011209060166 | 0.2 | KG | 134.9 | 134.9 | CP04 | CP04 | Magnet coil for contactors 3TF48/49 and 3TK48 240 V AC 60 Hz/220 V AC 50 Hz | - | 0 | 0
3TY7483-0AR0 |  | 3TY7483-0AR0 | 1 | UN | 1 | 20 | D | D | N | N | 85045095 | 1 | 4011209060180 | 0.232 | KG | 113.05 | 113.05 | CP04 | CP04 | Magnet coil for contactors 3TF48/49 and 3TK48 415 V AC 50 Hz/500 V AC 60 Hz | - | 0 | 0
3TY7483-0AR1 |  | 3TY7483-0AR1 | 1 | UN | 1 | 20 | D | D | N | N | 85045095 | 1 | 4011209060197 | 0.225 | KG | 113.05 | 113.05 | CP04 | CP04 | Magnet coil for contactors 3TF48/49 and 3TK48 440 V AC 60 Hz/367 V AC 50 Hz | - | 0 | 9
3TY7483-0AR2 |  | 3TY7483-0AR2 | 1 | UN | 1 | 0 | A | D | N | N | 85045095 | 1 | 4011209178236 | 0.23 | KG | 134.9 | 134.9 | CP04 | CP04 | Magnet coil for contactors 3TF48/49 and 3TK48 440 V AC 50/60 Hz | - | 0 | 0
3TY7483-0AS0 |  | 3TY7483-0AS0 | 1 | UN | 1 | 1 | A | D | N | N | 85045095 | 1 | 4011209060203 | 0.221 | KG | 87.31 | 87.31 | CP04 | CP04 | Magnet coil for contactors 3TF48/49 and 3TK48 500 V AC 50 Hz/600 V AC 60 Hz | - | 0 | 7
3TY7483-0AU0 |  | 3TY7483-0AU0 | 1 | UN | 1 | 20 | D | D | N | N | 85045095 | 1 | 4011209060210 | 0.224 | KG | 117.8 | 117.8 | CP04 | CP04 | Magnet coil for contactors 3TF48/49 and 3TK48 240 V AC 50 Hz/288 V AC 60 Hz | - | 0 | 0
3TY7483-0AV0 |  | 3TY7483-0AV0 | 1 | UN | 1 | 20 | D | D | N | N | 85045095 | 1 | 4011209060227 | 0.204 | KG | 134.9 | 134.9 | CP04 | CP04 | Magnet coil for contactors 3TF48/49 and 3TK48 400/380 V AC 50 Hz 480/460 V 60 Hz | - | 0 | 0
3TY7490-0A |  | 3TY7490-0A | 1 | UN | 1 | 0 | A | D | N | N | 85369095 | 1 | 4011209060265 | 0.14 | KG | 398.05 | 398.05 | CP04 | CP04 | Main contact elements for 3TF49 | - | 0 | 0
3TY7492-0A |  | 3TY7492-0A | 1 | UN | 1 | 20 | D | D | N | N | 85389099 | 1 | 4011209083073 | 0.453 | KG | 193.8 | 193.8 | CP04 | CP04 | Arc chute for 3TF49 | - | 0 | 0
3TY7500-0A |  | 3TY7500-0A | 1 | UN | 1 | 20 | D | D | N | N | 85369095 | 1 | 4011209060272 | 0.212 | KG | 241.3 | 241.3 | CP04 | CP04 | Main contact elements for 3TF50 3 movable and 6 fixed contact pieces | - | 0 | 0
3TY7500-0B |  | 3TY7500-0B | 1 | UN | 1 | 5 | B | D | N | N | 85369095 | 1 | 4011209060289 | 0.215 | KG | 224.2 | 224.2 | CP04 | CP04 | Main contact elements for 3TK50 3 movable and 6 fixed contact pieces | - | 0 | 0
3TY7502-0A |  | 3TY7502-0A | 1 | UN | 1 | 20 | D | D | N | N | 85389099 | 1 | 4011209060296 | 0.709 | KG | 142.5 | 142.5 | CP04 | CP04 | Arc chute for 3TF50 | - | 0 | 0
3TY7502-0B |  | 3TY7502-0B | 1 | UN | 1 | 20 | D | D | N | N | 85389099 | 1 | 4011209163669 | 0.734 | KG | 142.5 | 142.5 | CP04 | CP04 | Arc chute for 3TK50 | - | 0 | 0
3TY7503-0AB0 |  | 3TY7503-0AB0 | 1 | UN | 1 | 0 | A | D | EAR99 | N | 85045095 | 1 | 4011209060302 | 0.29 | KG | 79.71 | 79.71 | CP04 | CP04 | Magnet coil for contactors 3TF50/51 and 3TK50 24 V AC 50 Hz/29 V AC 60 Hz | - | 0 | 0
3TY7503-0AC1 |  | 3TY7503-0AC1 | 1 | UN | 1 | 0 | A | D | N | N | 85045095 | 1 | 4011209060319 | 0.297 | KG | 79.71 | 79.71 | CP04 | CP04 | Magnet coil for contactors 3TF50/51 and 3TK50 24 V AC 60 Hz/20 V AC 50 Hz | - | 0 | 9
3TY7503-0AC2 |  | 3TY7503-0AC2 | 1 | UN | 1 | 0 | A | D | EAR99 | N | 85045095 | 1 | 4011209060326 | 0.335 | KG | 79.71 | 79.71 | CP04 | CP04 | Magnet coil for contactors 3TF50/51 and 3TK50 24 V AC 50/60 Hz | - | 0 | 0
3TY7503-0AD0 |  | 3TY7503-0AD0 | 1 | UN | 1 | 0 | A | D | N | N | 85045095 | 1 | 4011209060333 | 0.335 | KG | 79.71 | 79.71 | CP04 | CP04 | Magnet coil for contactors 3TF50/51 and 3TK50 42 V AC 50 Hz/50 V AC 60 Hz | - | 0 | 0
3TY7503-0AD2 |  | 3TY7503-0AD2 | 1 | UN | 1 | 0 | A | D | N | N | 85045095 | 1 | 4011209109971 | 0.314 | KG | 79.71 | 79.71 | CP04 | CP04 | Magnet coil for contactors 3TF50/51 and 3TK50 42 V AC 50/60 Hz | - | 0 | 0
3TY7503-0AE0 |  | 3TY7503-0AE0 | 1 | UN | 1 | 0 | A | D | N | N | 85045095 | 1 | 4011209165335 | 0.327 | KG | 79.71 | 79.71 | CP04 | CP04 | Magnet coil for contactors 3TF50/51 and 3TK50 60 V AC 50 Hz/72 V AC 60 Hz | - | 0 | 0
3TY7503-0AF0 |  | 3TY7503-0AF0 | 1 | UN | 1 | 0 | A | D | N | N | 85045095 | 1 | 4011209060340 | 0.3 | KG | 79.71 | 79.71 | CP04 | CP04 | Magnet coil for contactors 3TF50/51 and 3TK50 110 V AC 50 Hz/132 V AC 60 Hz | - | 0 | 0
3TY7503-0AG1 |  | 3TY7503-0AG1 | 1 | UN | 1 | 0 | A | D | EAR99 | N | 85045095 | 1 | 4011209060357 | 0.324 | KG | 79.71 | 79.71 | CP04 | CP04 | Magnet coil for contactors 3TF50/51 and 3TK50 110 V 60 Hz/92 V AC 50 Hz | - | 0 | 9
3TY7503-0AG2 |  | 3TY7503-0AG2 | 1 | UN | 1 | 0 | A | D | N | N | 85045095 | 1 | 4011209060364 | 0.31 | KG | 79.71 | 79.71 | CP04 | CP04 | Magnet coil for contactors 3TF50/51 and 3TK50 110V AC 50/60Hz | - | 0 | 0
3TY7503-0AH0 |  | 3TY7503-0AH0 | 1 | UN | 1 | 0 | A | D | N | N | 85045095 | 1 | 4011209060371 | 0.299 | KG | 79.71 | 79.71 | CP04 | CP04 | Magnet coil for contactors 3TF50/51 and 3TK50 48 V AC 50 Hz/58 V AC 60 Hz | - | 0 | 0
3TY7503-0AJ1 |  | 3TY7503-0AJ1 | 1 | UN | 1 | 0 | A | D | N | N | 85045095 | 1 | 4011209060388 | 0.295 | KG | 79.71 | 79.71 | CP04 | CP04 | Magnet coil for contactors 3TF50/51 and 3TK50 115 V 60 Hz/96 V AC 50 Hz | - | 0 | 9
3TY7503-0AJ2 |  | 3TY7503-0AJ2 | 1 | UN | 1 | 0 | A | D | N | N | 85045095 | 1 | 4011209101623 | 0.301 | KG | 79.71 | 79.71 | CP04 | CP04 | Magnet coil for contactors 3TF50/51 and 3TK50 115 V AC 50/60 Hz | - | 0 | 0
3TY7503-0AK2 |  | 3TY7503-0AK2 | 1 | UN | 1 | 0 | A | D | N | N | 85045095 | 1 | 4011209101630 | 0.308 | KG | 79.71 | 79.71 | CP04 | CP04 | Magnet coil for contactors 3TF50/51 and 3TK50 120 V AC 50/60 Hz | - | 0 | 0
3TY7503-0AK6 |  | 3TY7503-0AK6 | 1 | UN | 1 | 0 | A | D | N | N | 85045095 | 1 | 4011209060401 | 0.3 | KG | 79.71 | 79.71 | CP04 | CP04 | Magnet coil for contactors 3TF50/51 and 3TK50 120 V AC 60 Hz/110 V AC 50 Hz | - | 0 | 0
3TY7503-0AL0 |  | 3TY7503-0AL0 | 1 | UN | 1 | 0 | A | D | EAR99 | N | 85045095 | 1 | 4011209101593 | 0.3 | KG | 79.71 | 79.71 | CP04 | CP04 | Magnet coil for contactors 3TF50/51 and 3TK50 125/127 V AC 50Hz/ | - | 0 | 0
3TY7503-0AL1 |  | 3TY7503-0AL1 | 1 | UN | 1 | 0 | A | D | N | N | 85045095 | 1 | 4011209060418 | 0.299 | KG | 79.71 | 79.71 | CP04 | CP04 | Magnet coil for contactors 3TF50/51 and 3TK50 230 V AC 60 Hz/192 V AC 50 Hz | - | 0 | 9
3TY7503-0AL2 |  | 3TY7503-0AL2 | 1 | UN | 1 | 0 | A | D | N | N | 85045095 | 1 | 4011209060425 | 0.304 | KG | 79.71 | 79.71 | CP04 | CP04 | Magnet coil for contactors 3TF50/51 and 3TK50 230 V AC 50/60 Hz | - | 0 | 0
3TY7503-0AM0 |  | 3TY7503-0AM0 | 1 | UN | 1 | 0 | A | D | N | N | 85045095 | 1 | 4011209060432 | 0.301 | KG | 79.71 | 79.71 | CP04 | CP04 | Magnet coil for contactors 3TF50/51 and 3TK50 220 V AC 50 Hz | - | 0 | 0
3TY7503-0AM1 |  | 3TY7503-0AM1 | 1 | UN | 1 | 0 | A | D | N | N | 85045095 | 1 | 4011209101609 | 0.27 | KG | 79.71 | 79.71 | CP04 | CP04 | Magnet coil for contactors 3TF50/51 and 3TK50 208 V AC 60 Hz/173 V AC 50 Hz | - | 0 | 9
3TY7503-0AM2 |  | 3TY7503-0AM2 | 1 | UN | 1 | 0 | A | D | N | N | 85045095 | 1 | 4011209196605 | 0.29 | KG | 79.71 | 79.71 | CP04 | CP04 | Magnet coil for contactors 3TF50/51 and 3TK50 208 V AC 50/60 Hz | - | 0 | 0
3TY7503-0AM6 |  | 3TY7503-0AM6 | 1 | UN | 1 | 0 | A | D | N | N | 85045095 | 1 | 4011209101616 | 0.308 | KG | 79.71 | 79.71 | CP04 | CP04 | Magnet coil for contactors 3TF50/51 and 3TK50 220 V AC 60 Hz/200 V AC 50 Hz | - | 0 | 0
3TY7503-0AN1 |  | 3TY7503-0AN1 | 1 | UN | 1 | 0 | A | D | N | N | 85045095 | 1 | 4011209060449 | 0.32 | KG | 79.71 | 79.71 | CP04 | CP04 | Magnet coil for contactors 3TF50/51 and 3TK50 220 V AC 60 Hz/183 V AC 50 Hz | - | 0 | 9
3TY7503-0AN2 |  | 3TY7503-0AN2 | 1 | UN | 1 | 0 | A | D | N | N | 85045095 | 1 | 4011209060456 | 0.297 | KG | 79.71 | 79.71 | CP04 | CP04 | Magnet coil for contactors 3TF50/51 and 3TK50 220 V AC 50/60 Hz | - | 0 | 0
3TY7503-0AP0 |  | 3TY7503-0AP0 | 1 | UN | 1 | 0 | A | D | N | N | 85045095 | 1 | 4011209060463 | 0.315 | KG | 79.71 | 79.71 | CP04 | CP04 | Magnet coil for contactors 3TF50/51 and 3TK50 230 V AC 50 Hz/277 V AC 60 Hz | - | 0 | 0
3TY7503-0AP6 |  | 3TY7503-0AP6 | 1 | UN | 1 | 0 | A | D | N | N | 85045095 | 1 | 4011209060470 | 0.305 | KG | 79.71 | 79.71 | CP04 | CP04 | Magnet coil for contactors 3TF50/51 and 3TK50 240 V AC 60 Hz/220 V AC 50 Hz | - | 0 | 0
3TY7503-0AQ0 |  | 3TY7503-0AQ0 | 1 | UN | 1 | 0 | A | D | N | N | 85045095 | 1 | 4011209060487 | 0.3 | KG | 85.31 | 85.31 | CP04 | CP04 | Magnet coil for contactors 3TF50/51 and 3TK50 380 V AC 50 Hz/460 V AC 60 Hz | - | 0 | 9
3TY7503-0AR0 |  | 3TY7503-0AR0 | 1 | UN | 1 | 0 | A | D | EAR99 | N | 85045095 | 1 | 4011209060494 | 0.3 | KG | 79.71 | 79.71 | CP04 | CP04 | Magnet coil for contactors 3TF50/51 and 3TK50 415 V AC 50 Hz / 500 V AC 60 Hz | - | 0 | 0
3TY7503-0AR1 |  | 3TY7503-0AR1 | 1 | UN | 1 | 0 | A | D | N | N | 85045095 | 1 | 4011209060500 | 0.293 | KG | 79.71 | 79.71 | CP04 | CP04 | Magnet coil for contactors 3TF50/51 and 3TK50 440 V AC 60 Hz/367 V AC 50 Hz | - | 0 | 9
3TY7503-0AR2 |  | 3TY7503-0AR2 | 1 | UN | 1 | 0 | A | D | N | N | 85045095 | 1 | 4011209180413 | 0.308 | KG | 79.71 | 79.71 | CP04 | CP04 | Magnet coil for contactors 3TF50/51 and 3TK50 440 V AC 50/60 Hz | - | 0 | 0
3TY7503-0AS0 |  | 3TY7503-0AS0 | 1 | UN | 1 | 0 | A | D | N | N | 85045095 | 1 | 4011209060517 | 0.291 | KG | 79.71 | 79.71 | CP04 | CP04 | Magnet coil for contactors 3TF50/51 and 3TK50 500 V AC 50 Hz/600 V AC 60 Hz | - | 0 | 0
3TY7503-0AU0 |  | 3TY7503-0AU0 | 1 | UN | 1 | 0 | A | D | N | N | 85045095 | 1 | 4011209060524 | 0.31 | KG | 79.71 | 79.71 | CP04 | CP04 | Magnet coil for contactors 3TF50/51 and 3TK50 240 V AC 50 Hz/288 V AC 60 Hz | - | 0 | 0
3TY7503-0AU1 |  | 3TY7503-0AU1 | 1 | UN | 1 | 0 | A | D | EAR99 | N | 85045095 | 1 | 4011209176072 | 0.316 | KG | 85.31 | 85.31 | CP04 | CP04 | Magnet coil for contactors 3TF50/51 and 3TK50 277 V AC 60 Hz | - | 0 | 9
3TY7503-0AV0 |  | 3TY7503-0AV0 | 1 | UN | 1 | 0 | A | D | EAR99 | N | 85045095 | 1 | 4011209060531 | 0.313 | KG | 79.71 | 79.71 | CP04 | CP04 | Magnet coil for contactors 3TF50/51 and 3TK50 400/380 V AC 50 Hz, 480/460 V 60 Hz | - | 0 | 0
3TY7503-0AV1 |  | 3TY7503-0AV1 | 1 | UN | 1 | 0 | A | D | EAR99 | N | 85045095 | 1 | 4011209741546 | 0.23 | KG | 79.71 | 79.71 | CP04 | CP04 | Magnet coil for contactors 3TF50/51 and 3TK50 SPU 400/60 83.5 ohm 2x1161 WDG 0.8-1.1 | - | 0 | 9
3TY7503-0AW5 |  | 3TY7503-0AW5 | 1 | UN | 1 | 0 | A | D | N | N | 85045095 | 1 | 4011209309364 | 0.284 | KG | 92.82 | 92.82 | CP04 | CP04 | Magnet coil for contactors 3TF50/51 and 3TK50 500/1000 V AC 50 Hz, selectable for mining industry | - | 0 | 0
3TY7503-0AY80-0AC4 |  | 3TY7503-0AY80-0AC4 | 1 | UN | 1 | 0 | A | D | N | N | 85045095 | 1 | 4011209741522 | 0.23 | KG | 92.82 | 92.82 | CP04 | CP04 | Magnet coil for contactors 3TF50/51 and 3TK50 660 V AC 50 Hz/792 V 60 Hz | - | 0 | 9
3TY7503-0AY80-0AD1 |  | 3TY7503-0AY80-0AD1 | 1 | UN | 1 | 0 | A | D | N | N | 85045095 | 1 | 4011209741539 | 0.23 | KG | 92.82 | 92.82 | CP04 | CP04 | Magnet coil for contactors 3TF50/51 and 3TK50 690 V AC 50 Hz/828 V 60 Hz | - | 0 | 9
3TY7503-0AY80-0AF0 |  | 3TY7503-0AY80-0AF0 | 1 | UN | 1 | 0 | A | D | N | N | 85045095 | 1 | 4011209442511 | 0.298 | KG | 92.82 | 92.82 | CP04 | CP04 | Magnet coil for contactors 3TF50/51 and 3TK50 1000 V AC 60 Hz | - | 0 | 9
3TY7503-0DB4 |  | 3TY7503-0DB4 | 1 | UN | 1 | 0 | A | D | N | N | 85045095 | 1 | 4011209060548 | 0.279 | KG | 138.7 | 138.7 | CP04 | CP04 | Magnet coil for contactors 3TF50/51 and 3TK50 DC economy circuit 24 V DC | - | 0 | 0
3TY7503-0DE4 |  | 3TY7503-0DE4 | 1 | UN | 1 | 0 | A | D | N | N | 85045095 | 1 |  | 0.343 | KG | 79.71 | 79.71 | CP04 | CP04 | Magnet coil for contactors 3TF50/51 and 3TK50 60 V 1257-1416/6.9-7.6 ohm | - | 0 | 9
3TY7503-0DF4 |  | 3TY7503-0DF4 | 1 | UN | 1 | 0 | A | D | N | N | 85045095 | 1 | 4011209060555 | 0.353 | KG | 138.7 | 138.7 | CP04 | CP04 | Magnet coil for contactors 3TF50/51 and 3TK50 DC economy circuit 110 V DC | - | 0 | 0
3TY7503-0DM4 |  | 3TY7503-0DM4 | 1 | UN | 1 | 0 | A | D | N | N | 85045095 | 1 | 4011209060562 | 0.34 | KG | 138.7 | 138.7 | CP04 | CP04 | Magnet coil for contactors 3TF50/51 and 3TK50 DC economy circuit 220 V DC | - | 0 | 0
3TY7503-0DP4 |  | 3TY7503-0DP4 | 1 | UN | 1 | 0 | A | D | N | N | 85045095 | 1 | 4011209307667 | 0.328 | KG | 138.7 | 138.7 | CP04 | CP04 | Magnet coil for contactors 3TF50/51 and 3TK50 DC economy circuit 230 V DC | - | 0 | 0
3TY7503-0DW4 |  | 3TY7503-0DW4 | 1 | UN | 1 | 0 | A | D | N | N | 85045095 | 1 | 4011209191532 | 0.343 | KG | 138.7 | 138.7 | CP04 | CP04 | Magnet coil for contactors 3TF50/51 and 3TK50 DC economy circuit 48 V DC | - | 0 | 0
3TY7503-0DY80-0AB5 |  | 3TY7503-0DY80-0AB5 | 1 | UN | 1 | 0 | A | D | N | N | 85045095 | 1 |  | 0.327 | KG | 138.7 | 138.7 | CP04 | CP04 | Magnet coil for contactors 3TF50/51 and 3TK50 DC economy circuit 80 V DC | - | 0 | 9
3TY7503-0DY80-0AD4 |  | 3TY7503-0DY80-0AD4 | 1 | UN | 1 | 0 | A | D | N | N | 85045095 | 1 |  | 0.327 | KG | 138.7 | 138.7 | CP04 | CP04 | Magnet coil for contactors 3TF50/51 and 3TK50 DC economy circuit 64 V DC | - | 0 | 9
3TY7503-0DY80-0AF7 |  | 3TY7503-0DY80-0AF7 | 1 | UN | 1 | 0 | A | D | N | N | 85045095 | 1 |  | 0.327 | KG | 138.7 | 138.7 | CP04 | CP04 | Magnet coil for contactors 3TF50/51 and 3TK50 DC economy circuit 74 V DC | - | 0 | 9
3TY7510-0A |  | 3TY7510-0A | 1 | UN | 1 | 5 | B | D | N | N | 85369095 | 1 | 4011209060579 | 0.216 | KG | 321.1 | 321.1 | CP04 | CP04 | Main contact elements for 3TF51 3 movable and 6 fixed contacts | - | 0 | 0
3TY7512-0A |  | 3TY7512-0A | 1 | UN | 1 | 20 | D | D | N | N | 85389099 | 1 | 4011209083080 | 0.714 | KG | 157.7 | 157.7 | CP04 | CP04 | Arc chute for 3TF51 3 movable and 6 fixed contacts | - | 0 | 0
3TY7520-0A |  | 3TY7520-0A | 1 | UN | 1 | 20 | D | D | N | N | 85369095 | 1 | 4011209060586 | 0.305 | KG | 364.8 | 364.8 | CP04 | CP04 | Main contact elements for 3TF52 3 movable and 6 fixed contacts | - | 0 | 0
3TY7520-0AA00-0M |  | 3TY7520-0AA00-0M | 1 | UN | 1 | 15 | C | D | N | N | 85369095 | 1 | 4011209060593 | 0.49 | KG | 451.25 | 451.25 | CP04 | CP04 | CTDIL6M KLOE-MOE MAIN CONTACT ELEMENTS FOR 3TF52 KLOECKNER-MOELLER VERSION CUSTOMER SPECIFIC DEVICE | - | 0 | 7
3TY7520-0B |  | 3TY7520-0B | 1 | UN | 1 | 20 | D | D | N | N | 85369095 | 1 | 4011209060609 | 0.311 | KG | 364.8 | 364.8 | CP04 | CP04 | Main contact elements for 3TK52 3 movable and 6 fixed contacts | - | 0 | 0
3TY7520-0BA00-0M |  | 3TY7520-0BA00-0M | 1 | UN | 1 | 0 | A | D | N | N | 85369095 | 1 | 4011209060616 | 0.328 | KG | 379.05 | 379.05 | CP04 | CP04 | CTDIL6H KlÃ¶ckner-Moeller Main contact elements for 3TK52 KlÃ¶ckner-Moeller version | - | 0 | 9
3TY7522-0A |  | 3TY7522-0A | 1 | UN | 1 | 20 | D | D | N | N | 85389099 | 1 | 4011209060623 | 1.212 | KG | 185.25 | 185.25 | CP04 | CP04 | Arc chute for 3TF52 | - | 0 | 0
3TY7522-0B |  | 3TY7522-0B | 1 | UN | 1 | 20 | D | D | N | N | 85389099 | 1 | 4011209207639 | 1.185 | KG | 185.25 | 185.25 | CP04 | CP04 | Arc chute for 3TK52 | - | 0 | 0
3TY7523-0AB0 |  | 3TY7523-0AB0 | 1 | UN | 1 | 0 | A | D | N | N | 85045095 | 1 | 4011209060661 | 0.43 | KG | 87.5 | 87.5 | CP04 | CP04 | Magnet coil for contactors 3TF52/53 and 3TK52 24 V AC 50 Hz/29 V AC 60 Hz | - | 0 | 0
3TY7523-0AC1 |  | 3TY7523-0AC1 | 1 | UN | 1 | 0 | A | D | N | N | 85045095 | 1 | 4011209060678 | 0.41 | KG | 87.5 | 87.5 | CP04 | CP04 | Magnet coil for contactors 3TF52/53 and 3TK52 24 V AC 60 Hz/20 V AC 50 Hz | - | 0 | 9
3TY7523-0AC2 |  | 3TY7523-0AC2 | 1 | UN | 1 | 0 | A | D | N | N | 85045095 | 1 | 4011209134508 | 0.43 | KG | 93.29 | 93.29 | CP04 | CP04 | Magnet coil for contactors 3TF52/53 and 3TK52 24 V AC 50/60 Hz | - | 0 | 9
3TY7523-0AD0 |  | 3TY7523-0AD0 | 1 | UN | 1 | 0 | A | D | N | N | 85045095 | 1 | 4011209087415 | 0.403 | KG | 93.29 | 93.29 | CP04 | CP04 | Magnet coil for contactors 3TF52/53 and 3TK52 42 V AC 50 Hz/50 V AC 60 Hz | - | 0 | 9
3TY7523-0AF0 |  | 3TY7523-0AF0 | 1 | UN | 1 | 0 | A | D | N | N | 85045095 | 1 | 4011209060685 | 0.423 | KG | 87.5 | 87.5 | CP04 | CP04 | Magnet coil for contactors 3TF52/53 and 3TK52 110 V AC 50 Hz/132 V AC 60 Hz | - | 0 | 0
3TY7523-0AG1 |  | 3TY7523-0AG1 | 1 | UN | 1 | 0 | A | D | N | N | 85045095 | 1 | 4011209060692 | 0.406 | KG | 87.5 | 87.5 | CP04 | CP04 | Magnet coil for contactors 3TF52/53 and 3TK52 110 V 60 Hz/92 V AC 50 Hz | - | 0 | 9
3TY7523-0AG2 |  | 3TY7523-0AG2 | 1 | UN | 1 | 0 | A | D | N | N | 85045095 | 1 | 4011209101661 | 0.39 | KG | 87.5 | 87.5 | CP04 | CP04 | Magnet coil for contactors 3TF52/53 and 3TK52 110 V AC 50/60 Hz | - | 0 | 0
3TY7523-0AH0 |  | 3TY7523-0AH0 | 1 | UN | 1 | 20 | D | D | N | N | 85045095 | 1 | 4011209112872 | 0.424 | KG | 93.29 | 93.29 | CP04 | CP04 | Magnet coil for contactors 3TF52/53 and 3TK52 48 V AC 50 Hz/58 V 60 Hz | - | 0 | 9
3TY7523-0AJ1 |  | 3TY7523-0AJ1 | 1 | UN | 1 | 0 | A | D | N | N | 85045095 | 1 | 4011209060708 | 0.429 | KG | 87.5 | 87.5 | CP04 | CP04 | Magnet coil for contactors 3TF52/53 and 3TK52 115 V 60 Hz/96 V AC 50 Hz | - | 0 | 9
3TY7523-0AJ2 |  | 3TY7523-0AJ2 | 1 | UN | 1 | 0 | A | D | N | N | 85045095 | 1 | 4011209180758 | 0.409 | KG | 87.5 | 87.5 | CP04 | CP04 | Magnet coil for contactors 3TF52/53 and 3TK52 115 V AC 50/60 Hz | - | 0 | 0
3TY7523-0AK6 |  | 3TY7523-0AK6 | 1 | UN | 1 | 0 | A | D | N | N | 85045095 | 1 | 4011209060715 | 0.381 | KG | 87.5 | 87.5 | CP04 | CP04 | Magnet coil for contactors 3TF52/53 and 3TK52 120 V AC 60 Hz/110 V AC 50 Hz | - | 0 | 0
3TY7523-0AK60-0M |  | 3TY7523-0AK60-0M | 1 | UN | 1 | 15 | C | D | EAR99 | N | 85045095 | 1 | 4011209125117 | 0.427 | KG | 108.3 | 108.3 | CP04 | CP04 | AUXILIARY SWITCH | - | 0 | 7
3TY7523-0AL1 |  | 3TY7523-0AL1 | 1 | UN | 1 | 0 | A | D | EAR99 | N | 85045095 | 1 | 4011209060722 | 0.378 | KG | 87.5 | 87.5 | CP04 | CP04 | Magnet coil for contactors 3TF52/53 and 3TK52 230 V AC 60 Hz/192 V AC 50 Hz | - | 0 | 9
3TY7523-0AL2 |  | 3TY7523-0AL2 | 1 | UN | 1 | 0 | A | D | N | N | 85045095 | 1 | 4011209060739 | 0.41 | KG | 87.5 | 87.5 | CP04 | CP04 | Magnet coil for contactors 3TF52/53 and 3TK52 230 V AC 50/60 Hz | - | 0 | 0
3TY7523-0AM1 |  | 3TY7523-0AM1 | 1 | UN | 1 | 0 | A | D | N | N | 85045095 | 1 | 4011209101647 | 0.383 | KG | 87.5 | 87.5 | CP04 | CP04 | Magnet coil for contactors 3TF52/53 and 3TK52 208 V AC 60 Hz/173 V AC 50 Hz | - | 0 | 9
3TY7523-0AN1 |  | 3TY7523-0AN1 | 1 | UN | 1 | 0 | A | D | N | N | 85045095 | 1 | 4011209060753 | 0.403 | KG | 87.5 | 87.5 | CP04 | CP04 | Magnet coil for contactors 3TF52/53 and 3TK52 220 V AC 60 Hz/183 V AC 50 Hz | - | 0 | 9
3TY7523-0AN2 |  | 3TY7523-0AN2 | 1 | UN | 1 | 0 | A | D | N | N | 85045095 | 1 | 4011209100374 | 0.382 | KG | 87.5 | 87.5 | CP04 | CP04 | Magnet coil for contactors 3TF52/53 and 3TK52 220 V AC 50/60 Hz | - | 0 | 0
3TY7523-0AP0 |  | 3TY7523-0AP0 | 1 | UN | 1 | 0 | A | D | N | N | 85045095 | 1 | 4011209060760 | 0.419 | KG | 87.5 | 87.5 | CP04 | CP04 | Magnet coil for contactors 3TF52/53 and 3TK52 230 V AC 50 Hz/277 V AC 60 Hz | - | 0 | 0
3TY7523-0AP6 |  | 3TY7523-0AP6 | 1 | UN | 1 | 0 | A | D | EAR99 | N | 85045095 | 1 | 4011209101654 | 0.398 | KG | 87.5 | 87.5 | CP04 | CP04 | Magnet coil for contactors 3TF52/53 and 3TK52 240 V AC 60 Hz/220 V AC 50 Hz | - | 0 | 0
3TY7523-0AR1 |  | 3TY7523-0AR1 | 1 | UN | 1 | 0 | A | D | N | N | 85045095 | 1 | 4011209060791 | 0.414 | KG | 87.5 | 87.5 | CP04 | CP04 | Magnet coil for contactors 3TF52/53 and 3TK52 440 V AC 60 Hz/367 V AC 50 Hz | - | 0 | 9
3TY7523-0AR2 |  | 3TY7523-0AR2 | 1 | UN | 1 | 0 | A | D | N | N | 85045095 | 1 | 4011209181137 | 0.391 | KG | 87.5 | 87.5 | CP04 | CP04 | Magnet coil for contactors 3TF52/53 and 3TK52 440 V AC 50/60 Hz | - | 0 | 0
3TY7523-0AS0 |  | 3TY7523-0AS0 | 1 | UN | 1 | 0 | A | D | N | N | 85045095 | 1 | 4011209060807 | 0.408 | KG | 87.5 | 87.5 | CP04 | CP04 | Magnet coil for contactors 3TF52/53 and 3TK52 500 V AC 50 Hz/600 V AC 60 Hz | - | 0 | 0
3TY7523-0AU0 |  | 3TY7523-0AU0 | 1 | UN | 1 | 0 | A | D | N | N | 85045095 | 1 | 4011209060814 | 0.38 | KG | 87.5 | 87.5 | CP04 | CP04 | Magnet coil for contactors 3TF52/53 and 3TK52 240 V AC 50 Hz/288 V AC 60 Hz | - | 0 | 0
3TY7523-0AU1 |  | 3TY7523-0AU1 | 1 | UN | 1 | 0 | A | D | N | N | 85045095 | 1 | 4011209132948 | 0.406 | KG | 93.29 | 93.29 | CP04 | CP04 | Magnet coil for contactors 3TF52/53 and 3TK52 277 V AC 60 Hz | - | 0 | 9
3TY7523-0AV0 |  | 3TY7523-0AV0 | 1 | UN | 1 | 0 | A | D | N | N | 85045095 | 1 | 4011209060821 | 0.395 | KG | 87.5 | 87.5 | CP04 | CP04 | Magnet coil for contactors 3TF52/53 and 3TK52 400/380 V AC 50 Hz, 480/460 V 60 Hz | - | 0 | 0
3TY7523-0DB4 |  | 3TY7523-0DB4 | 1 | UN | 1 | 0 | A | D | N | N | 85045095 | 1 | 4011209060838 | 0.417 | KG | 180.5 | 180.5 | CP04 | CP04 | Magnet coil for contactors 3TF52/53 and 3TK52 DC economy circuit 24 V DC | - | 0 | 0
3TY7523-0DE4 |  | 3TY7523-0DE4 | 1 | UN | 1 | 0 | A | D | N | N | 85045095 | 1 | 4011209225367 | 0.418 | KG | 180.5 | 180.5 | CP04 | CP04 | Magnet coil for contactors 3TF52/53 and 3TK52 DC economy circuit 60 V DC | - | 0 | 0
3TY7523-0DF4 |  | 3TY7523-0DF4 | 1 | UN | 1 | 0 | A | D | N | N | 85045095 | 1 | 4011209060869 | 0.4 | KG | 180.5 | 180.5 | CP04 | CP04 | Magnet coil for contactors 3TF52/53 and 3TK52 DC economy circuit 110 V DC | - | 0 | 0
3TY7523-0DM4 |  | 3TY7523-0DM4 | 1 | UN | 1 | 0 | A | D | N | N | 85045095 | 1 | 4011209060883 | 0.412 | KG | 180.5 | 180.5 | CP04 | CP04 | Magnet coil for contactors 3TF52/53 and 3TK52 DC economy circuit 220 V DC | - | 0 | 0
3TY7523-0DP4 |  | 3TY7523-0DP4 | 1 | UN | 1 | 0 | A | D | N | N | 85045095 | 1 | 4011209271357 | 0.43 | KG | 180.5 | 180.5 | CP04 | CP04 | Magnet coil for contactors 3TF52/53 and 3TK52 DC economy circuit 230 V DC | - | 0 | 0
3TY7523-0DW4 |  | 3TY7523-0DW4 | 1 | UN | 1 | 0 | A | D | EAR99 | N | 85045095 | 1 | 4011209183360 | 0.41 | KG | 180.5 | 180.5 | CP04 | CP04 | Magnet coil for contactors 3TF52/53 and 3TK52 DC economy circuit 48 V DC | - | 0 | 0
3TY7530-0A |  | 3TY7530-0A | 1 | UN | 1 | 5 | B | D | N | N | 85369095 | 1 | 4011209060920 | 0.356 | KG | 507.3 | 507.3 | CP04 | CP04 | Main contact elements for 3TF53 3 movable and 6 fixed contacts | - | 0 | 0
3TY7530-0AA00-0M |  | 3TY7530-0AA00-0M | 1 | UN | 1 | 15 | C | D | N | N | 85369095 | 1 | 4011209060937 | 0.888 | KG | 626.05 | 626.05 | CP04 | CP04 | CTDIL6AM KLOE-MOE MAIN CONTACT ELEMENTS FOR 3TF53 KLOECKNER-MOELLER VERSION | - | 0 | 7
3TY7532-0A |  | 3TY7532-0A | 1 | UN | 1 | 20 | D | D | N | N | 85389099 | 1 | 4011209098268 | 1.175 | KG | 202.35 | 202.35 | CP04 | CP04 | Arc chute for 3TF53 | - | 0 | 0
3TY7540-0A |  | 3TY7540-0A | 1 | UN | 1 | 5 | B | D | N | N | 85369095 | 1 | 4011209060951 | 0.496 | KG | 604.2 | 604.2 | CP04 | CP04 | Main contact elements for 3TF54 3 movable and 6 fixed contacts | - | 0 | 0
3TY7540-0AA00-0M |  | 3TY7540-0AA00-0M | 1 | UN | 1 | 15 | C | D | N | N | 85369095 | 1 | 4011209060968 | 0.542 | KG | 744.8 | 744.8 | CP04 | CP04 | CTDIL8M KLOE-MOE MAIN CONTACT ELEMENTS FOR 3TF54 KLOECKNER-MOELLER VERSION | - | 0 | 7
3TY7540-0A-Z | N88 | 3TY7540-0A-ZN88 | 1 | UN | 1 | 0 | A | D | EAR99 | N | 85369095 | 1 |  | 0.741 | KG | 540.55 | 540.55 | CP04 | CP04 | Main contact elements for 3TF54 3 movable and 6 fixed contacts | - | 0 | 9
3TY7540-0B |  | 3TY7540-0B | 1 | UN | 1 | 5 | B | D | N | N | 85369095 | 1 | 4011209060975 | 0.496 | KG | 562.4 | 562.4 | CP04 | CP04 | Main contact elements for 3TK54 3 movable and 6 fixed contacts | - | 0 | 0
3TY7540-0BA00-0M |  | 3TY7540-0BA00-0M | 1 | UN | 1 | 0 | A | D | N | N | 85369095 | 1 | 4011209060982 | 0.5 | KG | 587.1 | 587.1 | CP04 | CP04 | CTDIL8H KlÃ¶ckner-Moeller Main contact elements for 3TK54 KlÃ¶ckner-Moeller version | - | 0 | 9
3TY7542-0A |  | 3TY7542-0A | 1 | UN | 1 | 0 | A | D | N | N | 85389099 | 1 | 4011209060999 | 1.402 | KG | 213.75 | 213.75 | CP04 | CP04 | Arc chute for 3TF54 | - | 0 | 0
3TY7542-0B |  | 3TY7542-0B | 1 | UN | 1 | 0 | A | D | N | N | 85389099 | 1 | 4011209224643 | 1.444 | KG | 213.75 | 213.75 | CP04 | CP04 | Arc chute for 3TK54 | - | 0 | 0
3TY7543-0AB0 |  | 3TY7543-0AB0 | 1 | UN | 1 | 0 | A | D | N | N | 85045095 | 1 | 4011209131033 | 0.5 | KG | 130.15 | 130.15 | CP04 | CP04 | Magnet coil for contactors 3TF54/55 and 3TK54 24 V AC 50 Hz/29 V AC 60 Hz | - | 0 | 9
3TY7543-0AC2 |  | 3TY7543-0AC2 | 1 | UN | 1 | 0 | A | D | N | N | 85045095 | 1 | 4011209122406 | 0.604 | KG | 122.55 | 122.55 | CP04 | CP04 | Magnet coil for contactors 3TF54/55 and 3TK54, 24 V AC 50/60 Hz | - | 0 | 0
3TY7543-0AE0 |  | 3TY7543-0AE0 | 1 | UN | 1 | 0 | A | D | N | N | 85045095 | 1 | 4011209790384 | 0.56 | KG | 130.15 | 130.15 | CP04 | CP04 | Magnet coil for contactors 3TF54/55 and 3TK54 60 V AC 50 Hz/72 V AC 60 Hz | - | 0 | 9
3TY7543-0AF0 |  | 3TY7543-0AF0 | 1 | UN | 1 | 0 | A | D | N | N | 85045095 | 1 | 4011209061026 | 0.528 | KG | 122.55 | 122.55 | CP04 | CP04 | Magnet coil for contactors 3TF54/55 and 3TK54 110 V AC 50 Hz/132 V AC 60 Hz | - | 0 | 0
3TY7543-0AG1 |  | 3TY7543-0AG1 | 1 | UN | 1 | 0 | A | D | EAR99 | N | 85045095 | 1 | 4011209061033 | 0.513 | KG | 122.55 | 122.55 | CP04 | CP04 | Magnet coil for contactors 3TF54/55 and 3TK54 110 V 60 Hz/92 V AC 50 Hz | - | 0 | 9
3TY7543-0AG2 |  | 3TY7543-0AG2 | 1 | UN | 1 | 0 | A | D | N | N | 85045095 | 1 | 4011209094338 | 0.55 | KG | 122.55 | 122.55 | CP04 | CP04 | Magnet coil for contactors 3TF54/55 and 3TK54 110 V AC 50/60 Hz | - | 0 | 0
3TY7543-0AH0 |  | 3TY7543-0AH0 | 1 | UN | 1 | 0 | A | D | N | N | 85045095 | 1 | 4011209112865 | 0.583 | KG | 130.15 | 130.15 | CP04 | CP04 | Magnet coil for contactors 3TF54/55 and 3TK54 48 V AC 50 Hz/58 V AC 60 Hz | - | 0 | 9
3TY7543-0AJ1 |  | 3TY7543-0AJ1 | 1 | UN | 1 | 0 | A | D | N | N | 85045095 | 1 | 4011209061040 | 0.507 | KG | 122.55 | 122.55 | CP04 | CP04 | Magnet coil for contactors 3TF54/55 and 3TK54 115 V 60 Hz/96 V AC 50 Hz | - | 0 | 9
3TY7543-0AJ2 |  | 3TY7543-0AJ2 | 1 | UN | 1 | 0 | A | D | N | N | 85045095 | 1 | 4011209201675 | 0.53 | KG | 122.55 | 122.55 | CP04 | CP04 | Magnet coil for contactors 3TF54/55 and 3TK54 115 V AC 50/60 Hz | - | 0 | 0
3TY7543-0AK2 |  | 3TY7543-0AK2 | 1 | UN | 1 | 0 | A | D | N | N | 85045095 | 1 | 4011209139671 | 0.572 | KG | 122.55 | 122.55 | CP04 | CP04 | Magnet coil for contactors 3TF54/55 and 3TK54 120 V AC 50/60 Hz | - | 0 | 0
3TY7543-0AK6 |  | 3TY7543-0AK6 | 1 | UN | 1 | 0 | A | D | N | N | 85045095 | 1 | 4011209061057 | 0.55 | KG | 122.55 | 122.55 | CP04 | CP04 | Magnet coil for contactors 3TF54/55 and 3TK54 120 V AC 60 Hz/110 V AC 50 Hz | - | 0 | 0
3TY7543-0AL0 |  | 3TY7543-0AL0 | 1 | UN | 1 | 0 | A | D | N | N | 85045095 | 1 | 4011209158702 | 0.545 | KG | 122.55 | 122.55 | CP04 | CP04 | Magnet coil for contactors 3TF54/55 and 3TK54 125/127 V AC 50Hz/ | - | 0 | 0
3TY7543-0AL1 |  | 3TY7543-0AL1 | 1 | UN | 1 | 0 | A | D | N | N | 85045095 | 1 | 4011209148031 | 0.504 | KG | 122.55 | 122.55 | CP04 | CP04 | Magnet coil for contactors 3TF54/55 and 3TK54 230 V AC 60 Hz/192 V AC 50 Hz | - | 0 | 9
3TY7543-0AL2 |  | 3TY7543-0AL2 | 1 | UN | 1 | 0 | A | D | N | N | 85045095 | 1 | 4011209061064 | 0.603 | KG | 122.55 | 122.55 | CP04 | CP04 | Magnet coil for contactors 3TF54/55 and 3TK54 230 V AC 50/60 Hz | - | 0 | 0
3TY7543-0AM0 |  | 3TY7543-0AM0 | 1 | UN | 1 | 0 | A | D | N | N | 85045095 | 1 | 4011209061071 | 0.53 | KG | 126.35 | 126.35 | CP04 | CP04 | Magnet coil for contactors 220 V AC 50 Hz / 264 V AC 60 Hz | - | 0 | 9
3TY7543-0AN1 |  | 3TY7543-0AN1 | 1 | UN | 1 | 0 | A | D | N | N | 85045095 | 1 | 4011209061088 | 0.56 | KG | 122.55 | 122.55 | CP04 | CP04 | Magnet coil for contactors 3TF54/55 and 3TK54 220 V AC 60 Hz/183 V AC 50 Hz | - | 0 | 9
3TY7543-0AN2 |  | 3TY7543-0AN2 | 1 | UN | 1 | 0 | A | D | N | N | 85045095 | 1 | 4011209156197 | 0.545 | KG | 122.55 | 122.55 | CP04 | CP04 | Magnet coil for contactors 3TF54/55 and 3TK54 220 V AC 50/60 Hz | - | 0 | 0
3TY7543-0AP0 |  | 3TY7543-0AP0 | 1 | UN | 1 | 0 | A | D | N | N | 85045095 | 1 | 4011209061095 | 0.537 | KG | 122.55 | 122.55 | CP04 | CP04 | Magnet coil for contactors 3TF54/55 and 3TK54 230 V AC 50 Hz/277 V AC 60 Hz | - | 0 | 0
3TY7543-0AP2 |  | 3TY7543-0AP2 | 1 | UN | 1 | 0 | A | D | N | N | 85045095 | 1 | 4011209790391 | 0.604 | KG | 130.15 | 130.15 | CP04 | CP04 | Magnet coil for contactors 3TF54/55 and 3TK54 240 V AC 50/60 Hz | - | 0 | 9
3TY7543-0AP6 |  | 3TY7543-0AP6 | 1 | UN | 1 | 0 | A | D | N | N | 85045095 | 1 | 4011209122253 | 0.545 | KG | 122.55 | 122.55 | CP04 | CP04 | Magnet coil for contactors 3TF54/55 and 3TK54 240 V AC 60 Hz/220 V AC 50 Hz | - | 0 | 0
3TY7543-0AR0 |  | 3TY7543-0AR0 | 1 | UN | 1 | 0 | A | D | EAR99 | N | 85045095 | 1 | 4011209091979 | 0.628 | KG | 122.55 | 122.55 | CP04 | CP04 | Magnet coil for contactors 3TF54/55 and 3TK54 415 V AC 50 Hz/277 V AC 60 Hz | - | 0 | 0
3TY7543-0AR1 |  | 3TY7543-0AR1 | 1 | UN | 1 | 0 | A | D | N | N | 85045095 | 1 | 4011209061125 | 0.5 | KG | 122.55 | 122.55 | CP04 | CP04 | Magnet coil for contactors 3TF54/55 and 3TK54 440 V AC 60 Hz/367 V AC 50 Hz | - | 0 | 9
3TY7543-0AR2 |  | 3TY7543-0AR2 | 1 | UN | 1 | 0 | A | D | N | N | 85045095 | 1 | 4011209176188 | 0.509 | KG | 122.55 | 122.55 | CP04 | CP04 | Magnet coil for contactors 3TF54/55 and 3TK54 440 V AC 50/60 Hz | - | 0 | 0
3TY7543-0AS0 |  | 3TY7543-0AS0 | 1 | UN | 1 | 0 | A | D | N | N | 85045095 | 1 | 4011209061132 | 0.542 | KG | 122.55 | 122.55 | CP04 | CP04 | Magnet coil for contactors 3TF54/55 and 3TK54 500 V AC 50 Hz/600 V AC 60 Hz | - | 0 | 0
3TY7543-0AU0 |  | 3TY7543-0AU0 | 1 | UN | 1 | 0 | A | D | N | N | 85045095 | 1 | 4011209061149 | 0.568 | KG | 122.55 | 122.55 | CP04 | CP04 | Magnet coil for contactors 3TF54/55 and 3TK54 240 V AC 50 Hz/288 V AC 60 Hz | - | 0 | 0
3TY7543-0AU1 |  | 3TY7543-0AU1 | 1 | UN | 1 | 0 | A | D | N | N | 85045095 | 1 | 4011209221123 | 0.547 | KG | 122.55 | 122.55 | CP04 | CP04 | Magnet coil for contactors 3TF54/55 and 3TK54 277 V AC 60 Hz | - | 0 | 9
3TY7543-0AV0 |  | 3TY7543-0AV0 | 1 | UN | 1 | 0 | A | D | N | N | 85045095 | 1 | 4011209061156 | 0.53 | KG | 122.55 | 122.55 | CP04 | CP04 | Magnet coil for contactors 3TF54/55 and 3TK54 400/380 V AC 50 Hz, 480/460 V 60 Hz | - | 0 | 0
3TY7543-0AV1 |  | 3TY7543-0AV1 | 1 | UN | 1 | 0 | A | D | N | N | 85045095 | 1 | 4011209158696 | 0.519 | KG | 126.35 | 126.35 | CP04 | CP04 | Magnet coil for contactors 3TF54/55 and 3TK54 400 V AC 60 Hz | - | 0 | 9
3TY7543-0AW0 |  | 3TY7543-0AW0 | 1 | UN | 1 | 0 | A | D | N | N | 85045095 | 1 | 4011209184886 | 0.647 | KG | 122.55 | 122.55 | CP04 | CP04 | Magnet coil for contactors 3TF54/55 and 3TK54 1000 V AC 50 Hz | - | 0 | 0
3TY7543-0DB4 |  | 3TY7543-0DB4 | 1 | UN | 1 | 0 | A | D | N | N | 85045095 | 1 | 4011209061163 | 0.602 | KG | 213.75 | 213.75 | CP04 | CP04 | Magnet coil for contactors 3TF54/55 and 3TK54 DC economy circuit 24 V DC | - | 0 | 0
3TY7543-0DF4 |  | 3TY7543-0DF4 | 1 | UN | 1 | 0 | A | D | N | N | 85045095 | 1 | 4011209061170 | 0.59 | KG | 213.75 | 213.75 | CP04 | CP04 | Magnet coil for contactors 3TF54/55 and 3TK54 DC economy circuit 110 V DC | - | 0 | 0
3TY7543-0DG4 |  | 3TY7543-0DG4 | 1 | UN | 1 | 0 | A | D | N | N | 85045095 | 1 | 4011209334779 | 0.576 | KG | 213.75 | 213.75 | CP04 | CP04 | Magnet coil for contactors 3TF54/55 and 3TK54 DC economy circuit 125 V DC | - | 0 | 0
3TY7543-0DM4 |  | 3TY7543-0DM4 | 1 | UN | 1 | 20 | D | D | N | N | 85045095 | 1 | 4011209061187 | 0.59 | KG | 213.75 | 213.75 | CP04 | CP04 | Magnet coil for contactors 3TF54/55 and 3TK54 DC economy circuit 220 V DC | - | 0 | 0
3TY7543-0DP4 |  | 3TY7543-0DP4 | 1 | UN | 1 | 0 | A | D | N | N | 85045095 | 1 | 4011209307650 | 0.586 | KG | 213.75 | 213.75 | CP04 | CP04 | Magnet coil for contactors 3TF54/55 and 3TK54 DC economy circuit 230 V DC | - | 0 | 0
3TY7543-0DW4 |  | 3TY7543-0DW4 | 1 | UN | 1 | 0 | A | D | N | N | 85045095 | 1 | 4011209237490 | 0.59 | KG | 213.75 | 213.75 | CP04 | CP04 | Magnet coil for contactors 3TF54/55 and 3TK54 DC economy circuit 48 V DC | - | 0 | 0
3TY7550-0A |  | 3TY7550-0A | 1 | UN | 1 | 5 | B | D | N | N | 85369095 | 1 | 4011209061194 | 0.56 | KG | 745.75 | 745.75 | CP04 | CP04 | Main contact elements for 3TF55 3 movable and 6 fixed contacts | - | 0 | 0
3TY7550-0AA00-0M |  | 3TY7550-0AA00-0M | 1 | UN | 1 | 15 | C | D | N | N | 85369095 | 1 | 4011209061200 | 0.605 | KG | 922.45 | 922.45 | CP04 | CP04 | CTDIL8AM KLOE-MOE MAIN CONTACT ELEMENTS FOR 3TF55 KLOECKNER-MOELLER VERSION | - | 0 | 7
3TY7552-0A |  | 3TY7552-0A | 1 | UN | 1 | 20 | D | D | N | N | 85389099 | 1 | 4011209098251 | 1.453 | KG | 225.15 | 225.15 | CP04 | CP04 | Arc chute for 3TF55 | - | 0 | 0
3TY7560-0A |  | 3TY7560-0A | 1 | UN | 1 | 5 | B | D | N | N | 85369095 | 1 | 4011209061224 | 0.748 | KG | 842.65 | 842.65 | CP04 | CP04 | Main contact elements for 3TF56 3 movable and 6 fixed contacts | - | 0 | 0
3TY7560-0AA00-0M |  | 3TY7560-0AA00-0M | 1 | UN | 1 | 15 | C | D | N | N | 85369095 | 1 | 4011209061231 | 0.765 | KG | 1035.5 | 1035.5 | CP04 | CP04 | CTDIL10M KLOE-MOE MAIN CONTACT ELEMENTS FOR 3TF56 KLOECKNER-MOELLER VERSION | - | 0 | 7
3TY7560-0A-Z | N88 | 3TY7560-0A-ZN88 | 1 | UN | 1 | 0 | A | D | N | N | 85369095 | 1 |  | 0.77 | KG | 842.65 | 842.65 | CP04 | CP04 | Main contact elements for 3TF56 3 movable and 6 fixed contacts | - | 0 | 9
3TY7560-0B |  | 3TY7560-0B | 1 | UN | 1 | 5 | B | D | N | N | 85369095 | 1 | 4011209061248 | 0.76 | KG | 784.7 | 784.7 | CP04 | CP04 | Main contact elements for 3TK56 3 movable and 6 fixed contacts | - | 0 | 0
3TY7561-1AA00 |  | 3TY7561-1AA00 | 1 | UN | 1 | 1 | A | D | N | N | 85365080 | 1 | 4011209363724 | 0.049 | KG | 18.91 | 18.34 | CP04 | CP04 | Auxiliary switch block for size 2...14 1st auxiliary switch block left or right | Lista Papel 2020 SI | 0 | 0
3TY7561-1AA00-0B |  | 3TY7561-1AA00-0B | 1 | UN | 1 | 20 | D | D | N | N | 85365080 | 1 |  | 0.048 | KG | 13.11 | 13.11 | CP04 | CP04 | CAL 17...11A Auxiliary switch block with screw terminal inside, for 3TF44...3TF68 and 3TK48...3TK56 for ABB | - | 0 | 9
3TY7561-1EA00 |  | 3TY7561-1EA00 | 1 | UN | 1 | 20 | D | D | N | N | 85365080 | 1 | 4011209363717 | 0.053 | KG | 29.74 | 28.88 | CP04 | CP04 | Auxiliary switch block for size 2...14 Auxiliary switch block left or right | Lista Papel 2020 SI | 0 | 0
3TY7561-1KA00 |  | 3TY7561-1KA00 | 1 | UN | 1 | 5 | B | D | N | N | 85365080 | 1 | 4011209361515 | 0.05 | KG | 9.79 | 9.5 | CP04 | CP04 | Auxiliary switch block, for size 3...12 2nd auxiliary switch block left or right | Lista Papel 2020 SI | 0 | 0
3TY7561-1KA00-0B |  | 3TY7561-1KA00-0B | 1 | UN | 1 | 20 | D | D | N | N | 85365080 | 1 |  | 0.05 | KG | 13.11 | 13.11 | CP04 | CP04 | CAL 17...11B E Auxiliary switch block with screw terminal External, for 3TF46...3TF68 and 3TK48...3TK56 for ABB | - | 0 | 9
3TY7561-1LA00 |  | 3TY7561-1LA00 | 1 | UN | 1 | 0 | A | D | N | N | 85365080 | 1 | 4047621014838 | 0.09 | KG | 41.71 | 41.71 | CP04 | CP04 | Auxiliary switch block combination for size 2...14 3TY7561-1AA00 + 3TY7561-1KA00 with 2 combined bolts for 3TL medium-voltage vacuum contactor | - | 0 | 0
3TY7561-1MA00 |  | 3TY7561-1MA00 | 1 | UN | 1 | 0 | A | D | N | N | 85365080 | 1 | 4047621029016 | 0.091 | KG | 19.29 | 19.29 | CP04 | CP04 | Auxiliary switch block for 3Tl and 3TM 1 NO + 1 NC .1 .3 .4 .2 | - | 0 | 9
3TY7561-1MB00 |  | 3TY7561-1MB00 | 1 | UN | 1 | 0 | A | D | N | N | 85365080 | 1 | 4047621029023 | 0.091 | KG | 19.29 | 19.29 | CP04 | CP04 | Front-side auxiliary switch for 3Tl and 3TM 1 NO + 1 NC .3 .1 .2 .4 | - | 0 | 9
3TY7561-1N |  | 3TY7561-1N | 1 | UN | 1 | 20 | D | D | N | N | 85365080 | 1 | 4011209082298 | 0.091 | KG | 41.71 | 41.71 | CP04 | CP04 | Auxiliary switch block, for 3TL6 and 3TL8 Top, 2 NO + 2 NC | - | 0 | 9
3TY7561-1P |  | 3TY7561-1P | 1 | UN | 1 | 20 | D | D | N | N | 85365080 | 1 | 4011209082281 | 0.091 | KG | 41.71 | 41.71 | CP04 | CP04 | Auxiliary switch block, for 3TL6 and 3TL8 bottom, 2 NO + 2 NC | - | 0 | 9
3TY7561-1Q |  | 3TY7561-1Q | 1 | UN | 1 | 20 | D | D | N | N | 85365080 | 1 | 4011209061347 | 0.128 | KG | 74.86 | 74.86 | CP04 | CP04 | Auxiliary switch left, for 3TL6 3 NO, 3 NC | - | 0 | 9
3TY7561-1R |  | 3TY7561-1R | 1 | UN | 1 | 20 | D | D | N | N | 85365080 | 1 | 4011209061354 | 0.127 | KG | 74.86 | 74.86 | CP04 | CP04 | Auxiliary switch right, for 3TL6 3 NO, 3 NC | - | 0 | 9
3TY7561-1S |  | 3TY7561-1S | 1 | UN | 1 | 20 | D | D | N | N | 85365080 | 1 | 4011209327931 | 0.113 | KG | 21.38 | 21.38 | CP04 | CP04 | Auxiliary switch block, 2 NO + 2 NC, for 3TL8 with screw terminals | - | 0 | 9
3TY7561-1T |  | 3TY7561-1T | 1 | UN | 1 | 20 | D | D | N | N | 85365080 | 1 | 4011209195332 | 0.067 | KG | 42.47 | 42.47 | CP04 | CP04 | Solid-state compatible Auxiliary switch block with screw terminals lateral mounting to contactor 3TF3200 and 3TF3300 | - | 0 | 0
3TY7561-1UA00 |  | 3TY7561-1UA00 | 1 | UN | 1 | 5 | B | D | N | N | 85365080 | 1 | 4011209566002 | 0.067 | KG | 42.47 | 42.47 | CP04 | CP04 | Auxiliary switch block, solid-state compatible, for 3TF44-69, 3TK4/5, 3TC4/5 for mounting left or right (replacement for 3TY7561-1U/- 1V) | - | 0 | 0
3TY7561-2A |  | 3TY7561-2A | 1 | UN | 1 | 20 | D | D | N | N | 85365080 | 1 | 4011209061385 | 0.073 | KG | 26.41 | 26.41 | CP04 | CP04 | Auxiliary switch block, with flat connector terminal Left, for 3TF44...3TF50 and 3TK48...3TK50 | - | 0 | 0
3TY7561-2B |  | 3TY7561-2B | 1 | UN | 1 | 20 | D | D | N | N | 85365080 | 1 | 4011209061392 | 0.049 | KG | 26.41 | 26.41 | CP04 | CP04 | Auxiliary switch block, with flat connector terminal on the right, for 3TF44...3TF50 and 3TK48...3TK50 | - | 0 | 0
3TY7561-2KA00 |  | 3TY7561-2KA00 | 1 | UN | 1 | 0 | A | D | N | N | 85365080 | 1 | 4011209604797 | 0.072 | KG | 26.41 | 26.41 | CP04 | CP04 | 2nd auxiliary switch block with flat connector terminal left and right | - | 0 | 9
3TY7562-0A |  | 3TY7562-0A | 1 | UN | 1 | 20 | D | D | N | N | 85389099 | 1 | 4011209061422 | 1.69 | KG | 232.75 | 232.75 | CP04 | CP04 | Arc chute for 3TF56 | - | 0 | 0
3TY7562-0B |  | 3TY7562-0B | 1 | UN | 1 | 0 | A | D | N | N | 85389099 | 1 | 4011209295469 | 1.567 | KG | 232.75 | 232.75 | CP04 | CP04 | Arc chute for 3TK56 | - | 0 | 0
3TY7562-1A |  | 3TY7562-1A | 1 | UN | 1 | 0 | A | D | N | N | 85389099 | 1 | 4011209061453 | 1.719 | KG | 228.95 | 228.95 | CP04 | CP04 | Arc chute for 3TF56 NEMA version | - | 0 | 9
3TY7563-0AB0 |  | 3TY7563-0AB0 | 1 | UN | 1 | 0 | A | D | N | N | 85045095 | 1 | 4011209061460 | 0.795 | KG | 142.5 | 142.5 | CP04 | CP04 | Magnet coil for contactors 3TF56 and 3TK56 24 V AC 50 Hz/29 V AC 60 Hz | - | 0 | 9
3TY7563-0AF0 |  | 3TY7563-0AF0 | 1 | UN | 1 | 0 | A | D | N | N | 85045095 | 1 | 4011209061477 | 0.899 | KG | 135.85 | 135.85 | CP04 | CP04 | Magnet coil for contactors 3TF56 and 3TK56 110 V AC 50 Hz/132 V AC 60 Hz | - | 0 | 0
3TY7563-0AG1 |  | 3TY7563-0AG1 | 1 | UN | 1 | 0 | A | D | N | N | 85045095 | 1 | 4011209061484 | 0.83 | KG | 135.85 | 135.85 | CP04 | CP04 | Magnet coil for contactors 3TF56 and 3TK56 110 V 60 Hz/92 V AC 50 Hz | - | 0 | 9
3TY7563-0AG2 |  | 3TY7563-0AG2 | 1 | UN | 1 | 0 | A | D | N | N | 85045095 | 1 | 4011209094345 | 0.851 | KG | 135.85 | 135.85 | CP04 | CP04 | Magnet coil for contactors 3TF56 and 3TK56 110 V AC 50/60 Hz | - | 0 | 0
3TY7563-0AK2 |  | 3TY7563-0AK2 | 1 | UN | 1 | 0 | A | D | EAR99 | N | 85045095 | 1 | 4011209175891 | 0.804 | KG | 135.85 | 135.85 | CP04 | CP04 | Magnet coil for contactors 3TF56 and 3TK56 120 V AC 50/60 Hz | - | 0 | 0
3TY7563-0AK6 |  | 3TY7563-0AK6 | 1 | UN | 1 | 0 | A | D | N | N | 85045095 | 1 | 4011209061507 | 0.959 | KG | 135.85 | 135.85 | CP04 | CP04 | Magnet coil for contactors 3TF56 and 3TK56 120 V AC 60 Hz/110 V AC 50 Hz | - | 0 | 0
3TY7563-0AL1 |  | 3TY7563-0AL1 | 1 | UN | 1 | 0 | A | D | N | N | 85045095 | 1 | 4011209251410 | 0.752 | KG | 135.85 | 135.85 | CP04 | CP04 | Magnet coil for contactors 3TF56 and 3TK56 230 V AC 60 Hz/192 V AC 50 Hz | - | 0 | 9
3TY7563-0AL2 |  | 3TY7563-0AL2 | 1 | UN | 1 | 0 | A | D | N | N | 85045095 | 1 | 4011209091818 | 0.897 | KG | 135.85 | 135.85 | CP04 | CP04 | Magnet coil for contactors 3TF56 and 3TK56 230 V AC 50/60 Hz | - | 0 | 0
3TY7563-0AM0 |  | 3TY7563-0AM0 | 1 | UN | 1 | 0 | A | D | N | N | 85045095 | 1 | 4011209061514 | 0.822 | KG | 135.85 | 135.85 | CP04 | CP04 | Magnet coil for contactors 3TF56 and 3TK56 220 V AC 50 Hz | - | 0 | 0
3TY7563-0AM1 |  | 3TY7563-0AM1 | 1 | UN | 1 | 0 | A | D | N | N | 85045095 | 1 | 4011209172050 | 0.83 | KG | 135.85 | 135.85 | CP04 | CP04 | Magnet coil for contactors 3TF56 and 3TK56 208 V AC 60 Hz/173 V AC 50 Hz | - | 0 | 9
3TY7563-0AN1 |  | 3TY7563-0AN1 | 1 | UN | 1 | 0 | A | D | N | N | 85045095 | 1 | 4011209061521 | 0.859 | KG | 135.85 | 135.85 | CP04 | CP04 | Magnet coil for contactors 3TF56 and 3TK56 220 V AC 60 Hz/183 V AC 50 Hz | - | 0 | 9
3TY7563-0AN2 |  | 3TY7563-0AN2 | 1 | UN | 1 | 0 | A | D | N | N | 85045095 | 1 | 4011209141834 | 0.818 | KG | 135.85 | 135.85 | CP04 | CP04 | Magnet coil for contactors 3TF56 and 3TK56 220 V AC 50/60 Hz | - | 0 | 0
3TY7563-0AP0 |  | 3TY7563-0AP0 | 1 | UN | 1 | 0 | A | D | N | N | 85045095 | 1 | 4011209061538 | 0.895 | KG | 135.85 | 135.85 | CP04 | CP04 | Magnet coil for contactors 3TF56 and 3TK56 230 V AC 50 Hz/277 V AC 60 Hz | - | 0 | 0
3TY7563-0AP2 |  | 3TY7563-0AP2 | 1 | UN | 1 | 15 | C | D | N | N | 85045095 | 1 | 4011209450523 | 0.735 | KG | 195.7 | 195.7 | CP04 | CP04 | MAGNET COIL FOR CONTACTORS 3TF56 AND 3TK56 240 V AC 50/60 HZ | - | 0 | 7
3TY7563-0AP6 |  | 3TY7563-0AP6 | 1 | UN | 1 | 0 | A | D | N | N | 85045095 | 1 | 4011209170001 | 0.827 | KG | 135.85 | 135.85 | CP04 | CP04 | Magnet coil for contactors 3TF56 and 3TK56 240 V AC 60 Hz/220 V AC 50 Hz | - | 0 | 0
3TY7563-0AR0 |  | 3TY7563-0AR0 | 1 | UN | 1 | 0 | A | D | N | N | 85045095 | 1 | 4011209091986 | 0.855 | KG | 135.85 | 135.85 | CP04 | CP04 | Magnet coil for contactors 3TF56 and 3TK56 415 V AC 50 Hz/277 V AC 60 Hz | - | 0 | 0
3TY7563-0AR1 |  | 3TY7563-0AR1 | 1 | UN | 1 | 20 | D | D | N | N | 85045095 | 1 | 4011209061569 | 0.838 | KG | 135.85 | 135.85 | CP04 | CP04 | Magnet coil for contactors 3TF56 and 3TK56 440 V AC 60 Hz/367 V AC 50 Hz | - | 0 | 9
3TY7563-0AR2 |  | 3TY7563-0AR2 | 1 | UN | 1 | 0 | A | D | N | N | 85045095 | 1 | 4011209177116 | 0.85 | KG | 135.85 | 135.85 | CP04 | CP04 | Magnet coil for contactors 3TF56 and 3TK56 440 V AC 50/60 Hz | - | 0 | 0
3TY7563-0AS0 |  | 3TY7563-0AS0 | 1 | UN | 1 | 0 | A | D | N | N | 85045095 | 1 | 4011209061576 | 0.78 | KG | 135.85 | 135.85 | CP04 | CP04 | Magnet coil for contactors 3TF56 and 3TK56 500 V AC 50 Hz/600 V AC 60 Hz | - | 0 | 0
3TY7563-0AU0 |  | 3TY7563-0AU0 | 1 | UN | 1 | 0 | A | D | N | N | 85045095 | 1 | 4011209061583 | 0.8 | KG | 135.85 | 135.85 | CP04 | CP04 | Magnet coil for contactors 3TF56 and 3TK56 240 V AC 50 Hz/288 V AC 60 Hz | - | 0 | 0
3TY7563-0AV0 |  | 3TY7563-0AV0 | 1 | UN | 1 | 0 | A | D | N | N | 85045095 | 1 | 4011209061590 | 0.846 | KG | 135.85 | 135.85 | CP04 | CP04 | Magnet coil for contactors 3TF56 and 3TK56 400/380 V AC 50 Hz, 480/460 V 60 Hz | - | 0 | 0
3TY7563-0AW5 |  | 3TY7563-0AW5 | 1 | UN | 1 | 0 | A | D | EAR99 | N | 85045095 | 1 | 4011209328259 | 0.8 | KG | 142.5 | 142.5 | CP04 | CP04 | Magnet coil for contactors 3TF56 and 3TK56 for mining industry 500/1000 V AC 50 Hz, reconnectable | - | 0 | 0
3TY7563-0DB4 |  | 3TY7563-0DB4 | 1 | UN | 1 | 0 | A | D | N | N | 85045095 | 1 | 4011209061606 | 0.747 | KG | 213.75 | 213.75 | CP04 | CP04 | Magnet coil for contactors 3TF56 and 3TK56 DC economy circuit 24 V DC | - | 0 | 0
3TY7563-0DF4 |  | 3TY7563-0DF4 | 1 | UN | 1 | 0 | A | D | N | N | 85045095 | 1 | 4011209061613 | 0.686 | KG | 213.75 | 213.75 | CP04 | CP04 | Magnet coil for contactors 3TF56 and 3TK56 DC economy circuit 110 V DC | - | 0 | 0
3TY7563-0DM4 |  | 3TY7563-0DM4 | 1 | UN | 1 | 0 | A | D | N | N | 85045095 | 1 | 4011209061620 | 0.749 | KG | 213.75 | 213.75 | CP04 | CP04 | Magnet coil for contactors 3TF56 and 3TK56 DC economy circuit 220 V DC | - | 0 | 0
3TY7563-0DP4 |  | 3TY7563-0DP4 | 1 | UN | 1 | 0 | A | D | N | N | 85045095 | 1 | 4011209158870 | 0.716 | KG | 213.75 | 213.75 | CP04 | CP04 | Magnet coil for contactors 3TF56 and 3TK56 DC economy circuit 230 V DC | - | 0 | 0
3TY7563-0DW4 |  | 3TY7563-0DW4 | 1 | UN | 1 | 0 | A | D | EAR99 | N | 85045095 | 1 | 4011209223387 | 0.771 | KG | 213.75 | 213.75 | CP04 | CP04 | Magnet coil for contactors 3TF56 and 3TK56 DC economy circuit 48 V DC | - | 0 | 0
3TY7570-0A |  | 3TY7570-0A | 1 | UN | 1 | 5 | B | D | N | N | 85369095 | 1 | 4011209061637 | 0.88 | KG | 894.9 | 894.9 | CP04 | CP04 | Main contact elements contactors 3TF57 3 movable and 6 fixed contacts | - | 0 | 0
3TY7570-0AA00-0M |  | 3TY7570-0AA00-0M | 1 | UN | 1 | 15 | C | D | N | N | 85369095 | 1 | 4011209061644 | 0.887 | KG | 1235 | 1235 | CP04 | CP04 | CTDIL10AM KLOE-MOE MAIN SWITCH ELEMENTS FOR 3TF57 KLOECKNER-MOELLER VERSION | - | 0 | 7
3TY7572-0A |  | 3TY7572-0A | 1 | UN | 1 | 20 | D | D | N | N | 85389099 | 1 | 4011209098244 | 1.668 | KG | 243.2 | 243.2 | CP04 | CP04 | Arc chute for contactors 3TF57 | - | 0 | 0
3TY7573-0CF7 |  | 3TY7573-0CF7 | 1 | UN | 1 | 0 | A | D | N | N | 85045095 | 1 | 4011209061668 | 1.38 | KG | 483.55 | 483.55 | CP04 | CP04 | Magnet coil for contactors 3TF57 110 to 132 V AC 50/60 Hz | - | 0 | 0
3TY7573-0CM7 |  | 3TY7573-0CM7 | 1 | UN | 1 | 0 | A | D | N | N | 85045095 | 1 | 4011209061675 | 1.361 | KG | 483.55 | 483.55 | CP04 | CP04 | Magnet coil for contactors 3TF57 200 to 240 V AC 50/60 Hz | - | 0 | 0
3TY7573-0CQ7 |  | 3TY7573-0CQ7 | 1 | UN | 1 | 0 | A | D | N | N | 85045095 | 1 | 4011209061699 | 1.328 | KG | 483.55 | 483.55 | CP04 | CP04 | Magnet coil for contactors 3TF57 380...460 V AC 50/60 Hz | - | 0 | 0
3TY7573-0CS7 |  | 3TY7573-0CS7 | 1 | UN | 1 | 0 | A | D | N | N | 85045095 | 1 | 4011209061705 | 1.243 | KG | 483.55 | 483.55 | CP04 | CP04 | Magnet coil for contactors 3TF57 500...600 V AC 50/60 Hz | - | 0 | 0
3TY7573-0DB4 |  | 3TY7573-0DB4 | 1 | UN | 1 | 0 | A | D | N | N | 85045095 | 1 | 4011209170148 | 0.961 | KG | 243.2 | 243.2 | CP04 | CP04 | Magnet coil for contactors 3TF57 DC economy circuit 24 V DC | - | 0 | 0
3TY7573-0DF4 |  | 3TY7573-0DF4 | 1 | UN | 1 | 0 | A | D | N | N | 85045095 | 1 | 4011209320376 | 0.87 | KG | 243.2 | 243.2 | CP04 | CP04 | Magnet coil for contactors 3TF57 DC economy circuit 110 V DC | - | 0 | 0
3TY7573-0DM4 |  | 3TY7573-0DM4 | 1 | UN | 1 | 0 | A | D | N | N | 85045095 | 1 | 4011209171190 | 0.866 | KG | 243.2 | 243.2 | CP04 | CP04 | Magnet coil for contactors 3TF57 DC economy circuit 220 V DC | - | 0 | 0
3TY7573-0DP4 |  | 3TY7573-0DP4 | 1 | UN | 1 | 0 | A | D | N | N | 85045095 | 1 | 4011209604865 | 0.846 | KG | 271.7 | 271.7 | CP04 | CP04 | Magnet coil for contactors 3TF57 SPU 230 V-190.4-210.4 ohm | - | 0 | 9
3TY7573-0QL7 |  | 3TY7573-0QL7 | 1 | UN | 1 | 0 | A | D | N | N | 85045095 | 1 | 4011209295209 | 1.159 | KG | 304 | 304 | CP04 | CP04 | Magnet coil for contactors 3TF57 220 to 240 V AC 50/60 Hz with rectifier bridge | - | 0 | 0
3TY7574-0QL7 |  | 3TY7574-0QL7 | 1 | UN | 1 | 0 | A | D | N | N | 85364900 | 1 | 4011209308206 | 0.992 | KG | 394.25 | 394.25 | CP04 | CP04 | Reversing contactor complete for 3TF57 AC operation 220 to 240 V AC 50/60 Hz | - | 0 | 9
3TY7574-0QV7 |  | 3TY7574-0QV7 | 1 | UN | 1 | 0 | A | D | N | N | 85364900 | 1 | 4011209308190 | 0.988 | KG | 394.25 | 394.25 | CP04 | CP04 | Reversing contactor complete for 3TF57 AC operation 380 to 420 V AC 50/60 Hz | - | 0 | 9
3TY7680-0B |  | 3TY7680-0B | 1 | UN | 1 | 5 | B | D | N | N | 85369095 | 1 | 4011209080492 | 3.488 | KG | 3049.5 | 2964 | CP04 | CP04 | Vacuum interrupters for 3TF68..-.C.., 3TF68..-.D.. 3TF68..-.Q.., consists of 3 vacuum interrupters with add-on parts | Lista Papel 2020 SI | 0 | 0
3TY7680-0BA00-0B |  | 3TY7680-0BA00-0B | 1 | UN | 1 | 20 | D | D | N | N | 85369095 | 1 |  | 3.2 | KG | 4208.5 | 4208.5 | CP04 | CP04 | ABB ZLV630 Vacuum interrupters for 3TF68 ABB design | - | 0 | 9
3TY7681-1G |  | 3TY7681-1G | 1 | UN | 1 | 20 | D | D | N | N | 85365080 | 1 | 4011209061729 | 0.052 | KG | 30.31 | 30.31 | CP04 | CP04 | Auxiliary switch block, for coil switchover in DC economy circuit with screw terminal for 3TF57...3TF69 | - | 0 | 0
3TY7683-0CF7 |  | 3TY7683-0CF7 | 1 | UN | 1 | 5 | B | D | N | N | 85045095 | 1 | 4011209061743 | 1.374 | KG | 467.4 | 454.1 | CP04 | CP04 | Magnet coil with switch-on electronics for contactor 3TF6844-.C.., 110...132 V AC 50/60 Hz | Lista Papel 2020 SI | 0 | 0
3TY7683-0CF70-0B |  | 3TY7683-0CF70-0B | 1 | UN | 1 | 20 | D | D | N | N | 85045095 | 1 | 4011209437098 | 1.419 | KG | 645.05 | 645.05 | CP04 | CP04 | Contactor, AC-3, 7.5 kW/400 V, 1 NO, 24 V DC, 3-pole, Size S00 Spring-type terminal | - | 0 | 9
3TY7683-0CM7 |  | 3TY7683-0CM7 | 1 | UN | 1 | 5 | B | D | N | N | 85045095 | 1 | 4011209061750 | 1.354 | KG | 467.4 | 454.1 | CP04 | CP04 | Magnet coil with switch-on electronics for contactor 3TF6844-.C.., 200...240 V AC 50/60 Hz | Lista Papel 2020 SI | 0 | 0
3TY7683-0CM70-0B |  | 3TY7683-0CM70-0B | 1 | UN | 1 | 20 | D | D | N | N | 85045095 | 1 | 4011209498907 | 1.383 | KG | 645.05 | 645.05 | CP04 | CP04 | Contactor, AC-3, 7.5 kW/400 V, 1 NO, 24 V DC, 3-pole, Size S00 Spring-type terminal Reinforced installation on standard mounting rail | - | 0 | 9
3TY7683-0CP7 |  | 3TY7683-0CP7 | 1 | UN | 1 | 20 | D | D | N | N | 85045095 | 1 | 4011209061767 | 1.392 | KG | 467.4 | 454.1 | CP04 | CP04 | Magnet coil with switch-on electronics for contactor 3TF6844-.C.., 230...276 V AC 50/60 Hz | Lista Papel 2020 SI | 0 | 0
3TY7683-0CP70-0B |  | 3TY7683-0CP70-0B | 1 | UN | 1 | 20 | D | D | N | N | 85045095 | 1 | 4011209504226 | 1.323 | KG | 645.05 | 645.05 | CP04 | CP04 | Contactor, AC-3, 7.5 kW/400 V, 1 NO, 24 V DC, communication-capable 3-pole, Size S00 Spring-type terminal | - | 0 | 9
3TY7683-0CQ7 |  | 3TY7683-0CQ7 | 1 | UN | 1 | 5 | B | D | N | N | 85045095 | 1 | 4011209061774 | 1.374 | KG | 467.4 | 454.1 | CP04 | CP04 | Magnet coil with switch-on electronics for contactor 3TF6844-.C.., 380...460 V AC 50/60 Hz | Lista Papel 2020 SI | 0 | 0
3TY7683-0CQ70-0B |  | 3TY7683-0CQ70-0B | 1 | UN | 1 | 20 | D | D | N | N | 85045095 | 1 | 4011209478565 | 1.334 | KG | 645.05 | 645.05 | CP04 | CP04 | Contactor, AC-3, 7.5 kW/400 V, 1 NC, 24 V DC, 3-pole, Size S00 Spring-type terminal | - | 0 | 9
3TY7683-0CS7 |  | 3TY7683-0CS7 | 1 | UN | 1 | 15 | C | D | N | N | 85045095 | 1 | 4011209061781 | 1.407 | KG | 467.4 | 467.4 | CP04 | CP04 | Magnet coil with switch-on electronics for contactor 3TF6844-.C.., 500...600 V AC 50/60 Hz | - | 0 | 0
3TY7683-0CS70-0B |  | 3TY7683-0CS70-0B | 1 | UN | 1 | 20 | D | D | N | N | 85045095 | 1 |  | 1.305 | KG | 645.05 | 645.05 | CP04 | CP04 | Contactor, AC-3, 7.5 kW/400 V, 1 NC, 24 V DC, communication-capable 3-pole, Size S00 Spring-type terminal | - | 0 | 9
3TY7683-0DB4 |  | 3TY7683-0DB4 | 1 | UN | 1 | 0 | A | D | N | N | 85045095 | 1 | 4011209188969 | 0.954 | KG | 467.4 | 454.1 | CP04 | CP04 | Magnet coil for contactor 3TF6833-.D.., 24 V DC | Lista Papel 2020 SI | 0 | 0
3TY7683-0DF4 |  | 3TY7683-0DF4 | 1 | UN | 1 | 0 | A | D | N | N | 85045095 | 1 | 4011209254275 | 0.932 | KG | 467.4 | 454.1 | CP04 | CP04 | Magnet coil for contactor 3TF6833-.D.., 110 V DC | Lista Papel 2020 SI | 0 | 0
3TY7683-0DG4 |  | 3TY7683-0DG4 | 1 | UN | 1 | 0 | A | D | N | N | 85045095 | 1 | 4011209449756 | 0.969 | KG | 467.4 | 467.4 | CP04 | CP04 | Magnet coil for contactor 3TF6833-.D.. 125 V DC | - | 0 | 0
3TY7683-0DM4 |  | 3TY7683-0DM4 | 1 | UN | 1 | 0 | A | D | N | N | 85045095 | 1 | 4011209208766 | 1.02 | KG | 467.4 | 454.1 | CP04 | CP04 | Magnet coil for contactor 3TF6833-.D.., 220 V DC | Lista Papel 2020 SI | 0 | 0
3TY7683-0DP4 |  | 3TY7683-0DP4 | 1 | UN | 1 | 20 | D | D | EAR99 | N | 85045095 | 1 | 4011209605114 | 0.89 | KG | 542.45 | 542.45 | CP04 | CP04 | Magnet coil for contactor 3TF6833-.D.. 230 V DC | - | 0 | 0
3TY7683-0QG7 |  | 3TY7683-0QG7 | 1 | UN | 1 | 20 | D | D | N | N | 85045095 | 1 | 4011209605152 | 1.568 | KG | 551 | 551 | CP04 | CP04 | Magnet coil for contactor 3TF6833-.Q.. with rectifier bridge 110 to 120 V AC 50/60 Hz | - | 0 | 0
3TY7683-0QL7 |  | 3TY7683-0QL7 | 1 | UN | 1 | 0 | A | D | N | N | 85045095 | 1 | 4011209477452 | 1.475 | KG | 551 | 551 | CP04 | CP04 | Magnet coil for contactor 3TF6833-.Q.. with rectifier bridge 220 to 240 V AC 50/60 Hz | - | 0 | 0
3TY7683-0QV7 |  | 3TY7683-0QV7 | 1 | UN | 1 | 0 | A | D | N | N | 85045095 | 1 | 4011209605183 | 1.46 | KG | 551 | 551 | CP04 | CP04 | Magnet coil for contactor 3TF6833-.Q.. with rectifier bridge 380 to 420 V AC 50/60 Hz | - | 0 | 0
3TY7684-0QG7 |  | 3TY7684-0QG7 | 1 | UN | 1 | 20 | D | D | N | N | 85364900 | 1 | 4011209605190 | 0.965 | KG | 508.25 | 508.25 | CP04 | CP04 | Reversing contactor, complete with resistor and connecting cable for 3TF6833-.Q and 3TF6933-.Q AC operation 110 to 120 V AC, 50/60 Hz | - | 0 | 0
3TY7684-0QL7 |  | 3TY7684-0QL7 | 1 | UN | 1 | 20 | D | D | N | N | 85364900 | 1 | 4011209492189 | 0.959 | KG | 508.25 | 508.25 | CP04 | CP04 | Reversing contactor, complete with resistor and connecting cable for 3TF6833-.Q and 3TF6933-.Q AC operation 220 to 240 V AC, 50/60 Hz | - | 0 | 0
3TY7684-0QV7 |  | 3TY7684-0QV7 | 1 | UN | 1 | 0 | A | D | N | N | 85364900 | 1 | 4011209605237 | 0.955 | KG | 508.25 | 508.25 | CP04 | CP04 | Reversing contactor, complete with resistor and connecting cable for 3TF6833-.Q and 3TF6933-.Q AC operation 380 to 420 V AC, 50/60 Hz | - | 0 | 0
3TY7685-0CF7 |  | 3TY7685-0CF7 | 1 | UN | 1 | 20 | D | D | N | N | 85364900 | 1 | 4011209258129 | 9.72 | KG | 2213.5 | 2213.5 | CP04 | CP04 | Magnet drive with coil for 3TF6844-.CF7 as of date of manufacture '93/46thCW AC operation 110...132 V AC 50/60 Hz | - | 0 | 0
3TY7685-0CM7 |  | 3TY7685-0CM7 | 1 | UN | 1 | 15 | C | D | N | N | 85364900 | 1 | 4011209216181 | 9.807 | KG | 2213.5 | 2213.5 | CP04 | CP04 | Magnet drive with coil for 3TF6844-.CM7 as of date of manufacture '93/46thCW AC operation 200...240 V AC 50/60 Hz | - | 0 | 0
3TY7685-0CP7 |  | 3TY7685-0CP7 | 1 | UN | 1 | 0 | A | D | N | N | 85364900 | 1 | 4011209250260 | 9.673 | KG | 2213.5 | 2213.5 | CP04 | CP04 | Magnet drive with coil for 3TF6844-.CP7 as of date of manufacture '93/46thCW AC operation 230...276 V AC 50/60 Hz | - | 0 | 0
3TY7685-0CQ7 |  | 3TY7685-0CQ7 | 1 | UN | 1 | 0 | A | D | N | N | 85364900 | 1 | 4011209346062 | 9.811 | KG | 2213.5 | 2213.5 | CP04 | CP04 | Magnet drive with coil for 3TF6844-.CQ7 as of date of manufacture '93/46thCW AC operation 380...460 V AC 50/60 Hz | - | 0 | 0
3TY7685-0CS7 |  | 3TY7685-0CS7 | 1 | UN | 1 | 0 | A | D | N | N | 85364900 | 1 | 4011209609372 | 1.655 | KG | 2308.5 | 2308.5 | CP04 | CP04 | Magnet drive with coil for 3TF6844-.CS7 as of date of manufacture '93/46thCW AC operation 500...600 V AC 50/60 Hz | - | 0 | 9
3TY7685-0QG7 |  | 3TY7685-0QG7 | 1 | UN | 1 | 20 | D | D | N | N | 85364900 | 1 | 4011209514133 | 10 | KG | 2213.5 | 2213.5 | CP04 | CP04 | Conversion set from 3TF6844-.C to 3TF6833-.QG7 AC operation 110...120 V AC 50/60 Hz | - | 0 | 0
3TY7685-0QL7 |  | 3TY7685-0QL7 | 1 | UN | 1 | 15 | C | D | N | N | 85364900 | 1 | 4011209376106 | 11.102 | KG | 2213.5 | 2213.5 | CP04 | CP04 | Conversion set from 3TF6844-.C to 3TF6833-.QL7 AC operation 220...240 V AC 50/60 Hz | - | 0 | 0
3TY7685-0QV7 |  | 3TY7685-0QV7 | 1 | UN | 1 | 0 | A | D | N | N | 85364900 | 1 | 4011209446274 | 10 | KG | 2308.5 | 2308.5 | CP04 | CP04 | Conversion set from 3TF6844-.C to 3TF6833-.QV7 AC operation 380...420 V AC 50/60 Hz | - | 0 | 9
3TY7690-0B |  | 3TY7690-0B | 1 | UN | 1 | 15 | C | D | N | N | 85369095 | 1 | 4011209061811 | 3.667 | KG | 3154 | 3068.5 | CP04 | CP04 | Vacuum interrupters for 3TF69 consists of 3 vacuum interrupters with add-on parts | Lista Papel 2020 SI | 0 | 0
3TY7690-0BA00-0B |  | 3TY7690-0BA00-0B | 1 | UN | 1 | 20 | D | D | N | N | 85369095 | 1 |  | 3.5 | KG | 4351 | 4351 | CP04 | CP04 | ABB ZLV820 Vacuum interrupters for 3TF69 ABB design | - | 0 | 9
3TY7693-0CF7 |  | 3TY7693-0CF7 | 1 | UN | 1 | 15 | C | D | N | N | 85045095 | 1 | 4011209178717 | 1.826 | KG | 822.7 | 799.9 | CP04 | CP04 | Magnet coil for contactor 3TF6944-.C.., 110...132 V AC 50/60 Hz | Lista Papel 2020 SI | 0 | 0
3TY7693-0CM7 |  | 3TY7693-0CM7 | 1 | UN | 1 | 5 | B | D | N | N | 85045095 | 1 | 4011209144361 | 1.785 | KG | 822.7 | 799.9 | CP04 | CP04 | Magnet coil for contactor 3TF6944-.C.., 200...240 V AC 50/60 Hz | Lista Papel 2020 SI | 0 | 0
3TY7693-0CM70-0B |  | 3TY7693-0CM70-0B | 1 | UN | 1 | 20 | D | D | N | N | 85045095 | 1 | 4011209512672 | 1.76 | KG | 1140 | 1140 | CP04 | CP04 | ABB ZV820 Magnet coil for contactor 3TF69 200...240 V AC 50/60 Hz ABB design | - | 0 | 9
3TY7693-0CP7 |  | 3TY7693-0CP7 | 1 | UN | 1 | 15 | C | D | N | N | 85045095 | 1 | 4011209153806 | 1.763 | KG | 822.7 | 799.9 | CP04 | CP04 | Magnet coil for contactor 3TF6944-.C.., 230...277 V AC 50/60 Hz | Lista Papel 2020 SI | 0 | 0
3TY7693-0CP70-0B |  | 3TY7693-0CP70-0B | 1 | UN | 1 | 20 | D | D | N | N | 85045095 | 1 | 4011209511880 | 1.74 | KG | 1140 | 1140 | CP04 | CP04 | ABB ZV820 Magnet coil for contactor 3TF69 230...276 V AC 50/60 Hz ABB design | - | 0 | 9
3TY7693-0CP70-0WY0 |  | 3TY7693-0CP70-0WY0 | 1 | UN | 1 | 0 | A | D | N | N | 85045095 | 1 |  | 1.71 | KG | 1007 | 1007 | CP04 | CP04 | Magnet coil for contactor 3TF6944-.C.., 230...276 V AC 50/60 Hz with yoke from iron circuit | - | 0 | 0
3TY7693-0CQ7 |  | 3TY7693-0CQ7 | 1 | UN | 1 | 15 | C | D | N | N | 85045095 | 1 | 4011209226197 | 1.719 | KG | 822.7 | 799.9 | CP04 | CP04 | Magnet coil for contactor 3TF6944-.C.., 380...460 V AC 50/60 Hz | Lista Papel 2020 SI | 0 | 0
3TY7693-0CQ70-0B |  | 3TY7693-0CQ70-0B | 1 | UN | 1 | 20 | D | D | N | N | 85045095 | 1 | 4011209511897 | 1.755 | KG | 1140 | 1140 | CP04 | CP04 | ABB ZV820 Magnet coil for contactor 3TF69 380...460 V AC 50/60 Hz ABB design | - | 0 | 9
3TY7693-0CS7 |  | 3TY7693-0CS7 | 1 | UN | 1 | 0 | A | D | N | N | 85045095 | 1 | 4011209289833 | 1.741 | KG | 822.7 | 822.7 | CP04 | CP04 | Magnet coil for contactor 3TF6944-.C.., 500...600 V AC 50/60 Hz | - | 0 | 0
3TY7693-0CS70-0B |  | 3TY7693-0CS70-0B | 1 | UN | 1 | 20 | D | D | N | N | 85045095 | 1 |  | 1.725 | KG | 1140 | 1140 | CP04 | CP04 | ABB ZV820 Magnet coil for contactor 3TF69 500...600 V AC 50/60 Hz ABB design | - | 0 | 9
3TY7693-0DB4 |  | 3TY7693-0DB4 | 1 | UN | 1 | 0 | A | D | N | N | 85045095 | 1 | 4011209605244 | 1.32 | KG | 692.55 | 692.55 | CP04 | CP04 | Magnet coil for contactor 3TF6933-.D.. 24 V DC | - | 0 | 9
3TY7693-0DF4 |  | 3TY7693-0DF4 | 1 | UN | 1 | 0 | A | D | N | N | 85045095 | 1 | 4011209528444 | 1.305 | KG | 692.55 | 672.6 | CP04 | CP04 | Magnet coil for contactor 3TF6933-.D.. 110 V DC | Lista Papel 2020 SI | 0 | 0
3TY7693-0DM4 |  | 3TY7693-0DM4 | 1 | UN | 1 | 0 | A | D | N | N | 85045095 | 1 | 4011209312210 | 1.295 | KG | 600.4 | 583.3 | CP04 | CP04 | Magnet coil for contactor 3TF6933-.D.., 220 V DC | Lista Papel 2020 SI | 0 | 0
3TY7693-0QG7 |  | 3TY7693-0QG7 | 1 | UN | 1 | 20 | D | D | N | N | 85045095 | 1 | 4011209605350 | 1.594 | KG | 978.5 | 978.5 | CP04 | CP04 | Magnet coil for contactor 3TF6933-.Q.. with rectifier bridge 110 to 120 V AC 50/60 Hz | - | 0 | 0
3TY7693-0QL7 |  | 3TY7693-0QL7 | 1 | UN | 1 | 20 | D | D | N | N | 85045095 | 1 | 4011209505377 | 1.437 | KG | 978.5 | 978.5 | CP04 | CP04 | Magnet coil for contactor 3TF6933-.Q.. with rectifier bridge 220 to 240 V AC 50/60 Hz | - | 0 | 0
3TY7693-0QV7 |  | 3TY7693-0QV7 | 1 | UN | 1 | 0 | A | D | N | N | 85045095 | 1 | 4011209605398 | 1.396 | KG | 978.5 | 978.5 | CP04 | CP04 | Magnet coil for contactor 3TF6933-.Q.. with rectifier bridge 380 to 420 V AC 50/60 Hz | - | 0 | 0
3TY7695-0CP7 |  | 3TY7695-0CP7 | 1 | UN | 1 | 20 | D | D | N | N | 85364900 | 1 | 4011209860452 | 11.368 | KG | 2555.5 | 2555.5 | CP04 | CP04 | Magnet drive with coil for 3TF6944-.CP7 AC operation 230...277 V AC 50/60 Hz | - | 0 | 9
3TY7695-0QL7 |  | 3TY7695-0QL7 | 1 | UN | 1 | 0 | A | D | N | N | 85364900 | 1 | 4011209628298 | 11.1 | KG | 2641 | 2641 | CP04 | CP04 | Conversion set from 3TF6944-.C to 3TF6933-.QL7 AC operation 220...240 V AC 50/60 Hz | - | 0 | 9
3UA6001-2H |  | 3UA6001-2H | 1 | UN | 1 | 20 | D | D | N | N | 85364900 | 1 | 4011209294967 | 1.08 | KG | 294.3 | 294.3 | CP10 | CP10 | Overload relay for mounting to contactor/starter 55...80 A, 1 NO+1 NC 3TB50/52 only stand-alone installation | - | 0 | 9
3UA6001-2W |  | 3UA6001-2W | 1 | UN | 1 | 20 | D | D | N | N | 85364900 | 1 | 4011209294974 | 1.081 | KG | 294.3 | 294.3 | CP10 | CP10 | Overload relay for mounting to contactor/starter 63...90 A, 1 NO+1 NC 3TB50/52 only stand-alone installation | - | 0 | 9
3UA6101-3K |  | 3UA6101-3K | 1 | UN | 1 | 20 | D | D | N | N | 85364900 | 1 | 4011209295049 | 1.063 | KG | 354.6 | 354.6 | CP10 | CP10 | Overload relay for mounting to contactor 120...150 A, 1 NO+1 NC | - | 0 | 9
3UA6201-2H |  | 3UA6201-2H | 1 | UN | 1 | 20 | D | D | N | N | 85364900 | 1 | 4011209295056 | 1.05 | KG | 315 | 315 | CP10 | CP10 | Overload relay for mounting to contactor/starter 55...80 A, 1 NO+1 NC 3TB50/52 only stand-alone installation | - | 0 | 9
3UA6201-2X |  | 3UA6201-2X | 1 | UN | 1 | 20 | D | D | N | N | 85364900 | 1 | 4011209295070 | 1.026 | KG | 333 | 333 | CP10 | CP10 | Overload relay for mounting to contactor/starter 80...110 A, 1 NO+1 NC 3TB50/52 only stand-alone installation | - | 0 | 9
3UA6201-3H |  | 3UA6201-3H | 1 | UN | 1 | 20 | D | D | N | N | 85364900 | 1 | 4011209295087 | 1.022 | KG | 333 | 333 | CP10 | CP10 | Overload relay for mounting to contactor/starter 90...120 A, 1 NO+1 NC 3TB50/52 only stand-alone installation | - | 0 | 9
3UA6201-3J |  | 3UA6201-3J | 1 | UN | 1 | 20 | D | D | N | N | 85364900 | 1 | 4011209295094 | 1.052 | KG | 354.6 | 354.6 | CP10 | CP10 | Overload relay for mounting to contactor/starter 110...135 A, 1 NO+1 NC 3TB50/52 only stand-alone installation | - | 0 | 9
3UA6800-3F |  | 3UA6800-3F | 1 | UN | 1 | 20 | D | D | N | N | 85364900 | 1 | 4011209063129 | 4.25 | KG | 813.6 | 813.6 | CP10 | CP10 | Overload relay for stand-alone installation 320...500 A, 1 NO + 1 NC and for contactors/starters | - | 0 | 0
3UA6800-3G |  | 3UA6800-3G | 1 | UN | 1 | 20 | D | D | N | N | 85364900 | 1 | 4011209063136 | 4.346 | KG | 855 | 855 | CP10 | CP10 | Overload relay for stand-alone installation 400...630 A, 1 NO + 1 NC and for contactors/starters | - | 0 | 9
3UA7010-0A |  | 3UA7010-0A | 1 | UN | 1 | 15 | C | D | N | N | 85364900 | 1 | 4011209157941 | 0.113 | KG | 88.2 | 88.2 | CP10 | CP10 | Overload relay for stand-alone installation 0.1...0.16 A, 1 NC | - | 0 | 9
3UA7010-0C |  | 3UA7010-0C | 1 | UN | 1 | 15 | C | D | N | N | 85364900 | 1 | 4011209153172 | 0.114 | KG | 88.2 | 88.2 | CP10 | CP10 | Overload relay for stand-alone installation 0.16...0.25 A, 1 NC | - | 0 | 9
3UA7010-0E |  | 3UA7010-0E | 1 | UN | 1 | 15 | C | D | N | N | 85364900 | 1 | 4011209063143 | 0.117 | KG | 88.2 | 88.2 | CP10 | CP10 | Overload relay for stand-alone installation 0.25...0.4 A, 1 NC | - | 0 | 9
3UA7010-0G |  | 3UA7010-0G | 1 | UN | 1 | 15 | C | D | N | N | 85364900 | 1 | 4011209081734 | 0.116 | KG | 88.2 | 88.2 | CP10 | CP10 | Overload relay for stand-alone installation 0.4...0.63 A, 1 NC | - | 0 | 9
3UA7010-0J |  | 3UA7010-0J | 1 | UN | 1 | 15 | C | D | N | N | 85364900 | 1 | 4011209063150 | 0.103 | KG | 88.2 | 88.2 | CP10 | CP10 | Overload relay for stand-alone installation 0.63...1 A, 1 NC | - | 0 | 9
3UA7010-0K |  | 3UA7010-0K | 1 | UN | 1 | 15 | C | D | N | N | 85364900 | 1 | 4011209088474 | 0.116 | KG | 88.2 | 88.2 | CP10 | CP10 | Overload relay for stand-alone installation 0.8...1.25 A, 1 NC | - | 0 | 9
3UA7010-1A |  | 3UA7010-1A | 1 | UN | 1 | 15 | C | D | N | N | 85364900 | 1 | 4011209063167 | 0.116 | KG | 88.2 | 88.2 | CP10 | CP10 | Overload relay for stand-alone installation 1...1.6 A, 1 NC | - | 0 | 9
3UA7010-1B |  | 3UA7010-1B | 1 | UN | 1 | 15 | C | D | N | N | 85364900 | 1 | 4011209106581 | 0.117 | KG | 88.2 | 88.2 | CP10 | CP10 | Overload relay for stand-alone installation 1.25...2 A, 1 NC | - | 0 | 9
3UA7010-1C |  | 3UA7010-1C | 1 | UN | 1 | 15 | C | D | N | N | 85364900 | 1 | 4011209063174 | 0.113 | KG | 88.2 | 88.2 | CP10 | CP10 | Overload relay for stand-alone installation 1.6...2.5 A, 1 NC | - | 0 | 9
3UA7010-1D |  | 3UA7010-1D | 1 | UN | 1 | 15 | C | D | N | N | 85364900 | 1 | 4011209083011 | 0.127 | KG | 88.2 | 88.2 | CP10 | CP10 | Overload relay for stand-alone installation 2...3.2 A, 1 NC | - | 0 | 9
3UA7010-1E |  | 3UA7010-1E | 1 | UN | 1 | 15 | C | D | N | N | 85364900 | 1 | 4011209063181 | 0.113 | KG | 88.2 | 88.2 | CP10 | CP10 | Overload relay for stand-alone installation 2.5...4 A, 1 NC | - | 0 | 9
3UA7010-1F |  | 3UA7010-1F | 1 | UN | 1 | 15 | C | D | N | N | 85364900 | 1 | 4011209080126 | 0.118 | KG | 88.2 | 88.2 | CP10 | CP10 | Overload relay for stand-alone installation 3.2...5 A, 1 NC | - | 0 | 9
3UA7010-1G |  | 3UA7010-1G | 1 | UN | 1 | 15 | C | D | N | N | 85364900 | 1 | 4011209063198 | 0.124 | KG | 88.2 | 88.2 | CP10 | CP10 | Overload relay for stand-alone installation 4...6.3 A, 1 NC | - | 0 | 9
3UA7010-1H |  | 3UA7010-1H | 1 | UN | 1 | 15 | C | D | N | N | 85364900 | 1 | 4011209093522 | 0.119 | KG | 88.2 | 88.2 | CP10 | CP10 | Overload relay for stand-alone installation 5...8 A, 1 NC | - | 0 | 9
3UA7010-1J |  | 3UA7010-1J | 1 | UN | 1 | 15 | C | D | N | N | 85364900 | 1 | 4011209063204 | 0.117 | KG | 88.2 | 88.2 | CP10 | CP10 | Overload relay for stand-alone installation 6.3...10 A, 1 NC | - | 0 | 9
3UA7010-1K |  | 3UA7010-1K | 1 | UN | 1 | 15 | C | D | N | N | 85364900 | 1 | 4011209093539 | 0.119 | KG | 88.2 | 88.2 | CP10 | CP10 | Overload relay for stand-alone installation 8...12 A, 1 NC | - | 0 | 9
3UA7011-0A |  | 3UA7011-0A | 1 | UN | 1 | 15 | C | D | N | N | 85364900 | 1 | 4011209142978 | 0.105 | KG | 108 | 108 | CP10 | CP10 | Overload relay for stand-alone installation 0.1...0.16 A, 1 NO + 1 NC | - | 0 | 9
3UA7011-0C |  | 3UA7011-0C | 1 | UN | 1 | 15 | C | D | N | N | 85364900 | 1 | 4011209063211 | 0.128 | KG | 108 | 108 | CP10 | CP10 | Overload relay for stand-alone installation 0.16...0.25 A, 1 NO + 1 NC | - | 0 | 9
3UA7011-0E |  | 3UA7011-0E | 1 | UN | 1 | 15 | C | D | N | N | 85364900 | 1 | 4011209063228 | 0.128 | KG | 108 | 108 | CP10 | CP10 | Overload relay for stand-alone installation 0.25...0.4 A, 1 NO + 1 NC | - | 0 | 9
3UA7011-0G |  | 3UA7011-0G | 1 | UN | 1 | 15 | C | D | N | N | 85364900 | 1 | 4011209063235 | 0.13 | KG | 108 | 108 | CP10 | CP10 | Overload relay for stand-alone installation 0.4...0.63 A, 1 NO + 1 NC | - | 0 | 9
3UA7011-0J |  | 3UA7011-0J | 1 | UN | 1 | 15 | C | D | N | N | 85364900 | 1 | 4011209063242 | 0.132 | KG | 108 | 108 | CP10 | CP10 | Overload relay for stand-alone installation 0.63...1 A, 1 NO + 1 NC | - | 0 | 9
3UA7011-0K |  | 3UA7011-0K | 1 | UN | 1 | 15 | C | D | N | N | 85364900 | 1 | 4011209063259 | 0.125 | KG | 108 | 108 | CP10 | CP10 | Overload relay for stand-alone installation 0.8...1.25 A, 1 NO + 1 NC | - | 0 | 9
3UA7011-1A |  | 3UA7011-1A | 1 | UN | 1 | 15 | C | D | N | N | 85364900 | 1 | 4011209063266 | 0.125 | KG | 108 | 108 | CP10 | CP10 | Overload relay for stand-alone installation 1...1.6 A, 1 NO + 1 NC | - | 0 | 9
3UA7011-1B |  | 3UA7011-1B | 1 | UN | 1 | 15 | C | D | N | N | 85364900 | 1 | 4011209063273 | 0.156 | KG | 108 | 108 | CP10 | CP10 | Overload relay for stand-alone installation 1.25...2 A, 1 NO + 1 NC | - | 0 | 9
3UA7011-1C |  | 3UA7011-1C | 1 | UN | 1 | 15 | C | D | N | N | 85364900 | 1 | 4011209063280 | 0.122 | KG | 108 | 108 | CP10 | CP10 | Overload relay for stand-alone installation 1.6...2.5 A, 1 NO + 1 NC | - | 0 | 9
3UA7011-1D |  | 3UA7011-1D | 1 | UN | 1 | 15 | C | D | N | N | 85364900 | 1 | 4011209063297 | 0.129 | KG | 108 | 108 | CP10 | CP10 | Overload relay for stand-alone installation 2...3.2 A, 1 NO + 1 NC | - | 0 | 9
3UA7011-1E |  | 3UA7011-1E | 1 | UN | 1 | 15 | C | D | N | N | 85364900 | 1 | 4011209063303 | 0.16 | KG | 108 | 108 | CP10 | CP10 | Overload relay for stand-alone installation 2.5...4 A, 1 NO + 1 NC | - | 0 | 9
3UA7011-1F |  | 3UA7011-1F | 1 | UN | 1 | 15 | C | D | N | N | 85364900 | 1 | 4011209063310 | 0.13 | KG | 108 | 108 | CP10 | CP10 | Overload relay for stand-alone installation 3.2...5 A, 1 NO + 1 NC | - | 0 | 9
3UA7011-1G |  | 3UA7011-1G | 1 | UN | 1 | 15 | C | D | N | N | 85364900 | 1 | 4011209063327 | 0.132 | KG | 108 | 108 | CP10 | CP10 | Overload relay for stand-alone installation 4...6.3 A, 1 NO + 1 NC | - | 0 | 9
3UA7011-1H |  | 3UA7011-1H | 1 | UN | 1 | 15 | C | D | N | N | 85364900 | 1 | 4011209063334 | 0.125 | KG | 108 | 108 | CP10 | CP10 | Overload relay for stand-alone installation 5...8 A, 1 NO + 1 NC | - | 0 | 9
3UA7011-1J |  | 3UA7011-1J | 1 | UN | 1 | 15 | C | D | N | N | 85364190 | 1 | 4011209063341 | 0.12 | KG | 108 | 108 | CP10 | CP10 | Overload relay for stand-alone installation 6.3...10 A, 1 NO + 1 NC | - | 0 | 9
3UA7011-1K |  | 3UA7011-1K | 1 | UN | 1 | 15 | C | D | N | N | 85364900 | 1 | 4011209063358 | 0.138 | KG | 108 | 108 | CP10 | CP10 | Overload relay for stand-alone installation 8...12 A, 1 NO + 1 NC | - | 0 | 9
3UA7020-0A |  | 3UA7020-0A | 1 | UN | 1 | 15 | C | D | N | N | 85364900 | 1 | 4011209063365 | 0.11 | KG | 76.05 | 76.05 | CP10 | CP10 | Overload relay for mounting to contactor 0.1...0.16 A, 1 NC | - | 0 | 9
3UA7020-0C |  | 3UA7020-0C | 1 | UN | 1 | 15 | C | D | N | N | 85364900 | 1 | 4011209063372 | 0.109 | KG | 76.05 | 76.05 | CP10 | CP10 | Overload relay for mounting to contactor 0.16...0.25 A, 1 NC | - | 0 | 9
3UA7020-0E |  | 3UA7020-0E | 1 | UN | 1 | 15 | C | D | N | N | 85364900 | 1 | 4011209063389 | 0.107 | KG | 76.05 | 76.05 | CP10 | CP10 | Overload relay for mounting to contactor 0.25...0.4 A, 1 NC | - | 0 | 9
3UA7020-0G |  | 3UA7020-0G | 1 | UN | 1 | 15 | C | D | N | N | 85364900 | 1 | 4011209063396 | 0.11 | KG | 76.05 | 76.05 | CP10 | CP10 | Overload relay for mounting to contactor 0.4...0.63 A, 1 NC | - | 0 | 9
3UA7020-0J |  | 3UA7020-0J | 1 | UN | 1 | 15 | C | D | N | N | 85364900 | 1 | 4011209063402 | 0.12 | KG | 76.05 | 76.05 | CP10 | CP10 | Overload relay for mounting to contactor 0.63...1 A, 1 NC | - | 0 | 9
3UA7020-0K |  | 3UA7020-0K | 1 | UN | 1 | 15 | C | D | N | N | 85364900 | 1 | 4011209063419 | 0.112 | KG | 76.05 | 76.05 | CP10 | CP10 | Overload relay for mounting to contactor 0.8...1.25 A, 1 NC | - | 0 | 9
3UA7020-1A |  | 3UA7020-1A | 1 | UN | 1 | 15 | C | D | N | N | 85364900 | 1 | 4011209063426 | 0.111 | KG | 76.05 | 76.05 | CP10 | CP10 | Overload relay for mounting to contactor 1...1.6 A, 1 NC | - | 0 | 9
3UA7020-1B |  | 3UA7020-1B | 1 | UN | 1 | 15 | C | D | N | N | 85364900 | 1 | 4011209063433 | 0.104 | KG | 76.05 | 76.05 | CP10 | CP10 | Overload relay for mounting to contactor 1.25...2 A, 1 NC | - | 0 | 9
3UA7020-1C |  | 3UA7020-1C | 1 | UN | 1 | 15 | C | D | N | N | 85364900 | 1 | 4011209063440 | 0.114 | KG | 76.05 | 76.05 | CP10 | CP10 | Overload relay for mounting to contactor 1.6...2.5 A, 1 NC | - | 0 | 9
3UA7020-1D |  | 3UA7020-1D | 1 | UN | 1 | 15 | C | D | N | N | 85364900 | 1 | 4011209063457 | 0.112 | KG | 76.05 | 76.05 | CP10 | CP10 | Overload relay for mounting to contactor 2...3.2 A, 1 NC | - | 0 | 9
3UA7020-1E |  | 3UA7020-1E | 1 | UN | 1 | 15 | C | D | N | N | 85364900 | 1 | 4011209063464 | 0.116 | KG | 76.05 | 76.05 | CP10 | CP10 | Overload relay for mounting to contactor 2.5...4 A, 1 NC | - | 0 | 9
3UA7020-1F |  | 3UA7020-1F | 1 | UN | 1 | 15 | C | D | N | N | 85364900 | 1 | 4011209063471 | 0.124 | KG | 76.05 | 76.05 | CP10 | CP10 | Overload relay for mounting to contactor 3.2...5 A, 1 NC | - | 0 | 9
3UA7020-1G |  | 3UA7020-1G | 1 | UN | 1 | 15 | C | D | N | N | 85364900 | 1 | 4011209063488 | 0.111 | KG | 76.05 | 76.05 | CP10 | CP10 | Overload relay for mounting to contactor 4...6.3 A, 1 NC | - | 0 | 9
3UA7020-1H |  | 3UA7020-1H | 1 | UN | 1 | 15 | C | D | N | N | 85364900 | 1 | 4011209063495 | 0.114 | KG | 76.05 | 76.05 | CP10 | CP10 | Overload relay for mounting to contactor 5...8 A, 1 NC | - | 0 | 9
3UA7020-1J |  | 3UA7020-1J | 1 | UN | 1 | 15 | C | D | N | N | 85364900 | 1 | 4011209063501 | 0.124 | KG | 76.05 | 76.05 | CP10 | CP10 | Overload relay for mounting to contactor 6.3...10 A, 1 NC | - | 0 | 9
3UA7021-0A |  | 3UA7021-0A | 1 | UN | 1 | 15 | C | D | N | N | 85364900 | 1 | 4011209063518 | 0.16 | KG | 95.4 | 95.4 | CP10 | CP10 | Overload relay for mounting to contactor 0.1...0.16 A, 1 NO + 1 NC | - | 0 | 9
3UA7021-0C |  | 3UA7021-0C | 1 | UN | 1 | 15 | C | D | N | N | 85364900 | 1 | 4011209063525 | 0.116 | KG | 95.4 | 95.4 | CP10 | CP10 | Overload relay for mounting to contactor 0.16...0.25 A, 1 NO + 1 NC | - | 0 | 9
3UA7021-0E |  | 3UA7021-0E | 1 | UN | 1 | 15 | C | D | N | N | 85364900 | 1 | 4011209063532 | 0.12 | KG | 95.4 | 95.4 | CP10 | CP10 | Overload relay for mounting to contactor 0.25...0.4 A, 1 NO + 1 NC | - | 0 | 9
3UA7021-0G |  | 3UA7021-0G | 1 | UN | 1 | 15 | C | D | N | N | 85364900 | 1 | 4011209063549 | 0.123 | KG | 95.4 | 95.4 | CP10 | CP10 | Overload relay for mounting to contactor 0.4...0.63 A, 1 NO + 1 NC | - | 0 | 9
3UA7021-0J |  | 3UA7021-0J | 1 | UN | 1 | 15 | C | D | N | N | 85364900 | 1 | 4011209063556 | 0.14 | KG | 95.4 | 95.4 | CP10 | CP10 | Overload relay for mounting to contactor 0.63...1 A, 1 NO + 1 NC | - | 0 | 9
3UA7021-0K |  | 3UA7021-0K | 1 | UN | 1 | 15 | C | D | N | N | 85364900 | 1 | 4011209063563 | 0.132 | KG | 95.4 | 95.4 | CP10 | CP10 | Overload relay for mounting to contactor 0.8...1.25 A, 1 NO + 1 NC | - | 0 | 9
3UA7021-1A |  | 3UA7021-1A | 1 | UN | 1 | 15 | C | D | N | N | 85364900 | 1 | 4011209063570 | 0.129 | KG | 95.4 | 95.4 | CP10 | CP10 | Overload relay for mounting to contactor 1...1.6 A, 1 NO + 1 NC | - | 0 | 9
3UA7021-1B |  | 3UA7021-1B | 1 | UN | 1 | 15 | C | D | N | N | 85364900 | 1 | 4011209063587 | 0.124 | KG | 95.4 | 95.4 | CP10 | CP10 | Overload relay for mounting to contactor 1.25...2 A, 1 NO + 1 NC | - | 0 | 9
3UA7021-1C |  | 3UA7021-1C | 1 | UN | 1 | 15 | C | D | N | N | 85364900 | 1 | 4011209063594 | 0.124 | KG | 95.4 | 95.4 | CP10 | CP10 | Overload relay for mounting to contactor 1.6...2.5 A, 1 NO + 1 NC | - | 0 | 9
3UA7021-1D |  | 3UA7021-1D | 1 | UN | 1 | 15 | C | D | N | N | 85364900 | 1 | 4011209063600 | 0.135 | KG | 95.4 | 95.4 | CP10 | CP10 | Overload relay for mounting to contactor 2...3.2 A, 1 NO + 1 NC | - | 0 | 9
3UA7021-1E |  | 3UA7021-1E | 1 | UN | 1 | 15 | C | D | N | N | 85364900 | 1 | 4011209063617 | 0.13 | KG | 95.4 | 95.4 | CP10 | CP10 | Overload relay for mounting to contactor 2.5...4 A, 1 NO + 1 NC | - | 0 | 9
3UA7021-1F |  | 3UA7021-1F | 1 | UN | 1 | 15 | C | D | N | N | 85364900 | 1 | 4011209063624 | 0.125 | KG | 95.4 | 95.4 | CP10 | CP10 | Overload relay for mounting to contactor 3.2...5 A, 1 NO + 1 NC | - | 0 | 9
3UA7021-1G |  | 3UA7021-1G | 1 | UN | 1 | 15 | C | D | N | N | 85364900 | 1 | 4011209063631 | 0.126 | KG | 95.4 | 95.4 | CP10 | CP10 | Overload relay for mounting to contactor 4...6.3 A, 1 NO + 1 NC | - | 0 | 9
3UA7021-1H |  | 3UA7021-1H | 1 | UN | 1 | 15 | C | D | N | N | 85364900 | 1 | 4011209063648 | 0.128 | KG | 95.4 | 95.4 | CP10 | CP10 | Overload relay for mounting to contactor 5...8 A, 1 NO + 1 NC | - | 0 | 9
3UA7021-1J |  | 3UA7021-1J | 1 | UN | 1 | 15 | C | D | N | N | 85364900 | 1 | 4011209063655 | 0.38 | KG | 95.4 | 95.4 | CP10 | CP10 | Overload relay for mounting to contactor 6.3...10 A, 1 NO + 1 NC | - | 0 | 9
3UA7900-0A |  | 3UA7900-0A | 1 | UN | 1 | 15 | C | D | N | N | 85369095 | 1 | 4011209063662 | 0.015 | KG | 16.74 | 16.74 | CP10 | CP10 | Block for overload relay 3UA7 for stand-alone installation | - | 0 | 9
3UA7900-0B |  | 3UA7900-0B | 1 | UN | 1 | 15 | C | D | N | N | 85366990 | 1 | 4011209063679 | 0.017 | KG | 5.02 | 5.02 | CP10 | CP10 | Block for overload relay 3UA7 for mounting to contactor | - | 0 | 9
3UA7900-0C |  | 3UA7900-0C | 1 | UN | 1 | 15 | C | D | N | N | 85389099 | 1 | 4011209265370 | 0.1 | KG | 3.03 | 3.03 | CP10 | CP10 | Accessories for overload relay 3UA7 Cover for basic unit | - | 0 | 9
3UA7900-0D |  | 3UA7900-0D | 1 | UN | 1 | 15 | C | D | N | N | 85389099 | 1 | 4011209174511 | 0.003 | KG | 9.09 | 9.09 | CP10 | CP10 | Accessories for overload relay 3UA7 Holder for cable release | - | 0 | 9
3UA7900-0E |  | 3UA7900-0E | 1 | UN | 1 | 15 | C | D | N | N | 85389099 | 1 | 4011209116726 | 0.005 | KG | 10.26 | 10.26 | CP10 | CP10 | Accessories for overload relay 3UA7 Cap, sealable | - | 0 | 9
3UA7901-0A |  | 3UA7901-0A | 1 | UN | 1 | 15 | C | D | N | N | 85364900 | 1 | 4011209063686 | 0.1 | KG | 23.58 | 23.58 | CP10 | CP10 | Block for overload relay 3UA7 with auxiliary switch 1 NO | - | 0 | 9
3UA7901-1A |  | 3UA7901-1A | 1 | UN | 1 | 15 | C | D | N | N | 85364900 | 1 | 4011209063693 | 0.081 | KG | 66.33 | 66.33 | CP10 | CP10 | Remote reset block, electrical for overload relay 3UA7 24 V AC 50/60 Hz / 24 V DC | - | 0 | 9
3UA7901-1C |  | 3UA7901-1C | 1 | UN | 1 | 15 | C | D | N | N | 85364900 | 1 | 4011209063709 | 0.077 | KG | 66.33 | 66.33 | CP10 | CP10 | Remote reset block, electrical for overload relay 3UA7 220-250 V AC / 50/60 Hz / 220-250 V DC | - | 0 | 9
3UA7901-1D |  | 3UA7901-1D | 1 | UN | 1 | 15 | C | D | N | N | 85364900 | 1 | 4011209063716 | 0.081 | KG | 66.33 | 66.33 | CP10 | CP10 | Remote reset block, electrical for overload relay 3UA7 110-127 V AC/50 Hz/120 V AC/60 Hz 125 V DC | - | 0 | 9
3UA7901-1E |  | 3UA7901-1E | 1 | UN | 1 | 15 | C | D | N | N | 85364900 | 1 | 4011209063723 | 0.071 | KG | 66.33 | 66.33 | CP10 | CP10 | Remote reset block, electrical for overload relay 3UA7 110-115 V AC/60 Hz/110-115 V DC | - | 0 | 9
3UA7921-1A |  | 3UA7921-1A | 1 | UN | 1 | 15 | C | D | N | N | 85364190 | 1 | 4011209063730 | 0.081 | KG | 67.5 | 67.5 | CP10 | CP10 | Remote reset block, electrical for overload relay 3UA5, 3UA6, 3UC5, 3UC6, 3UW1 24 V AC 50/60 Hz / 24 V DC | - | 0 | 9
3UA7921-1C |  | 3UA7921-1C | 1 | UN | 1 | 15 | C | D | N | N | 85364900 | 1 | 4011209063747 | 0.08 | KG | 67.5 | 67.5 | CP10 | CP10 | Remote reset block, electrical for overload relay 3UA5, 3UA6, 3UC5, 3UC6, 3UW1 220-250 V AC / 50/60 Hz / 220-250 V DC | - | 0 | 9
3UA7921-1D |  | 3UA7921-1D | 1 | UN | 1 | 15 | C | D | N | N | 85364900 | 1 | 4011209063754 | 0.08 | KG | 67.5 | 67.5 | CP10 | CP10 | Remote reset block, electrical for overload relay 3UA5, 3UA6, 3UC5, 3UC6, 3UW1 110-127 V AC/50 Hz/120 V AC/60 Hz 125 V DC | - | 0 | 9
3UA7921-1E |  | 3UA7921-1E | 1 | UN | 1 | 15 | C | D | N | N | 85364900 | 1 | 4011209063761 | 0.072 | KG | 67.5 | 67.5 | CP10 | CP10 | Remote reset block, electrical for overload relay 3UA5, 3UA6, 3UC5, 3UC6, 3UW1 110-115 V AC/60 Hz/110-115 V DC | - | 0 | 9
3UF1843-1BA00 |  | 3UF1843-1BA00 | 1 | UN | 1 | 0 | A | D | N | N | 85043121 | 1 | 4011209064881 | 0.502 | KG | 274.29 | 274.29 | CP14 | CP14 | Current transformer, 3-phase for stand-alone installation 2.5 A / 1 A, 0.1 VA | - | 0 | 7
3UF1843-2AA00 |  | 3UF1843-2AA00 | 1 | UN | 1 | 0 | A | D | N | N | 85043121 | 1 | 4011209064898 | 0.49 | KG | 274.29 | 274.29 | CP14 | CP14 | Current transformer, 3-phase for stand-alone installation 12.5 A / 1 A, 0.1 VA | - | 0 | 7
3UF1843-2BA00 |  | 3UF1843-2BA00 | 1 | UN | 1 | 0 | A | D | N | N | 85043180 | 1 | 4011209064904 | 0.49 | KG | 252.15 | 252.15 | CP14 | CP14 | Current transformer, 3-phase for stand-alone installation 25 A / 1 A, 0.1 VA | - | 0 | 7
3UF1845-2CA00 |  | 3UF1845-2CA00 | 1 | UN | 1 | 0 | A | D | N | N | 85043121 | 1 | 4011209064911 | 0.71 | KG | 361.62 | 361.62 | CP14 | CP14 | Current transformer, 3-phase for stand-alone installation 50 A / 1 A, 0.1 VA | - | 0 | 7
3UF1847-2DA00 |  | 3UF1847-2DA00 | 1 | UN | 1 | 0 | A | D | N | N | 85043121 | 1 | 4011209064928 | 1.25 | KG | 394.83 | 394.83 | CP14 | CP14 | Current transformer, 3-phase for contactor mounting and stand-alone installation 65 A / 1 A, 0.1 VA | - | 0 | 7
3UF1848-2EA00 |  | 3UF1848-2EA00 | 1 | UN | 1 | 0 | A | D | N | N | 85043121 | 1 | 4011209064935 | 1.23 | KG | 426.81 | 426.81 | CP14 | CP14 | Current transformer, 3-phase for contactor mounting and stand-alone installation 100 A / 1 A, 0.1 VA | - | 0 | 7
3UF1850-3AA00 |  | 3UF1850-3AA00 | 1 | UN | 1 | 0 | A | D | N | N | 85043121 | 1 | 4011209064942 | 1.798 | KG | 467.4 | 467.4 | CP14 | CP14 | Current transformer, 3-phase for contactor mounting and stand-alone installation 130 A / 1 A, 0.1 VA | - | 0 | 7
3UF1852-3BA00 |  | 3UF1852-3BA00 | 1 | UN | 1 | 0 | A | D | N | N | 85043121 | 1 | 4011209064959 | 1.928 | KG | 501.84 | 501.84 | CP14 | CP14 | Current transformer, 3-phase for contactor mounting and stand-alone installation 200 A / 1 A, 0.1 VA | - | 0 | 7
3UF1854-3CA00 |  | 3UF1854-3CA00 | 1 | UN | 1 | 0 | A | D | N | N | 85043121 | 1 | 4011209064966 | 3.8 | KG | 557.19 | 557.19 | CP14 | CP14 | Current transformer, 3-phase for contactor mounting and stand-alone installation 250 A / 1 A, 0.1 VA | - | 0 | 7
3UF1856-3DA00 |  | 3UF1856-3DA00 | 1 | UN | 1 | 0 | A | D | N | N | 85043121 | 1 | 4011209064973 | 3.854 | KG | 606.39 | 606.39 | CP14 | CP14 | Current transformer, 3-phase for contactor mounting and stand-alone installation 400 A / 1 A, 0.1 VA | - | 0 | 7
3UF1857-3EA00 |  | 3UF1857-3EA00 | 1 | UN | 1 | 0 | A | D | N | N | 85043121 | 1 | 4011209064980 | 4.141 | KG | 667.89 | 667.89 | CP14 | CP14 | Current transformer, 3-phase for contactor mounting and stand-alone installation 500 A / 1 A, 0.1 VA | - | 0 | 7
3UF1868-3FA00 |  | 3UF1868-3FA00 | 1 | UN | 1 | 0 | A | D | N | N | 85043121 | 1 | 4011209064997 | 7.691 | KG | 878.22 | 878.22 | CP14 | CP14 | Current transformer, 3-phase for contactor mounting and stand-alone installation 630 A / 1 A, 0.1 VA | - | 0 | 7
3UF1868-3GA00 |  | 3UF1868-3GA00 | 1 | UN | 1 | 0 | A | D | N | N | 85043121 | 1 | 4011209065000 | 8.92 | KG | 773.67 | 773.67 | CP14 | CP14 | Current transformer, 3-phase for contactor mounting and stand-alone installation 820 A / 1 A, 0.1 VA | - | 0 | 0
3UF1900-0JA00 |  | 3UF1900-0JA00 | 1 | UN | 1 | 5 | B | D | EAR99 | N | 85389099 | 1 | 4011209065147 | 0.199 | KG | 32.72 | 32.72 | CP14 | CP14 | Motherboard for stand-alone installation for converter 3UF18 50, 3UF18 52 and for overload relay 3RB12 53 for snap-on mounting on a 75 mm standard mounting rail | - | 0 | 9
3UF1900-0K |  | 3UF1900-0K | 1 | UN | 1 | 0 | A | D | N | N | 85389099 | 1 | 4011209065154 | 0.175 | KG | 25.71 | 25.71 | CP14 | CP14 | Motherboard for stand-alone installation for converter 3UF18 47, 3UF18 48 | - | 0 | 9
3UF1900-1DA00 |  | 3UF1900-1DA00 | 1 | UN | 1 | 5 | B | D | N | N | 85444290 | 1 | 4011209065246 | 0.069 | KG | 112.42 | 112.42 | CP14 | CP14 | Connection to operator panel 3UF12 9-pole, 0.5 m long with flat connector, shielded | - | 0 | 7
3UF1900-1EA00 |  | 3UF1900-1EA00 | 1 | UN | 1 | 5 | B | D | N | N | 85444290 | 1 | 4011209271500 | 0.098 | KG | 127.92 | 127.92 | CP14 | CP14 | Connection to operator panel 3UF12 9-pole, 1 m long with flat connector, shielded | - | 0 | 7
3UF1900-1GA00 |  | 3UF1900-1GA00 | 1 | UN | 1 | 5 | B | D | N | N | 85369010 | 1 | 4011209065253 | 0.056 | KG | 46.99 | 46.99 | CP14 | CP14 | T-terminal for bus connection to SINEC L2-RS 485 and PROFIBUS RS 485 | - | 0 | 9
3UF1900-1KA00 |  | 3UF1900-1KA00 | 1 | UN | 1 | 5 | B | D | N | N | 85389091 | 1 | 4011209065284 | 0.278 | KG | 120.54 | 120.54 | CP14 | CP14 | Bus termination module for SINEC L2-RS 485 and PROFIBUS RS 485 for bus connection after the last device at the bus line Supply voltage: 24 V AC 110/115/120/220/230/240 V AC 380/400/415 V AC | - | 0 | 0
3UF1900-1KB00 |  | 3UF1900-1KB00 | 1 | UN | 1 | 5 | B | D | EAR99 | N | 85389091 | 1 | 4011209065291 | 0.183 | KG | 177.12 | 177.12 | CP14 | CP14 | Bus termination module for SINEC L2-RS 485 and PROFIBUS RS 485 for bus connection after the last device at the bus line Supply voltage: 24 V DC | - | 0 | 0
3UF1900-1MA00 |  | 3UF1900-1MA00 | 1 | UN | 1 | 5 | B | D | EAR99 | N | 85444290 | 1 | 4011209626676 | 0.07 | KG | 67.9 | 67.9 | CP14 | CP14 | Connection to the expansion module 3UF51 or to operator panel 3UF52 9-pole, 0.5 m long Shielded connectors 45 degrees angled | - | 0 | 7
3UF1900-1NA00 |  | 3UF1900-1NA00 | 1 | UN | 1 | 5 | B | D | N | N | 85444290 | 1 | 4011209626683 | 0.125 | KG | 90.28 | 90.28 | CP14 | CP14 | Connection to the expansion module 3UF51 or to operator panel 3UF52 9-pole, 2 m long Shielded connectors 45 degrees angled | - | 0 | 7
3UF1900-1PA00 |  | 3UF1900-1PA00 | 1 | UN | 1 | 5 | B | D | N | N | 85444290 | 1 | 4011209626690 | 0.146 | KG | 90.28 | 90.28 | CP14 | CP14 | Connection to the expansion module 3UF51 or to operator panel 3UF52 9-pole, 2.5 m long Shielded connectors 45 degrees angled | - | 0 | 7
3UF5001-3AB00-1 |  | 3UF5001-3AB00-1 | 1 | UN | 1 | 15 | C | D | EAR99 | N | 85364900 | 1 | 4011209255982 | 0.64 | KG | 2484.6 | 2484.6 | CP14 | CP14 | SIMOCODE DP basic unit PROFIBUS DP interface 1.5 Mbaud, RS485 4I/4O freely parameterizable US: 24 V DC 1.25...6.3 A, overall width 70 mm Input for thermistor connection Monostable outputs | - | 0 | 7
3UF5001-3AB10-1 |  | 3UF5001-3AB10-1 | 1 | UN | 1 | 15 | C | D | EAR99 | N | 85364900 | 1 | 4011209293823 | 0.671 | KG | 2706 | 2706 | CP14 | CP14 | SIMOCODE DP basic unit PROFIBUS DP interface 1.5 Mbaud, RS485 4I/4O freely parameterizable US: 24 V DC 1.25...6.3 A, overall width 70 mm Input for thermistor connection Bistable outputs | - | 0 | 7
3UF5001-3AJ00-1 |  | 3UF5001-3AJ00-1 | 1 | UN | 1 | 15 | C | D | EAR99 | N | 85364900 | 1 | 4011209283541 | 0.784 | KG | 2152.5 | 2152.5 | CP14 | CP14 | SIMOCODE DP basic unit PROFIBUS DP interface 1.5 Mbaud, RS485 4I/4O freely parameterizable US: 115 V AC, 50/60 Hz 1.25...6.3 A, overall width 70 mm Input for thermistor connection Monostable outputs | - | 0 | 7
3UF5001-3AJ10-1 |  | 3UF5001-3AJ10-1 | 1 | UN | 1 | 15 | C | D | EAR99 | N | 85364900 | 1 | 4011209367968 | 0.78 | KG | 2349.3 | 2349.3 | CP14 | CP14 | SIMOCODE DP basic unit PROFIBUS DP interface 1.5 Mbaud, RS485 4I/4O freely parameterizable US: 115 V AC, 50/60 Hz 1.25...6.3 A, overall width 70 mm Input for thermistor connection Bistable outputs | - | 0 | 7
3UF5001-3AN00-1 |  | 3UF5001-3AN00-1 | 1 | UN | 1 | 15 | C | D | EAR99 | N | 85364900 | 1 | 4011209349353 | 0.785 | KG | 2152.5 | 2152.5 | CP14 | CP14 | SIMOCODE DP basic unit PROFIBUS DP interface 1.5 Mbaud, RS485 4I/4O freely parameterizable US: 230 V AC, 50/60 Hz 1.25...6.3 A, overall width 70 mm Input for thermistor connection Monostable outputs | - | 0 | 7
3UF5001-3AN10-1 |  | 3UF5001-3AN10-1 | 1 | UN | 1 | 15 | C | D | EAR99 | N | 85364900 | 1 | 4011209286405 | 0.794 | KG | 2349.3 | 2349.3 | CP14 | CP14 | SIMOCODE DP basic unit PROFIBUS DP interface 1.5 Mbaud, RS485 4I/4O freely parameterizable US: 230 V AC, 50/60 Hz 1.25...6.3 A, overall width 70 mm Input for thermistor connection Bistable outputs | - | 0 | 7
3UF5001-3BB00-1 |  | 3UF5001-3BB00-1 | 1 | UN | 1 | 15 | C | D | EAR99 | N | 85364900 | 1 | 4011209289093 | 0.674 | KG | 2484.6 | 2484.6 | CP14 | CP14 | SIMOCODE DP basic unit PROFIBUS DP interface 1.5 Mbaud, RS485 4I/4O freely parameterizable US: 24 V DC 1.25...6.3 A, overall width 70 mm Input for summation current transformer for ground fault detection Monostable outputs | - | 0 | 7
3UF5001-3BB10-1 |  | 3UF5001-3BB10-1 | 1 | UN | 1 | 15 | C | D | EAR99 | N | 85364190 | 1 | 4011209307087 | 0.718 | KG | 2706 | 2706 | CP14 | CP14 | SIMOCODE DP basic unit PROFIBUS DP interface 1.5 Mbaud, RS485 4I/4O freely parameterizable US: 24 V DC 1.25...6.3 A, overall width 70 mm Input for summation current transformer for ground fault detection Bistable outputs | - | 0 | 7
3UF5001-3BJ00-1 |  | 3UF5001-3BJ00-1 | 1 | UN | 1 | 15 | C | D | EAR99 | N | 85364900 | 1 | 4011209328600 | 0.78 | KG | 2152.5 | 2152.5 | CP14 | CP14 | SIMOCODE DP basic unit PROFIBUS DP interface 1.5 Mbaud, RS485 4I/4O freely parameterizable US: 115 V AC, 50/60 Hz 1.25...6.3 A, overall width 70 mm Input for summation current transformer for ground fault detection Monostable outputs | - | 0 | 7
3UF5001-3BJ10-1 |  | 3UF5001-3BJ10-1 | 1 | UN | 1 | 15 | C | D | EAR99 | N | 85364900 | 1 | 4011209356535 | 0.786 | KG | 2349.3 | 2349.3 | CP14 | CP14 | SIMOCODE DP basic unit PROFIBUS DP interface 1.5 Mbaud, RS485 4I/4O freely parameterizable US: 115 V AC, 50/60 Hz 1.25...6.3 A, overall width 70 mm Input for summation current transformer for ground fault detection Bistable outputs | - | 0 | 7
3UF5001-3BN00-1 |  | 3UF5001-3BN00-1 | 1 | UN | 1 | 15 | C | D | EAR99 | N | 85364900 | 1 | 4011209254602 | 0.78 | KG | 2152.5 | 2152.5 | CP14 | CP14 | SIMOCODE DP basic unit PROFIBUS DP interface 1.5 Mbaud, RS485 4I/4O freely parameterizable US: 230 V AC, 50/60 Hz 1.25...6.3 A, overall width 70 mm Input for summation current transformer for ground fault detection Monostable outputs | - | 0 | 7
3UF5001-3BN10-1 |  | 3UF5001-3BN10-1 | 1 | UN | 1 | 15 | C | D | EAR99 | N | 85364900 | 1 | 4011209355736 | 0.787 | KG | 2349.3 | 2349.3 | CP14 | CP14 | SIMOCODE DP basic unit PROFIBUS DP interface 1.5 Mbaud, RS485 4I/4O freely parameterizable US: 230 V AC, 50/60 Hz 1.25...6.3 A, overall width 70 mm Input for summation current transformer for ground fault detection Bistable outputs | - | 0 | 7
3UF5011-3AB00-1 |  | 3UF5011-3AB00-1 | 1 | UN | 1 | 15 | C | D | EAR99 | N | 85364900 | 1 | 4011209254619 | 0.674 | KG | 2484.6 | 2484.6 | CP14 | CP14 | SIMOCODE DP basic unit PROFIBUS DP interface 1.5 Mbaud, RS485 4I/4O freely parameterizable US: 24 V DC 6.3...25 A, overall width 70 mm Input for thermistor connection Monostable outputs | - | 0 | 7
3UF5011-3AB10-1 |  | 3UF5011-3AB10-1 | 1 | UN | 1 | 15 | C | D | EAR99 | N | 85364900 | 1 | 4011209339637 | 0.681 | KG | 2706 | 2706 | CP14 | CP14 | SIMOCODE DP basic unit PROFIBUS DP interface 1.5 Mbaud, RS485 4I/4O freely parameterizable US: 24 V DC 6.3...25 A, overall width 70 mm Input for thermistor connection Bistable outputs | - | 0 | 7
3UF5011-3AJ00-1 |  | 3UF5011-3AJ00-1 | 1 | UN | 1 | 15 | C | D | EAR99 | N | 85364900 | 1 | 4011209276048 | 0.78 | KG | 2152.5 | 2152.5 | CP14 | CP14 | SIMOCODE DP basic unit PROFIBUS DP interface 1.5 Mbaud, RS485 4I/4O freely parameterizable US: 115 V AC, 50/60 Hz 6.3...25 A, overall width 70 mm Input for thermistor connection Monostable outputs | - | 0 | 7
3UF5011-3AJ10-1 |  | 3UF5011-3AJ10-1 | 1 | UN | 1 | 15 | C | D | EAR99 | N | 85364900 | 1 | 4011209290051 | 0.792 | KG | 2349.3 | 2349.3 | CP14 | CP14 | SIMOCODE DP basic unit PROFIBUS DP interface 1.5 Mbaud, RS485 4I/4O freely parameterizable US: 115 V AC, 50/60 Hz 6.3...25 A, overall width 70 mm Input for thermistor connection Bistable outputs | - | 0 | 7
3UF5011-3AN00-1 |  | 3UF5011-3AN00-1 | 1 | UN | 1 | 15 | C | D | EAR99 | N | 85364900 | 1 | 4011209254626 | 0.82 | KG | 2152.5 | 2152.5 | CP14 | CP14 | SIMOCODE DP basic unit PROFIBUS DP interface 1.5 Mbaud, RS485 4I/4O freely parameterizable US: 230 V AC, 50/60 Hz 6.3...25 A, overall width 70 mm Input for thermistor connection Monostable outputs | - | 0 | 7
3UF5011-3AN10-1 |  | 3UF5011-3AN10-1 | 1 | UN | 1 | 15 | C | D | EAR99 | N | 85364900 | 1 | 4011209308541 | 0.8 | KG | 2349.3 | 2349.3 | CP14 | CP14 | SIMOCODE DP basic unit PROFIBUS DP interface 1.5 Mbaud, RS485 4I/4O freely parameterizable US: 230 V AC, 50/60 Hz 6.3...25 A, overall width 70 mm Input for thermistor connection Bistable outputs | - | 0 | 7
3UF5011-3BB00-1 |  | 3UF5011-3BB00-1 | 1 | UN | 1 | 15 | C | D | EAR99 | N | 85364900 | 1 | 4011209308138 | 0.66 | KG | 2484.6 | 2484.6 | CP14 | CP14 | SIMOCODE DP basic unit PROFIBUS DP interface 1.5 Mbaud, RS485 4I/4O freely parameterizable US: 24 V DC 6.3...25 A, overall width 70 mm Input for summation current transformer for ground fault detection Monostable outputs | - | 0 | 7
3UF5011-3BB10-1 |  | 3UF5011-3BB10-1 | 1 | UN | 1 | 15 | C | D | EAR99 | N | 85364190 | 1 | 4011209308121 | 0.67 | KG | 2706 | 2706 | CP14 | CP14 | SIMOCODE DP basic unit PROFIBUS DP interface 1.5 Mbaud, RS485 4I/4O freely parameterizable US: 24 V DC 6.3...25 A, overall width 70 mm Input for summation current transformer for ground fault detection Bistable outputs | - | 0 | 7
3UF5011-3BJ00-1 |  | 3UF5011-3BJ00-1 | 1 | UN | 1 | 15 | C | D | EAR99 | N | 85364900 | 1 | 4011209276086 | 0.786 | KG | 2152.5 | 2152.5 | CP14 | CP14 | SIMOCODE DP basic unit PROFIBUS DP interface 1.5 Mbaud, RS485 4I/4O freely parameterizable US: 115 V AC, 50/60 Hz 6.3...25 A, overall width 70 mm Input for summation current transformer for ground fault detection Monostable outputs | - | 0 | 7
3UF5011-3BJ10-1 |  | 3UF5011-3BJ10-1 | 1 | UN | 1 | 15 | C | D | EAR99 | N | 85364900 | 1 | 4011209369047 | 0.787 | KG | 2349.3 | 2349.3 | CP14 | CP14 | SIMOCODE DP basic unit PROFIBUS DP interface 1.5 Mbaud, RS485 4I/4O freely parameterizable US: 115 V AC, 50/60 Hz 6.3...25 A, overall width 70 mm Input for summation current transformer for ground fault detection Bistable outputs | - | 0 | 7
3UF5011-3BN00-1 |  | 3UF5011-3BN00-1 | 1 | UN | 1 | 15 | C | D | EAR99 | N | 85364900 | 1 | 4011209265653 | 0.78 | KG | 2152.5 | 2152.5 | CP14 | CP14 | SIMOCODE DP basic unit PROFIBUS DP interface 1.5 Mbaud, RS485 4I/4O freely parameterizable US: 230 V AC, 50/60 Hz 6.3...25 A, overall width 70 mm Input for summation current transformer for ground fault detection Monostable outputs | - | 0 | 7
3UF5011-3BN10-1 |  | 3UF5011-3BN10-1 | 1 | UN | 1 | 15 | C | D | EAR99 | N | 85364900 | 1 | 4011209295322 | 0.792 | KG | 2349.3 | 2349.3 | CP14 | CP14 | SIMOCODE DP basic unit PROFIBUS DP interface 1.5 Mbaud, RS485 4I/4O freely parameterizable US: 230 V AC, 50/60 Hz 6.3...25 A, overall width 70 mm Input for summation current transformer for ground fault detection Bistable outputs | - | 0 | 7
3UF5021-3AB00-1 |  | 3UF5021-3AB00-1 | 1 | UN | 1 | 15 | C | D | EAR99 | N | 85364190 | 1 | 4011209254633 | 0.663 | KG | 2484.6 | 2484.6 | CP14 | CP14 | SIMOCODE DP basic unit PROFIBUS DP interface 1.5 Mbaud, RS485 4I/4O freely parameterizable US: 24 V DC 25...100 A, overall width 70 mm Input for thermistor connection Monostable outputs | - | 0 | 7
3UF5021-3AB10-1 |  | 3UF5021-3AB10-1 | 1 | UN | 1 | 15 | C | D | EAR99 | N | 85364190 | 1 | 4011209344525 | 0.655 | KG | 2706 | 2706 | CP14 | CP14 | SIMOCODE DP basic unit PROFIBUS DP interface 1.5 Mbaud, RS485 4I/4O freely parameterizable US: 24 V DC 25...100 A, overall width 70 mm Input for thermistor connection Bistable outputs | - | 0 | 7
3UF5021-3AJ00-1 |  | 3UF5021-3AJ00-1 | 1 | UN | 1 | 15 | C | D | EAR99 | N | 85364900 | 1 | 4011209276055 | 0.87 | KG | 2152.5 | 2152.5 | CP14 | CP14 | SIMOCODE DP basic unit PROFIBUS DP interface 1.5 Mbaud, RS485 4I/4O freely parameterizable US: 115 V AC, 50/60 Hz 25...100 A, overall width 70 mm Input for thermistor connection Monostable outputs | - | 0 | 7
3UF5021-3AJ10-1 |  | 3UF5021-3AJ10-1 | 1 | UN | 1 | 15 | C | D | EAR99 | N | 85364900 | 1 | 4011209368910 | 0.769 | KG | 2349.3 | 2349.3 | CP14 | CP14 | SIMOCODE DP basic unit PROFIBUS DP interface 1.5 Mbaud, RS485 4I/4O freely parameterizable US: 115 V AC, 50/60 Hz 25...100 A, overall width 70 mm Input for thermistor connection Bistable outputs | - | 0 | 7
3UF5021-3AN00-1 |  | 3UF5021-3AN00-1 | 1 | UN | 1 | 15 | C | D | EAR99 | N | 85364900 | 1 | 4011209254640 | 0.76 | KG | 2152.5 | 2152.5 | CP14 | CP14 | SIMOCODE DP basic unit PROFIBUS DP interface 1.5 Mbaud, RS485 4I/4O freely parameterizable US: 230 V AC, 50/60 Hz 25...100 A, overall width 70 mm Input for thermistor connection Monostable outputs | - | 0 | 7
3UF5021-3AN10-1 |  | 3UF5021-3AN10-1 | 1 | UN | 1 | 15 | C | D | EAR99 | N | 85364900 | 1 | 4011209308589 | 0.774 | KG | 2349.3 | 2349.3 | CP14 | CP14 | SIMOCODE DP basic unit PROFIBUS DP interface 1.5 Mbaud, RS485 4I/4O freely parameterizable US: 230 V AC, 50/60 Hz 25...100 A, overall width 70 mm Input for thermistor connection Bistable outputs | - | 0 | 7
3UF5021-3BB00-1 |  | 3UF5021-3BB00-1 | 1 | UN | 1 | 15 | C | D | EAR99 | N | 85364900 | 1 | 4011209328150 | 0.649 | KG | 2484.6 | 2484.6 | CP14 | CP14 | SIMOCODE DP basic unit PROFIBUS DP interface 1.5 Mbaud, RS485 4I/4O freely parameterizable US: 24 V DC 25...100 A, overall width 70 mm Input for summation current transformer for ground fault detection Monostable outputs | - | 0 | 7
3UF5021-3BB10-1 |  | 3UF5021-3BB10-1 | 1 | UN | 1 | 15 | C | D | EAR99 | N | 85364190 | 1 | 4011209351950 | 0.66 | KG | 2706 | 2706 | CP14 | CP14 | SIMOCODE DP basic unit PROFIBUS DP interface 1.5 Mbaud, RS485 4I/4O freely parameterizable US: 24 V DC 25...100 A, overall width 70 mm Input for summation current transformer for ground fault detection Bistable outputs | - | 0 | 7
3UF5021-3BJ00-1 |  | 3UF5021-3BJ00-1 | 1 | UN | 1 | 15 | C | D | EAR99 | N | 85364900 | 1 | 4011209276093 | 0.773 | KG | 2152.5 | 2152.5 | CP14 | CP14 | SIMOCODE DP basic unit PROFIBUS DP interface 1.5 Mbaud, RS485 4I/4O freely parameterizable US: 115 V AC, 50/60 Hz 25...100 A, overall width 70 mm Input for summation current transformer for ground fault detection Monostable outputs | - | 0 | 7
3UF5021-3BJ10-1 |  | 3UF5021-3BJ10-1 | 1 | UN | 1 | 15 | C | D | EAR99 | N | 85364900 | 1 | 4011209341388 | 0.777 | KG | 2349.3 | 2349.3 | CP14 | CP14 | SIMOCODE DP basic unit PROFIBUS DP interface 1.5 Mbaud, RS485 4I/4O freely parameterizable US: 115 V AC, 50/60 Hz 25...100 A, overall width 70 mm Input for summation current transformer for ground fault detection Bistable outputs | - | 0 | 7
3UF5021-3BN00-1 |  | 3UF5021-3BN00-1 | 1 | UN | 1 | 15 | C | D | EAR99 | N | 85364900 | 1 | 4011209276123 | 0.78 | KG | 2152.5 | 2152.5 | CP14 | CP14 | SIMOCODE DP basic unit PROFIBUS DP interface 1.5 Mbaud, RS485 4I/4O freely parameterizable US: 230 V AC, 50/60 Hz 25...100 A, overall width 70 mm Input for summation current transformer for ground fault detection Monostable outputs | - | 0 | 7
3UF5021-3BN10-1 |  | 3UF5021-3BN10-1 | 1 | UN | 1 | 15 | C | D | EAR99 | N | 85364900 | 1 | 4011209356672 | 0.76 | KG | 2349.3 | 2349.3 | CP14 | CP14 | SIMOCODE DP basic unit PROFIBUS DP interface 1.5 Mbaud, RS485 4I/4O freely parameterizable US: 230 V AC, 50/60 Hz 25...100 A, overall width 70 mm Input for summation current transformer for ground fault detection Bistable outputs | - | 0 | 7
3UF5031-3AB00-1 |  | 3UF5031-3AB00-1 | 1 | UN | 1 | 15 | C | D | EAR99 | N | 85364900 | 1 | 4011209254657 | 1.485 | KG | 3025.8 | 3025.8 | CP14 | CP14 | SIMOCODE DP basic unit PROFIBUS DP interface 1.5 Mbaud, RS485 4I/4O freely parameterizable US: 24 V DC 50...205 A, overall width 120 mm Input for thermistor connection Monostable outputs | - | 0 | 7
3UF5031-3AB10-1 |  | 3UF5031-3AB10-1 | 1 | UN | 1 | 15 | C | D | EAR99 | N | 85364900 | 1 | 4011209369115 | 1.453 | KG | 3259.5 | 3259.5 | CP14 | CP14 | SIMOCODE DP basic unit PROFIBUS DP interface 1.5 Mbaud, RS485 4I/4O freely parameterizable US: 24 V DC 50...205 A, overall width 120 mm Input for thermistor connection Bistable outputs | - | 0 | 7
3UF5031-3AJ00-1 |  | 3UF5031-3AJ00-1 | 1 | UN | 1 | 15 | C | D | EAR99 | N | 85364900 | 1 | 4011209276062 | 1.575 | KG | 2718.3 | 2718.3 | CP14 | CP14 | SIMOCODE DP basic unit PROFIBUS DP interface 1.5 Mbaud, RS485 4I/4O freely parameterizable US: 115 V AC, 50/60 Hz 50...205 A, overall width 120 mm Input for thermistor connection Monostable outputs | - | 0 | 7
3UF5031-3AJ10-1 |  | 3UF5031-3AJ10-1 | 1 | UN | 1 | 15 | C | D | EAR99 | N | 85364900 | 1 | 4011209369122 | 1.562 | KG | 2902.8 | 2902.8 | CP14 | CP14 | SIMOCODE DP basic unit PROFIBUS DP interface 1.5 Mbaud, RS485 4I/4O freely parameterizable US: 115 V AC, 50/60 Hz 50...205 A, overall width 120 mm Input for thermistor connection Bistable outputs | - | 0 | 7
3UF5031-3AN00-1 |  | 3UF5031-3AN00-1 | 1 | UN | 1 | 15 | C | D | EAR99 | N | 85364900 | 1 | 4011209254664 | 1.5 | KG | 2718.3 | 2718.3 | CP14 | CP14 | SIMOCODE DP basic unit PROFIBUS DP interface 1.5 Mbaud, RS485 4I/4O freely parameterizable US: 230 V AC, 50/60 Hz 50...205 A, overall width 120 mm Input for thermistor connection Monostable outputs | - | 0 | 7
3UF5031-3AN10-1 |  | 3UF5031-3AN10-1 | 1 | UN | 1 | 15 | C | D | EAR99 | N | 85364900 | 1 | 4011209308558 | 1.581 | KG | 2902.8 | 2902.8 | CP14 | CP14 | SIMOCODE DP basic unit PROFIBUS DP interface 1.5 Mbaud, RS485 4I/4O freely parameterizable US: 230 V AC, 50/60 Hz 50...205 A, overall width 120 mm Input for thermistor connection Bistable outputs | - | 0 | 7
3UF5031-3BB00-1 |  | 3UF5031-3BB00-1 | 1 | UN | 1 | 15 | C | D | EAR99 | N | 85364900 | 1 | 4011209333314 | 1.46 | KG | 3025.8 | 3025.8 | CP14 | CP14 | SIMOCODE DP basic unit PROFIBUS DP interface 1.5 Mbaud, RS485 4I/4O freely parameterizable US: 24 V DC 50...205 A, overall width 120 mm Input for summation current transformer for ground fault detection Monostable outputs | - | 0 | 7
3UF5031-3BB10-1 |  | 3UF5031-3BB10-1 | 1 | UN | 1 | 15 | C | D | EAR99 | N | 85364900 | 1 | 4011209369511 | 1.458 | KG | 3259.5 | 3259.5 | CP14 | CP14 | SIMOCODE DP basic unit PROFIBUS DP interface 1.5 Mbaud, RS485 4I/4O freely parameterizable US: 24 V DC 50...205 A, overall width 120 mm Input for summation current transformer for ground fault detection Bistable outputs | - | 0 | 7
3UF5031-3BJ00-1 |  | 3UF5031-3BJ00-1 | 1 | UN | 1 | 15 | C | D | EAR99 | N | 85364900 | 1 | 4011209276109 | 1.6 | KG | 2718.3 | 2718.3 | CP14 | CP14 | SIMOCODE DP basic unit PROFIBUS DP interface 1.5 Mbaud, RS485 4I/4O freely parameterizable US: 115 V AC, 50/60 Hz 50...205 A, overall width 120 mm Input for summation current transformer for ground fault detection Monostable outputs | - | 0 | 7
3UF5031-3BJ10-1 |  | 3UF5031-3BJ10-1 | 1 | UN | 1 | 15 | C | D | EAR99 | N | 85364900 | 1 | 4011209369528 | 1.608 | KG | 2902.8 | 2902.8 | CP14 | CP14 | SIMOCODE DP basic unit PROFIBUS DP interface 1.5 Mbaud, RS485 4I/4O freely parameterizable US: 115 V AC, 50/60 Hz 50...205 A, overall width 120 mm Input for summation current transformer for ground fault detection Bistable outputs | - | 0 | 7
3UF5031-3BN00-1 |  | 3UF5031-3BN00-1 | 1 | UN | 1 | 15 | C | D | EAR99 | N | 85364900 | 1 | 4011209276130 | 1.59 | KG | 2718.3 | 2718.3 | CP14 | CP14 | SIMOCODE DP basic unit PROFIBUS DP interface 1.5 Mbaud, RS485 4I/4O freely parameterizable US: 230 V AC, 50/60 Hz 50...205 A, overall width 120 mm Input for summation current transformer for ground fault detection Monostable outputs | - | 0 | 7
3UF5031-3BN10-1 |  | 3UF5031-3BN10-1 | 1 | UN | 1 | 15 | C | D | EAR99 | N | 85364900 | 1 | 4011209355927 | 1.547 | KG | 2902.8 | 2902.8 | CP14 | CP14 | SIMOCODE DP basic unit PROFIBUS DP interface 1.5 Mbaud, RS485 4I/4O freely parameterizable US: 230 V AC, 50/60 Hz 50...205 A, overall width 120 mm Input for summation current transformer for ground fault detection Bistable outputs | - | 0 | 7
3UF5041-3AB00-1 |  | 3UF5041-3AB00-1 | 1 | UN | 1 | 15 | C | D | EAR99 | N | 85364900 | 1 | 4011209254671 | 2.265 | KG | 3271.8 | 3271.8 | CP14 | CP14 | SIMOCODE DP basic unit PROFIBUS DP interface 1.5 Mbaud, RS485 4I/4O freely parameterizable US: 24 V DC 125...500 A, overall width 145 mm Input for thermistor connection Monostable outputs | - | 0 | 7
3UF5041-3AB10-1 |  | 3UF5041-3AB10-1 | 1 | UN | 1 | 15 | C | D | EAR99 | N | 85364900 | 1 | 4011209368934 | 2.295 | KG | 3468.6 | 3468.6 | CP14 | CP14 | SIMOCODE DP basic unit PROFIBUS DP interface 1.5 Mbaud, RS485 4I/4O freely parameterizable US: 24 V DC 125...500 A, overall width 145 mm Input for thermistor connection Bistable outputs | - | 0 | 7
3UF5041-3AJ00-1 |  | 3UF5041-3AJ00-1 | 1 | UN | 1 | 15 | C | D | EAR99 | N | 85364900 | 1 | 4011209275522 | 2.41 | KG | 2915.1 | 2915.1 | CP14 | CP14 | SIMOCODE DP basic unit PROFIBUS DP interface 1.5 Mbaud, RS485 4I/4O freely parameterizable US: 115 V AC, 50/60 Hz 125...500 A, overall width 145 mm Input for thermistor connection Monostable outputs | - | 0 | 7
3UF5041-3AJ10-1 |  | 3UF5041-3AJ10-1 | 1 | UN | 1 | 15 | C | D | EAR99 | N | 85365080 | 1 | 4011209332225 | 2.425 | KG | 3136.5 | 3136.5 | CP14 | CP14 | SIMOCODE DP basic unit PROFIBUS DP interface 1.5 Mbaud, RS485 4I/4O freely parameterizable US: 115 V AC, 50/60 Hz 125...500 A, overall width 145 mm Input for thermistor connection Bistable outputs | - | 0 | 7
3UF5041-3AN00-1 |  | 3UF5041-3AN00-1 | 1 | UN | 1 | 15 | C | D | EAR99 | N | 85364900 | 1 | 4011209254688 | 2.4 | KG | 2915.1 | 2915.1 | CP14 | CP14 | SIMOCODE DP basic unit PROFIBUS DP interface 1.5 Mbaud, RS485 4I/4O freely parameterizable US: 230 V AC, 50/60 Hz 125...500 A, overall width 145 mm Input for thermistor connection Monostable outputs | - | 0 | 7
3UF5041-3AN10-1 |  | 3UF5041-3AN10-1 | 1 | UN | 1 | 15 | C | D | EAR99 | N | 85364900 | 1 | 4011209368941 | 2.412 | KG | 3136.5 | 3136.5 | CP14 | CP14 | SIMOCODE DP basic unit PROFIBUS DP interface 1.5 Mbaud, RS485 4I/4O freely parameterizable US: 230 V AC, 50/60 Hz 125...500 A, overall width 145 mm Input for thermistor connection Bistable outputs | - | 0 | 7
3UF5041-3BB00-1 |  | 3UF5041-3BB00-1 | 1 | UN | 1 | 15 | C | D | EAR99 | N | 85364900 | 1 | 4011209361089 | 2.296 | KG | 3271.8 | 3271.8 | CP14 | CP14 | SIMOCODE DP basic unit PROFIBUS DP interface 1.5 Mbaud, RS485 4I/4O freely parameterizable US: 24 V DC 125...500 A, overall width 145 mm Input for summation current transformer for ground fault detection Monostable outputs | - | 0 | 7
3UF5041-3BB10-1 |  | 3UF5041-3BB10-1 | 1 | UN | 1 | 15 | C | D | EAR99 | N | 85364900 | 1 | 4011209331570 | 2.3 | KG | 3468.6 | 3468.6 | CP14 | CP14 | SIMOCODE DP basic unit PROFIBUS DP interface 1.5 Mbaud, RS485 4I/4O freely parameterizable US: 24 V DC 125...500 A, overall width 145 mm Input for summation current transformer for ground fault detection Bistable outputs | - | 0 | 7
3UF5041-3BJ00-1 |  | 3UF5041-3BJ00-1 | 1 | UN | 1 | 15 | C | D | EAR99 | N | 85364900 | 1 | 4011209276345 | 2.395 | KG | 2915.1 | 2915.1 | CP14 | CP14 | SIMOCODE DP basic unit PROFIBUS DP interface 1.5 Mbaud, RS485 4I/4O freely parameterizable US: 115 V AC, 50/60 Hz 125...500 A, overall width 145 mm Input for summation current transformer for ground fault detection Monostable outputs | - | 0 | 7
3UF5041-3BJ10-1 |  | 3UF5041-3BJ10-1 | 1 | UN | 1 | 15 | C | D | EAR99 | N | 85365080 | 1 | 4011209277243 | 2.408 | KG | 3136.5 | 3136.5 | CP14 | CP14 | SIMOCODE DP basic unit PROFIBUS DP interface 1.5 Mbaud, RS485 4I/4O freely parameterizable US: 115 V AC, 50/60 Hz 125...500 A, overall width 145 mm Input for summation current transformer for ground fault detection Bistable outputs | - | 0 | 7
3UF5041-3BN00-1 |  | 3UF5041-3BN00-1 | 1 | UN | 1 | 15 | C | D | EAR99 | N | 85364900 | 1 | 4011209276147 | 2.39 | KG | 2915.1 | 2915.1 | CP14 | CP14 | SIMOCODE DP basic unit PROFIBUS DP interface 1.5 Mbaud, RS485 4I/4O freely parameterizable US: 230 V AC, 50/60 Hz 125...500 A, overall width 145 mm Input for summation current transformer for ground fault detection Monostable outputs | - | 0 | 7
3UF5041-3BN10-1 |  | 3UF5041-3BN10-1 | 1 | UN | 1 | 15 | C | D | EAR99 | N | 85365080 | 1 | 4011209336216 | 2.4 | KG | 3136.5 | 3136.5 | CP14 | CP14 | SIMOCODE DP basic unit PROFIBUS DP interface 1.5 Mbaud, RS485 4I/4O freely parameterizable US: 230 V AC, 50/60 Hz 125...500 A, overall width 145 mm Input for summation current transformer for ground fault detection Bistable outputs | - | 0 | 7
3UF5051-3AB00-1 |  | 3UF5051-3AB00-1 | 1 | UN | 1 | 15 | C | D | EAR99 | N | 85364190 | 1 | 4011209254695 | 4.228 | KG | 3271.8 | 3271.8 | CP14 | CP14 | SIMOCODE DP basic unit PROFIBUS DP interface 1.5 Mbaud, RS485 4I/4O freely parameterizable US: 24 V DC 200...820 A, overall width 230 mm Input for thermistor connection Monostable outputs | - | 0 | 7
3UF5051-3AB10-1 |  | 3UF5051-3AB10-1 | 1 | UN | 1 | 15 | C | D | EAR99 | N | 85364190 | 1 | 4011209368958 | 4.337 | KG | 3468.6 | 3468.6 | CP14 | CP14 | SIMOCODE DP basic unit PROFIBUS DP interface 1.5 Mbaud, RS485 4I/4O freely parameterizable US: 24 V DC 200...820 A, overall width 230 mm Input for thermistor connection Bistable outputs | - | 0 | 7
3UF5051-3AJ00-1 |  | 3UF5051-3AJ00-1 | 1 | UN | 1 | 15 | C | D | EAR99 | N | 85364900 | 1 | 4011209276079 | 4.422 | KG | 2915.1 | 2915.1 | CP14 | CP14 | Basic unit SIMOCODE DP PROFIBUS DP interface 1,5 MBaud, RS485 4I/4O freely parameterizable US: 115 V AC, 50/60 Hz 200...820 A, Overall width 230 mm Input for thermistor connection monostable outputs | - | 0 | 7
3UF5051-3AJ10-1 |  | 3UF5051-3AJ10-1 | 1 | UN | 1 | 15 | C | D | EAR99 | N | 85364900 | 1 | 4011209332218 | 4.423 | KG | 3136.5 | 3136.5 | CP14 | CP14 | Basic unit SIMOCODE DP PROFIBUS DP interface 1,5 MBaud, RS485 4I/4O freely parameterizable US: 115 V AC, 50/60 Hz 200...820 A, Overall width 230 mm Input for thermistor connection bistable outputs | - | 0 | 7
3UF5051-3AN00-1 |  | 3UF5051-3AN00-1 | 1 | UN | 1 | 15 | C | D | EAR99 | N | 85364900 | 1 | 4011209254701 | 4.636 | KG | 2915.1 | 2915.1 | CP14 | CP14 | Basic unit SIMOCODE DP PROFIBUS DP interface 1,5 MBaud, RS485 4I/4O freely parameterizable US: 230 V AC, 50/60 Hz 200...820 A, Overall width 230 mm Input for thermistor connection monostable outputs | - | 0 | 7
3UF5051-3AN10-1 |  | 3UF5051-3AN10-1 | 1 | UN | 1 | 15 | C | D | EAR99 | N | 85364900 | 1 | 4011209368965 | 4.426 | KG | 3136.5 | 3136.5 | CP14 | CP14 | Basic unit SIMOCODE DP PROFIBUS DP interface 1,5 MBaud, RS485 4I/4O freely parameterizable US: 230 V AC, 50/60 Hz 200...820 A, Overall width 230 mm Input for thermistor connection bistable outputs | - | 0 | 7
3UF5051-3BB00-1 |  | 3UF5051-3BB00-1 | 1 | UN | 1 | 15 | C | D | EAR99 | N | 85364190 | 1 | 4011209369139 | 4.337 | KG | 3271.8 | 3271.8 | CP14 | CP14 | Basic unit SIMOCODE DP PROFIBUS DP interface 1,5 MBaud, RS485 4I/4O freely parameterizable US: 24 V DC 200...820 A, Overall width 230 mm Input for summation current transformers for ground fault detection monostable outputs | - | 0 | 7
3UF5051-3BB10-1 |  | 3UF5051-3BB10-1 | 1 | UN | 1 | 15 | C | D | EAR99 | N | 85364190 | 1 | 4011209369535 | 4.32 | KG | 3468.6 | 3468.6 | CP14 | CP14 | Basic unit SIMOCODE DP PROFIBUS DP interface 1,5 MBaud, RS485 4I/4O freely parameterizable US: 24 V DC 200...820 A, Overall width 230 mm Input for summation current transformers for ground fault detection bistable outputs | - | 0 | 7
3UF5051-3BJ00-1 |  | 3UF5051-3BJ00-1 | 1 | UN | 1 | 15 | C | D | EAR99 | N | 85364900 | 1 | 4011209276116 | 4.42 | KG | 2915.1 | 2915.1 | CP14 | CP14 | Basic unit SIMOCODE DP PROFIBUS DP interface 1,5 MBaud, RS485 4I/4O freely parameterizable US: 115 V AC, 50/60 Hz 200...820 A, Overall width 230 mm Input for summation current transformers for ground fault detection monostable outputs | - | 0 | 7
3UF5051-3BJ10-1 |  | 3UF5051-3BJ10-1 | 1 | UN | 1 | 15 | C | D | EAR99 | N | 85364900 | 1 | 4011209369542 | 4.357 | KG | 3136.5 | 3136.5 | CP14 | CP14 | Basic unit SIMOCODE DP PROFIBUS DP interface 1,5 MBaud, RS485 4I/4O freely parameterizable US: 115 V AC, 50/60 Hz 200...820 A, Overall width 230 mm Input for summation current transformers for ground fault detection bistable outputs | - | 0 | 7
3UF5051-3BN00-1 |  | 3UF5051-3BN00-1 | 1 | UN | 1 | 15 | C | D | EAR99 | N | 85364900 | 1 | 4011209276154 | 4.351 | KG | 2915.1 | 2915.1 | CP14 | CP14 | Basic unit SIMOCODE DP PROFIBUS DP interface 1,5 MBaud, RS485 4I/4O freely parameterizable US: 230 V AC, 50/60 Hz 200...820 A, Overall width 230 mm Input for summation current transformers for ground fault detection monostable outputs | - | 0 | 7
3UF5051-3BN10-1 |  | 3UF5051-3BN10-1 | 1 | UN | 1 | 15 | C | D | EAR99 | N | 85364900 | 1 | 4011209369146 | 4.5 | KG | 3136.5 | 3136.5 | CP14 | CP14 | Basic unit SIMOCODE DP PROFIBUS DP interface 1,5 MBaud, RS485 4I/4O freely parameterizable US: 230 V AC, 50/60 Hz 200...820 A, Overall width 230 mm Input for summation current transformers for ground fault detection bistable outputs | - | 0 | 7
3UF5100-0AB00 |  | 3UF5100-0AB00 | 1 | UN | 1 | 15 | C | D | EAR99 | N | 85364900 | 1 | 4011209280472 | 0.41 | KG | 1266.9 | 1266.9 | CP14 | CP14 | Expansion module 8 inputs and 4 outputs, Input voltage 24 V DC monostable outputs active for monostable basic unit bistable outputs active for bistable basic unit | - | 0 | 7
3UF5100-0AJ00 |  | 3UF5100-0AJ00 | 1 | UN | 1 | 15 | C | D | EAR99 | N | 85364900 | 1 | 4011209280489 | 0.432 | KG | 1266.9 | 1266.9 | CP14 | CP14 | Expansion module 8 inputs and 4 outputs, Input voltage AC 115 V monostable outputs active for monostable basic unit bistable outputs active for bistable basic unit with bistable basic unit | - | 0 | 7
3UF5100-0AN00 |  | 3UF5100-0AN00 | 1 | UN | 1 | 15 | C | D | EAR99 | N | 85364900 | 1 | 4011209280496 | 0.42 | KG | 1266.9 | 1266.9 | CP14 | CP14 | Expansion module 8 inputs and 4 outputs, Input voltage 230 V AC monostable outputs active for bistable basic unit for monostable basic unit bistable outputs active for bistable basic unit | - | 0 | 7
3UF5202-1AA00-1 |  | 3UF5202-1AA00-1 | 1 | UN | 1 | 15 | C | D | N | N | 85371098 | 1 | 4011209254718 | 0.137 | KG | 756.45 | 756.45 | CP14 | CP14 | Terminal module SIMOCODE DP installation in control cabinet door can be plugged onto 3UF50 8 LEDs for status display and manual control buttons | - | 0 | 7
3UF5202-1AA00-1AA1 |  | 3UF5202-1AA00-1AA1 | 1 | UN | 1 | 0 | A | D | N | N | 85371098 | 1 | 4011209442108 | 0.137 | KG | 600.24 | 600.24 | CP14 | CP14 | Terminal module SIMOCODE DP installation in control cabinet door can be plugged onto 3UF50 8 LEDs for status display and manual control buttons changed front foil and changed LED colors | - | 0 | 9
3UF5202-1AA00-1AA2 |  | 3UF5202-1AA00-1AA2 | 1 | UN | 1 | 0 | A | D | EAR99 | N | 85371098 | 1 | 4011209528765 | 0.13 | KG | 658.05 | 658.05 | CP14 | CP14 | Terminal module SIMOCODE DP installation in control cabinet door can be plugged onto 3UF50 8 LEDs for status display and manual control buttons and modified LED colors | - | 0 | 9
3UF5202-1AA00-1AA3 |  | 3UF5202-1AA00-1AA3 | 1 | UN | 1 | 15 | C | D | N | N | 85389099 | 1 | 4011209890473 | 0.058 | KG | 48.34 | 48.34 | CP14 | CP14 | Replacement enclosure for SIMOCODE DP Operator panel 3UF5202-1AA00-1 | - | 0 | 9
3UF5700-0AA00-0 |  | 3UF5700-0AA00-0 | 1 | UN | 1 | 15 | C | D | EAR99 | N | 49011000 | 1 | 4011209281264 | 0.842 | KG | 51.17 | 51.17 | CP14 | CP14 | System manual German | - | 0 | 7
3UF5710-0AA00-0 |  | 3UF5710-0AA00-0 | 1 | UN | 1 | 2 | A | D | EAR99S | N | 85234920 | 1 | 4011209385399 | 0.21 | KG | 3936 | 3936 | CP14 | CP14 | WIN-SIMOCODE-DP/PROFESSIONAL Parameterization and service software for SIMOCODE-DP (3UF5) DPV1 and RS232, executable on PG/PC under MS-Windows XP Professional MS-Windows 7 32/64 bit Prof. Ultimate/Enterprise Type of delivery: CD, single license | - | 0 | 7
3UF5710-0AA00-2 |  | 3UF5710-0AA00-2 | 1 | UN | 1 | 2 | A | D | 5D992 | N | 85234920 | 1 | 4019169125505 | 0.235 | KG | 1055.34 | 1055.34 | CP14 | CP14 | WIN-SIMOCODE-DP/PROFESSIONAL parameterization and Service software for SIMOCODE-DP Interfaces: DPV1 and RS-232 can execute on PG/PC with WIN95/98/2000/ME/XP or WIN NT 4.X Type of delivery: CD upgrade V1.0/V1.1/V1.2 to V1.3 | - | 0 | 7
3UF5711-0AA00-0 |  | 3UF5711-0AA00-0 | 1 | UN | 1 | 2 | A | D | EAR99S | N | 85234920 | 1 | 4011209385405 | 0.22 | KG | 1044.27 | 1044.27 | CP14 | CP14 | WIN-SIMOCODE-DP/SMART Parameterization and service software for SIMOCODE-DP (3UF5) Interface: RS232 executable on PG/PC under MS-Windows XP Professional MS-Windows 7 32/64 bit Prof. Ultimate/Enterprise Type of delivery: CD, single license | - | 0 | 7
3UF5712-0AA00-0 |  | 3UF5712-0AA00-0 | 1 | UN | 1 | 2 | A | D | EAR99S | N | 85234920 | 1 | 4011209385412 | 0.21 | KG | 1316.1 | 1316.1 | CP14 | CP14 | OM-SIMOCODE-DP STEP7 object manager for calling WIN-SIMOCODE-DP Professional from STEP7 executable on PG/PC under STEP7 Version 4.X and 5.X Type of delivery: CD | - | 0 | 7
3UF5720-0AA10-0 |  | 3UF5720-0AA10-0 | 1 | UN | 1 | 2 | A | D | N | N | 85234920 | 1 | 4019169121262 | 0.212 | KG | 2619.9 | 2619.9 | CP14 | CP14 | PCS 7 function block SIMOCODE-DP, V 6.0 Function block and faceplate for installation of SIMOCODE-DP in the process control system PCS 7 for the PCS 7 version V6.0 Type of delivery: on CD,single license | - | 0 | 7
3UF5720-0AA20-0 |  | 3UF5720-0AA20-0 | 1 | UN | 1 | 2 | A | D | N | N | 85234920 | 1 | 4019169267656 | 0.215 | KG | 367.77 | 367.77 | CP14 | CP14 | PCS 7 function block SIMOCODE-DP Migration V8 Function block and faceplate for installation of SIMOCODE-DP in the process control system PCS 7 for the PCS 7 version V8.0/1/2 Type of delivery: on CD,Single license Condition of use: License for Engineering-Software V6 SIMOCODE-DP | - | 0 | 7
3UF5720-0AA30-0 |  | 3UF5720-0AA30-0 | 1 | UN | 1 | 2 | A | D | N | N | 85234920 | 1 |  | 0.215 | KG | 4920 | 4920 | CP14 | CP14 | SIMOCODE-DP Library Migration (Legacy) Function block and faceplate for installation of SIMOCODE-DP in the process control system PCS 7 for the PCS 7 version V9.0 SP2 Engineering software for an engineering station Single license including runtime software for execution of the AS block in an automation system English/German Type of delivery: DVD |  | 0 | 7
3UF5720-0AA31-0 |  | 3UF5720-0AA31-0 | 1 | UN | 1 | 2 | A | D | N | N | 85234920 | 1 |  | 0.215 | KG | 3173.4 | 3173.4 | CP14 | CP14 | SIMOCODE-DP Library Migration (legacy) Function blocks for installation of SIMOCODE-DP in the process control system PCS 7 for the PCS 7 version V9.0 SP2 Runtime software for executing the AS blocks in an automation system Single License License without software and documentation |  | 0 | 7
3UF5900-0AA00 |  | 3UF5900-0AA00 | 1 | UN | 1 | 2 | A | D | N | N | 85444290 | 1 | 4011209283664 | 0.06 | KG | 136.53 | 136.53 | CP14 | CP14 | Connecting cable with connector 9-pole 0.5 m long with flat connector and socket shielded for connecting between 3UF50/51 and control cabinet door without use of 3UF52 | - | 0 | 7
3UF5900-0BA00 |  | 3UF5900-0BA00 | 1 | UN | 1 | 2 | A | D | N | N | 85444290 | 1 | 4011209281950 | 0.093 | KG | 142.68 | 142.68 | CP14 | CP14 | Connecting cable with connector 9-pole 1.0 m long with flat connector and socket shielded for connecting between 3UF50/51 and control cabinet door without use of 3UF53 | - | 0 | 7
3UF5900-1AA00 |  | 3UF5900-1AA00 | 1 | UN | 1 | 2 | A | D | N | N | 85444290 | 1 | 4011209269682 | 0.04 | KG | 137.76 | 137.76 | CP14 | CP14 | Connecting cable with connector 9-pole 0.03 m long shielded with flat connector for connection between 3UF50/51 and control cabinet door without use of 3UF52 | - | 0 | 7
3UF5900-1GA00 |  | 3UF5900-1GA00 | 1 | UN | 1 | 15 | C | D | EAR99 | N | 85369095 | 1 | 4011209275720 | 0.051 | KG | 112.3 | 112.3 | CP14 | CP14 | T-terminal for bus connection to PROFIBUS-DP-RS-485 | - | 0 | 7
3UF7000-1AB00-0 |  | 3UF7000-1AB00-0 | 1 | UN | 1 | 1 | A | D | EAR99 | N | 85364900 | 1 | 4011209593817 | 0.295 | KG | 472.32 | 472.32 | CP14 | CP14 | Basic unit SIMOCODE pro C, PROFIBUS DP interface 12 Mbit/s, RS 485, 4I/3O freely parameterizable, Us: 24 V DC, input for thermistor connection Monostable relay outputs | - | 0 | 0
3UF7000-1AU00-0 |  | 3UF7000-1AU00-0 | 1 | UN | 1 | 1 | A | D | EAR99 | N | 85364900 | 1 | 4011209593824 | 0.312 | KG | 388.68 | 388.68 | CP14 | CP14 | Basic unit SIMOCODE pro C, PROFIBUS DP interface 12 Mbit/s, RS 485, 4I/3O freely parameterizable, Us: 110...240 V AC/DC, input for thermistor connection Monostable relay outputs | - | 0 | 0
3UF7010-1AB00-0 |  | 3UF7010-1AB00-0 | 1 | UN | 1 | 1 | A | D | N | N | 85364900 | 1 | 4011209593831 | 0.36 | KG | 607.62 | 607.62 | CP14 | CP14 | Basic unit SIMOCODE pro V PB PROFIBUS DP interface 12 Mbit/s, RS 485, 4I/3O freely parameterizable, Us: 24 V DC, input for thermistor connection Monostable relay outputs, expandable by extension modules | - | 0 | 0
3UF7010-1AB00-0-Z | B01 | 3UF7010-1AB00-0-ZB01 | 1 | UN | 1 | 1 | A | D | EAR99 | N | 85364900 | 1 | 4047621014678 | 0.345 | KG | 678.96 | 678.96 | CP14 | CP14 | Basic unit SIMOCODE pro V PB PROFIBUS DP interface 12 Mbps, RS-485, 4I/3O freely parameterizable, US: 24 V DC; color titanium gray, input for thermistor connection monostable relay outputs, expandable by extension modules | - | 0 | 0
3UF7010-1AU00-0 |  | 3UF7010-1AU00-0 | 1 | UN | 1 | 1 | A | D | N | N | 85364900 | 1 | 4011209593848 | 0.365 | KG | 536.28 | 536.28 | CP14 | CP14 | Basic unit SIMOCODE pro V PB PROFIBUS DP interface 12 Mbit/s, RS 485, 4I/3O freely parameterizable, Us: 110...240 V AC/DC, input for thermistor connection Monostable relay outputs, expandable by extension modules | - | 0 | 0
3UF7010-1AU00-0-Z | B01 | 3UF7010-1AU00-0-ZB01 | 1 | UN | 1 | 1 | A | D | EAR99 | N | 85364900 | 1 |  | 0.365 | KG | 600.24 | 600.24 | CP14 | CP14 | Basic unit SIMOCODE pro V PB PROFIBUS DP interface 12 Mbit/s, RS 485, 4I/3Q freely parameterizable, US: 110...240 V AC/DC, Color: titanium gray, input for thermistor connection Monostable relay outputs, expandable by expansion modules | - | 0 | 0
3UF7011-1AB00-0 |  | 3UF7011-1AB00-0 | 1 | UN | 1 | 1 | A | D | EAR99S | N | 85364900 | 1 | 4011209902640 | 0.337 | KG | 708.48 | 708.48 | CP14 | CP14 | Basic unit SIMOCODE pro V PN, Ethernet/PROFINET IO, PN system redundancy, OPC UA server, Web server, transmission rate 100 Mbps, 2 x bus connection via RJ45, 4I/3O freely parameterizable, Us: 24 V DC, input for thermistor connection Monostable relay outputs, expandable by extension modules | - | 0 | 0
3UF7011-1AB00-1 |  | 3UF7011-1AB00-1 | 1 | UN | 1 | 1 | A | D | EAR99 | N | 85364900 | 1 | 4047621056128 | 0.344 | KG | 602.7 | 602.7 | CP14 | CP14 | Basic unit SIMOCODE pro V PN GP , Ethernet/PROFINET IO, PN system redundancy, OPC UA server, Web server, transmission rate 100 Mbps, 2 x bus connection via RJ45, 4 I/3 Q freely parameterizable, Us: 24 V DC, input for thermistor connection Monostable relay outputs, expandable by 1 extension module(DM, TM, EM) | - | 0 | 0
3UF7011-1AB00-2 |  | 3UF7011-1AB00-2 | 1 | UN | 1 | 1 | A | D | EAR99 | N | 85364900 | 1 | 4047621058566 | 0.343 | KG | 495.69 | 495.69 | CP14 | CP14 | Basic unit SIMOCODE pro V PN GP , Ethernet/PROFINET IO, PN system redundancy, OPC UA server, Web server, transmission rate 100 Mbps, 1 x bus connection via RJ45, 4 I/3 Q freely parameterizable, Us: 24 V DC, input for thermistor connection Monostable relay outputs, expandable by 1 extension module(DM, TM, EM) | - | 0 | 0
3UF7011-1AU00-0 |  | 3UF7011-1AU00-0 | 1 | UN | 1 | 1 | A | D | EAR99 | N | 85364900 | 1 | 4011209902657 | 0.343 | KG | 624.84 | 624.84 | CP14 | CP14 | Basic unit SIMOCODE pro V PN, Ethernet/PROFINET IO, PN system redundancy, OPC UA server, Web server, transmission rate 100 Mbps, 2 x bus connection via RJ45, 4I/3O freely parameterizable, Us: 110...240 V AC/DC, input for thermistor connection Monostable relay outputs, expandable by extension modules | - | 0 | 0
3UF7011-1AU00-1 |  | 3UF7011-1AU00-1 | 1 | UN | 1 | 1 | A | D | EAR99 | N | 85364900 | 1 | 4047621058573 | 0.34 | KG | 531.36 | 531.36 | CP14 | CP14 | Basic unit SIMOCODE pro V PN GP Ethernet/PROFINET IO, PN system redundancy, OPC UA server, Web server, transmission rate 100 Mbps, 2 x bus connection via RJ45, 4 I/3 Q freely parameterizable, Us: 110...240 V AC/DC, input for thermistor connection Monostable relay outputs, expandable by 1 extension module(DM, TM, EM) | - | 0 | 0
3UF7011-1AU00-2 |  | 3UF7011-1AU00-2 | 1 | UN | 1 | 1 | A | D | EAR99 | N | 85364900 | 1 | 4047621058580 | 0.34 | KG | 437.88 | 437.88 | CP14 | CP14 | Basic unit SIMOCODE pro V PN GP Ethernet/PROFINET IO, PN system redundancy, OPC UA server, Web server, transmission rate 100 Mbps, 1 x bus connection via RJ45, 4 I/3 Q freely parameterizable, Us: 110...240 V AC/DC, input for thermistor connection Monostable relay outputs, expandable by 1 extension module(DM, TM, EM) | - | 0 | 0
3UF7012-1AB00-0 |  | 3UF7012-1AB00-0 | 1 | UN | 1 | 1 | A | D | EAR99 | N | 85364900 | 1 | 4011209953277 | 0.34 | KG | 607.62 | 607.62 | CP14 | CP14 | Basic unit SIMOCODE pro V MR, MODBUS RTU interface 57.6 Kbps, RS 485, 4I/3O freely parameterizable, Us: 24 V DC, input for thermistor connection Monostable relay outputs, expandable by extension modules | - | 0 | 0
3UF7012-1AB00-0-Z | B01 | 3UF7012-1AB00-0-ZB01 | 1 | UN | 1 | 1 | A | D | EAR99 | N | 85364900 | 1 | 4047621053813 | 0.345 | KG | 678.96 | 678.96 | CP14 | CP14 | Basic unit SIMOCODE pro V MR MODBUS RTU interface 57.6 Kbps, RS485, 4I/3O freely parameterizable, US: 24 V DC; Color: titanium gray, input for thermistor connection monostable relay outputs, extendable by extension modules | - | 0 | 0
3UF7012-1AU00-0 |  | 3UF7012-1AU00-0 | 1 | UN | 1 | 1 | A | D | EAR99 | N | 85364900 | 1 | 4011209953260 | 0.364 | KG | 536.28 | 536.28 | CP14 | CP14 | Basic unit SIMOCODE pro V MR, MODBUS RTU interface 57.6 Kbps, RS 485, 4I/3O freely parameterizable, Us: 110...240 V AC/DC, input for thermistor connection Monostable relay outputs, expandable by extension modules | - | 0 | 0
3UF7012-1AU00-0-Z | B01 | 3UF7012-1AU00-0-ZB01 | 1 | UN | 1 | 1 | A | D | EAR99 | N | 85364900 | 1 | 4047621053820 | 0.36 | KG | 600.24 | 600.24 | CP14 | CP14 | Basic unit SIMOCODE pro V MR MODBUS RTU interface 57.6 Kbps, RS485, 4I/3O freely parameterizable, US: 110...240 V AC/DC, Color: titanium gray, input for thermistor connection monostable relay outputs, extendable by extension modules, | - | 0 | 0
3UF7013-1AB00-0 |  | 3UF7013-1AB00-0 | 1 | UN | 1 | 1 | A | D | EAR99 | N | 85371098 | 1 | 4047621014852 | 0.34 | KG | 666.66 | 666.66 | CP14 | CP14 | Basic unit SIMOCODE pro V EIP, EtherNet/IP, medium redundancy DLR, Web server, transmission rate 100 Mbps, 2 x bus connection via RJ45, 4I/3O freely parameterizable, Us: 24 V DC, input for thermistor connection Monostable relay outputs, expandable by extension modules | - | 0 | 0
3UF7013-1AU00-0 |  | 3UF7013-1AU00-0 | 1 | UN | 1 | 1 | A | D | EAR99 | N | 85364900 | 1 | 4047621014869 | 0.336 | KG | 587.94 | 587.94 | CP14 | CP14 | Basic unit SIMOCODE pro V EIP, EtherNet/IP, medium redundancy DLR, Web server, transmission rate 100 Mbps, 2 x bus connection via RJ45, 4I/3O freely parameterizable, Us: 110...240 V AC/DC, input for thermistor connection Monostable relay outputs, expandable by extension modules | - | 0 | 0
3UF7020-1AB01-0 |  | 3UF7020-1AB01-0 | 1 | UN | 1 | 1 | A | D | N | N | 85364900 | 1 | 4011209916197 | 0.25 | KG | 383.76 | 383.76 | CP14 | CP14 | Basic unit SIMOCODE pro S, PROFIBUS DP interface 1.5 Mbit/s, 4I/2O freely parameterizable, Us: 24 V DC, input for thermistor connection Monostable relay outputs, expandable by a multifunctional module | - | 0 | 0
3UF7020-1AU01-0 |  | 3UF7020-1AU01-0 | 1 | UN | 1 | 1 | A | D | EAR99 | N | 85364900 | 1 | 4011209916210 | 0.253 | KG | 314.88 | 314.88 | CP14 | CP14 | Basic unit SIMOCODE pro S, PROFIBUS DP interface 1.5 Mbit/s, 4I/2O freely parameterizable, Us: 110...240 V AC/DC, input for thermistor connection Monostable relay outputs, expandable by a multifunctional module | - | 0 | 0
3UF7100-1AA00-0 |  | 3UF7100-1AA00-0 | 1 | UN | 1 | 1 | A | D | N | N | 85364900 | 1 | 4011209607927 | 0.16 | KG | 111.93 | 111.93 | CP14 | CP14 | Current measuring module, Set current 0.3...3 A Overall width 45 mm, straight-through transformer | - | 0 | 0
3UF7101-1AA00-0 |  | 3UF7101-1AA00-0 | 1 | UN | 1 | 1 | A | D | N | N | 85364900 | 1 | 4011209607934 | 0.16 | KG | 117.59 | 117.59 | CP14 | CP14 | Current measuring module, Set current 2.4...25 A Overall width 45 mm, straight-through transformer | - | 0 | 0
3UF7101-1AA00-0FV0 |  | 3UF7101-1AA00-0FV0 | 1 | UN | 1 | 15 | C | D | N | N | 85364900 | 20 | 4011209840614 | 0.14 | KG | 117.59 | 117.59 | CP14 | CP14 | Current measuring module, Set current 2.4...25 A Overall width 45 mm, straight-through transformer | - | 0 | 9
3UF7102-1AA00-0 |  | 3UF7102-1AA00-0 | 1 | UN | 1 | 1 | A | D | N | N | 85364900 | 1 | 4011209607941 | 0.312 | KG | 129.15 | 129.15 | CP14 | CP14 | Current measuring module, Set current 10...100 A Overall width 55 mm, straight-through transformer | - | 0 | 0
3UF7102-1AA00-0FV0 |  | 3UF7102-1AA00-0FV0 | 1 | UN | 1 | 15 | C | D | N | N | 85364900 | 20 | 4011209840621 | 0.309 | KG | 129.15 | 129.15 | CP14 | CP14 | Current measuring module, Set current 10...100 A Overall width 55 mm, straight-through transformer | - | 0 | 9
3UF7103-1AA00-0 |  | 3UF7103-1AA00-0 | 1 | UN | 1 | 1 | A | D | N | N | 85364900 | 1 | 4011209624603 | 0.642 | KG | 250.92 | 250.92 | CP14 | CP14 | Current measuring module, Set current 20...200 A overall width 120 mm, straight-through transformer | - | 0 | 0
3UF7103-1AA00-0FV0 |  | 3UF7103-1AA00-0FV0 | 1 | UN | 1 | 15 | C | D | N | N | 85364900 | 20 | 4011209840638 | 0.616 | KG | 250.92 | 250.92 | CP14 | CP14 | Current measuring module, Set current 20...200 A overall width 120 mm, straight-through transformer | - | 0 | 9
3UF7103-1BA00-0 |  | 3UF7103-1BA00-0 | 1 | UN | 1 | 1 | A | D | EAR99 | N | 85364900 | 1 | 4011209632455 | 0.995 | KG | 250.92 | 250.92 | CP14 | CP14 | Current measuring module, Set current 20...200 A overall width 120 mm, busbar connection | - | 0 | 0
3UF7104-1BA00-0 |  | 3UF7104-1BA00-0 | 1 | UN | 1 | 1 | A | D | N | N | 85364900 | 1 | 4011209632462 | 1.795 | KG | 287.82 | 287.82 | CP14 | CP14 | Current measuring module, Set current 63...630 A Overall width 145 mm, busbar connection | - | 0 | 0
3UF7110-1AA00-0 |  | 3UF7110-1AA00-0 | 1 | UN | 1 | 1 | A | D | N | N | 85364900 | 1 | 4011209607958 | 0.172 | KG | 263.22 | 263.22 | CP14 | CP14 | Current/voltage measuring module Set current 0.3...3 A, voltage measurement up to 690 V, Overall width 45 mm, straight-through transformer | - | 0 | 0
3UF7110-1AA01-0 |  | 3UF7110-1AA01-0 | 1 | UN | 1 | 1 | A | D | EAR99 | N | 85364900 | 1 | 4047621025773 | 0.191 | KG | 220.17 | 220.17 | CP14 | CP14 | Current/voltage measuring module V2; Set current 0.3 ... 4 A, Voltage measurement up to 690 V, Overall width 45 mm, Straight-through transformer, basic unit required pro V PB, pro V MR, pro V PN or pro V EIP | - | 0 | 0
3UF7111-1AA00-0 |  | 3UF7111-1AA00-0 | 1 | UN | 1 | 1 | A | D | N | N | 85364900 | 1 | 4011209607965 | 0.201 | KG | 266.91 | 266.91 | CP14 | CP14 | Current/voltage measuring module Set current 2.4...25 A, voltage measurement up to 690 V, Overall width 45 mm, straight-through transformer | - | 0 | 0
3UF7111-1AA00-0FV0 |  | 3UF7111-1AA00-0FV0 | 1 | UN | 1 | 15 | C | D | N | N | 85364900 | 20 | 4011209840645 | 0.205 | KG | 258.3 | 258.3 | CP14 | CP14 | Current/voltage measuring module Set current 2.4...25 A, voltage measurement up to 690 V, Overall width 45 mm, 6BK1700-3BA60-0AA0, for SIPLUS HCS300I | - | 0 | 9
3UF7111-1AA01-0 |  | 3UF7111-1AA01-0 | 1 | UN | 1 | 1 | A | D | EAR99 | N | 85364900 | 1 | 4047621025766 | 0.191 | KG | 223.86 | 223.86 | CP14 | CP14 | Current/voltage measuring module V2; Set current 3...40 A, Voltage measurement up to 690 V, Overall width 45 mm, Straight-through transformer, basic unit required pro V PB, pro V MR, pro V PN or pro V EIP | - | 0 | 0
3UF7112-1AA00-0 |  | 3UF7112-1AA00-0 | 1 | UN | 1 | 1 | A | D | N | N | 85364900 | 1 | 4011209607972 | 0.37 | KG | 273.06 | 273.06 | CP14 | CP14 | Current/voltage measuring module Set current 10...100 A voltage measurement up to 690 V, Overall width 55 mm, straight-through transformer | - | 0 | 0
3UF7112-1AA00-0FV0 |  | 3UF7112-1AA00-0FV0 | 1 | UN | 1 | 15 | C | D | N | N | 85364900 | 20 | 4011209840652 | 0.374 | KG | 263.22 | 263.22 | CP14 | CP14 | Current/voltage measuring module Set current 10...100 A voltage measurement up to 690 V, Overall width 55 mm, straight-through transformer | - | 0 | 9
3UF7112-1AA01-0 |  | 3UF7112-1AA01-0 | 1 | UN | 1 | 1 | A | D | EAR99 | N | 85364900 | 1 | 4047621025759 | 0.35 | KG | 227.55 | 227.55 | CP14 | CP14 | Current/voltage measuring module V2; Set current 10...115 A, Voltage measurement up to 690 V, Overall width 55 mm, Straight-through transformer, basic unit required pro V PB, pro V MR, pro V PN or pro V EIP | - | 0 | 0
3UF7113-1AA00-0 |  | 3UF7113-1AA00-0 | 1 | UN | 1 | 1 | A | D | N | N | 85364900 | 1 | 4011209624610 | 0.695 | KG | 396.06 | 396.06 | CP14 | CP14 | Current/voltage measuring module Set current 20...200 A voltage measurement up to 690 V, overall width 120 mm, straight-through transformer | - | 0 | 0
3UF7113-1AA00-0FV0 |  | 3UF7113-1AA00-0FV0 | 1 | UN | 1 | 15 | C | D | N | N | 85364900 | 20 | 4011209840669 | 0.677 | KG | 402.21 | 402.21 | CP14 | CP14 | Current/voltage measuring module Set current 20...200 A voltage measurement up to 690 V, overall width 120 mm, straight-through transformer | - | 0 | 9
3UF7113-1AA01-0 |  | 3UF7113-1AA01-0 | 1 | UN | 1 | 1 | A | D | EAR99 | N | 85364900 | 1 | 4047621025742 | 0.695 | KG | 346.86 | 346.86 | CP14 | CP14 | Current/voltage measuring module V2; Set current 20...200 A, Voltage measurement up to 690 V, Overall width 120 mm, Straight-through transformer, basic unit required pro V PB, pro V MR, pro V PN or pro V EIP | - | 0 | 0
3UF7113-1BA00-0 |  | 3UF7113-1BA00-0 | 1 | UN | 1 | 1 | A | D | EAR99 | N | 85364900 | 1 | 4011209632479 | 1.04 | KG | 396.06 | 396.06 | CP14 | CP14 | Current/voltage measuring module Set current 20...200 A voltage measurement up to 690 V, overall width 120 mm, busbar connection | - | 0 | 0
3UF7113-1BA01-0 |  | 3UF7113-1BA01-0 | 1 | UN | 1 | 1 | A | D | EAR99 | N | 85364900 | 1 | 4047621025735 | 1.041 | KG | 346.86 | 346.86 | CP14 | CP14 | Current/voltage measuring module V2; Set current 20...200 A, Voltage measurement up to 690 V, Overall width 120 mm, Busbar connection basic unit required pro V PB, pro V MR, pro V PN or pro V EIP | - | 0 | 0
3UF7114-1BA00-0 |  | 3UF7114-1BA00-0 | 1 | UN | 1 | 1 | A | D | N | N | 85364900 | 1 | 4011209632486 | 1.84 | KG | 440.34 | 440.34 | CP14 | CP14 | Current/voltage measuring module Set current 63...630 A voltage measurement up to 690 V, Overall width 145 mm, busbar connection | - | 0 | 0
3UF7114-1BA01-0 |  | 3UF7114-1BA01-0 | 1 | UN | 1 | 1 | A | D | EAR99 | N | 85364900 | 1 | 4047621025728 | 1.835 | KG | 384.99 | 384.99 | CP14 | CP14 | Current/voltage measuring module V2; Set current 63...630 A, Voltage measurement up to 690 V, Overall width 145 mm, Busbar connection basic unit required pro V PB, pro V MR, pro V PN or pro V EIP | - | 0 | 0
3UF7120-1AA01-0 |  | 3UF7120-1AA01-0 | 1 | UN | 1 | 1 | A | D | EAR99 | N | 85364900 | 1 | 4047621058191 | 0.192 | KG | 949.56 | 949.56 | CP14 | CP14 | Current/voltage measuring module for dry-running protection of centrifugal pumps in hazardous areas; Set current 0.3 ... 4 A, Voltage measurement up to 690 V, width 45 mm, straight-through transformer | - | 0 | 0
3UF7121-1AA01-0 |  | 3UF7121-1AA01-0 | 1 | UN | 1 | 1 | A | D | EAR99 | N | 85364900 | 1 | 4047621058207 | 0.198 | KG | 961.86 | 961.86 | CP14 | CP14 | Current/voltage measuring module for dry-running protection of centrifugal pumps in hazardous areas; set current 3 ... 40 A, voltage measurement up to 690 V, width 45 mm, straight-through transformer | - | 0 | 0
3UF7122-1AA01-0 |  | 3UF7122-1AA01-0 | 1 | UN | 1 | 1 | A | D | EAR99 | N | 85364900 | 1 | 4047621058214 | 0.345 | KG | 974.16 | 974.16 | CP14 | CP14 | Current/voltage measuring module for dry-running protection of centrifugal pumps in hazardous areas; set current 10 ... 115 A, voltage measurement up to 690 V, width 55 mm, straight-through transformer | - | 0 | 0
3UF7123-1AA01-0 |  | 3UF7123-1AA01-0 | 1 | UN | 1 | 1 | A | D | EAR99 | N | 85364900 | 1 | 4047621058221 | 0.698 | KG | 1062.72 | 1062.72 | CP14 | CP14 | Current/voltage measuring module for dry-running protection of centrifugal pumps in hazardous areas; set current 20 ... 200 A, voltage measurement up to 690 V, width 120 mm, straight-through transformer | - | 0 | 0
3UF7123-1BA01-0 |  | 3UF7123-1BA01-0 | 1 | UN | 1 | 1 | A | D | EAR99 | N | 85364900 | 1 | 4047621058238 | 1.05 | KG | 1062.72 | 1062.72 | CP14 | CP14 | Current/voltage measuring module for dry-running protection of centrifugal pumps in hazardous areas; set current 20 ... 200 A, voltage measurement up to 690 V, width 120 mm, busbar connection | - | 0 | 0
3UF7124-1BA01-0 |  | 3UF7124-1BA01-0 | 1 | UN | 1 | 1 | A | D | EAR99 | N | 85364900 | 1 | 4047621058245 | 1.843 | KG | 1088.55 | 1088.55 | CP14 | CP14 | Current/voltage measuring module for dry-running protection of centrifugal pumps in hazardous areas; set current 63 ... 630 A, voltage measurement up to 690 V, width 145 mm, busbar connection | - | 0 | 0
3UF7150-1AA00-0 |  | 3UF7150-1AA00-0 | 1 | UN | 1 | 2 | A | D | N | N | 85389091 | 1 | 4011209674240 | 0.135 | KG | 178.35 | 178.35 | CP14 | CP14 | Decoupling module for installation upstream of the current/voltage measuring module at the system interface for application in ungrounded supply systems | - | 0 | 0
3UF7150-1AA00-0FV0 |  | 3UF7150-1AA00-0FV0 | 1 | UN | 1 | 20 | D | D | N | N | 85364900 | 20 | 4011209840676 | 0.136 | KG | 186.96 | 186.96 | CP14 | CP14 | Decoupling module for installation upstream of the current/voltage measuring module at the system interface for application in ungrounded supply systems | - | 0 | 9
3UF7200-1AA00-0 |  | 3UF7200-1AA00-0 | 1 | UN | 1 | 1 | A | D | EAR99 | N | 85371098 | 1 | 4011209593541 | 0.092 | KG | 258.3 | 258.3 | CP14 | CP14 | Operator panel, installation in control cabinet door or front plate, can be plugged onto basic unit or extension modules, 10 LEDs for status display and 5 freely assignable keys for manual control, light gray | - | 0 | 0
3UF7200-1AA01-0 |  | 3UF7200-1AA01-0 | 1 | UN | 1 | 1 | A | D | EAR99 | N | 85371098 | 1 | 4011209916241 | 0.092 | KG | 223.86 | 223.86 | CP14 | CP14 | Operator panel titanium gray, installation in control cabinet door or front plate, can be plugged onto basic unit or extension modules, 10 LEDs for status display and 5 freely assignable keys for manual control | - | 0 | 0
3UF7210-1AA00-0 |  | 3UF7210-1AA00-0 | 1 | UN | 1 | 1 | A | D | EAR99 | N | 85371098 | 1 | 4011209672864 | 0.107 | KG | 426.81 | 426.81 | CP14 | CP14 | Operator panel with display for SIMOCODE pro V, installation in control cabinet door or front plate, can be plugged onto basic unit or extension modules, 7 LEDs for status display and 4 freely assignable keys for manual control, Color: light gray | - | 0 | 0
3UF7210-1AA01-0 |  | 3UF7210-1AA01-0 | 1 | UN | 1 | 1 | A | D | EAR99 | N | 85371098 | 1 | 4047621043210 | 107 | G | 369 | 369 | CP14 | CP14 | Operator panel with display for SIMOCODE pro V, installation in control cabinet door or front plate, can be plugged onto basic unit or extension modules, 7 LEDs for status display and 4 freely assignable keys for manual control, Color: titanium gray | - | 0 | 0
3UF7210-1BA00-0 |  | 3UF7210-1BA00-0 | 1 | UN | 1 | 1 | A | D | N | N | 85371098 | 1 | 4011209953239 | 0.107 | KG | 426.81 | 426.81 | CP14 | CP14 | Operator panel with display for SIMOCODE pro V, installation in control cabinet door or front plate, can be plugged onto basic unit or extension modules, 7 LEDs for status display and 4 freely assignable keys for manual control, Languages en/cn/ru/ko Color: light gray | - | 0 | 0
3UF7210-1BA01-0 |  | 3UF7210-1BA01-0 | 1 | UN | 1 | 1 | A | D | EAR99 | N | 85371098 | 1 | 4047621043227 | 107 | G | 369 | 369 | CP14 | CP14 | Operator panel with display for SIMOCODE pro V, installation in control cabinet door or front plate; can be plugged onto basic unit or extension modules, 7 LEDs for status display and 4 freely assignable keys for manual control, Languages en/cn/ru/ko Color: titanium gray | - | 0 | 0
3UF7300-1AB00-0 |  | 3UF7300-1AB00-0 | 1 | UN | 1 | 1 | A | D | N | N | 85371098 | 1 | 4011209606197 | 0.153 | KG | 170.97 | 170.97 | CP14 | CP14 | Digital module, 4 inputs and 2 relay outputs, input voltage 24 V DC, relay outputs monostable, max. 2 digital modules, for SIMOCODE pro V basic unit | - | 0 | 0
3UF7300-1AU00-0 |  | 3UF7300-1AU00-0 | 1 | UN | 1 | 1 | A | D | EAR99 | N | 85371098 | 1 | 4011209606203 | 0.155 | KG | 170.97 | 170.97 | CP14 | CP14 | Digital module, 4 inputs and 2 relay outputs, input voltage 110-240 V AC/DC relay outputs monostable, max. 2 digital modules, for SIMOCODE pro V basic unit | - | 0 | 0
3UF7310-1AB00-0 |  | 3UF7310-1AB00-0 | 1 | UN | 1 | 1 | A | D | N | N | 85371098 | 1 | 4011209606210 | 0.145 | KG | 201.72 | 201.72 | CP14 | CP14 | Digital module, 4 inputs and 2 relay outputs, input voltage 24 V DC, relay outputs bistable, max. 2 digital modules, for SIMOCODE pro V basic unit | - | 0 | 0
3UF7310-1AU00-0 |  | 3UF7310-1AU00-0 | 1 | UN | 1 | 1 | A | D | N | N | 85371098 | 1 | 4011209606234 | 0.15 | KG | 201.72 | 201.72 | CP14 | CP14 | Digital module, 4 inputs and 2 relay outputs, input voltage 110-240 V AC/DC relay outputs bistable, max. 2 digital modules, for SIMOCODE pro V basic unit | - | 0 | 0
3UF7320-1AB00-0 |  | 3UF7320-1AB00-0 | 1 | UN | 1 | 1 | A | D | N | N | 85389091 | 1 | 4011209780828 | 0.36 | KG | 335.79 | 335.79 | CP14 | CP14 | Fail-safe digital module DM-F local, for fail-safe shutdown via hardware signal Us: 24 V DC 2 relay enabling circuits, 2 relay outputs, safety function can be set via DIP switch, maximum achievable SIL IEC 61508: 3, maximum achievable PL ISO 13849-1: E | - | 0 | 0
3UF7320-1AU00-0 |  | 3UF7320-1AU00-0 | 1 | UN | 1 | 1 | A | D | EAR99 | N | 85389091 | 1 | 4011209841789 | 0.387 | KG | 335.79 | 335.79 | CP14 | CP14 | Fail-safe digital module DM-F local, for fail-safe shutdown via hardware signal Us: 110...240 V AC/DC 2 relay enabling circuits, 2 relay outputs, safety function can be set via DIP switch, maximum achievable SIL IEC 61508: 3, maximum achievable PL ISO 13849-1: E | - | 0 | 0
3UF7330-1AB00-0 |  | 3UF7330-1AB00-0 | 1 | UN | 1 | 1 | A | D | N | N | 85371098 | 1 | 4011209841772 | 0.362 | KG | 447.72 | 447.72 | CP14 | CP14 | Fail-safe digital module DM-F PROFIsafe, for fail-safe shutdown via bus/PROFIsafe, Us: 24 V DC, 2 relay enabling circuits, 2 relay outputs, 3 inputs, maximum achievable SIL IEC 61508: 3, maximum achievable PL ISO 13849-1: E | - | 0 | 0
3UF7330-1AU00-0 |  | 3UF7330-1AU00-0 | 1 | UN | 1 | 1 | A | D | EAR99H | N | 85371098 | 1 | 4011209841796 | 0.371 | KG | 447.72 | 447.72 | CP14 | CP14 | Fail-safe digital module DM-F PROFIsafe, for fail-safe shutdown via bus/PROFIsafe, Us: 110...240 V AC/DC, 2 relay enabling circuits, 2 relay outputs, 3 inputs, maximum achievable SIL IEC 61508: 3, maximum achievable PL ISO 13849-1: E | - | 0 | 0
3UF7400-1AA00-0 |  | 3UF7400-1AA00-0 | 1 | UN | 1 | 1 | A | D | EAR99 | N | 85389091 | 1 | 4011209628373 | 0.135 | KG | 286.59 | 286.59 | CP14 | CP14 | Analog module, 2 inputs (passive) and 1 output, for analog signals 0/4...20 mA for SIMOCODE pro V basic unit | - | 0 | 0
3UF7500-1AA00-0 |  | 3UF7500-1AA00-0 | 1 | UN | 1 | 1 | A | D | N | N | 85389091 | 1 | 4011209628380 | 0.134 | KG | 241.08 | 241.08 | CP14 | CP14 | Ground fault module, 1 input for connection of a summation current transformer 3UL22, max. 1 ground fault module per basic unit 2 | - | 0 | 7
3UF7510-1AA00-0 |  | 3UF7510-1AA00-0 | 1 | UN | 1 | 1 | A | D | EAR99 | N | 85389091 | 1 | 4011209912496 | 0.135 | KG | 180.81 | 180.81 | CP14 | CP14 | Ground fault module with analog residual current detection for connection of a residual-current transformer 3UL23, max. 1 ground fault module per, for SIMOCODE pro V basic unit | - | 0 | 0
3UF7600-1AB01-0 |  | 3UF7600-1AB01-0 | 1 | UN | 1 | 1 | A | D | EAR99 | N | 85389091 | 1 | 4011209916227 | 0.233 | KG | 227.55 | 227.55 | CP14 | CP14 | Multifunctional module, 4 inputs and 2 relay outputs, input voltage 24 V DC, relay outputs monostable, analog residual current detection, with residual-current transformer 3UL23 Connection temperature sensor Pt100/Pt1000/KTY/NTC, max. 1 multifunctional module per basic unit SIMOCODE pro S | - | 0 | 0
3UF7600-1AU01-0 |  | 3UF7600-1AU01-0 | 1 | UN | 1 | 1 | A | D | EAR99 | N | 85389091 | 1 | 4011209916234 | 0.236 | KG | 227.55 | 227.55 | CP14 | CP14 | Multifunctional module, 4 inputs and 2 relay outputs, input voltage 110-240 V AC/DC relay outputs monostable, analog residual current detection, with residual-current transformer 3UL23 Connection temperature sensor Pt100/Pt1000/KTY/NTC, max. 1 multifunctional module per basic unit SIMOCODE pro S | - | 0 | 0
3UF7700-1AA00-0 |  | 3UF7700-1AA00-0 | 1 | UN | 1 | 1 | A | D | EAR99 | N | 85389091 | 1 | 4011209628397 | 0.132 | KG | 241.08 | 241.08 | CP14 | CP14 | Temperature module, 3 inputs for connection of up to 3 temperature sensors, for SIMOCODE pro V basic unit | - | 0 | 0
3UF7900-0AA00-0 |  | 3UF7900-0AA00-0 | 1 | UN | 1 | 1 | A | D | N | N | 85235110 | 1 | 4011209613232 | 0.004 | KG | 36.04 | 36.04 | CP14 | CP14 | Memory module for the parameterization of SIMOCODE pro C without PC/PG, Color: light gray | - | 0 | 0
3UF7900-0AA01-0 |  | 3UF7900-0AA01-0 | 1 | UN | 1 | 1 | A | D | N | N | 85235110 | 1 | 4047621049069 | 0.004 | KG | 32.23 | 32.23 | CP14 | CP14 | Memory module for the parameterization of SIMOCODE pro C without PC/PG, Color: titanium gray | - | 0 | 0
3UF7901-0AA00-0 |  | 3UF7901-0AA00-0 | 1 | UN | 1 | 1 | A | D | N | N | 85235110 | 1 | 4011209900806 | 0.003 | KG | 36.04 | 36.04 | CP14 | CP14 | Memory module for the parameterization of SIMOCODE proS/pro V without PC/PG, Color: light gray | - | 0 | 0
3UF7901-0AA01-0 |  | 3UF7901-0AA01-0 | 1 | UN | 1 | 1 | A | D | N | N | 85235110 | 1 | 4047621014708 | 0.004 | KG | 32.23 | 32.23 | CP14 | CP14 | Memory module for the parameterization of SIMOCODE pro S/V without PC/PG, Color: titanium gray | - | 0 | 0
3UF7902-0AA00-0 |  | 3UF7902-0AA00-0 | 1 | UN | 1 | 1 | A | D | N | N | 85235110 | 1 | 4011209902602 | 0.036 | KG | 60.39 | 60.39 | CP14 | CP14 | Initialization module for the automatic parameterization of SIMOCODE pro S/proV, for fixed mounting in switchgear | - | 0 | 0
3UF7910-0AA00-0 |  | 3UF7910-0AA00-0 | 1 | UN | 1 | 1 | A | D | N | N | 85366990 | 1 | 4011209786882 | 0.015 | KG | 65.07 | 65.07 | CP14 | CP14 | Addressing plug, for assigning the PROFIBUS address to SIMOCODE pro without PC/PG | - | 0 | 0
3UF7920-0AA00-0 |  | 3UF7920-0AA00-0 | 1 | UN | 1 | 1 | A | D | N | N | 85366990 | 1 | 4011209677838 | 0.015 | KG | 21.77 | 21.77 | CP14 | CP14 | Door adapter, installation in control cabinet door or front plate, for bringing out only the system interface | - | 0 | 0
3UF7922-0AA00-0 |  | 3UF7922-0AA00-0 | 1 | UN | 1 | 1 | A | D | N | N | 85389099 | 1 | 4011209680210 | 0.038 | KG | 11.48 | 11.48 | CP14 | CP14 | Adapter, for Operator panel 3UF720 | - | 0 | 0
3UF7925-0AA00-0 |  | 3UF7925-0AA00-0 | 100 | UN | 1 | 1 | A | D | N | N | 48219090 | 400 | 4011209679313 | 0.8 | G | 36.65 | 36.65 | CP14 | CP14 | Labeling strips, for Operator panel 3UF720, for labeling the push-buttons | - | 0 | 0
3UF7925-0AA01-0 |  | 3UF7925-0AA01-0 | 100 | UN | 1 | 1 | A | D | N | N | 48219090 | 600 | 4011209679320 | 0.366 | G | 36.65 | 36.65 | CP14 | CP14 | Labeling strips, for Operator panel with display 3UF721, for labeling the push-buttons | - | 0 | 0
3UF7925-0AA02-0 |  | 3UF7925-0AA02-0 | 100 | UN | 1 | 1 | A | D | N | N | 48219090 | 1200 | 4011209679337 | 0.181 | G | 24.72 | 24.72 | CP14 | CP14 | Labeling strips, for Operator panel 3UF720, for labeling the LED | - | 0 | 0
3UF7930-0AA00-0 |  | 3UF7930-0AA00-0 | 1 | UN | 1 | 1 | A | D | N | N | 85444290 | 1 | 4011209586277 | 0.01 | KG | 10.86 | 10.86 | CP14 | CP14 | Connecting cable Length 0.025 m, flat, for connection of basic unit with extension modules via the system interface | - | 0 | 0
3UF7931-0AA00-0 |  | 3UF7931-0AA00-0 | 1 | UN | 1 | 1 | A | D | N | N | 85444290 | 1 | 4011209586284 | 0.012 | KG | 10.86 | 10.55 | CP12 | CP12 | Connecting cable Length 0.1 m, flat, for connection of basic unit, current measuring module, current-voltage measuring module, operator panel or extension modules via the system interface | Lista Papel 2020 SI | 0 | 0
3UF7931-0CA00-0 |  | 3UF7931-0CA00-0 | 1 | UN | 1 | 1 | A | D | N | N | 85444290 | 1 | 4011209900219 | 0.129 | KG | 42.31 | 42.31 | CP14 | CP14 | Y-connecting cable for use in connection with the initialization module, length 0.1 m / 1.0 m, connects basic unit, current or current/ voltage measuring module and Initialization module | - | 0 | 0
3UF7932-0AA00-0 |  | 3UF7932-0AA00-0 | 1 | UN | 1 | 1 | A | D | N | N | 85444290 | 1 | 4011209586291 | 0.023 | KG | 16.73 | 16.73 | CP14 | CP14 | Connecting cable Length 0.5 m, flat, for connection of basic unit, current measuring module, current/voltage measuring module, operator panel or extension modules via the system interface | - | 0 | 0
3UF7932-0BA00-0 |  | 3UF7932-0BA00-0 | 1 | UN | 1 | 1 | A | D | N | N | 85444290 | 1 | 4011209656925 | 0.035 | KG | 32.23 | 31.37 | CP12 | CP12 | Connecting cable Length 0.5 m, round, for connection of basic unit, current measuring module, current/voltage measuring module, operator panel or extension modules via the system interface | Lista Papel 2020 SI | 0 | 0
3UF7932-0CA00-0 |  | 3UF7932-0CA00-0 | 1 | UN | 1 | 1 | A | D | N | N | 85444290 | 1 | 4011209900226 | 0.129 | KG | 48.34 | 48.34 | CP14 | CP14 | Y-connecting cable for use in connection with the initialization module, length 0.5 m / 1.0 m, connects basic unit, current or current/ voltage measuring module and Initialization module | - | 0 | 0
3UF7933-0BA00-0 |  | 3UF7933-0BA00-0 | 1 | UN | 1 | 1 | A | D | N | N | 85444290 | 1 | 4011209656949 | 0.114 | KG | 39.98 | 38.87 | CP12 | CP12 | Connecting cable Length 2.5 m, round, for connection of basic unit, current measuring module, current/voltage measuring module, operator panel or extension modules via the system interface | Lista Papel 2020 SI | 0 | 0
3UF7934-0AA00-0 |  | 3UF7934-0AA00-0 | 1 | UN | 1 | 1 | A | D | N | N | 85444290 | 1 | 4047621055794 | 0.013 | KG | 14.39 | 14.39 | CP14 | CP14 | Connecting cable Length 0.15 m, flat, for connection of basic unit, current measuring module, current/voltage measuring module, operator panel or extension modules via the system interface | - | 0 | 0
3UF7935-0AA00-0 |  | 3UF7935-0AA00-0 | 1 | UN | 1 | 1 | A | D | N | N | 85444290 | 1 | 4011209656956 | 0.019 | KG | 14.39 | 14.39 | CP14 | CP14 | Connecting cable Length 0.3 m, flat, for connection of basic unit, current measuring module, current/voltage measuring module, operator panel or extension modules via the system interface | - | 0 | 0
3UF7937-0BA00-0 |  | 3UF7937-0BA00-0 | 1 | UN | 1 | 1 | A | D | N | N | 85444290 | 1 | 4011209656932 | 0.057 | KG | 36.04 | 35.06 | CP12 | CP12 | Connecting cable Length 1.0 m, round, for connection of basic unit, current measuring module, current/voltage measuring module, operator panel or extension modules via the system interface | Lista Papel 2020 SI | 0 | 0
3UF7937-0CA00-0 |  | 3UF7937-0CA00-0 | 1 | UN | 1 | 1 | A | D | EAR99 | N | 85444290 | 1 | 4011209912052 | 0.138 | KG | 67.77 | 67.77 | CP14 | CP14 | Y-connecting cable for use in connection with the initialization module, length 1.0 m / 1.0 m, connects basic unit, current or current/ voltage measuring module and Initialization module | - | 0 | 0
3UF7941-0AA00-0 |  | 3UF7941-0AA00-0 | 1 | UN | 1 | 1 | A | D | EAR99 | N | 85444290 | 1 | 4011209910362 | 0.092 | KG | 119.06 | 119.06 | CP14 | CP14 | USB PC cable for connection to the USB interface of a PC, Length 2.5 m, for communication with SIMOCODE pro or SIRIUS 3RW44 soft starter or modular safety system 3RK3 via the system interface | - | 0 | 0
3UF7946-0AA00-0 |  | 3UF7946-0AA00-0 | 1 | UN | 1 | 5 | B | D | EAR99 | N | 85444290 | 1 | 4011209778023 | 0.21 | KG | 61.38 | 61.38 | CP14 | CP14 | USB-to-serial adapter for connection of an RS 232 PC cable to the USB interface of a PC, recommended for use in connection with 3UF5 / 3UF7 or MSS 3RK3 or 3RW44 or motor starter ET 200S ECOFAST / ET 200pro or AS-i safety monitor, AS-i analyzer | - | 0 | 0
3UF7950-0AA00-0 |  | 3UF7950-0AA00-0 | 1 | UN | 1 | 1 | A | D | N | N | 85389099 | 5 | 4011209611405 | 0.8 | G | 8.17 | 8.17 | CP14 | CP14 | Interface covers for system interface | - | 0 | 0
3UF7960-0AA00-0 |  | 3UF7960-0AA00-0 | 1 | UN | 1 | 1 | A | D | N | N | 85444290 | 1 | 4011209914346 | 0.013 | KG | 51.41 | 51.41 | CP14 | CP14 | Bus connection terminal for connection of a PROFIBUS cable to SIMOCODE pro S | - | 0 | 0
3UF7982-0AA00-0 |  | 3UF7982-0AA00-0 | 1 | UN | 1 | 1 | A | D | EAR99S | N | 85234920 | 1 | 4019169139632 | 0.207 | KG | 1586.7 | 1586.7 | CP14 | CP14 | PCS 7 block library, SIMOCODE pro V6.0, AS blocks and faceplates for integration of SIMOCODE pro in the process control system PCS 7 for the PCS 7 version V6.0, Engineering software for an engineering station, (single license) including runtime software for execution of the AS block in an automation system, Single License German/English/French Type of delivery: CD | - | 0 | 7
3UF7982-0AA01-0 |  | 3UF7982-0AA01-0 | 1 | UN | 1 | 1 | A | D | N | N | 49011000 | 1 | 4019169141437 | 0.013 | KG | 1127.91 | 1127.91 | CP14 | CP14 | PCS 7 block library, SIMOCODE pro V6.X, AS blocks for integration of SIMOCODE pro in the process control system PCS 7 for the PCS 7 version V6.X, runtime software for execution of the AS block in an automation system Single License License without software and documentation | - | 0 | 7
3UF7982-0AA02-0 |  | 3UF7982-0AA02-0 | 1 | UN | 1 | 1 | A | D | EAR99S | N | 85234920 | 1 | 4019169142298 | 0.21 | KG | 1734.3 | 1734.3 | CP14 | CP14 | PCS 7 block library, SIMOCODE pro V6.1, AS blocks and faceplates for integration of SIMOCODE pro in the process control system PCS 7 for the PCS 7 version V6.1, Engineering software for an engineering station (single license) including runtime software for execution of the AS block in an automation system, Single License German/English/French Type of delivery: CD | - | 0 | 7
3UF7982-0AA10-0 |  | 3UF7982-0AA10-0 | 1 | UN | 1 | 1 | A | D | N | N | 85234920 | 1 | 4019169158114 | 0.212 | KG | 1402.2 | 1402.2 | CP14 | CP14 | PCS 7 block library, SIMOCODE pro V7.0, AS blocks and faceplates for integration of SIMOCODE pro in the process control system PCS 7 for the PCS 7 version V7.0, Engineering software for an engineering station (single license) including runtime software for execution of the AS block in an automation system, Single License German/English/French Type of delivery: CD | - | 0 | 0
3UF7982-0AA11-0 |  | 3UF7982-0AA11-0 | 1 | UN | 1 | 1 | A | D | N | N | 49011000 | 1 | 4019169158107 | 0.016 | KG | 907.74 | 907.74 | CP14 | CP14 | PCS 7 block library, SIMOCODE pro V7.X, AS blocks for integration of SIMOCODE pro in the process control system PCS 7 for the PCS 7 version V7.X, runtime software for execution of the AS block in an automation system, Single License License without software and documentation | - | 0 | 0
3UF7982-0AA13-0 |  | 3UF7982-0AA13-0 | 1 | UN | 1 | 2 | A | D | N | N | 85234920 | 1 | 4019169158121 | 0.215 | KG | 322.26 | 322.26 | CP14 | CP14 | Upgrade for the PCS 7 block library SIMOCODE pro V6.0 or V6.1 to the version SIMOCODE pro V7.0 for integration of SIMOCODE pro in the process control system PCS 7 for the PCS 7 version V7.0 Single License German/English/French Type of delivery: CD | - | 0 | 7
3UF7982-0AA20-0 |  | 3UF7982-0AA20-0 | 1 | UN | 1 | 1 | A | D | N | N | 85234920 | 1 | 4019169267663 | 0.203 | KG | 236.16 | 236.16 | CP14 | CP14 | PCS 7 block library SIMOCODE pro Migration V7-V9 AS blocks and faceplates for integration of SIMOCODE pro in the process control system PCS 7 for PCS 7 version V8.0/8.1/8.2/ V9.0 Engineering software for an engineering station, (single license) including runtime software for execution of the AS block in an automation system, Single License German/English/French Type of delivery: CD, condition of use: license for engineering software V7; SIMOCODE pro | - | 0 | 0
3UG3207-1B |  | 3UG3207-1B | 1 | UN | 1 | 2 | A | D | N | N | 85444290 | 1 | 4011209442429 | 0.119 | KG | 108.07 | 108.07 | CP16 | CP16 | ! Phased-out product! 1-pole bow electrode for lateral installation for level monitoring | - | 0 | 0
3UG3207-1C |  | 3UG3207-1C | 1 | UN | 1 | 2 | A | D | N | N | 85444290 | 1 | 4011209442467 | 0.14 | KG | 190.89 | 190.89 | CP16 | CP16 | ! Phased-out product! 1-pole electrode for lateral installation for level monitoring Mechanically stable design | - | 0 | 0
3UG3207-2A |  | 3UG3207-2A | 1 | UN | 1 | 2 | A | D | N | N | 85444290 | 1 | 4011209442443 | 0.211 | KG | 121.2 | 121.2 | CP16 | CP16 | ! Phased-out product! 2-pole wire electrode for level monitoring 500 mm long with Teflon insulation | - | 0 | 0
3UG3207-2B |  | 3UG3207-2B | 1 | UN | 1 | 2 | A | D | N | N | 85444290 | 1 | 4011209442436 | 0.13 | KG | 141.4 | 141.4 | CP16 | CP16 | ! Phased-out product! 2-pole bow electrode for lateral installation for level monitoring | - | 0 | 0
3UG3207-3A |  | 3UG3207-3A | 1 | UN | 1 | 2 | A | D | N | N | 85444290 | 1 | 4011209442450 | 0.228 | KG | 113.12 | 113.12 | CP16 | CP16 | 3-pole wire electrode for level monitoring 500 mm long with Teflon insulation | - | 0 | 0
3UG4501-1AA30 |  | 3UG4501-1AA30 | 1 | UN | 1 | 2 | A | D | N | N | 85364190 | 1 | 4011209665293 | 0.143 | KG | 102.01 | 99.38 | CP16 | CP16 | Analog monitoring relay Fill level monitoring Resistance monitoring from 2 to 200 kohm 0vershoot and undershoot Supply voltage 24 V AC/DC 50 to 60 Hz DC and AC without galvanic isolation to measuring circuit 2-step or 1-step control Tripping delay 0.5 to 10 s 1 change-over contact screw terminal Successor product for 3UG3501-1AC20 | Lista Papel 2020 SI | 0 | 0
3UG4501-1AW30 |  | 3UG4501-1AW30 | 1 | UN | 1 | 2 | A | D | N | N | 85364900 | 1 | 4011209665309 | 0.143 | KG | 114.13 | 111.1 | CP16 | CP16 | Analog monitoring relay Fill level monitoring Resistance monitoring from 2 to 200 kohm 0vershoot and undershoot 24 to 240 V AC/DC 50 to 60 Hz DC and AC 2-step or 1-step control Tripping delay 0.5 to 10 s 1 change-over contact screw terminal Successor product for 3UG3501 | Lista Papel 2020 SI | 0 | 0
3UG4501-2AA30 |  | 3UG4501-2AA30 | 1 | UN | 1 | 2 | A | D | N | N | 85364190 | 1 | 4011209665316 | 0.148 | KG | 109.08 | 106.05 | CP16 | CP16 | Analog monitoring relay Fill level monitoring Resistance monitoring from 2 to 200 kohm 0vershoot and undershoot Supply voltage 24 V AC/DC 50 to 60 Hz DC and AC without galvanic isolation to measuring circuit 2-step or 1-step control Tripping delay 0.5 to 10 s 1 change-over contact spring-type connection system | Lista Papel 2020 SI | 0 | 0
3UG4501-2AW30 |  | 3UG4501-2AW30 | 1 | UN | 1 | 2 | A | D | N | N | 85364900 | 1 | 4011209665323 | 0.148 | KG | 120.19 | 117.16 | CP16 | CP16 | Analog monitoring relay Fill level monitoring Resistance monitoring from 2 to 200 kohm 0vershoot and undershoot 24 to 240 V AC/DC 50 to 60 Hz DC and AC 2-step or 1-step control Tripping delay 0.5 to 10 s 1 change-over contact spring-type connection system | Lista Papel 2020 SI | 0 | 0
3UG4511-1AN20 |  | 3UG4511-1AN20 | 1 | UN | 1 | 2 | A | D | N | N | 85364900 | 1 | 4011209642188 | 0.117 | KG | 100.7 | 97.87 | CP16 | CP16 | Analog monitoring relay Phase sequence monitoring 3 x 160...260 V 50...60 Hz AC 1 change-over contact screw terminal Successor product for 3UG3511-1AQ50 or 3UG3511-1AV50 | Lista Papel 2020 SI | 0 | 0
3UG4511-1AP20 |  | 3UG4511-1AP20 | 1 | UN | 1 | 2 | A | D | N | N | 85364900 | 1 | 4011209642195 | 0.12 | KG | 100.7 | 97.87 | CP16 | CP16 | Analog monitoring relay Phase sequence monitoring 3 x 320...500 V 50...60 Hz AC 1 change-over contact screw terminal Successor product for 3UG3511-1AQ50 | Lista Papel 2020 SI | 0 | 0
3UG4511-1AQ20 |  | 3UG4511-1AQ20 | 1 | UN | 1 | 2 | A | D | N | N | 85364900 | 1 | 4011209642201 | 0.125 | KG | 100.7 | 97.87 | CP16 | CP16 | Analog monitoring relay Phase sequence monitoring 3 x 420...690 V 50...60 Hz AC 1 change-over contact screw terminal | Lista Papel 2020 SI | 0 | 0
3UG4511-1BN20 |  | 3UG4511-1BN20 | 1 | UN | 1 | 2 | A | D | N | N | 85364900 | 1 | 4011209642218 | 0.13 | KG | 116.15 | 113.12 | CP16 | CP16 | Analog monitoring relay Phase sequence monitoring 3 x 160...260 V 50...60 Hz AC 2 change-over contacts screw terminal Successor product for 3UG3511-1BQ50 | Lista Papel 2020 SI | 0 | 0
3UG4511-1BP20 |  | 3UG4511-1BP20 | 1 | UN | 1 | 2 | A | D | N | N | 85364900 | 1 | 4011209642225 | 0.13 | KG | 116.15 | 113.12 | CP16 | CP16 | Analog monitoring relay Phase sequence monitoring 3 x 320...500 V 50...60 Hz AC 2 change-over contacts screw terminal Successor product for 3UG3511-1BQ50 | Lista Papel 2020 SI | 0 | 0
3UG4511-1BQ20 |  | 3UG4511-1BQ20 | 1 | UN | 1 | 2 | A | D | N | N | 85364900 | 1 | 4011209642232 | 0.139 | KG | 116.15 | 113.12 | CP16 | CP16 | Analog monitoring relay Phase sequence monitoring 3 x 420...690 V 50...60 Hz AC 2 change-over contacts screw terminal | Lista Papel 2020 SI | 0 | 0
3UG4511-2AN20 |  | 3UG4511-2AN20 | 1 | UN | 1 | 2 | A | D | N | N | 85364900 | 1 | 4011209642485 | 0.112 | KG | 106.05 | 103.02 | CP16 | CP16 | Analog monitoring relay Phase sequence monitoring 3 x 160...260 V 50...60 Hz AC 1 change-over contact spring-type connection system | Lista Papel 2020 SI | 0 | 0
3UG4511-2AP20 |  | 3UG4511-2AP20 | 1 | UN | 1 | 2 | A | D | N | N | 85364900 | 1 | 4011209642492 | 0.114 | KG | 106.05 | 103.02 | CP16 | CP16 | Analog monitoring relay Phase sequence monitoring 3 x 320...500 V 50...60 Hz AC 1 change-over contact spring-type connection system | Lista Papel 2020 SI | 0 | 0
3UG4511-2AQ20 |  | 3UG4511-2AQ20 | 1 | UN | 1 | 5 | B | D | N | N | 85364900 | 1 | 4011209642508 | 0.119 | KG | 106.05 | 103.02 | CP16 | CP16 | Analog monitoring relay Phase sequence monitoring 3 x 420...690 V 50...60 Hz AC 1 change-over contact spring-type connection system | Lista Papel 2020 SI | 0 | 0
3UG4511-2BN20 |  | 3UG4511-2BN20 | 1 | UN | 1 | 2 | A | D | N | N | 85364900 | 1 | 4011209642515 | 0.128 | KG | 121.2 | 118.17 | CP16 | CP16 | Analog monitoring relay Phase sequence monitoring 3 x 160...260 V 50...60 Hz AC 2 change-over contacts spring-type connection system | Lista Papel 2020 SI | 0 | 0
3UG4511-2BP20 |  | 3UG4511-2BP20 | 1 | UN | 1 | 2 | A | D | N | N | 85364900 | 1 | 4011209642522 | 0.13 | KG | 121.2 | 118.17 | CP16 | CP16 | Analog monitoring relay Phase sequence monitoring 3 x 320...500 V 50...60 Hz AC 2 change-over contacts spring-type connection system | Lista Papel 2020 SI | 0 | 0
3UG4511-2BQ20 |  | 3UG4511-2BQ20 | 1 | UN | 1 | 5 | B | D | N | N | 85364900 | 1 | 4011209642539 | 0.133 | KG | 121.2 | 118.17 | CP16 | CP16 | Analog monitoring relay Phase sequence monitoring 3 x 420...690 V 50...60 Hz AC 2 change-over contacts spring-type connection system | Lista Papel 2020 SI | 0 | 0
3UG4512-1AR20 |  | 3UG4512-1AR20 | 1 | UN | 1 | 2 | A | D | EAR99 | N | 85364900 | 1 | 4011209642249 | 0.119 | KG | 111.1 | 108.07 | CP16 | CP16 | Analog monitoring relay Phase failure and sequence 3 x 160...690 V 50...60 Hz AC 1 change-over contact screw terminal | Lista Papel 2020 SI | 0 | 0
3UG4512-1BR20 |  | 3UG4512-1BR20 | 1 | UN | 1 | 2 | A | D | EAR99 | N | 85364900 | 1 | 4011209642256 | 0.144 | KG | 129.28 | 125.24 | CP16 | CP16 | Analog monitoring relay Phase failure and sequence 3 x 160...690 V 50...60 Hz AC 2 change-over contacts screw terminal Successor product for 3UG3513-1BL50 or 3UG3513-1PB50 | Lista Papel 2020 SI | 0 | 0
3UG4512-2AR20 |  | 3UG4512-2AR20 | 1 | UN | 1 | 2 | A | D | EAR99 | N | 85364900 | 1 | 4011209642546 | 0.13 | KG | 117.16 | 114.13 | CP16 | CP16 | Analog monitoring relay Phase failure and sequence 3 x 160...690 V 50...60 Hz AC 1 change-over contact spring-type connection system | Lista Papel 2020 SI | 0 | 0
3UG4512-2BR20 |  | 3UG4512-2BR20 | 1 | UN | 1 | 2 | A | D | EAR99 | N | 85364900 | 1 | 4011209642553 | 0.14 | KG | 135.34 | 131.3 | CP16 | CP16 | Analog monitoring relay Phase failure and sequence 3 x 160...690 V 50...60 Hz AC 2 change-over contacts spring-type connection system | Lista Papel 2020 SI | 0 | 0
3UG4513-1BR20 |  | 3UG4513-1BR20 | 1 | UN | 1 | 2 | A | D | EAR99 | N | 85364900 | 1 | 4011209642263 | 0.15 | KG | 147.46 | 143.42 | CP16 | CP16 | Analog monitoring relay Phase failure and sequence Adjustable undervoltage Asymmetry 20% fixed 3 x 160 to 690 V 50 to 60 Hz AC Hysteresis 5% fixed Delay time 0-20 s 2 change-over contacts screw terminal Successor product for 3UG3013-1B... | Lista Papel 2020 SI | 0 | 0
3UG4513-1BR20-Z | X95 | 3UG4513-1BR20-ZX95 | 1 | UN | 1 | 15 | C | D | EAR99 | N | 85364900 | 172 | 4011209786943 | 0.121 | KG | 147.46 | 147.46 | CP16 | CP16 | Analog monitoring relay Phase failure and sequence Adjustable undervoltage Asymmetry 20% fixed 3 x 160 to 690 V 50 to 60 Hz AC Hysteresis 5% fixed Delay time 0-20 s 2 change-over contacts screw terminal Successor product for 3UG3013-1B... | - | 0 | 0
3UG4513-2BR20 |  | 3UG4513-2BR20 | 1 | UN | 1 | 2 | A | D | EAR99 | N | 85364900 | 1 | 4011209642560 | 0.137 | KG | 154.53 | 150.49 | CP16 | CP16 | Analog monitoring relay Phase failure and sequence Adjustable undervoltage Asymmetry 20% fixed 3 x 160 to 690 V 50 to 60 Hz AC Hysteresis 5% fixed Delay time 0-20 s 2 change-over contacts spring-type connection system | Lista Papel 2020 SI | 0 | 0
3UG4581-1AW30 |  | 3UG4581-1AW30 | 1 | UN | 1 | 5 | B | D | EAR99 | N | 85364900 | 1 | 4011209901179 | 0.153 | KG | 257.55 | 257.55 | CP16 | CP16 | Insulation monitoring relay for ungrounded (IT) supply systems up to 400 V AC, 50-60 Hz Measuring range 1-100 kohm Supply voltage 24-240 V AC/DC 22.5 mm, 1 change-over contact screw terminal | - | 0 | 0
3UG4582-1AW30 |  | 3UG4582-1AW30 | 1 | UN | 1 | 5 | B | D | EAR99 | N | 85364900 | 1 | 4011209901186 | 0.16 | KG | 331.28 | 331.28 | CP16 | CP16 | Insulation monitoring relay for ungrounded (IT) supply systems up to 250 V AC, 15-400 Hz and up to 300 V DC Measuring range 1-100 kohm Supply voltage 24-240 V AC/DC 22.5 mm, 1 change-over contact screw terminal | - | 0 | 0
3UG4583-1CW30 |  | 3UG4583-1CW30 | 1 | UN | 1 | 5 | B | D | EAR99 | N | 85364900 | 1 | 4011209901193 | 0.269 | KG | 731.24 | 731.24 | CP16 | CP16 | Insulation monitoring relay for ungrounded (IT) supply systems up to 400 V AC, 15-400 Hz and up to 600 V DC Measuring range 1-100 / 2-200 kohm Supply voltage 24-240 V AC/DC Width 45 mm 1 + 1 or 2 change-over contacts screw terminal | - | 0 | 0
3UG4614-1BR20 |  | 3UG4614-1BR20 | 1 | UN | 1 | 2 | A | D | N | N | 85364900 | 1 | 4011209648388 | 0.16 | KG | 165.64 | 160.59 | CP16 | CP16 | Digital monitoring relay Asymmetry 0-20% Phase sequence can be activated Phase failure 3 x 160 to 690 V 50 to 60 Hz AC Undervoltage 160-690 V Hysteresis 1-20 V ON and OFF delay 0-20 s 2 change-over contacts screw terminal Successor product for 3UG3012-1A... | Lista Papel 2020 SI | 0 | 0
3UG4614-1BR28-0AA3 |  | 3UG4614-1BR28-0AA3 | 1 | UN | 1 | 15 | C | D | N | N | 85364900 | 180 | 4011209775060 | 0.144 | KG | 178.77 | 178.77 | CP16 | CP16 | Digital monitoring relay Asymmetry 0-20%, default off Phase sequence, default off Phase failure 3 x 160 to 690 V 50 to 60 Hz AC Undervoltage, default 320 V Hysteresis, Default: 5% ON, OFF delay: Def. 0.1 s 2 change-over contacts screw terminal | - | 0 | 0
3UG4614-1BR28-0AA7-Z | X95 | 3UG4614-1BR28-0AA7-ZX95 | 1 | UN | 1 | 10 | C | D | EAR99 | N | 85364900 | 172 |  | 0.147 | KG | 178.77 | 178.77 | CP16 | CP16 | Digital monitoring relay Asymmetry 5% Phase sequence monitoring Phase failure monitoring: 3 x 160 to 690 V 50 to 60 Hz AC Undervoltage under 340 V Hysteresis 5 V ON and OFF delay 0.1 s 2 change-over contacts screw terminal | - | 0 | 0
3UG4614-2BR20 |  | 3UG4614-2BR20 | 1 | UN | 1 | 2 | A | D | N | N | 85364900 | 1 | 4011209642577 | 0.144 | KG | 176.75 | 171.7 | CP16 | CP16 | Digital monitoring relay Asymmetry 0-20% Phase sequence can be activated Phase failure 3 x 160 to 690 V 50 to 60 Hz AC Undervoltage 160-690 V Hysteresis 1-20 V ON and OFF delay 0-20 s 2 change-over contacts spring-type connection system | Lista Papel 2020 SI | 0 | 0
3UG4615-1CR20 |  | 3UG4615-1CR20 | 1 | UN | 1 | 2 | A | D | N | N | 85364900 | 1 | 4011209648326 | 0.153 | KG | 214.12 | 208.06 | CP16 | CP16 | Digital monitoring relay 3-phase supply voltage Phase sequence can be activated Phase failure 3 x 160 to 690 V 50 to 60 Hz AC Undervoltage and overvoltage 160-690 V Hysteresis 1-20 V 0-20 s each for Umin and Umax 1 CO for Umin 1 CO for Umax screw terminal Successor product for 3UG3041-1BP50 | Lista Papel 2020 SI | 0 | 0
3UG4615-2CR20 |  | 3UG4615-2CR20 | 1 | UN | 1 | 2 | A | D | N | N | 85364900 | 1 | 4011209642584 | 0.147 | KG | 225.23 | 219.17 | CP16 | CP16 | Digital monitoring relay 3-phase supply voltage Phase sequence can be activated Phase failure 3 x 160 to 690 V 50 to 60 Hz AC Undervoltage and overvoltage 160-690 V Hysteresis 1-20 V 0-20 s each for Umin and Umax 1 CO for Umin 1 CO for Umax spring-type connection system | Lista Papel 2020 SI | 0 | 0
3UG4616-1BR28-0AA1 |  | 3UG4616-1BR28-0AA1 | 1 | UN | 1 | 15 | C | D | N | N | 85364900 | 1 | 4011209740792 | 0.162 | KG | 247.45 | 247.45 | CP16 | CP16 | Digital monitoring relay for 3-phase voltage with N-conductor Phase sequence can be activated Phase failure 3 x 160 to 690 V 50 to 60 Hz AC Undervoltage and overvoltage 160-690 V Hysteresis 1-20 V OFF delay 0-20 s 2 CO for line supply faults screw terminal | - | 0 | 9
3UG4616-1CR20 |  | 3UG4616-1CR20 | 1 | UN | 1 | 2 | A | D | N | N | 85364900 | 1 | 4011209642379 | 0.164 | KG | 229.27 | 223.21 | CP16 | CP16 | Digital monitoring relay for 3-phase voltage with N-conductor Phase sequence can be activated Phase failure 3 x 90 to 400 V 50 to 60 Hz AC Undervoltage and overvoltage 90-400 V Hysteresis 1-20 V 0-20 s each for Umin and Umax 1 CO for Umin 1 CO for Umax screw terminal Successor product for 3UG3042-1BP50 | Lista Papel 2020 SI | 0 | 0
3UG4616-2CR20 |  | 3UG4616-2CR20 | 1 | UN | 1 | 2 | A | D | N | N | 85364900 | 1 | 4011209642591 | 0.151 | KG | 244.42 | 244.42 | CP16 | CP16 | Digital monitoring relay for 3-phase voltage with N-conductor Phase sequence can be activated Phase failure 3 x 90 to 400 V 50 to 60 Hz AC Undervoltage and overvoltage 90-400 V Hysteresis 1-20 V 0-20 s each for Umin and Umax 1 CO for Umin 1 CO for Umax Spring-type terminal | - | 0 | 0
3UG4617-1CR20 |  | 3UG4617-1CR20 | 1 | UN | 1 | 2 | A | D | N | N | 85364900 | 1 | 4011209648395 | 0.17 | KG | 246.44 | 239.37 | CP16 | CP16 | Digital monitoring relay 3-phase supply voltage Autom. phase sequence correction Phase failure 3 x 160 to 690 V 50 to 60 Hz AC Undervoltage and overvoltage 160-690 V Hysteresis 1-20 V OFF delay 0-20 s Asymmetry 0-20% 1 CO for phase correction 1 CO for line supply faults screw terminal | Lista Papel 2020 SI | 0 | 0
3UG4617-2CR20 |  | 3UG4617-2CR20 | 1 | UN | 1 | 2 | A | D | N | N | 85364900 | 1 | 4011209642607 | 0.139 | KG | 255.53 | 248.46 | CP16 | CP16 | Digital monitoring relay 3-phase supply voltage Autom. phase sequence correction Phase failure 3 x 160 to 690 V 50 to 60 Hz AC Undervoltage and overvoltage 160-690 V Hysteresis 1-20 V OFF delay 0-20 s Asymmetry 0-20% 1 CO for phase correction 1 CO for line supply faults spring-type connection system | Lista Papel 2020 SI | 0 | 0
3UG4618-1CR20 |  | 3UG4618-1CR20 | 1 | UN | 1 | 2 | A | D | N | N | 85364900 | 1 | 4011209648401 | 0.163 | KG | 257.55 | 250.48 | CP16 | CP16 | Digital monitoring relay for 3-phase voltage with N-conductor Autom. phase sequence correction Phase failure 3 x 90 to 400 V 50 to 60 Hz AC Undervoltage and overvoltage 90-400 V Hysteresis 1-20 V OFF delay 0-20 s Asymmetry 0-20% 1 CO for phase correction 1 CO for line supply faults screw terminal | Lista Papel 2020 SI | 0 | 0
3UG4618-2CR20 |  | 3UG4618-2CR20 | 1 | UN | 1 | 2 | A | D | N | N | 85364900 | 1 | 4011209642614 | 0.149 | KG | 271.69 | 263.61 | CP16 | CP16 | Digital monitoring relay for 3-phase voltage with N-conductor Autom. phase sequence correction Phase failure 3 x 90 to 400 V 50 to 60 Hz AC Undervoltage and overvoltage 90-400 V Hysteresis 1-20 V OFF delay 0-20 s Asymmetry 0-20% 1 CO for phase correction 1 CO for line supply faults Spring-type connection system | Lista Papel 2020 SI | 0 | 0
3UG4621-1AA30 |  | 3UG4621-1AA30 | 1 | UN | 1 | 2 | A | D | N | N | 85364190 | 1 | 4011209642324 | 0.139 | KG | 154.53 | 150.49 | CP16 | CP16 | Digital monitoring relay Current monitoring, 22.5 mm from 2-500 mA AC/DC 0vershoot and undershoot Supply voltage: 24 V AC/DC 50 to 60 Hz DC and AC without galvanic isolation to measuring circuit ON delay and noise pulses delay 0.1 to 20 s Hysteresis 0.1 to 250 mA 1 change-over contact with or without fault buffer screw terminal Successor product for 3UG3521-1AC.. | Lista Papel 2020 SI | 0 | 0
3UG4621-1AW30 |  | 3UG4621-1AW30 | 1 | UN | 1 | 2 | A | D | N | N | 85364900 | 1 | 4011209642409 | 0.15 | KG | 167.66 | 162.61 | CP16 | CP16 | Digital monitoring relay Current monitoring, 22.5 mm from 2-500 mA AC/DC 0vershoot and undershoot 24 to 240 V AC/DC 50 to 60 Hz DC and AC ON delay and noise pulses delay 0.1 to 20 s Hysteresis 0.1 to 250 mA 1 change-over contact with or without fault buffer screw terminal Successor product for 3UG3521-1AL20, 3UG3521-1AG20 and 3UG3521-1AC48-0AA1 | Lista Papel 2020 SI | 0 | 0
3UG4621-2AA30 |  | 3UG4621-2AA30 | 1 | UN | 1 | 2 | A | D | N | N | 85364190 | 1 | 4011209642621 | 0.132 | KG | 162.61 | 157.56 | CP16 | CP16 | Digital monitoring relay Current monitoring, 22.5 mm from 2-500 mA AC/DC 0vershoot and undershoot Supply voltage: 24 V AC/DC 50 to 60 Hz DC and AC without galvanic isolation to measuring circuit ON delay and noise pulses delay 0.1 to 20 s Hysteresis 0.1 to 250 mA 1 change-over contact with or without fault buffer Automatic reset spring-type connection system | Lista Papel 2020 SI | 0 | 0
3UG4621-2AW30 |  | 3UG4621-2AW30 | 1 | UN | 1 | 2 | A | D | N | N | 85364900 | 1 | 4011209642638 | 0.138 | KG | 177.76 | 172.71 | CP16 | CP16 | Digital monitoring relay Current monitoring, 22.5 mm from 2-500 mA AC/DC 0vershoot and undershoot 24 to 240 V AC/DC 50 to 60 Hz DC and AC ON delay and noise pulses delay 0.1 to 20 s Hysteresis 0.1 to 250 mA 1 change-over contact with or without fault buffer spring-type connection system | Lista Papel 2020 SI | 0 | 0
3UG4622-1AA30 |  | 3UG4622-1AA30 | 1 | UN | 1 | 2 | A | D | N | N | 85364190 | 1 | 4011209642416 | 0.14 | KG | 154.53 | 150.49 | CP16 | CP16 | Digital monitoring relay Current monitoring, 22.5 mm from 0.05-10 A AC/DC 0vershoot and undershoot Supply voltage: 24 V AC/DC 50 to 60 Hz DC and AC without galvanic isolation to measuring circuit ON delay and noise pulses delay 0.1 to 20 s Hysteresis 0.01 to 5 A 1 change-over contact with or without fault buffer screw terminal Successor product for 3UG3522-1AC.. | Lista Papel 2020 SI | 0 | 0
3UG4622-1AW30 |  | 3UG4622-1AW30 | 1 | UN | 1 | 2 | A | D | N | N | 85364900 | 1 | 4011209642423 | 0.15 | KG | 167.66 | 162.61 | CP16 | CP16 | Digital monitoring relay Current monitoring, 22.5 mm from 0.05-10 A AC/DC 0vershoot and undershoot 24 to 240 V AC/DC 50 to 60 Hz DC and AC ON delay and noise pulses delay 0.1 to 20 s Hysteresis 0.01 to 5 A 1 change-over contact with or without fault buffer screw terminal Successor product for 3UG3522-1AL20, 3UG3522-1AG20 and 3UG3522-1AC48-0AA1 | Lista Papel 2020 SI | 0 | 0
3UG4622-1AW38-0AA5-Z | X95 | 3UG4622-1AW38-0AA5-ZX95 | 1 | UN | 1 | 20 | D | D | EAR99 | N | 85364900 | 172 |  | 0.147 | KG | 181.8 | 181.8 | CP16 | CP16 | Digital monitoring relay Current monitoring, 22.5 mm from 0.15 to 2 A AC/DC supply voltage 24 to 240 V AC/DC ON delay 0.1 s OFF delay 2 s Quiescent current principle Hysteresis 0.16 A 1 change-over contact Automatic reset screw terminal | - | 0 | 0
3UG4622-1AW38-0AA6-Z | X95 | 3UG4622-1AW38-0AA6-ZX95 | 1 | UN | 1 | 20 | D | D | EAR99 | N | 85364900 | 172 |  | 0.147 | KG | 181.8 | 181.8 | CP16 | CP16 | Digital monitoring relay Current monitoring, 22.5 mm from 0.15 to 4.2 A AC/DC supply voltage 24 to 240 V AC/DC ON delay 0.1 s OFF delay 2 s Quiescent current principle Hysteresis 0.16 A 1 change-over contact Automatic reset screw terminal | - | 0 | 0
3UG4622-2AA30 |  | 3UG4622-2AA30 | 1 | UN | 1 | 2 | A | D | N | N | 85364190 | 1 | 4011209642645 | 0.14 | KG | 162.61 | 157.56 | CP16 | CP16 | Digital monitoring relay Current monitoring, 22.5 mm from 0.05-10 A AC/DC 0vershoot and undershoot Supply voltage: 24 V AC/DC 50 to 60 Hz DC and AC without galvanic isolation to measuring circuit ON delay and noise pulses delay 0.1 to 20 s Hysteresis 0.01 to 5 A 1 change-over contact with or without fault buffer spring-type connection system | Lista Papel 2020 SI | 0 | 0
3UG4622-2AW30 |  | 3UG4622-2AW30 | 1 | UN | 1 | 2 | A | D | N | N | 85364900 | 1 | 4011209642652 | 0.14 | KG | 177.76 | 172.71 | CP16 | CP16 | Digital monitoring relay Current monitoring, 22.5 mm from 0.05-10 A AC/DC 0vershoot and undershoot 24 to 240 V AC/DC 50 to 60 Hz DC and AC ON delay and noise pulses delay 0.1 to 20 s Hysteresis 0.01 to 5 A 1 change-over contact with or without fault buffer spring-type connection system | Lista Papel 2020 SI | 0 | 0
3UG4624-1CS20 |  | 3UG4624-1CS20 | 1 | UN | 1 | 2 | A | D | N | N | 85364900 | 1 | 4011209682191 | 0.171 | KG | 291.89 | 291.89 | CP16 | CP16 | Digital monitoring relay for residual current monitoring (with converter 3UL22) Setting range 10-100% of transformer rated value separate for warning threshold and switch-off value 90 to 690 V AC 50...60 Hz AC ON delay and tripping delay 0.1 to 20 s Shutdown hysteresis up to 50% Warning hysteresis 5% fixed 2 change-over contacts with or without fault buffer screw terminal Successor product: 3UG4625-1CW30 with transformer 3UL23 | - | 0 | 7
3UG4624-2CS20 |  | 3UG4624-2CS20 | 1 | UN | 1 | 2 | A | D | N | N | 85364900 | 1 | 4011209682207 | 0.166 | KG | 303 | 303 | CP16 | CP16 | Digital monitoring relay for residual current monitoring (with converter 3UL22) Setting range 10-100% of transformer rated value separate for warning threshold and switch-off value 90 to 690 V AC 50...60 Hz AC ON delay and tripping delay 0.1 to 20 s Shutdown hysteresis up to 50% Warning hysteresis 5% fixed 2 change-over contacts with or without fault buffer spring-type connection system Successor product: 3UG4625-2CW30 with transformer 3UL23 | - | 0 | 7
3UG4625-1CW30 |  | 3UG4625-1CW30 | 1 | UN | 1 | 2 | A | D | EAR99 | N | 85364900 | 1 | 4011209912502 | 0.166 | KG | 238.36 | 238.36 | CP16 | CP16 | Digital monitoring relay for residual current monitoring (with current transformer 3UL23) Setting range 0.03...40 A separate for warning threshold and switch-off value supply voltage 24 ... 240 V AC/DC, 50 .. 60Hz ON delay and tripping delay 0.1 to 20 s Shutdown hysteresis up to 50% Warning hysteresis 5% fixed Width 22.5 mm, 2 change-over contacts with or without fault buffer screw terminal | - | 0 | 0
3UG4625-2CW30 |  | 3UG4625-2CW30 | 1 | UN | 1 | 2 | A | D | EAR99 | N | 85364900 | 1 | 4011209912519 | 0.151 | KG | 244.42 | 244.42 | CP16 | CP16 | Digital monitoring relay for residual current monitoring (with current transformer 3UL23) Setting range 0.03...40 A separate for warning threshold and switch-off value supply voltage 24 ... 240 V AC/DC, 50 .. 60Hz ON delay and tripping delay 0.1 to 20 s Shutdown hysteresis up to 50% Warning hysteresis 5% fixed Width 22.5 mm, 2 change-over contacts with or without fault buffer spring-type connection system | - | 0 | 0
3UG4631-1AA30 |  | 3UG4631-1AA30 | 1 | UN | 1 | 2 | A | D | N | N | 85364900 | 1 | 4011209642430 | 0.133 | KG | 154.53 | 150.49 | CP16 | CP16 | Digital monitoring relay Voltage monitoring, 22.5 mm from 0.1-60 V AC/DC 0vershoot and undershoot Supply voltage: 24 V AC/DC 50 to 60 Hz DC and AC without galvanic isolation to measuring circuit Noise pulses delay 0.1 to 20 s Hysteresis 0.1 to 30 V 1 change-over contact with or without fault buffer screw terminal Successor product for 3UG3531-1AC.. | Lista Papel 2020 SI | 0 | 0
3UG4631-1AW30 |  | 3UG4631-1AW30 | 1 | UN | 1 | 2 | A | D | N | N | 85364900 | 1 | 4011209642447 | 0.14 | KG | 167.66 | 162.61 | CP16 | CP16 | Digital monitoring relay Voltage monitoring, 22.5 mm from 0.1-60 V AC/DC 0vershoot and undershoot 24 to 240 V AC/DC 50 to 60 Hz DC and AC Noise pulses delay 0.1 to 20 s Hysteresis 0.1 to 30 V 1 change-over contact with or without fault buffer screw terminal Successor product for 3UG3531-1AL20, 3UG3531-1AG20 | Lista Papel 2020 SI | 0 | 0
3UG4631-1AW38-0AA4-Z | X95 | 3UG4631-1AW38-0AA4-ZX95 | 1 | UN | 1 | 15 | C | D | N | N | 85364900 | 172 | 4011209907416 | 0.117 | KG | 181.8 | 181.8 | CP16 | CP16 | Digital monitoring relay Voltage monitoring, 22.5 mm from 14.3-15.7 V AC/DC supply voltage 24 to 240 V AC/DC Quiescent current principle Noise pulses delay 0.1 s Hysteresis 0.1 V 1 change-over contact Autom. reset screw terminal | - | 0 | 0
3UG4631-1AW38-0AB1-Z | X95 | 3UG4631-1AW38-0AB1-ZX95 | 1 | UN | 1 | 15 | C | D | N | N | 85364900 | 172 | 4047621043555 | 0.117 | KG | 177.76 | 177.76 | CP16 | CP16 | Digital monitoring relay Voltage monitoring, 22.5 mm from 18-27 V AC/DC supply voltage 24 to 240 V AC/DC Quiescent current principle Noise pulses delay 0.1 s Hysteresis 0.1 V 1 change-over contact Autom. reset screw terminal | - | 0 | 9
3UG4631-2AA30 |  | 3UG4631-2AA30 | 1 | UN | 1 | 2 | A | D | N | N | 85364190 | 1 | 4011209642683 | 0.128 | KG | 162.61 | 157.56 | CP16 | CP16 | Digital monitoring relay Voltage monitoring, 22.5 mm from 0.1-60 V AC/DC 0vershoot and undershoot Supply voltage: 24 V AC/DC 50 to 60 Hz DC and AC without galvanic isolation to measuring circuit Noise pulses delay 0.1 to 20 s Hysteresis 0.1 to 30 V 1 change-over contact with or without fault buffer spring-type connection system | Lista Papel 2020 SI | 0 | 0
3UG4631-2AW30 |  | 3UG4631-2AW30 | 1 | UN | 1 | 2 | A | D | N | N | 85364900 | 1 | 4011209642690 | 0.139 | KG | 177.76 | 172.71 | CP16 | CP16 | Digital monitoring relay Voltage monitoring, 22.5 mm from 0.1-60 V AC/DC 0vershoot and undershoot 24 to 240 V AC/DC 50 to 60 Hz DC and AC Noise pulses delay 0.1 to 20 s Hysteresis 0.1 to 30 V 1 change-over contact with or without fault buffer spring-type connection system | Lista Papel 2020 SI | 0 | 0
3UG4632-1AA30 |  | 3UG4632-1AA30 | 1 | UN | 1 | 2 | A | D | N | N | 85364190 | 1 | 4011209642454 | 0.137 | KG | 154.53 | 150.49 | CP16 | CP16 | Digital monitoring relay Voltage monitoring, 22.5 mm from 10 to 600 V AC/DC 0vershoot and undershoot Supply voltage: 24 V AC/DC 50 to 60 Hz DC and AC without galvanic isolation to measuring circuit Noise pulses delay 0.1 to 20 s Hysteresis 0.1 to 300 V 1 change-over contact with or without fault buffer screw terminal Successor product for 3UG3532-1AC.. | Lista Papel 2020 SI | 0 | 0
3UG4632-1AW30 |  | 3UG4632-1AW30 | 1 | UN | 1 | 2 | A | D | N | N | 85364900 | 1 | 4011209642461 | 0.143 | KG | 167.66 | 162.61 | CP16 | CP16 | Digital monitoring relay Voltage monitoring, 22.5 mm from 10 to 600 V AC/DC 0vershoot and undershoot 24 to 240 V AC/DC 50 to 60 Hz DC and AC Noise pulses delay 0.1 to 20 s Hysteresis 0.1 to 300 V 1 change-over contact with or without fault buffer screw terminal Successor product for 3UG3532-1AL20, 3UG3532-1AG20 | Lista Papel 2020 SI | 0 | 0
3UG4632-2AA30 |  | 3UG4632-2AA30 | 1 | UN | 1 | 2 | A | D | N | N | 85364190 | 1 | 4011209642669 | 0.147 | KG | 162.61 | 157.56 | CP16 | CP16 | Digital monitoring relay Voltage monitoring, 22.5 mm from 10 to 600 V AC/DC 0vershoot and undershoot Supply voltage: 24 V AC/DC 50 to 60 Hz DC and AC without galvanic isolation to measuring circuit Noise pulses delay 0.1 to 20 s Hysteresis 0.1 to 300 V 1 change-over contact with or without fault buffer spring-type connection system | Lista Papel 2020 SI | 0 | 0
3UG4632-2AW30 |  | 3UG4632-2AW30 | 1 | UN | 1 | 2 | A | D | N | N | 85364900 | 1 | 4011209642676 | 0.131 | KG | 177.76 | 172.71 | CP16 | CP16 | Digital monitoring relay Voltage monitoring, 22.5 mm from 10 to 600 V AC/DC 0vershoot and undershoot 24 to 240 V AC/DC 50 to 60 Hz DC and AC Noise pulses delay 0.1 to 20 s 1 change-over contact with or without fault buffer spring-type connection system | Lista Papel 2020 SI | 0 | 0
3UG4633-1AL30 |  | 3UG4633-1AL30 | 1 | UN | 1 | 2 | A | D | N | N | 85364900 | 1 | 4011209642478 | 0.137 | KG | 160.59 | 156.55 | CP16 | CP16 | Digital monitoring relay Voltage monitoring, 22.5 mm from 17-275 V AC/DC Overshoot and undershoot Self-powered Spike delay 0.1 to 20 s Hysteresis 0.1 to 150 V 1 CO contact With or without error buffer Screw terminals Successor product for 3UG3534, 3UG3535 | Lista Papel 2020 SI | 0 | 0
3UG4633-2AL30 |  | 3UG4633-2AL30 | 1 | UN | 1 | 2 | A | D | N | N | 85364900 | 1 | 4011209642706 | 0.14 | KG | 167.66 | 167.66 | CP16 | CP16 | Digital monitoring relay Voltage monitoring, 22.5 mm from 17-275 V AC/DC Overshoot and undershoot self-supplied Noise pulses delay 0.1 to 20 s Hysteresis 0.1 to 150 V 1 changeover contact spring-type connection system spring-type connection system | - | 0 | 0
3UG4641-1CS20 |  | 3UG4641-1CS20 | 1 | UN | 1 | 2 | A | D | N | N | 85364900 | 1 | 4011209665156 | 0.158 | KG | 229.27 | 223.21 | CP16 | CP16 | Digital monitoring relay cos phi and current monitoring from 90-690 V AC 0vershoot and undershoot self-supplied 50 to 60 Hz AC Noise pulses delay 0.1 to 20 s Hysteresis for (I) 0.1 to 2 A 2 change-over contacts with or without fault buffer screw terminal Successor product for 3UG3014 | Lista Papel 2020 SI | 0 | 0
3UG4641-2CS20 |  | 3UG4641-2CS20 | 1 | UN | 1 | 2 | A | D | N | N | 85364900 | 1 | 4011209665163 | 0.151 | KG | 236.34 | 229.27 | CP16 | CP16 | Digital monitoring relay cos phi and current monitoring from 90-690 V AC 0vershoot and undershoot self-supplied 50 to 60 Hz AC Noise pulses delay 0.1 to 20 s Hysteresis for (I) 0.1 to 2 A 2 change-over contacts with or without fault buffer spring-type connection system | Lista Papel 2020 SI | 0 | 0
3UG4651-1AA30 |  | 3UG4651-1AA30 | 1 | UN | 1 | 2 | A | D | N | N | 85364190 | 1 | 4011209667440 | 0.165 | KG | 229.27 | 223.21 | CP16 | CP16 | Digital monitoring relay Speed monitoring from 0.1 to 2200 rpm 0vershoot and undershoot Supply voltage: 24 V AC/DC 50 to 60 Hz DC and AC without galvanic isolation to measuring circuit ON delay 1 to 900 s Tripping delay 0.1 to 99.9 s Hysteresis 0.1 to 99 rpm 1 change-over contact with or without fault buffer screw terminal Successor product for 3UG3051 | Lista Papel 2020 SI | 0 | 0
3UG4651-1AA38-0AA8-Z | X95 | 3UG4651-1AA38-0AA8-ZX95 | 1 | UN | 1 | 15 | C | D | EAR99 | N | 85364900 | 137 |  | 0.12 | KG | 245.43 | 245.43 | CP16 | CP16 | Digital monitoring relay Speed monitoring from 50 to 60 rpm for 0vershoot and undershoot Supply voltage: 24 V AC/DC 50 to 60 Hz DC and AC without galvanic isolation to measuring circuit ON delay 1 NO Tripping delay 0.1 s Without hysteresis 1 change-over contact Automatic reset screw terminal | - | 0 | 0
3UG4651-1AW30 |  | 3UG4651-1AW30 | 1 | UN | 1 | 2 | A | D | N | N | 85364900 | 1 | 4011209667457 | 0.165 | KG | 245.43 | 238.36 | CP16 | CP16 | Digital monitoring relay Speed monitoring from 0.1 to 2200 rpm Overshoot and undershoot 24 to 240 V AC/DC 50 to 60 Hz DC and AC ON delay 1 to 900 s Tripping delay 0.1 to 99.9 s Hysteresis 0.1 to 99 rpm 1 change-over contact with or without fault buffer screw terminal Successor product for 3UG3051 | Lista Papel 2020 SI | 0 | 0
3UG4651-2AA30 |  | 3UG4651-2AA30 | 1 | UN | 1 | 2 | A | D | N | N | 85364190 | 1 | 4011209667464 | 0.17 | KG | 243.41 | 236.34 | CP16 | CP16 | Digital monitoring relay Speed monitoring from 0.1 to 2200 rpm 0vershoot and undershoot Supply voltage: 24 V AC/DC 50 to 60 Hz DC and AC without galvanic isolation to measuring circuit ON delay 1 to 900 s Tripping delay 0.1 to 99.9 s Hysteresis 0.1 to 99 rpm 1 change-over contact with or without fault buffer spring-type connection system | Lista Papel 2020 SI | 0 | 0
3UG4651-2AW30 |  | 3UG4651-2AW30 | 1 | UN | 1 | 2 | A | D | N | N | 85364900 | 1 | 4011209682047 | 0.17 | KG | 254.52 | 247.45 | CP16 | CP16 | Digital monitoring relay Speed monitoring from 0.1 to 2200 rpm Overshoot and undershoot 24 to 240 V AC/DC 50 to 60 Hz DC and AC ON delay 1 to 900 s Tripping delay 0.1 to 99.9 s Hysteresis 0.1 to 99 rpm 1 change-over contact with or without fault buffer spring-type connection system | Lista Papel 2020 SI | 0 | 0
3UG4815-1AA40 |  | 3UG4815-1AA40 | 1 | UN | 1 | 2 | A | D | N | N | 85364900 | 1 | 4011209895584 | 0.147 | KG | 232.3 | 232.3 | CP16 | CP16 | Digital monitoring relay 3-phase supply voltage for IO-Link 50...60 Hz AC 3 x 160 to 690 V Phase sequence, Phase failure Phase asymmetry Undervoltage and overvoltage Hysteresis 1-20 V Line stabilization delay Tripping delay time 1 change-over contact, screw terminal | - | 0 | 0
3UG4815-2AA40 |  | 3UG4815-2AA40 | 1 | UN | 1 | 2 | A | D | N | N | 85364900 | 1 | 4011209895775 | 0.147 | KG | 238.36 | 238.36 | CP16 | CP16 | Digital monitoring relay 3-phase supply voltage for IO-Link 50...60 Hz AC 3 x 160 to 690 V Phase sequence, Phase failure Phase asymmetry Undervoltage and overvoltage Hysteresis 1-20 V Line stabilization delay Tripping delay time 1 change-over contact, spring-type connection system | - | 0 | 0
3UG4816-1AA40 |  | 3UG4816-1AA40 | 1 | UN | 1 | 2 | A | D | N | N | 85364900 | 1 | 4011209895782 | 0.147 | KG | 246.44 | 246.44 | CP16 | CP16 | Digital monitoring relay for 3-phase voltage with N-conductor for IO-Link 50...60 Hz AC 3 x 160 to 690 V Phase sequence, Phase failure Phase asymmetry Undervoltage and overvoltage Hysteresis 1-20 V Line stabilization delay Tripping delay time 1 change-over contact, screw terminal | - | 0 | 0
3UG4816-2AA40 |  | 3UG4816-2AA40 | 1 | UN | 1 | 2 | A | D | N | N | 85364900 | 1 | 4011209895799 | 0.147 | KG | 253.51 | 253.51 | CP16 | CP16 | Digital monitoring relay for 3-phase voltage with N-conductor for IO-Link 50...60 Hz AC 3 x 160 to 690 V Phase sequence, Phase failure Phase asymmetry Undervoltage and overvoltage Hysteresis 1-20 V Line stabilization delay Tripping delay time 1 change-over contact, spring-type connection system | - | 0 | 0
3UG4822-1AA40 |  | 3UG4822-1AA40 | 1 | UN | 1 | 2 | A | D | N | N | 85364900 | 1 | 4011209895805 | 0.147 | KG | 200.99 | 200.99 | CP16 | CP16 | Digital monitoring relay Current monitoring, 22.5 mm for IO-Link 0.05...10.0 A AC/DC Overcurrent and undercurrent Transformer scaling factor Hysteresis 0.01 to 5.0 A ON-delay time Tripping delay time 1 change-over contact, screw terminal | - | 0 | 0
3UG4822-2AA40 |  | 3UG4822-2AA40 | 1 | UN | 1 | 2 | A | D | N | N | 85364900 | 1 | 4011209895812 | 0.147 | KG | 206.04 | 206.04 | CP16 | CP16 | Digital monitoring relay Current monitoring, 22.5 mm for IO-Link 0.05...10.0 A AC/DC Overcurrent and undercurrent Transformer scaling factor Hysteresis 0.01 to 5.0 A ON-delay time Tripping delay time 1 change-over contact, spring-type connection system | - | 0 | 0
3UG4825-1CA40 |  | 3UG4825-1CA40 | 1 | UN | 1 | 2 | A | D | EAR99 | N | 85364900 | 1 | 4011209912533 | 0.147 | KG | 284.82 | 284.82 | CP16 | CP16 | Digital monitoring relay for residual current monitoring with residual-current transformer 3UL23 for IO-Link Setting range 0.03 A to 40 A separate for warning threshold and switch-off value ON delay and tripping delay 0 to 999.9 s Shutdown hysteresis up to 50% Warning hysteresis 5% fixed Width 22.5mm, 2 change-over contacts with or without fault buffer screw terminal | - | 0 | 0
3UG4825-2CA40 |  | 3UG4825-2CA40 | 1 | UN | 1 | 2 | A | D | EAR99 | N | 85364900 | 1 | 4011209912540 | 0.147 | KG | 290.88 | 290.88 | CP16 | CP16 | Digital monitoring relay for residual current monitoring with residual-current transformer 3UL23 for IO-Link Setting range 0.03 A to 40 A separate for warning threshold and switch-off value ON delay and tripping delay 0 to 999.9 s Shutdown hysteresis up to 50% Warning hysteresis 5% fixed Width 22.5mm, 2 change-over contacts with or without fault buffer spring-type connection system | - | 0 | 0
3UG4832-1AA40 |  | 3UG4832-1AA40 | 1 | UN | 1 | 2 | A | D | N | N | 85364900 | 1 | 4011209895829 | 0.147 | KG | 200.99 | 200.99 | CP16 | CP16 | Digital monitoring relay Voltage monitoring, 22.5 mm for IO-Link 10...600 V AC/DC Overvoltage and undervoltage Hysteresis 0.1 to 300 V ON-delay time Tripping delay time 1 change-over contact, screw terminal | - | 0 | 0
3UG4832-2AA40 |  | 3UG4832-2AA40 | 1 | UN | 1 | 2 | A | D | N | N | 85364900 | 1 | 4011209895867 | 0.147 | KG | 206.04 | 206.04 | CP16 | CP16 | Digital monitoring relay Voltage monitoring, 22.5 mm for IO-Link 10...600 V AC/DC Overvoltage and undervoltage Hysteresis 0.1 to 300 V ON-delay time Tripping delay time 1 change-over contact, spring-type connection system | - | 0 | 0
3UG4841-1CA40 |  | 3UG4841-1CA40 | 1 | UN | 1 | 2 | A | D | N | N | 85364900 | 1 | 4011209895874 | 0.147 | KG | 271.69 | 271.69 | CP16 | CP16 | Digital monitoring relay cos phi and current monitoring for IO-Link 90...690 V AC, 0.2...10 A 0vershoot and undershoot ON-delay time Tripping delay time Hysteresis 0.1 to 3.0 A 2 change-over contacts, screw terminal | - | 0 | 0
3UG4841-2CA40 |  | 3UG4841-2CA40 | 1 | UN | 1 | 2 | A | D | N | N | 85364900 | 1 | 4011209895881 | 0.147 | KG | 279.77 | 279.77 | CP16 | CP16 | Digital monitoring relay cos phi and current monitoring for IO-Link 90...690 V AC, 0.2...10 A 0vershoot and undershoot ON-delay time Tripping delay time Hysteresis 0.1 to 3.0 A 2 change-over contacts, spring-type connection system | - | 0 | 0
3UG4851-1AA40 |  | 3UG4851-1AA40 | 1 | UN | 1 | 2 | A | D | N | N | 85364900 | 1 | 4011209895904 | 0.144 | KG | 286.84 | 286.84 | CP16 | CP16 | Digital monitoring relay Speed monitoring for IO-Link from 0.1...2200 rpm 0vershoot and undershoot ON-delay time Tripping delay time Hysteresis 0.1 to 99 rpm 1 change-over contact, screw terminal | - | 0 | 0
3UG4851-2AA40 |  | 3UG4851-2AA40 | 1 | UN | 1 | 2 | A | D | N | N | 85364900 | 1 | 4011209895911 | 0.144 | KG | 293.91 | 293.91 | CP16 | CP16 | Digital monitoring relay Speed monitoring for IO-Link from 0.1...2200 rpm 0vershoot and undershoot ON-delay time Tripping delay time Hysteresis 0.1 to 99 rpm 1 change-over contact, spring-type connection system | - | 0 | 0
3UG4981-0C |  | 3UG4981-0C | 1 | UN | 1 | 5 | B | D | EAR99 | N | 85389099 | 1 | 4011209904293 | 0.01 | KG | 12.73 | 12.73 | CP16 | CP16 | cover, sealable, for insulation monitoring relay 3UG4581 and 3UG4582 Width 22.5 mm | - | 0 | 0
3UG4983-0C |  | 3UG4983-0C | 1 | UN | 1 | 5 | B | D | EAR99 | N | 85389099 | 1 | 4011209904309 | 0.01 | KG | 13.03 | 13.03 | CP16 | CP16 | cover, sealable, for insulation monitoring relay 3UG4583 Width 45 mm | - | 0 | 0
3UG4983-1A |  | 3UG4983-1A | 1 | UN | 1 | 5 | B | D | EAR99 | N | 85043121 | 1 | 4011209901209 | 0.208 | KG | 390.87 | 390.87 | CP16 | CP16 | Voltage reducer module for insulation monitoring relay 3UG4583 for expanding the supply voltage range to 690 V AC and 1000 V DC screw terminal | - | 0 | 0
3UL2201-1A |  | 3UL2201-1A | 1 | UN | 1 | 2 | A | D | N | N | 85043129 | 1 | 4011209065574 | 0.558 | KG | 394.91 | 394.91 | CP16 | CP16 | Residual current protection device Component summation current transformer without ON delay Bushing opening 40 mm Rated fault current 0.3 A | - | 0 | 7
3UL2201-1AM00 |  | 3UL2201-1AM00 | 1 | UN | 1 | 5 | B | D | N | N | 85043129 | 1 | 4011209236073 | 0.51 | KG | 394.91 | 394.91 | CP16 | CP16 | RESIDUAL-CURRENT PROT. DEVICE COMP. SUMMATION CURRENT TRANSF. WITHOUT RESPONSE DELAY BUSHING OPENING 40 MM NOM. FAULT-CURRENT 0:3 A KLOECKNER-MOELLER VERSION | - | 0 | 7
3UL2201-2A |  | 3UL2201-2A | 1 | UN | 1 | 5 | B | D | N | N | 85043129 | 1 | 4011209065581 | 0.39 | KG | 394.91 | 394.91 | CP16 | CP16 | Residual current protection device Component summation current transformer without ON delay Bushing opening 40 mm Rated fault current 0.5 A | - | 0 | 7
3UL2201-2AM00 |  | 3UL2201-2AM00 | 1 | UN | 1 | 5 | B | D | N | N | 85043129 | 1 | 4011209241367 | 0.394 | KG | 394.91 | 394.91 | CP16 | CP16 | RESIDUAL-CURRENT PROT. DEVICE COMP. SUMMATION CURRENT TRANSF. WITHOUT RESPONSE DELAY BUSHING OPENING 40 MM NOM. FAULT-CURRENT 0.5 A KLOECKNER-MOELLER VERSION | - | 0 | 7
3UL2201-3A |  | 3UL2201-3A | 1 | UN | 1 | 5 | B | D | N | N | 85043129 | 1 | 4011209065598 | 0.326 | KG | 394.91 | 394.91 | CP16 | CP16 | Residual current protection device Component summation current transformer without ON delay Bushing opening 40 mm Rated fault current 1 A | - | 0 | 7
3UL2201-3AM00 |  | 3UL2201-3AM00 | 1 | UN | 1 | 5 | B | D | N | N | 85043129 | 1 | 4011209241350 | 0.317 | KG | 394.91 | 394.91 | CP16 | CP16 | RESIDUAL-CURRENT PROT. DEVICE COMP. SUMMATION CURRENT TRANSF. WITHOUT RESPONSE DELAY BUSHING OPENING 40 MM NOM. FAULT-CURRENT 1 A KLOECKNER-MOELLER VERSION | - | 0 | 7
3UL2202-1A |  | 3UL2202-1A | 1 | UN | 1 | 2 | A | D | N | N | 85043129 | 1 | 4011209367630 | 0.879 | KG | 511.06 | 511.06 | CP16 | CP16 | Residual current protection device Component summation current transformer without ON delay Bushing opening 65 mm Rated fault current 0.3 A | - | 0 | 7
3UL2202-1B |  | 3UL2202-1B | 1 | UN | 1 | 5 | B | D | N | N | 85043129 | 1 | 4011209121270 | 0.551 | KG | 665.59 | 665.59 | CP16 | CP16 | Residual current protection device Component summation current transformer without ON delay Bushing opening 65 mm Rated fault current 6 A | - | 0 | 7
3UL2202-2A |  | 3UL2202-2A | 1 | UN | 1 | 5 | B | D | N | N | 85043129 | 1 | 4011209065604 | 0.702 | KG | 511.06 | 511.06 | CP16 | CP16 | Residual current protection device Component summation current transformer without ON delay Bushing opening 65 mm Rated fault current 0.5 A | - | 0 | 7
3UL2202-2AM00 |  | 3UL2202-2AM00 | 1 | UN | 1 | 5 | B | D | N | N | 85043129 | 1 | 4011209236066 | 0.703 | KG | 511.06 | 511.06 | CP16 | CP16 | RESIDUAL-CURRENT PROT. DEVICE COMP. SUMMATION CURRENT TRANSF. WITHOUT RESPONSE DELAY BUSHING OPENING 65 MM NOM. FAULT-CURRENT 0.5 A KLOECKNER-MOELLER VERSION | - | 0 | 7
3UL2202-2B |  | 3UL2202-2B | 1 | UN | 1 | 5 | B | D | N | N | 85043129 | 1 | 4011209137424 | 0.559 | KG | 665.59 | 665.59 | CP16 | CP16 | Residual current protection device Component summation current transformer without ON delay Bushing opening 65 mm Rated fault current 10 A | - | 0 | 7
3UL2202-3A |  | 3UL2202-3A | 1 | UN | 1 | 5 | B | D | N | N | 85043129 | 1 | 4011209065611 | 0.46 | KG | 511.06 | 511.06 | CP16 | CP16 | Residual current protection device Component summation current transformer without ON delay Bushing opening 65 mm Rated fault current 1 A | - | 0 | 7
3UL2202-3AM00 |  | 3UL2202-3AM00 | 1 | UN | 1 | 5 | B | D | N | N | 85043129 | 1 | 4011209241343 | 0.537 | KG | 511.06 | 511.06 | CP16 | CP16 | RESIDUAL-CURRENT PROT. DEVICE COMP. SUMMATION CURRENT TRANSF. WITHOUT RESPONSE DELAY BUSHING OPENING 65 MM NOM. FAULT-CURRENT 1 A KLOECKNER-MOELLER VERSION | - | 0 | 7
3UL2202-3B |  | 3UL2202-3B | 1 | UN | 1 | 15 | C | D | N | N | 85043129 | 1 | 4011209171909 | 0.557 | KG | 665.59 | 665.59 | CP16 | CP16 | Residual current protection device Component summation current transformer without ON delay Bushing opening 65 mm Rated fault current 16 A | - | 0 | 7
3UL2202-4B |  | 3UL2202-4B | 1 | UN | 1 | 5 | B | D | N | N | 85043129 | 1 | 4011209241190 | 0.55 | KG | 665.59 | 665.59 | CP16 | CP16 | Residual current protection device Component summation current transformer without ON delay Bushing opening 65 mm Rated fault current 25 A | - | 0 | 7
3UL2202-5B |  | 3UL2202-5B | 1 | UN | 1 | 5 | B | D | N | N | 85043129 | 1 | 4011209128095 | 0.58 | KG | 665.59 | 665.59 | CP16 | CP16 | Residual current protection device Component summation current transformer without ON delay Bushing opening 65 mm Rated fault current 40 A | - | 0 | 7
3UL2203-1A |  | 3UL2203-1A | 1 | UN | 1 | 5 | B | D | N | N | 85043129 | 1 | 4011209368774 | 3.42 | KG | 1363.5 | 1363.5 | CP16 | CP16 | Residual current protection device Component summation current transformer without ON delay Bushing opening 120 mm Rated fault current 0.3 A | - | 0 | 7
3UL2203-1B |  | 3UL2203-1B | 1 | UN | 1 | 15 | C | D | N | N | 85043129 | 1 | 4011209139725 | 1.9 | KG | 1444.3 | 1444.3 | CP16 | CP16 | Residual current protection device Component summation current transformer without ON delay Bushing opening 120 mm Rated fault current 6 A | - | 0 | 7
3UL2203-2A |  | 3UL2203-2A | 1 | UN | 1 | 5 | B | D | N | N | 85043129 | 1 | 4011209086753 | 2.77 | KG | 1363.5 | 1363.5 | CP16 | CP16 | Residual current protection device Component summation current transformer without ON delay Bushing opening 120 mm Rated fault current 0.5 A | - | 0 | 7
3UL2203-2AM00 |  | 3UL2203-2AM00 | 1 | UN | 1 | 5 | B | D | N | N | 85043129 | 1 | 4011209241336 | 2.847 | KG | 1363.5 | 1363.5 | CP16 | CP16 | RESIDUAL-CURRENT PROT. DEVICE COMP. SUMMATION CURRENT TRANSF. WITHOUT RESPONSE DELAY BUSHING OPENING 120 MM NOM. FAULT-CURRENT 0.5 A KLOECKNER-MOELLER VERSION | - | 0 | 7
3UL2203-2B |  | 3UL2203-2B | 1 | UN | 1 | 15 | C | D | N | N | 85043129 | 1 | 4011209176225 | 1.923 | KG | 1444.3 | 1444.3 | CP16 | CP16 | Residual current protection device Component summation current transformer without ON delay Bushing opening 120 mm Rated fault current 10 A | - | 0 | 7
3UL2203-3A |  | 3UL2203-3A | 1 | UN | 1 | 5 | B | D | N | N | 85043129 | 1 | 4011209115668 | 1.86 | KG | 1363.5 | 1363.5 | CP16 | CP16 | Residual current protection device Component summation current transformer without ON delay Bushing opening 120 mm Rated fault current 1 A | - | 0 | 7
3UL2203-3AM00 |  | 3UL2203-3AM00 | 1 | UN | 1 | 5 | B | D | N | N | 85043129 | 1 | 4011209236059 | 1.91 | KG | 1363.5 | 1363.5 | CP16 | CP16 | RESIDUAL-CURRENT PROT. DEVICE COMP. SUMMATION CURRENT TRANSF. WITHOUT RESPONSE DELAY BUSHING OPENING 120 MM NOM. FAULT-CURRENT 1 A KLOECKNER-MOELLER VERSION | - | 0 | 7
3UL2203-3B |  | 3UL2203-3B | 1 | UN | 1 | 15 | C | D | N | N | 85043129 | 1 | 4011209190788 | 1.93 | KG | 1444.3 | 1444.3 | CP16 | CP16 | Residual current protection device Component summation current transformer without ON delay Bushing opening 120 mm Rated fault current 16 A | - | 0 | 7
3UL2203-4B |  | 3UL2203-4B | 1 | UN | 1 | 15 | C | D | N | N | 85043129 | 1 | 4011209190948 | 1.877 | KG | 1444.3 | 1444.3 | CP16 | CP16 | Residual current protection device Component summation current transformer without ON delay Bushing opening 120 mm Rated fault current 25 A | - | 0 | 7
3UL2203-5B |  | 3UL2203-5B | 1 | UN | 1 | 15 | C | D | N | N | 85043129 | 1 | 4011209155893 | 1.86 | KG | 1444.3 | 1444.3 | CP16 | CP16 | Residual current protection device Component summation current transformer without ON delay Bushing opening 120 mm Rated fault current 40 A | - | 0 | 7
3UL2302-1A |  | 3UL2302-1A | 1 | UN | 1 | 2 | A | D | EAR99 | N | 85043129 | 1 | 4011209910027 | 0.14 | KG | 163.62 | 163.62 | CP16 | CP16 | Residual-current transformer for residual current monitoring Bushing opening 35 mm Residual current 30 mA...40 A | - | 0 | 0
3UL2303-1A |  | 3UL2303-1A | 1 | UN | 1 | 2 | A | D | EAR99 | N | 85043129 | 1 | 4011209897519 | 0.207 | KG | 174.73 | 174.73 | CP16 | CP16 | Residual-current transformer for residual current monitoring Bushing opening 55 mm Residual current 30 mA...40 A | - | 0 | 0
3UL2304-1A |  | 3UL2304-1A | 1 | UN | 1 | 2 | A | D | EAR99 | N | 85043129 | 1 | 4011209897526 | 0.34 | KG | 186.85 | 186.85 | CP16 | CP16 | Residual-current transformer for residual current monitoring Bushing opening 80 mm Residual current 30 mA...40 A | - | 0 | 0
3UL2305-1A |  | 3UL2305-1A | 1 | UN | 1 | 2 | A | D | EAR99 | N | 85043129 | 1 | 4011209897533 | 0.48 | KG | 249.47 | 249.47 | CP16 | CP16 | Residual-current transformer for residual current monitoring Bushing opening 105 mm Residual current 30 mA...40 A | - | 0 | 0
3UL2306-1A |  | 3UL2306-1A | 1 | UN | 1 | 2 | A | D | EAR99 | N | 85043129 | 1 | 4011209897540 | 0.8 | KG | 344.41 | 344.41 | CP16 | CP16 | Residual-current transformer for residual current monitoring Bushing opening 140 mm Residual current 30 mA...40 A | - | 0 | 0
3UL2307-1A |  | 3UL2307-1A | 1 | UN | 1 | 2 | A | D | EAR99 | N | 85043129 | 1 | 4011209897557 | 1.817 | KG | 499.95 | 499.95 | CP16 | CP16 | Residual-current transformer for residual current monitoring Bushing opening 210 mm Residual current 30 mA...40 A | - | 0 | 0
3UL2900 |  | 3UL2900 | 1 | UN | 1 | 2 | A | D | EAR99 | N | 85043129 | 2 | 4011209911352 | 0.005 | KG | 4.46 | 4.46 | CP16 | CP16 | Adapter for standard mounting rail mounting of the residual-current transformer 3UL23 up to 55 mm inside diameter | - | 0 | 0
3UX1011 |  | 3UX1011 | 1 | UN | 1 | 20 | D | D | N | N | 85389099 | 10 | 4011209066199 | 0.01 | KG | 4.19 | 4.19 | CP10 | CP10 | Accessory for overload relay Releasing slider | - | 0 | 9
3UX1012 |  | 3UX1012 | 1 | UN | 1 | 0 | A | D | N | N | 85389099 | 10 | 4011209066205 | 0.006 | KG | 4.9 | 4.9 | CP10 | CP10 | RELEASE PUSHER COMPLETE FOR OVERLOAD RELAY 3UA5 SAI VERSION 24-167-100-706 | - | 0 | 7
3UX1013 |  | 3UX1013 | 1 | UN | 1 | 20 | D | D | N | N | 85389099 | 10 | 4011209066212 | 0.008 | KG | 3.1 | 3.1 | CP10 | CP10 | Accessory for overload relay Funnel | - | 0 | 9
3UX1014 |  | 3UX1014 | 1 | UN | 1 | 20 | D | D | N | N | 85389099 | 1 | 4011209066229 | 0.004 | KG | 2.76 | 2.76 | CP10 | CP10 | Holder for cable release | - | 0 | 9
3UX1015 |  | 3UX1015 | 1 | UN | 1 | 20 | D | D | N | N | 85389099 | 1 | 4011209066236 | 0.047 | KG | 62.1 | 62.1 | CP10 | CP10 | Accessory for overload relay Cable release with holder 400 mm long | - | 0 | 9
3UX1016 |  | 3UX1016 | 1 | UN | 1 | 20 | D | D | N | N | 85389099 | 1 | 4011209066243 | 0.058 | KG | 62.1 | 62.1 | CP10 | CP10 | Accessory for overload relay Cable release with holder 600 mm long | - | 0 | 9
3UX1017 |  | 3UX1017 | 100 | UN | 1 | 20 | D | D | N | N | 85389099 | 10 | 4011209237391 | 0.038 | KG | 25.02 | 25.02 | CP10 | CP10 | Accessory for overload relay Holder for cable release | - | 0 | 9
3UX1210 |  | 3UX1210 | 1 | UN | 1 | 20 | D | D | N | N | 85389099 | 1 | 4011209066304 | 0.129 | KG | 40.41 | 40.41 | CP10 | CP10 | Power strips can handle up to 210 A for 3TF53/54, 3TD54, 3TE54, 3UA66 Consisting of 3 power strips | - | 0 | 0
3UX1211 |  | 3UX1211 | 1 | UN | 1 | 1 | A | D | N | N | 85389099 | 1 | 4011209066311 | 0.347 | KG | 79.29 | 79.29 | CP10 | CP10 | Power strips can handle up to 400 A for 3TB54-56, 3TF54-57, 3TD54-56 3TE54-56, 3UA/3UC66, 3UA68 Consisting of 3 power strips | - | 0 | 0
3UX1217 |  | 3UX1217 | 1 | UN | 1 | 20 | D | D | N | N | 85389099 | 1 | 4011209066342 | 0.36 | KG | 85.5 | 85.5 | CP10 | CP10 | Power strips can handle up to 400 A for 3TB54, 3TF53-55, 3TE54 3UA66, 3UC62 Consisting of 3 power strips | - | 0 | 0
3UX1218 |  | 3UX1218 | 1 | UN | 1 | 5 | B | D | N | N | 85389099 | 1 | 4011209066359 | 0.789 | KG | 119.7 | 119.7 | CP10 | CP10 | Power strips can handle up to 630 A for 3TB58, 3TF57, 3TF68 3TD68, 3TE68, 3UC66 Consisting of 3 power strips | - | 0 | 0
3UX1220 |  | 3UX1220 | 1 | UN | 1 | 20 | D | D | N | N | 85389099 | 1 | 4011209066366 | 0.073 | KG | 45.81 | 45.81 | CP10 | CP10 | Power strips can handle up to 200 A for 3TE48/3UA62 Consisting of 3 power strips | - | 0 | 0
3UX1221 |  | 3UX1221 | 1 | UN | 1 | 5 | B | D | N | N | 85389099 | 1 | 4011209066373 | 0.345 | KG | 61.11 | 61.11 | CP10 | CP10 | Power strips can handle up to 400 A for 3TB52, 3TF51/52, 3TE52 3UA/3UC62 Consisting of 3 power strips | - | 0 | 0
3UX1418 |  | 3UX1418 | 1 | UN | 1 | 15 | C | D | N | N | 85369095 | 1 | 4011209066397 | 0.072 | KG | 23.31 | 23.31 | CP10 | CP10 | Terminal support for 3UW10, 3UA50 | - | 0 | 9
3UX1420 |  | 3UX1420 | 1 | UN | 1 | 15 | C | D | N | N | 85369095 | 1 | 4011209066403 | 0.073 | KG | 9.99 | 9.99 | CP10 | CP10 | Terminal support for 3UA52, 3UA54 and 3UW13, 3UW15 | - | 0 | 9
3UX1421 |  | 3UX1421 | 1 | UN | 1 | 15 | C | D | N | N | 85369095 | 1 | 4011209066410 | 0.174 | KG | 16.83 | 16.83 | CP10 | CP10 | Terminal support for 3UA58, 3UW17 with 3 connecting lugs | - | 0 | 9
3UX1425 |  | 3UX1425 | 1 | UN | 1 | 20 | D | D | N | N | 85369095 | 1 | 4011209066441 | 0.109 | KG | 13.14 | 13.14 | CP10 | CP10 | Terminal support for 3UA55, 3UF1843 | - | 0 | 9
3UX1430 |  | 3UX1430 | 1 | UN | 1 | 20 | D | D | N | N | 85369010 | 1 | 4011209083035 | 0.001 | KG | 5.52 | 5.52 | CP10 | CP10 | Connecting lugs for mounting to contactors 3TF46 and 3TF47 Consisting of 3 connecting lugs | - | 0 | 0
3UX1505 |  | 3UX1505 | 1 | UN | 1 | 21 | D | D | N | N | 85389099 | 1 |  | 0.197 | KG | 15.21 | 15.21 | CP10 | CP10 | LATCHING PLATE COMPL. FOR 3UA62 FOR SNAP-ON MOUNTING | - | 0 | 7
3VA1010-2ED32-0AA0 |  | 3VA1010-2ED32-0AA0 | 1 | UN | 1 | 2 | A | D | EAR99 | N | 85362090 | 1 | 4042948811788 | 0.946 | KG | 226.3 | 219.8 | LP17 | LP17 | Circuit breaker 3VA1 IEC Frame 100 Switching capacity class B Icu=16 kA @ 415 V 3-pole, system protection TM210, FTFM, In=100 A Overload protection Ir=100 A non-adjustable short-circuit protection Ii = 10 x In Lug terminal | Lista Papel 2020 SI | 0 | 0
3VA1010-2ED32-0AC0 |  | 3VA1010-2ED32-0AC0 | 1 | UN | 1 | 10 | C | D | EAR99 | N | 85362090 | 1 | 4042949056836 | 0.96 | KG | 279.65 | 279.65 | LP17 | LP17 | Circuit breaker 3VA1 IEC Frame 100 Switching capacity class B Icu=16 kA @ 415 V 3-pole, system protection TM210, FTFM, In=100 A Overload protection Ir=100 A non-adjustable short-circuit protection Ii = 10 x In Lug terminal 2 auxiliary switches HQ | - | 0 | 0
3VA1010-2ED32-0AD0 |  | 3VA1010-2ED32-0AD0 | 1 | UN | 1 | 10 | C | D | EAR99 | N | 85362090 | 1 | 4042949058922 | 0.99 | KG | 304.3 | 304.3 | LP17 | LP17 | Circuit breaker 3VA1 IEC Frame 100 Switching capacity class B Icu=16 kA @ 415 V 3-pole, system protection TM210, FTFM, In=100 A Overload protection Ir=100 A non-adjustable short-circuit protection Ii = 10 x In Lug terminal 3 auxiliary switches HQ | - | 0 | 0
3VA1010-2ED32-0AE0 |  | 3VA1010-2ED32-0AE0 | 1 | UN | 1 | 10 | C | D | EAR99 | N | 85362090 | 1 | 4042949061014 | 1.02 | KG | 328.95 | 328.95 | LP17 | LP17 | Circuit breaker 3VA1 IEC Frame 100 Switching capacity class B Icu=16 kA @ 415 V 3-pole, system protection TM210, FTFM, In=100 A Overload protection Ir=100 A non-adjustable short-circuit protection Ii = 10 x In Lug terminal 4 auxiliary switches HQ | - | 0 | 0
3VA1010-2ED32-0AF0 |  | 3VA1010-2ED32-0AF0 | 1 | UN | 1 | 10 | C | D | EAR99 | N | 85362090 | 1 | 4042949063100 | 0.96 | KG | 279.65 | 279.65 | LP17 | LP17 | Circuit breaker 3VA1 IEC Frame 100 Switching capacity class B Icu=16 kA @ 415 V 3-pole, system protection TM210, FTFM, In=100 A Overload protection Ir=100 A non-adjustable short-circuit protection Ii = 10 x In Lug terminal 1 auxiliary switch HQ 1 tripped signaling contact HQ | - | 0 | 0
3VA1010-2ED32-0AH0 |  | 3VA1010-2ED32-0AH0 | 1 | UN | 1 | 10 | C | D | EAR99 | N | 85362090 | 1 | 4042949067283 | 0.99 | KG | 304.3 | 304.3 | LP17 | LP17 | Circuit breaker 3VA1 IEC Frame 100 Switching capacity class B Icu=16 kA @ 415 V 3-pole, system protection TM210, FTFM, In=100 A Overload protection Ir=100 A non-adjustable short-circuit protection Ii = 10 x In Lug terminal 2 auxiliary switches HQ 1 tripped signaling contact HQ | - | 0 | 0
3VA1010-2ED32-0BA0 |  | 3VA1010-2ED32-0BA0 | 1 | UN | 1 | 10 | C | D | EAR99 | N | 85362090 | 1 | 4042949042204 | 0.9 | KG | 342.55 | 342.55 | LP17 | LP17 | Circuit breaker 3VA1 IEC Frame 100 Switching capacity class B Icu=16 kA @ 415 V 3-pole, system protection TM210, FTFM, In=100 A Overload protection Ir=100 A non-adjustable short-circuit protection Ii = 10 x In Lug terminal Undervoltage release (UVR) 24V DC | - | 0 | 0
3VA1010-2ED32-0BC0 |  | 3VA1010-2ED32-0BC0 | 1 | UN | 1 | 10 | C | D | EAR99 | N | 85362090 | 1 | 4042949069737 | 1.05 | KG | 389.3 | 389.3 | LP17 | LP17 | Circuit breaker 3VA1 IEC Frame 100 Switching capacity class B Icu=16 kA @ 415 V 3-pole, system protection TM210, FTFM, In=100 A Overload protection Ir=100 A non-adjustable short-circuit protection Ii = 10 x In Lug terminal Undervoltage release (UVR) 24 V DC 2 auxiliary switches HQ | - | 0 | 0
3VA1010-2ED32-0BH0 |  | 3VA1010-2ED32-0BH0 | 1 | UN | 1 | 10 | C | D | EAR99 | N | 85362090 | 1 | 4042949082279 | 1.05 | KG | 413.1 | 413.1 | LP17 | LP17 | Circuit breaker 3VA1 IEC Frame 100 Switching capacity class B Icu=16 kA @ 415 V 3-pole, system protection TM210, FTFM, In=100 A Overload protection Ir=100 A non-adjustable short-circuit protection Ii = 10 x In Lug terminal Undervoltage release (UVR) 24 V DC 2 auxiliary switches HQ 1 tripped signaling contact HQ | - | 0 | 0
3VA1010-2ED32-0CA0 |  | 3VA1010-2ED32-0CA0 | 1 | UN | 1 | 10 | C | D | EAR99 | N | 85362090 | 1 | 4042949044291 | 0.9 | KG | 342.55 | 342.55 | LP17 | LP17 | Circuit breaker 3VA1 IEC Frame 100 Switching capacity class B Icu=16 kA @ 415 V 3-pole, system protection TM210, FTFM, In=100 A Overload protection Ir=100 A non-adjustable short-circuit protection Ii = 10 x In Lug terminal Undervoltage release (UVR) 120-127V AC 50/60Hz | - | 0 | 0
3VA1010-2ED32-0CC0 |  | 3VA1010-2ED32-0CC0 | 1 | UN | 1 | 10 | C | D | EAR99 | N | 85362090 | 1 | 4042949071822 | 1.05 | KG | 389.3 | 389.3 | LP17 | LP17 | Circuit breaker 3VA1 IEC Frame 100 Switching capacity class B Icu=16 kA @ 415 V 3-pole, system protection TM210, FTFM, In=100 A Overload protection Ir=100 A non-adjustable short-circuit protection Ii = 10 x In Lug terminal Undervoltage release (UVR) 120-127 V AC 50/60 Hz 2 auxiliary switches HQ | - | 0 | 0
3VA1010-2ED32-0CH0 |  | 3VA1010-2ED32-0CH0 | 1 | UN | 1 | 10 | C | D | EAR99 | N | 85362090 | 1 | 4042949084365 | 1.08 | KG | 413.1 | 413.1 | LP17 | LP17 | Circuit breaker 3VA1 IEC Frame 100 Switching capacity class B Icu=16 kA @ 415 V 3-pole, system protection TM210, FTFM, In=100 A Overload protection Ir=100 A non-adjustable short-circuit protection Ii = 10 x In Lug terminal Undervoltage release (UVR) 120-127 V AC 50/60 Hz 2 auxiliary switches HQ 1 tripped signaling contact HQ | - | 0 | 0
3VA1010-2ED32-0DA0 |  | 3VA1010-2ED32-0DA0 | 1 | UN | 1 | 10 | C | D | EAR99 | N | 85362090 | 1 | 4042949046387 | 0.9 | KG | 342.55 | 342.55 | LP17 | LP17 | Circuit breaker 3VA1 IEC Frame 100 Switching capacity class B Icu=16 kA @ 415 V 3-pole, system protection TM210, FTFM, In=100 A Overload protection Ir=100 A non-adjustable short-circuit protection Ii = 10 x In Lug terminal Undervoltage release (UVR) 208-230 V AC 50/60 Hz | - | 0 | 0
3VA1010-2ED32-0DC0 |  | 3VA1010-2ED32-0DC0 | 1 | UN | 1 | 10 | C | D | EAR99 | N | 85362090 | 1 | 4042949073918 | 1.05 | KG | 389.3 | 389.3 | LP17 | LP17 | Circuit breaker 3VA1 IEC Frame 100 Switching capacity class B Icu=16 kA @ 415 V 3-pole, system protection TM210, FTFM, In=100 A Overload protection Ir=100 A non-adjustable short-circuit protection Ii = 10 x In Lug terminal Undervoltage release (UVR) 208-230 V AC 50/60 Hz 2 auxiliary switches HQ | - | 0 | 0
3VA1010-2ED32-0DH0 |  | 3VA1010-2ED32-0DH0 | 1 | UN | 1 | 10 | C | D | EAR99 | N | 85362090 | 1 | 4042949086451 | 1.08 | KG | 413.1 | 413.1 | LP17 | LP17 | Circuit breaker 3VA1 IEC Frame 100 Switching capacity class B Icu=16 kA @ 415 V 3-pole, system protection TM210, FTFM, In=100 A Overload protection Ir=100 A non-adjustable short-circuit protection Ii = 10 x In Lug terminal Undervoltage release (UVR) 208-230 V AC 50/60 Hz 2 auxiliary switches HQ 1 tripped signaling contact HQ | - | 0 | 0
3VA1010-2ED32-0HA0 |  | 3VA1010-2ED32-0HA0 | 1 | UN | 1 | 10 | C | D | EAR99 | N | 85362090 | 1 | 4042949048473 | 0.9 | KG | 317.9 | 317.9 | LP17 | LP17 | Circuit breaker 3VA1 IEC Frame 100 Switching capacity class B Icu=16 kA @ 415 V 3-pole, system protection TM210, FTFM, In=100 A Overload protection Ir=100 A non-adjustable short-circuit protection Ii = 10 x In Lug terminal Shunt release (STL) 12-30 V DC, 24 V AC 50/60 Hz | - | 0 | 0
3VA1010-2ED32-0HC0 |  | 3VA1010-2ED32-0HC0 | 1 | UN | 1 | 10 | C | D | EAR99 | N | 85362090 | 1 | 4042949076001 | 1.05 | KG | 365.5 | 365.5 | LP17 | LP17 | Circuit breaker 3VA1 IEC Frame 100 Switching capacity class B Icu=16 kA @ 415 V 3-pole, system protection TM210, FTFM, In=100 A Overload protection Ir=100 A non-adjustable short-circuit protection Ii = 10 x In Lug terminal Shunt release (STL) 12-30 V DC, 24 V AC 50/60 Hz 2 auxiliary switches HQ | - | 0 | 0
3VA1010-2ED32-0HH0 |  | 3VA1010-2ED32-0HH0 | 1 | UN | 1 | 10 | C | D | EAR99 | N | 85362090 | 1 | 4042949088547 | 1.08 | KG | 387.6 | 387.6 | LP17 | LP17 | Circuit breaker 3VA1 IEC Frame 100 Switching capacity class B Icu=16 kA @ 415 V 3-pole, system protection TM210, FTFM, In=100 A Overload protection Ir=100 A non-adjustable short-circuit protection Ii = 10 x In Lug terminal Shunt release (STL) 12-30 V DC, 24 V AC 50/60 Hz 2 auxiliary switches HQ 1 tripped signaling contact HQ | - | 0 | 0
3VA1010-2ED32-0JA0 |  | 3VA1010-2ED32-0JA0 | 1 | UN | 1 | 10 | C | D | EAR99 | N | 85362090 | 1 | 4042949050568 | 1.05 | KG | 317.9 | 317.9 | LP17 | LP17 | Circuit breaker 3VA1 IEC Frame 100 Switching capacity class B Icu=16 kA @ 415 V 3-pole, system protection TM210, FTFM, In=100 A Overload protection Ir=100 A non-adjustable short-circuit protection Ii = 10 x In Lug terminal Shunt release (STL) 110-127 V DC, 50/60 Hz AC | - | 0 | 0
3VA1010-2ED32-0JC0 |  | 3VA1010-2ED32-0JC0 | 1 | UN | 1 | 10 | C | D | EAR99 | N | 85362090 | 1 | 4042949078098 | 1.05 | KG | 365.5 | 365.5 | LP17 | LP17 | Circuit breaker 3VA1 IEC Frame 100 Switching capacity class B Icu=16 kA @ 415 V 3-pole, system protection TM210, FTFM, In=100 A Overload protection Ir=100 A non-adjustable short-circuit protection Ii = 10 x In Lug terminal Shunt release (STL) 110-127 V DC, 50/60 Hz AC 2 auxiliary switches HQ | - | 0 | 0
3VA1010-2ED32-0JH0 |  | 3VA1010-2ED32-0JH0 | 1 | UN | 1 | 10 | C | D | EAR99 | N | 85362090 | 1 | 4042949090632 | 1.08 | KG | 387.6 | 387.6 | LP17 | LP17 | Circuit breaker 3VA1 IEC Frame 100 Switching capacity class B Icu=16 kA @ 415 V 3-pole, system protection TM210, FTFM, In=100 A Overload protection Ir=100 A non-adjustable short-circuit protection Ii = 10 x In Lug terminal Shunt release (STL) 110-127 V DC, 50/60 Hz AC 2 auxiliary switches HQ 1 tripped signaling contact HQ | - | 0 | 0
3VA1010-2ED32-0KA0 |  | 3VA1010-2ED32-0KA0 | 1 | UN | 1 | 10 | C | D | EAR99 | N | 85362090 | 1 | 4042949052654 | 1.05 | KG | 317.9 | 317.9 | LP17 | LP17 | Circuit breaker 3VA1 IEC Frame 100 Switching capacity class B Icu=16 kA @ 415 V 3-pole, system protection TM210, FTFM, In=100 A Overload protection Ir=100 A non-adjustable short-circuit protection Ii = 10 x In Lug terminal Shunt release (STL) 220-250 V DC, 208-277V AC | - | 0 | 0
3VA1010-2ED32-0KC0 |  | 3VA1010-2ED32-0KC0 | 1 | UN | 1 | 10 | C | D | EAR99 | N | 85362090 | 1 | 4042949080183 | 1.05 | KG | 365.5 | 365.5 | LP17 | LP17 | Circuit breaker 3VA1 IEC Frame 100 Switching capacity class B Icu=16 kA @ 415 V 3-pole, system protection TM210, FTFM, In=100 A Overload protection Ir=100 A non-adjustable short-circuit protection Ii = 10 x In Lug terminal Shunt release (STL) 220-250 V DC, 208-277 V AC 2 auxiliary switches HQ | - | 0 | 0
3VA1010-2ED32-0KH0 |  | 3VA1010-2ED32-0KH0 | 1 | UN | 1 | 10 | C | D | EAR99 | N | 85362090 | 1 | 4042949092728 | 1.08 | KG | 387.6 | 387.6 | LP17 | LP17 | Circuit breaker 3VA1 IEC Frame 100 Switching capacity class B Icu=16 kA @ 415 V 3-pole, system protection TM210, FTFM, In=100 A Overload protection Ir=100 A non-adjustable short-circuit protection Ii = 10 x In Lug terminal Shunt release (STL) 220-250 V DC, 208-277 V AC 2 auxiliary switches HQ 1 tripped signaling contact HQ | - | 0 | 0
3VA1010-2ED36-0AA0 |  | 3VA1010-2ED36-0AA0 | 1 | UN | 1 | 2 | A | D | EAR99 | N | 85362090 | 1 | 4042948819982 | 1.017 | KG | 249.3 | 241.9 | LP17 | LP17 | Circuit breaker 3VA1 IEC Frame 100 Switching capacity class B Icu=16 kA @ 415 V 3-pole, system protection TM210, FTFM, In=100 A Overload protection Ir=100 A non-adjustable short-circuit protection Ii = 10 x In Terminal connection | Lista Papel 2020 SI | 0 | 0
3VA1010-2ED36-0AC0 |  | 3VA1010-2ED36-0AC0 | 1 | UN | 1 | 10 | C | D | EAR99 | N | 85362090 | 1 | 4042949056829 | 0.96 | KG | 303.45 | 303.45 | LP17 | LP17 | Circuit breaker 3VA1 IEC Frame 100 Switching capacity class B Icu=16 kA @ 415 V 3-pole, system protection TM210, FTFM, In=100 A Overload protection Ir=100 A non-adjustable short-circuit protection Ii = 10 x In Terminal connection 2 auxiliary switches HQ | - | 0 | 0
3VA1010-2ED36-0AD0 |  | 3VA1010-2ED36-0AD0 | 1 | UN | 1 | 10 | C | D | EAR99 | N | 85362090 | 1 | 4042949058915 | 0.99 | KG | 328.1 | 328.1 | LP17 | LP17 | Circuit breaker 3VA1 IEC Frame 100 Switching capacity class B Icu=16 kA @ 415 V 3-pole, system protection TM210, FTFM, In=100 A Overload protection Ir=100 A non-adjustable short-circuit protection Ii = 10 x In Terminal connection 3 auxiliary switches HQ | - | 0 | 0
3VA1010-2ED36-0AE0 |  | 3VA1010-2ED36-0AE0 | 1 | UN | 1 | 10 | C | D | EAR99 | N | 85362090 | 1 | 4042949061007 | 1.02 | KG | 351.05 | 351.05 | LP17 | LP17 | Circuit breaker 3VA1 IEC Frame 100 Switching capacity class B Icu=16 kA @ 415 V 3-pole, system protection TM210, FTFM, In=100 A Overload protection Ir=100 A non-adjustable short-circuit protection Ii = 10 x In Terminal connection 4 auxiliary switches HQ | - | 0 | 0
3VA1010-2ED36-0AF0 |  | 3VA1010-2ED36-0AF0 | 1 | UN | 1 | 10 | C | D | EAR99 | N | 85362090 | 1 | 4042949063094 | 0.96 | KG | 303.45 | 303.45 | LP17 | LP17 | Circuit breaker 3VA1 IEC Frame 100 Switching capacity class B Icu=16 kA @ 415 V 3-pole, system protection TM210, FTFM, In=100 A Overload protection Ir=100 A non-adjustable short-circuit protection Ii = 10 x In Terminal connection 1 auxiliary switch HQ 1 tripped signaling contact HQ | - | 0 | 0
3VA1010-2ED36-0AH0 |  | 3VA1010-2ED36-0AH0 | 1 | UN | 1 | 10 | C | D | EAR99 | N | 85362090 | 1 | 4042949067276 | 0.99 | KG | 328.1 | 328.1 | LP17 | LP17 | Circuit breaker 3VA1 IEC Frame 100 Switching capacity class B Icu=16 kA @ 415 V 3-pole, system protection TM210, FTFM, In=100 A Overload protection Ir=100 A non-adjustable short-circuit protection Ii = 10 x In Terminal connection 2 auxiliary switches HQ 1 tripped signaling contact HQ | - | 0 | 0
3VA1010-2ED36-0BA0 |  | 3VA1010-2ED36-0BA0 | 1 | UN | 1 | 10 | C | D | EAR99 | N | 85362090 | 1 | 4042949042198 | 0.9 | KG | 366.35 | 366.35 | LP17 | LP17 | Circuit breaker 3VA1 IEC Frame 100 Switching capacity class B Icu=16 kA @ 415 V 3-pole, system protection TM210, FTFM, In=100 A Overload protection Ir=100 A non-adjustable short-circuit protection Ii = 10 x In Terminal connection Undervoltage release (UVR) 24V DC | - | 0 | 0
3VA1010-2ED36-0BC0 |  | 3VA1010-2ED36-0BC0 | 1 | UN | 1 | 10 | C | D | EAR99 | N | 85362090 | 1 | 4042949069720 | 1.05 | KG | 412.25 | 412.25 | LP17 | LP17 | Circuit breaker 3VA1 IEC Frame 100 Switching capacity class B Icu=16 kA @ 415 V 3-pole, system protection TM210, FTFM, In=100 A Overload protection Ir=100 A non-adjustable short-circuit protection Ii = 10 x In Terminal connection Undervoltage release (UVR) 24 V DC 2 auxiliary switches HQ | - | 0 | 0
3VA1010-2ED36-0BH0 |  | 3VA1010-2ED36-0BH0 | 1 | UN | 1 | 10 | C | D | EAR99 | N | 85362090 | 1 | 4042949082262 | 1.05 | KG | 435.2 | 435.2 | LP17 | LP17 | Circuit breaker 3VA1 IEC Frame 100 Switching capacity class B Icu=16 kA @ 415 V 3-pole, system protection TM210, FTFM, In=100 A Overload protection Ir=100 A non-adjustable short-circuit protection Ii = 10 x In Terminal connection Undervoltage release (UVR) 24 V DC 2 auxiliary switches HQ 1 tripped signaling contact HQ | - | 0 | 0
3VA1010-2ED36-0CA0 |  | 3VA1010-2ED36-0CA0 | 1 | UN | 1 | 10 | C | D | EAR99 | N | 85362090 | 1 | 4042949044284 | 0.9 | KG | 366.35 | 366.35 | LP17 | LP17 | Circuit breaker 3VA1 IEC Frame 100 Switching capacity class B Icu=16 kA @ 415 V 3-pole, system protection TM210, FTFM, In=100 A Overload protection Ir=100 A non-adjustable short-circuit protection Ii = 10 x In Terminal connection Undervoltage release (UVR) 120-127V AC 50/60Hz | - | 0 | 0
3VA1010-2ED36-0CC0 |  | 3VA1010-2ED36-0CC0 | 1 | UN | 1 | 10 | C | D | EAR99 | N | 85362090 | 1 | 4042949071815 | 1.05 | KG | 412.25 | 412.25 | LP17 | LP17 | Circuit breaker 3VA1 IEC Frame 100 Switching capacity class B Icu=16 kA @ 415 V 3-pole, system protection TM210, FTFM, In=100 A Overload protection Ir=100 A non-adjustable short-circuit protection Ii = 10 x In Terminal connection Undervoltage release (UVR) 120-127 V AC 50/60 Hz 2 auxiliary switches HQ | - | 0 | 0
3VA1010-2ED36-0CH0 |  | 3VA1010-2ED36-0CH0 | 1 | UN | 1 | 10 | C | D | EAR99 | N | 85362090 | 1 | 4042949084358 | 1.08 | KG | 435.2 | 435.2 | LP17 | LP17 | Circuit breaker 3VA1 IEC Frame 100 Switching capacity class B Icu=16 kA @ 415 V 3-pole, system protection TM210, FTFM, In=100 A Overload protection Ir=100 A non-adjustable short-circuit protection Ii = 10 x In Terminal connection Undervoltage release (UVR) 120-127 V AC 50/60 Hz 2 auxiliary switches HQ 1 tripped signaling contact HQ | - | 0 | 0
3VA1010-2ED36-0DA0 |  | 3VA1010-2ED36-0DA0 | 1 | UN | 1 | 10 | C | D | EAR99 | N | 85362090 | 1 | 4042949046370 | 0.9 | KG | 366.35 | 366.35 | LP17 | LP17 | Circuit breaker 3VA1 IEC Frame 100 Switching capacity class B Icu=16 kA @ 415 V 3-pole, system protection TM210, FTFM, In=100 A Overload protection Ir=100 A non-adjustable short-circuit protection Ii = 10 x In Terminal connection Undervoltage release (UVR) 208-230 V AC 50/60 Hz | - | 0 | 0
3VA1010-2ED36-0DC0 |  | 3VA1010-2ED36-0DC0 | 1 | UN | 1 | 10 | C | D | EAR99 | N | 85362090 | 1 | 4042949073901 | 1.05 | KG | 412.25 | 412.25 | LP17 | LP17 | Circuit breaker 3VA1 IEC Frame 100 Switching capacity class B Icu=16 kA @ 415 V 3-pole, system protection TM210, FTFM, In=100 A Overload protection Ir=100 A non-adjustable short-circuit protection Ii = 10 x In Terminal connection Undervoltage release (UVR) 208-230 V AC 50/60 Hz 2 auxiliary switches HQ | - | 0 | 0
3VA1010-2ED36-0DH0 |  | 3VA1010-2ED36-0DH0 | 1 | UN | 1 | 10 | C | D | EAR99 | N | 85362090 | 1 | 4042949086444 | 1.08 | KG | 435.2 | 435.2 | LP17 | LP17 | Circuit breaker 3VA1 IEC Frame 100 Switching capacity class B Icu=16 kA @ 415 V 3-pole, system protection TM210, FTFM, In=100 A Overload protection Ir=100 A non-adjustable short-circuit protection Ii = 10 x In Terminal connection Undervoltage release (UVR) 208-230 V AC 50/60 Hz 2 auxiliary switches HQ 1 tripped signaling contact HQ | - | 0 | 0
3VA1010-2ED36-0HA0 |  | 3VA1010-2ED36-0HA0 | 1 | UN | 1 | 10 | C | D | EAR99 | N | 85362090 | 1 | 4042949048466 | 0.9 | KG | 340.85 | 340.85 | LP17 | LP17 | Circuit breaker 3VA1 IEC Frame 100 Switching capacity class B Icu=16 kA @ 415 V 3-pole, system protection TM210, FTFM, In=100 A Overload protection Ir=100 A non-adjustable short-circuit protection Ii = 10 x In Terminal connection Shunt release (STL) 12-30 V DC, 24 V AC 50/60 Hz | - | 0 | 0
3VA1010-2ED36-0HC0 |  | 3VA1010-2ED36-0HC0 | 1 | UN | 1 | 10 | C | D | EAR99 | N | 85362090 | 1 | 4042949075998 | 1.05 | KG | 386.75 | 386.75 | LP17 | LP17 | Circuit breaker 3VA1 IEC Frame 100 Switching capacity class B Icu=16 kA @ 415 V 3-pole, system protection TM210, FTFM, In=100 A Overload protection Ir=100 A non-adjustable short-circuit protection Ii = 10 x In Terminal connection Shunt release (STL) 12-30 V DC, 24 V AC 50/60 Hz 2 auxiliary switches HQ | - | 0 | 0
3VA1010-2ED36-0HH0 |  | 3VA1010-2ED36-0HH0 | 1 | UN | 1 | 10 | C | D | EAR99 | N | 85362090 | 1 | 4042949088530 | 1.08 | KG | 411.4 | 411.4 | LP17 | LP17 | Circuit breaker 3VA1 IEC Frame 100 Switching capacity class B Icu=16 kA @ 415 V 3-pole, system protection TM210, FTFM, In=100 A Overload protection Ir=100 A non-adjustable short-circuit protection Ii = 10 x In Terminal connection Shunt release (STL) 12-30 V DC, 24 V AC 50/60 Hz 2 auxiliary switches HQ 1 tripped signaling contact HQ | - | 0 | 0
3VA1010-2ED36-0JA0 |  | 3VA1010-2ED36-0JA0 | 1 | UN | 1 | 10 | C | D | EAR99 | N | 85362090 | 1 | 4042949050551 | 1.05 | KG | 340.85 | 340.85 | LP17 | LP17 | Circuit breaker 3VA1 IEC Frame 100 Switching capacity class B Icu=16 kA @ 415 V 3-pole, system protection TM210, FTFM, In=100 A Overload protection Ir=100 A non-adjustable short-circuit protection Ii = 10 x In Terminal connection Shunt release (STL) 110-127 V DC, 50/60 Hz AC | - | 0 | 0
3VA1010-2ED36-0JC0 |  | 3VA1010-2ED36-0JC0 | 1 | UN | 1 | 10 | C | D | EAR99 | N | 85362090 | 1 | 4042949078081 | 1.05 | KG | 386.75 | 386.75 | LP17 | LP17 | Circuit breaker 3VA1 IEC Frame 100 Switching capacity class B Icu=16 kA @ 415 V 3-pole, system protection TM210, FTFM, In=100 A Overload protection Ir=100 A non-adjustable short-circuit protection Ii = 10 x In Terminal connection Shunt release (STL) 110-127 V DC, 50/60 Hz AC 2 auxiliary switches HQ | - | 0 | 0
3VA1010-2ED36-0JH0 |  | 3VA1010-2ED36-0JH0 | 1 | UN | 1 | 10 | C | D | EAR99 | N | 85362090 | 1 | 4042949090625 | 1.08 | KG | 411.4 | 411.4 | LP17 | LP17 | Circuit breaker 3VA1 IEC Frame 100 Switching capacity class B Icu=16 kA @ 415 V 3-pole, system protection TM210, FTFM, In=100 A Overload protection Ir=100 A non-adjustable short-circuit protection Ii = 10 x In Terminal connection Shunt release (STL) 110-127 V DC, 50/60 Hz AC 2 auxiliary switches HQ 1 tripped signaling contact HQ | - | 0 | 0
3VA1010-2ED36-0KA0 |  | 3VA1010-2ED36-0KA0 | 1 | UN | 1 | 10 | C | D | EAR99 | N | 85362090 | 1 | 4042949052647 | 1.05 | KG | 340.85 | 340.85 | LP17 | LP17 | Circuit breaker 3VA1 IEC Frame 100 Switching capacity class B Icu=16 kA @ 415 V 3-pole, system protection TM210, FTFM, In=100 A Overload protection Ir=100 A non-adjustable short-circuit protection Ii = 10 x In Terminal connection Shunt release (STL) 220-250 V DC, 208-277V AC | - | 0 | 0
3VA1010-2ED36-0KC0 |  | 3VA1010-2ED36-0KC0 | 1 | UN | 1 | 10 | C | D | EAR99 | N | 85362090 | 1 | 4042949080176 | 1.05 | KG | 386.75 | 386.75 | LP17 | LP17 | Circuit breaker 3VA1 IEC Frame 100 Switching capacity class B Icu=16 kA @ 415 V 3-pole, system protection TM210, FTFM, In=100 A Overload protection Ir=100 A non-adjustable short-circuit protection Ii = 10 x In Terminal connection Shunt release (STL) 220-250 V DC, 208-277 V AC 2 auxiliary switches HQ | - | 0 | 0
3VA1010-2ED36-0KH0 |  | 3VA1010-2ED36-0KH0 | 1 | UN | 1 | 10 | C | D | EAR99 | N | 85362090 | 1 | 4042949092711 | 1.08 | KG | 411.4 | 411.4 | LP17 | LP17 | Circuit breaker 3VA1 IEC Frame 100 Switching capacity class B Icu=16 kA @ 415 V 3-pole, system protection TM210, FTFM, In=100 A Overload protection Ir=100 A non-adjustable short-circuit protection Ii = 10 x In Terminal connection Shunt release (STL) 220-250 V DC, 208-277 V AC 2 auxiliary switches HQ 1 tripped signaling contact HQ | - | 0 | 0
3VA1010-2ED42-0AA0 |  | 3VA1010-2ED42-0AA0 | 1 | UN | 1 | 2 | A | D | EAR99 | N | 85362090 | 1 | 4042948812051 | 1.206 | KG | 294.4 | 286.2 | LP17 | LP17 | Circuit breaker 3VA1 IEC Frame 100 Switching capacity class B Icu=16 kA @ 415 V 4-pole, system protection TM210, FTFM, In=100 A Overload protection Ir=100 A non-adjustable short-circuit protection Ii = 10 x In N-conductor unprotected Lug terminal | Lista Papel 2020 SI | 0 | 0
3VA1010-2ED42-0AC0 |  | 3VA1010-2ED42-0AC0 | 1 | UN | 1 | 10 | C | D | EAR99 | N | 85362090 | 1 | 4042949056812 | 1.26 | KG | 351.9 | 351.9 | LP17 | LP17 | Circuit breaker 3VA1 IEC Frame 100 Switching capacity class B Icu=16 kA @ 415 V 4-pole, system protection TM210, FTFM, In=100 A Overload protection Ir=100 A non-adjustable short-circuit protection Ii = 10 x In N-conductor unprotected Lug terminal 2 auxiliary switches HQ | - | 0 | 0
3VA1010-2ED42-0AD0 |  | 3VA1010-2ED42-0AD0 | 1 | UN | 1 | 10 | C | D | EAR99 | N | 85362090 | 1 | 4042949058908 | 1.29 | KG | 375.7 | 375.7 | LP17 | LP17 | Circuit breaker 3VA1 IEC Frame 100 Switching capacity class B Icu=16 kA @ 415 V 4-pole, system protection TM210, FTFM, In=100 A Overload protection Ir=100 A non-adjustable short-circuit protection Ii = 10 x In N-conductor unprotected Lug terminal 3 auxiliary switches HQ | - | 0 | 0
3VA1010-2ED42-0AE0 |  | 3VA1010-2ED42-0AE0 | 1 | UN | 1 | 10 | C | D | EAR99 | N | 85362090 | 1 | 4042949060994 | 1.32 | KG | 398.65 | 398.65 | LP17 | LP17 | Circuit breaker 3VA1 IEC Frame 100 Switching capacity class B Icu=16 kA @ 415 V 4-pole, system protection TM210, FTFM, In=100 A Overload protection Ir=100 A non-adjustable short-circuit protection Ii = 10 x In N-conductor unprotected Lug terminal 4 auxiliary switches HQ | - | 0 | 0
3VA1010-2ED42-0AF0 |  | 3VA1010-2ED42-0AF0 | 1 | UN | 1 | 10 | C | D | EAR99 | N | 85362090 | 1 | 4042949063087 | 1.26 | KG | 351.9 | 351.9 | LP17 | LP17 | Circuit breaker 3VA1 IEC Frame 100 Switching capacity class B Icu=16 kA @ 415 V 4-pole, system protection TM210, FTFM, In=100 A Overload protection Ir=100 A non-adjustable short-circuit protection Ii = 10 x In N-conductor unprotected Lug terminal 1 auxiliary switch HQ 1 tripped signaling contact HQ | - | 0 | 0
3VA1010-2ED42-0AH0 |  | 3VA1010-2ED42-0AH0 | 1 | UN | 1 | 10 | C | D | EAR99 | N | 85362090 | 1 | 4042949067269 | 1.29 | KG | 375.7 | 375.7 | LP17 | LP17 | Circuit breaker 3VA1 IEC Frame 100 Switching capacity class B Icu=16 kA @ 415 V 4-pole, system protection TM210, FTFM, In=100 A Overload protection Ir=100 A non-adjustable short-circuit protection Ii = 10 x In N-conductor unprotected Lug terminal 2 auxiliary switches HQ 1 tripped signaling contact HQ | - | 0 | 0
3VA1010-2ED42-0BA0 |  | 3VA1010-2ED42-0BA0 | 1 | UN | 1 | 10 | C | D | EAR99 | N | 85362090 | 1 | 4042949042181 | 1.2 | KG | 413.95 | 413.95 | LP17 | LP17 | Circuit breaker 3VA1 IEC Frame 100 Switching capacity class B Icu=16 kA @ 415 V 4-pole, system protection TM210, FTFM, In=100 A Overload protection Ir=100 A non-adjustable short-circuit protection Ii = 10 x In N-conductor unprotected Lug terminal Undervoltage release (UVR) 24V DC | - | 0 | 0
3VA1010-2ED42-0BC0 |  | 3VA1010-2ED42-0BC0 | 1 | UN | 1 | 10 | C | D | EAR99 | N | 85362090 | 1 | 4042949069713 | 1.35 | KG | 460.7 | 460.7 | LP17 | LP17 | Circuit breaker 3VA1 IEC Frame 100 Switching capacity class B Icu=16 kA @ 415 V 4-pole, system protection TM210, FTFM, In=100 A Overload protection Ir=100 A non-adjustable short-circuit protection Ii = 10 x In N-conductor unprotected Lug terminal Undervoltage release (UVR) 24 V DC 2 auxiliary switches HQ | - | 0 | 0
3VA1010-2ED42-0BH0 |  | 3VA1010-2ED42-0BH0 | 1 | UN | 1 | 10 | C | D | EAR99 | N | 85362090 | 1 | 4042949082255 | 1.38 | KG | 484.5 | 484.5 | LP17 | LP17 | Circuit breaker 3VA1 IEC Frame 100 Switching capacity class B Icu=16 kA @ 415 V 4-pole, system protection TM210, FTFM, In=100 A Overload protection Ir=100 A non-adjustable short-circuit protection Ii = 10 x In N-conductor unprotected Lug terminal Undervoltage release (UVR) 24 V DC 2 auxiliary switches HQ 1 tripped signaling contact HQ | - | 0 | 0
3VA1010-2ED42-0CA0 |  | 3VA1010-2ED42-0CA0 | 1 | UN | 1 | 10 | C | D | EAR99 | N | 85362090 | 1 | 4042949044277 | 1.2 | KG | 413.95 | 413.95 | LP17 | LP17 | Circuit breaker 3VA1 IEC Frame 100 Switching capacity class B Icu=16 kA @ 415 V 4-pole, system protection TM210, FTFM, In=100 A Overload protection Ir=100 A non-adjustable short-circuit protection Ii = 10 x In N-conductor unprotected Lug terminal Undervoltage release (UVR) 120-127V AC 50/60Hz | - | 0 | 0
3VA1010-2ED42-0CC0 |  | 3VA1010-2ED42-0CC0 | 1 | UN | 1 | 10 | C | D | EAR99 | N | 85362090 | 1 | 4042949071808 | 1.35 | KG | 460.7 | 460.7 | LP17 | LP17 | Circuit breaker 3VA1 IEC Frame 100 Switching capacity class B Icu=16 kA @ 415 V 4-pole, system protection TM210, FTFM, In=100 A Overload protection Ir=100 A non-adjustable short-circuit protection Ii = 10 x In N-conductor unprotected Lug terminal Undervoltage release (UVR) 120-127 V AC 50/60 Hz 2 auxiliary switches HQ | - | 0 | 0
3VA1010-2ED42-0CH0 |  | 3VA1010-2ED42-0CH0 | 1 | UN | 1 | 10 | C | D | EAR99 | N | 85362090 | 1 | 4042949084341 | 1.38 | KG | 484.5 | 484.5 | LP17 | LP17 | Circuit breaker 3VA1 IEC Frame 100 Switching capacity class B Icu=16 kA @ 415 V 4-pole, system protection TM210, FTFM, In=100 A Overload protection Ir=100 A non-adjustable short-circuit protection Ii = 10 x In N-conductor unprotected Lug terminal Undervoltage release (UVR) 120-127 V AC 50/60 Hz 2 auxiliary switches HQ 1 tripped signaling contact HQ | - | 0 | 0
3VA1010-2ED42-0DA0 |  | 3VA1010-2ED42-0DA0 | 1 | UN | 1 | 10 | C | D | EAR99 | N | 85362090 | 1 | 4042949046363 | 1.2 | KG | 413.95 | 413.95 | LP17 | LP17 | Circuit breaker 3VA1 IEC Frame 100 Switching capacity class B Icu=16 kA @ 415 V 4-pole, system protection TM210, FTFM, In=100 A Overload protection Ir=100 A non-adjustable short-circuit protection Ii = 10 x In N-conductor unprotected Lug terminal Undervoltage release (UVR) 208-230 V AC 50/60 Hz | - | 0 | 0
3VA1010-2ED42-0DC0 |  | 3VA1010-2ED42-0DC0 | 1 | UN | 1 | 10 | C | D | EAR99 | N | 85362090 | 1 | 4042949073895 | 1.35 | KG | 460.7 | 460.7 | LP17 | LP17 | Circuit breaker 3VA1 IEC Frame 100 Switching capacity class B Icu=16 kA @ 415 V 4-pole, system protection TM210, FTFM, In=100 A Overload protection Ir=100 A non-adjustable short-circuit protection Ii = 10 x In N-conductor unprotected Lug terminal Undervoltage release (UVR) 208-230 V AC 50/60 Hz 2 auxiliary switches HQ | - | 0 | 0
3VA1010-2ED42-0DH0 |  | 3VA1010-2ED42-0DH0 | 1 | UN | 1 | 10 | C | D | EAR99 | N | 85362090 | 1 | 4042949086437 | 1.38 | KG | 484.5 | 484.5 | LP17 | LP17 | Circuit breaker 3VA1 IEC Frame 100 Switching capacity class B Icu=16 kA @ 415 V 4-pole, system protection TM210, FTFM, In=100 A Overload protection Ir=100 A non-adjustable short-circuit protection Ii = 10 x In N-conductor unprotected Lug terminal Undervoltage release (UVR) 208-230 V AC 50/60 Hz 2 auxiliary switches HQ 1 tripped signaling contact HQ | - | 0 | 0
3VA1010-2ED42-0HA0 |  | 3VA1010-2ED42-0HA0 | 1 | UN | 1 | 10 | C | D | EAR99 | N | 85362090 | 1 | 4042949048459 | 1.2 | KG | 389.3 | 389.3 | LP17 | LP17 | Circuit breaker 3VA1 IEC Frame 100 Switching capacity class B Icu=16 kA @ 415 V 4-pole, system protection TM210, FTFM, In=100 A Overload protection Ir=100 A non-adjustable short-circuit protection Ii = 10 x In N-conductor unprotected Lug terminal Shunt release (STL) 12-30 V DC; 24 V AC 50/60 Hz | - | 0 | 0
3VA1010-2ED42-0HC0 |  | 3VA1010-2ED42-0HC0 | 1 | UN | 1 | 10 | C | D | EAR99 | N | 85362090 | 1 | 4042949075981 | 1.35 | KG | 435.2 | 435.2 | LP17 | LP17 | Circuit breaker 3VA1 IEC Frame 100 Switching capacity class B Icu=16 kA @ 415 V 4-pole, system protection TM210, FTFM, In=100 A Overload protection Ir=100 A non-adjustable short-circuit protection Ii = 10 x In N-conductor unprotected Lug terminal Shunt release (STL) 12-30 V DC; 24V AC 50/60Hz 2 auxiliary switches HQ | - | 0 | 0
3VA1010-2ED42-0HH0 |  | 3VA1010-2ED42-0HH0 | 1 | UN | 1 | 10 | C | D | EAR99 | N | 85362090 | 1 | 4042949088523 | 1.38 | KG | 459 | 459 | LP17 | LP17 | Circuit breaker 3VA1 IEC Frame 100 Switching capacity class B Icu=16 kA @ 415 V 4-pole, system protection TM210, FTFM, In=100 A Overload protection Ir=100 A non-adjustable short-circuit protection Ii = 10 x In N-conductor unprotected Lug terminal Shunt release (STL) 12-30 V DC; 24V AC 50/60Hz 2 auxiliary switches HQ 1 tripped signaling contact HQ | - | 0 | 0
3VA1010-2ED42-0JA0 |  | 3VA1010-2ED42-0JA0 | 1 | UN | 1 | 10 | C | D | EAR99 | N | 85362090 | 1 | 4042949050544 | 1.35 | KG | 389.3 | 389.3 | LP17 | LP17 | Circuit breaker 3VA1 IEC Frame 100 Switching capacity class B Icu=16 kA @ 415 V 4-pole, system protection TM210, FTFM, In=100 A Overload protection Ir=100 A non-adjustable short-circuit protection Ii = 10 x In N-conductor unprotected Lug terminal Shunt release (STL) 110-127 V DC, 50/60 Hz AC | - | 0 | 0
3VA1010-2ED42-0JC0 |  | 3VA1010-2ED42-0JC0 | 1 | UN | 1 | 10 | C | D | EAR99 | N | 85362090 | 1 | 4042949078074 | 1.35 | KG | 435.2 | 435.2 | LP17 | LP17 | Circuit breaker 3VA1 IEC Frame 100 Switching capacity class B Icu=16 kA @ 415 V 4-pole, system protection TM210, FTFM, In=100 A Overload protection Ir=100 A non-adjustable short-circuit protection Ii = 10 x In N-conductor unprotected Lug terminal Shunt release (STL) 110-127 V DC, 50/60 Hz AC 2 auxiliary switches HQ | - | 0 | 0
3VA1010-2ED42-0JH0 |  | 3VA1010-2ED42-0JH0 | 1 | UN | 1 | 10 | C | D | EAR99 | N | 85362090 | 1 | 4042949090618 | 1.38 | KG | 459 | 459 | LP17 | LP17 | Circuit breaker 3VA1 IEC Frame 100 Switching capacity class B Icu=16 kA @ 415 V 4-pole, system protection TM210, FTFM, In=100 A Overload protection Ir=100 A non-adjustable short-circuit protection Ii = 10 x In N-conductor unprotected Lug terminal Shunt release (STL) 110-127 V DC, 50/60 Hz AC 2 auxiliary switches HQ 1 tripped signaling contact HQ | - | 0 | 0
3VA1010-2ED42-0KA0 |  | 3VA1010-2ED42-0KA0 | 1 | UN | 1 | 10 | C | D | EAR99 | N | 85362090 | 1 | 4042949052630 | 1.35 | KG | 389.3 | 389.3 | LP17 | LP17 | Circuit breaker 3VA1 IEC Frame 100 Switching capacity class B Icu=16 kA @ 415 V 4-pole, system protection TM210, FTFM, In=100 A Overload protection Ir=100 A non-adjustable short-circuit protection Ii = 10 x In N-conductor unprotected Lug terminal Shunt release (STL) 220-250 V DC; 208-277 V AC | - | 0 | 0
3VA1010-2ED42-0KC0 |  | 3VA1010-2ED42-0KC0 | 1 | UN | 1 | 10 | C | D | EAR99 | N | 85362090 | 1 | 4042949080169 | 1.35 | KG | 435.2 | 435.2 | LP17 | LP17 | Circuit breaker 3VA1 IEC Frame 100 Switching capacity class B Icu=16 kA @ 415 V 4-pole, system protection TM210, FTFM, In=100 A Overload protection Ir=100 A non-adjustable short-circuit protection Ii = 10 x In N-conductor unprotected Lug terminal Shunt release (STL) 220-250 V DC; 208-277V AC 2 auxiliary switches HQ | - | 0 | 0
3VA1010-2ED42-0KH0 |  | 3VA1010-2ED42-0KH0 | 1 | UN | 1 | 10 | C | D | EAR99 | N | 85362090 | 1 | 4042949092704 | 1.38 | KG | 459 | 459 | LP17 | LP17 | Circuit breaker 3VA1 IEC Frame 100 Switching capacity class B Icu=16 kA @ 415 V 4-pole, system protection TM210, FTFM, In=100 A Overload protection Ir=100 A non-adjustable short-circuit protection Ii = 10 x In N-conductor unprotected Lug terminal Shunt release (STL) 220-250 V DC; 208-277V AC 2 auxiliary switches HQ 1 tripped signaling contact HQ | - | 0 | 0
3VA1010-2ED46-0AA0 |  | 3VA1010-2ED46-0AA0 | 1 | UN | 1 | 5 | B | D | EAR99 | N | 85362090 | 1 | 4042948820254 | 1.272 | KG | 323.1 | 314.1 | LP17 | LP17 | Circuit breaker 3VA1 IEC Frame 100 Switching capacity class B Icu=16 kA @ 415 V 4-pole, system protection TM210, FTFM, In=100 A Overload protection Ir=100 A non-adjustable short-circuit protection Ii = 10 x In N-conductor unprotected Terminal connection | Lista Papel 2020 SI | 0 | 0
3VA1010-3ED32-0AA0 |  | 3VA1010-3ED32-0AA0 | 1 | UN | 1 | 2 | A | D | EAR99 | N | 85362090 | 1 | 4042948811795 | 971 | G | 230.4 | 223.9 | LP17 | LP17 | Circuit breaker 3VA1 IEC Frame 100 Switching capacity class N Icu=25 kA @ 415 V 3-pole, system protection TM210, FTFM, In=100 A Overload protection Ir=100 A non-adjustable short-circuit protection Ii = 10 x In Lug terminal | Lista Papel 2020 SI | 0 | 0
3VA1010-3ED32-0AC0 |  | 3VA1010-3ED32-0AC0 | 1 | UN | 1 | 10 | C | D | EAR99 | N | 85362090 | 1 | 4042949056805 | 0.96 | KG | 284.75 | 284.75 | LP17 | LP17 | Circuit breaker 3VA1 IEC Frame 100 Switching capacity class N Icu=25 kA @ 415 V 3-pole, system protection TM210, FTFM, In=100 A Overload protection Ir=100 A non-adjustable short-circuit protection Ii = 10 x In Lug terminal 2 auxiliary switches HQ | - | 0 | 0
3VA1010-3ED32-0AD0 |  | 3VA1010-3ED32-0AD0 | 1 | UN | 1 | 10 | C | D | EAR99 | N | 85362090 | 1 | 4042949058892 | 0.99 | KG | 309.4 | 309.4 | LP17 | LP17 | Circuit breaker 3VA1 IEC Frame 100 Switching capacity class N Icu=25 kA @ 415 V 3-pole, system protection TM210, FTFM, In=100 A Overload protection Ir=100 A non-adjustable short-circuit protection Ii = 10 x In Lug terminal 3 auxiliary switches HQ | - | 0 | 0
3VA1010-3ED32-0AE0 |  | 3VA1010-3ED32-0AE0 | 1 | UN | 1 | 10 | C | D | EAR99 | N | 85362090 | 1 | 4042949060987 | 1.02 | KG | 333.2 | 333.2 | LP17 | LP17 | Circuit breaker 3VA1 IEC Frame 100 Switching capacity class N Icu=25 kA @ 415 V 3-pole, system protection TM210, FTFM, In=100 A Overload protection Ir=100 A non-adjustable short-circuit protection Ii = 10 x In Lug terminal 4 auxiliary switches HQ | - | 0 | 0
3VA1010-3ED32-0AF0 |  | 3VA1010-3ED32-0AF0 | 1 | UN | 1 | 10 | C | D | EAR99 | N | 85362090 | 1 | 4042949063070 | 0.96 | KG | 284.75 | 284.75 | LP17 | LP17 | Circuit breaker 3VA1 IEC Frame 100 Switching capacity class N Icu=25 kA @ 415 V 3-pole, system protection TM210, FTFM, In=100 A Overload protection Ir=100 A non-adjustable short-circuit protection Ii = 10 x In Lug terminal 1 auxiliary switch HQ 1 tripped signaling contact HQ | - | 0 | 0
3VA1010-3ED32-0AH0 |  | 3VA1010-3ED32-0AH0 | 1 | UN | 1 | 10 | C | D | EAR99 | N | 85362090 | 1 | 4042949067252 | 0.99 | KG | 309.4 | 309.4 | LP17 | LP17 | Circuit breaker 3VA1 IEC Frame 100 Switching capacity class N Icu=25 kA @ 415 V 3-pole, system protection TM210, FTFM, In=100 A Overload protection Ir=100 A non-adjustable short-circuit protection Ii = 10 x In Lug terminal 2 auxiliary switches HQ 1 tripped signaling contact HQ | - | 0 | 0
3VA1010-3ED32-0BA0 |  | 3VA1010-3ED32-0BA0 | 1 | UN | 1 | 10 | C | D | EAR99 | N | 85362090 | 1 | 4042949042174 | 0.9 | KG | 347.65 | 347.65 | LP17 | LP17 | Circuit breaker 3VA1 IEC Frame 100 Switching capacity class N Icu=25 kA @ 415 V 3-pole, system protection TM210, FTFM, In=100 A Overload protection Ir=100 A non-adjustable short-circuit protection Ii = 10 x In Lug terminal Undervoltage release (UVR) 24V DC | - | 0 | 0
3VA1010-3ED32-0BC0 |  | 3VA1010-3ED32-0BC0 | 1 | UN | 1 | 10 | C | D | EAR99 | N | 85362090 | 1 | 4042949069706 | 1.05 | KG | 394.4 | 394.4 | LP17 | LP17 | Circuit breaker 3VA1 IEC Frame 100 Switching capacity class N Icu=25 kA @ 415 V 3-pole, system protection TM210, FTFM, In=100 A Overload protection Ir=100 A non-adjustable short-circuit protection Ii = 10 x In Lug terminal Undervoltage release (UVR) 24 V DC 2 auxiliary switches HQ | - | 0 | 0
3VA1010-3ED32-0BH0 |  | 3VA1010-3ED32-0BH0 | 1 | UN | 1 | 10 | C | D | EAR99 | N | 85362090 | 1 | 4042949082248 | 1.05 | KG | 418.2 | 418.2 | LP17 | LP17 | Circuit breaker 3VA1 IEC Frame 100 Switching capacity class N Icu=25 kA @ 415 V 3-pole, system protection TM210, FTFM, In=100 A Overload protection Ir=100 A non-adjustable short-circuit protection Ii = 10 x In Lug terminal Undervoltage release (UVR) 24 V DC 2 auxiliary switches HQ 1 tripped signaling contact HQ | - | 0 | 0
3VA1010-3ED32-0CA0 |  | 3VA1010-3ED32-0CA0 | 1 | UN | 1 | 10 | C | D | EAR99 | N | 85362090 | 1 | 4042949044260 | 0.9 | KG | 347.65 | 347.65 | LP17 | LP17 | Circuit breaker 3VA1 IEC Frame 100 Switching capacity class N Icu=25 kA @ 415 V 3-pole, system protection TM210, FTFM, In=100 A Overload protection Ir=100 A non-adjustable short-circuit protection Ii = 10 x In Lug terminal Undervoltage release (UVR) 120-127V AC 50/60Hz | - | 0 | 0
3VA1010-3ED32-0CC0 |  | 3VA1010-3ED32-0CC0 | 1 | UN | 1 | 10 | C | D | EAR99 | N | 85362090 | 1 | 4042949071792 | 1.05 | KG | 394.4 | 394.4 | LP17 | LP17 | Circuit breaker 3VA1 IEC Frame 100 Switching capacity class N Icu=25 kA @ 415 V 3-pole, system protection TM210, FTFM, In=100 A Overload protection Ir=100 A non-adjustable short-circuit protection Ii = 10 x In Lug terminal Undervoltage release (UVR) 120-127 V AC 50/60 Hz 2 auxiliary switches HQ | - | 0 | 0
3VA1010-3ED32-0CH0 |  | 3VA1010-3ED32-0CH0 | 1 | UN | 1 | 10 | C | D | EAR99 | N | 85362090 | 1 | 4042949084334 | 1.08 | KG | 418.2 | 418.2 | LP17 | LP17 | Circuit breaker 3VA1 IEC Frame 100 Switching capacity class N Icu=25 kA @ 415 V 3-pole, system protection TM210, FTFM, In=100 A Overload protection Ir=100 A non-adjustable short-circuit protection Ii = 10 x In Lug terminal Undervoltage release (UVR) 120-127 V AC 50/60 Hz 2 auxiliary switches HQ 1 tripped signaling contact HQ | - | 0 | 0
3VA1010-3ED32-0DA0 |  | 3VA1010-3ED32-0DA0 | 1 | UN | 1 | 10 | C | D | EAR99 | N | 85362090 | 1 | 4042949046356 | 0.9 | KG | 347.65 | 347.65 | LP17 | LP17 | Circuit breaker 3VA1 IEC Frame 100 Switching capacity class N Icu=25 kA @ 415 V 3-pole, system protection TM210, FTFM, In=100 A Overload protection Ir=100 A non-adjustable short-circuit protection Ii = 10 x In Lug terminal Undervoltage release (UVR) 208-230 V AC 50/60 Hz | - | 0 | 0
3VA1010-3ED32-0DC0 |  | 3VA1010-3ED32-0DC0 | 1 | UN | 1 | 10 | C | D | EAR99 | N | 85362090 | 1 | 4042949073888 | 1.05 | KG | 394.4 | 394.4 | LP17 | LP17 | Circuit breaker 3VA1 IEC Frame 100 Switching capacity class N Icu=25 kA @ 415 V 3-pole, system protection TM210, FTFM, In=100 A Overload protection Ir=100 A non-adjustable short-circuit protection Ii = 10 x In Lug terminal Undervoltage release (UVR) 208-230 V AC 50/60 Hz 2 auxiliary switches HQ | - | 0 | 0
3VA1010-3ED32-0DH0 |  | 3VA1010-3ED32-0DH0 | 1 | UN | 1 | 10 | C | D | EAR99 | N | 85362090 | 1 | 4042949086420 | 1.08 | KG | 418.2 | 418.2 | LP17 | LP17 | Circuit breaker 3VA1 IEC Frame 100 Switching capacity class N Icu=25 kA @ 415 V 3-pole, system protection TM210, FTFM, In=100 A Overload protection Ir=100 A non-adjustable short-circuit protection Ii = 10 x In Lug terminal Undervoltage release (UVR) 208-230 V AC 50/60 Hz 2 auxiliary switches HQ 1 tripped signaling contact HQ | - | 0 | 0
3VA1010-3ED32-0HA0 |  | 3VA1010-3ED32-0HA0 | 1 | UN | 1 | 10 | C | D | EAR99 | N | 85362090 | 1 | 4042949048442 | 0.9 | KG | 322.15 | 322.15 | LP17 | LP17 | Circuit breaker 3VA1 IEC Frame 100 Switching capacity class N Icu=25 kA @ 415 V 3-pole, system protection TM210, FTFM, In=100 A Overload protection Ir=100 A non-adjustable short-circuit protection Ii = 10 x In Lug terminal Shunt release (STL) 12-30 V DC, 24 V AC 50/60 Hz | - | 0 | 0
3VA1010-3ED32-0HC0 |  | 3VA1010-3ED32-0HC0 | 1 | UN | 1 | 10 | C | D | EAR99 | N | 85362090 | 1 | 4042949075974 | 1.05 | KG | 369.75 | 369.75 | LP17 | LP17 | Circuit breaker 3VA1 IEC Frame 100 Switching capacity class N Icu=25 kA @ 415 V 3-pole, system protection TM210, FTFM, In=100 A Overload protection Ir=100 A non-adjustable short-circuit protection Ii = 10 x In Lug terminal Shunt release (STL) 12-30 V DC, 24 V AC 50/60 Hz 2 auxiliary switches HQ | - | 0 | 0
3VA1010-3ED32-0HH0 |  | 3VA1010-3ED32-0HH0 | 1 | UN | 1 | 10 | C | D | EAR99 | N | 85362090 | 1 | 4042949088516 | 1.08 | KG | 393.55 | 393.55 | LP17 | LP17 | Circuit breaker 3VA1 IEC Frame 100 Switching capacity class N Icu=25 kA @ 415 V 3-pole, system protection TM210, FTFM, In=100 A Overload protection Ir=100 A non-adjustable short-circuit protection Ii = 10 x In Lug terminal Shunt release (STL) 12-30 V DC, 24 V AC 50/60 Hz 2 auxiliary switches HQ 1 tripped signaling contact HQ | - | 0 | 0
3VA1010-3ED32-0JA0 |  | 3VA1010-3ED32-0JA0 | 1 | UN | 1 | 10 | C | D | EAR99 | N | 85362090 | 1 | 4042949050537 | 1.05 | KG | 322.15 | 322.15 | LP17 | LP17 | Circuit breaker 3VA1 IEC Frame 100 Switching capacity class N Icu=25 kA @ 415 V 3-pole, system protection TM210, FTFM, In=100 A Overload protection Ir=100 A non-adjustable short-circuit protection Ii = 10 x In Lug terminal Shunt release (STL) 110-127 V DC, 50/60 Hz AC | - | 0 | 0
3VA1010-3ED32-0JC0 |  | 3VA1010-3ED32-0JC0 | 1 | UN | 1 | 10 | C | D | EAR99 | N | 85362090 | 1 | 4042949078067 | 1.05 | KG | 369.75 | 369.75 | LP17 | LP17 | Circuit breaker 3VA1 IEC Frame 100 Switching capacity class N Icu=25 kA @ 415 V 3-pole, system protection TM210, FTFM, In=100 A Overload protection Ir=100 A non-adjustable short-circuit protection Ii = 10 x In Lug terminal Shunt release (STL) 110-127 V DC, 50/60 Hz AC 2 auxiliary switches HQ | - | 0 | 0
3VA1010-3ED32-0JH0 |  | 3VA1010-3ED32-0JH0 | 1 | UN | 1 | 10 | C | D | EAR99 | N | 85362090 | 1 | 4042949090601 | 1.08 | KG | 393.55 | 393.55 | LP17 | LP17 | Circuit breaker 3VA1 IEC Frame 100 Switching capacity class N Icu=25 kA @ 415 V 3-pole, system protection TM210, FTFM, In=100 A Overload protection Ir=100 A non-adjustable short-circuit protection Ii = 10 x In Lug terminal Shunt release (STL) 110-127 V DC, 50/60 Hz AC 2 auxiliary switches HQ 1 tripped signaling contact HQ | - | 0 | 0
3VA1010-3ED32-0KA0 |  | 3VA1010-3ED32-0KA0 | 1 | UN | 1 | 10 | C | D | EAR99 | N | 85362090 | 1 | 4042949052623 | 1.05 | KG | 322.15 | 322.15 | LP17 | LP17 | Circuit breaker 3VA1 IEC Frame 100 Switching capacity class N Icu=25 kA @ 415 V 3-pole, system protection TM210, FTFM, In=100 A Overload protection Ir=100 A non-adjustable short-circuit protection Ii = 10 x In Lug terminal Shunt release (STL) 220-250 V DC, 208-277V AC | - | 0 | 0
3VA1010-3ED32-0KC0 |  | 3VA1010-3ED32-0KC0 | 1 | UN | 1 | 10 | C | D | EAR99 | N | 85362090 | 1 | 4042949080152 | 1.05 | KG | 369.75 | 369.75 | LP17 | LP17 | Circuit breaker 3VA1 IEC Frame 100 Switching capacity class N Icu=25 kA @ 415 V 3-pole, system protection TM210, FTFM, In=100 A Overload protection Ir=100 A non-adjustable short-circuit protection Ii = 10 x In Lug terminal Shunt release (STL) 220-250 V DC, 208-277 V AC 2 auxiliary switches HQ | - | 0 | 0
3VA1010-3ED32-0KH0 |  | 3VA1010-3ED32-0KH0 | 1 | UN | 1 | 10 | C | D | EAR99 | N | 85362090 | 1 | 4042949092698 | 1.08 | KG | 393.55 | 393.55 | LP17 | LP17 | Circuit breaker 3VA1 IEC Frame 100 Switching capacity class N Icu=25 kA @ 415 V 3-pole, system protection TM210, FTFM, In=100 A Overload protection Ir=100 A non-adjustable short-circuit protection Ii = 10 x In Lug terminal Shunt release (STL) 220-250 V DC, 208-277 V AC 2 auxiliary switches HQ 1 tripped signaling contact HQ | - | 0 | 0
3VA1010-3ED36-0AA0 |  | 3VA1010-3ED36-0AA0 | 1 | UN | 1 | 2 | A | D | EAR99 | N | 85362090 | 1 | 4042948819999 | 1.026 | KG | 253.4 | 246 | LP17 | LP17 | Circuit breaker 3VA1 IEC Frame 100 Switching capacity class N Icu=25 kA @ 415 V 3-pole, system protection TM210, FTFM, In=100 A Overload protection Ir=100 A non-adjustable short-circuit protection Ii = 10 x In Terminal connection | Lista Papel 2020 SI | 0 | 0
3VA1010-3ED36-0AC0 |  | 3VA1010-3ED36-0AC0 | 1 | UN | 1 | 10 | C | D | EAR99 | N | 85362090 | 1 | 4042949056799 | 0.96 | KG | 308.55 | 308.55 | LP17 | LP17 | Circuit breaker 3VA1 IEC Frame 100 Switching capacity class N Icu=25 kA @ 415 V 3-pole, system protection TM210, FTFM, In=100 A Overload protection Ir=100 A non-adjustable short-circuit protection Ii = 10 x In Terminal connection 2 auxiliary switches HQ | - | 0 | 0
3VA1010-3ED36-0AD0 |  | 3VA1010-3ED36-0AD0 | 1 | UN | 1 | 10 | C | D | EAR99 | N | 85362090 | 1 | 4042949058885 | 0.99 | KG | 332.35 | 332.35 | LP17 | LP17 | Circuit breaker 3VA1 IEC Frame 100 Switching capacity class N Icu=25 kA @ 415 V 3-pole, system protection TM210, FTFM, In=100 A Overload protection Ir=100 A non-adjustable short-circuit protection Ii = 10 x In Terminal connection 3 auxiliary switches HQ | - | 0 | 0
3VA1010-3ED36-0AE0 |  | 3VA1010-3ED36-0AE0 | 1 | UN | 1 | 10 | C | D | EAR99 | N | 85362090 | 1 | 4042949060970 | 1.02 | KG | 355.3 | 355.3 | LP17 | LP17 | Circuit breaker 3VA1 IEC Frame 100 Switching capacity class N Icu=25 kA @ 415 V 3-pole, system protection TM210, FTFM, In=100 A Overload protection Ir=100 A non-adjustable short-circuit protection Ii = 10 x In Terminal connection 4 auxiliary switches HQ | - | 0 | 0
3VA1010-3ED36-0AF0 |  | 3VA1010-3ED36-0AF0 | 1 | UN | 1 | 10 | C | D | EAR99 | N | 85362090 | 1 | 4042949063063 | 0.96 | KG | 308.55 | 308.55 | LP17 | LP17 | Circuit breaker 3VA1 IEC Frame 100 Switching capacity class N Icu=25 kA @ 415 V 3-pole, system protection TM210, FTFM, In=100 A Overload protection Ir=100 A non-adjustable short-circuit protection Ii = 10 x In Terminal connection 1 auxiliary switch HQ 1 tripped signaling contact HQ | - | 0 | 0
3VA1010-3ED36-0AH0 |  | 3VA1010-3ED36-0AH0 | 1 | UN | 1 | 10 | C | D | EAR99 | N | 85362090 | 1 | 4042949067245 | 0.99 | KG | 332.35 | 332.35 | LP17 | LP17 | Circuit breaker 3VA1 IEC Frame 100 Switching capacity class N Icu=25 kA @ 415 V 3-pole, system protection TM210, FTFM, In=100 A Overload protection Ir=100 A non-adjustable short-circuit protection Ii = 10 x In Terminal connection 2 auxiliary switches HQ 1 tripped signaling contact HQ | - | 0 | 0
3VA1010-3ED36-0BA0 |  | 3VA1010-3ED36-0BA0 | 1 | UN | 1 | 10 | C | D | EAR99 | N | 85362090 | 1 | 4042949042167 | 0.9 | KG | 370.6 | 370.6 | LP17 | LP17 | Circuit breaker 3VA1 IEC Frame 100 Switching capacity class N Icu=25 kA @ 415 V 3-pole, system protection TM210, FTFM, In=100 A Overload protection Ir=100 A non-adjustable short-circuit protection Ii = 10 x In Terminal connection Undervoltage release (UVR) 24V DC | - | 0 | 0
3VA1010-3ED36-0BC0 |  | 3VA1010-3ED36-0BC0 | 1 | UN | 1 | 10 | C | D | EAR99 | N | 85362090 | 1 | 4042949069690 | 1.05 | KG | 417.35 | 417.35 | LP17 | LP17 | Circuit breaker 3VA1 IEC Frame 100 Switching capacity class N Icu=25 kA @ 415 V 3-pole, system protection TM210, FTFM, In=100 A Overload protection Ir=100 A non-adjustable short-circuit protection Ii = 10 x In Terminal connection Undervoltage release (UVR) 24 V DC 2 auxiliary switches HQ | - | 0 | 0
3VA1010-3ED36-0BF0 |  | 3VA1010-3ED36-0BF0 | 1 | UN | 1 | 10 | C | D | EAR99 | N | 85362090 | 1 | 4042949321057 | 1.044 | KG | 429.25 | 429.25 | LP17 | LP17 | Circuit breaker 3VA1 IEC Frame 100 Switching capacity class N Icu=25 kA @ 415 V 3-pole, system protection TM210, FTFM, In=100 A Overload protection Ir=100 A non-adjustable short-circuit protection Ii = 10 x In Terminal connection Undervoltage release (UVR) 24 V DC 1 auxiliary switch HQ 1 tripped signaling contact HQ | - | 0 | 0
3VA1010-3ED36-0BH0 |  | 3VA1010-3ED36-0BH0 | 1 | UN | 1 | 10 | C | D | EAR99 | N | 85362090 | 1 | 4042949082231 | 1.05 | KG | 440.3 | 440.3 | LP17 | LP17 | Circuit breaker 3VA1 IEC Frame 100 Switching capacity class N Icu=25 kA @ 415 V 3-pole, system protection TM210, FTFM, In=100 A Overload protection Ir=100 A non-adjustable short-circuit protection Ii = 10 x In Terminal connection Undervoltage release (UVR) 24 V DC 2 auxiliary switches HQ 1 tripped signaling contact HQ | - | 0 | 0
3VA1010-3ED36-0CA0 |  | 3VA1010-3ED36-0CA0 | 1 | UN | 1 | 10 | C | D | EAR99 | N | 85362090 | 1 | 4042949044253 | 0.9 | KG | 370.6 | 370.6 | LP17 | LP17 | Circuit breaker 3VA1 IEC Frame 100 Switching capacity class N Icu=25 kA @ 415 V 3-pole, system protection TM210, FTFM, In=100 A Overload protection Ir=100 A non-adjustable short-circuit protection Ii = 10 x In Terminal connection Undervoltage release (UVR) 120-127V AC 50/60Hz | - | 0 | 0
3VA1010-3ED36-0CC0 |  | 3VA1010-3ED36-0CC0 | 1 | UN | 1 | 10 | C | D | EAR99 | N | 85362090 | 1 | 4042949071785 | 1.05 | KG | 417.35 | 417.35 | LP17 | LP17 | Circuit breaker 3VA1 IEC Frame 100 Switching capacity class N Icu=25 kA @ 415 V 3-pole, system protection TM210, FTFM, In=100 A Overload protection Ir=100 A non-adjustable short-circuit protection Ii = 10 x In Terminal connection Undervoltage release (UVR) 120-127 V AC 50/60 Hz 2 auxiliary switches HQ | - | 0 | 0
3VA1010-3ED36-0CH0 |  | 3VA1010-3ED36-0CH0 | 1 | UN | 1 | 10 | C | D | EAR99 | N | 85362090 | 1 | 4042949084327 | 1.08 | KG | 440.3 | 440.3 | LP17 | LP17 | Circuit breaker 3VA1 IEC Frame 100 Switching capacity class N Icu=25 kA @ 415 V 3-pole, system protection TM210, FTFM, In=100 A Overload protection Ir=100 A non-adjustable short-circuit protection Ii = 10 x In Terminal connection Undervoltage release (UVR) 120-127 V AC 50/60 Hz 2 auxiliary switches HQ 1 tripped signaling contact HQ | - | 0 | 0
3VA1010-3ED36-0DA0 |  | 3VA1010-3ED36-0DA0 | 1 | UN | 1 | 10 | C | D | EAR99 | N | 85362090 | 1 | 4042949046349 | 0.9 | KG | 370.6 | 370.6 | LP17 | LP17 | Circuit breaker 3VA1 IEC Frame 100 Switching capacity class N Icu=25 kA @ 415 V 3-pole, system protection TM210, FTFM, In=100 A Overload protection Ir=100 A non-adjustable short-circuit protection Ii = 10 x In Terminal connection Undervoltage release (UVR) 208-230 V AC 50/60 Hz | - | 0 | 0
3VA1010-3ED36-0DC0 |  | 3VA1010-3ED36-0DC0 | 1 | UN | 1 | 10 | C | D | EAR99 | N | 85362090 | 1 | 4042949073871 | 1.05 | KG | 417.35 | 417.35 | LP17 | LP17 | Circuit breaker 3VA1 IEC Frame 100 Switching capacity class N Icu=25 kA @ 415 V 3-pole, system protection TM210, FTFM, In=100 A Overload protection Ir=100 A non-adjustable short-circuit protection Ii = 10 x In Terminal connection Undervoltage release (UVR) 208-230 V AC 50/60 Hz 2 auxiliary switches HQ | - | 0 | 0
3VA1010-3ED36-0DH0 |  | 3VA1010-3ED36-0DH0 | 1 | UN | 1 | 10 | C | D | EAR99 | N | 85362090 | 1 | 4042949086413 | 1.08 | KG | 440.3 | 440.3 | LP17 | LP17 | Circuit breaker 3VA1 IEC Frame 100 Switching capacity class N Icu=25 kA @ 415 V 3-pole, system protection TM210, FTFM, In=100 A Overload protection Ir=100 A non-adjustable short-circuit protection Ii = 10 x In Terminal connection Undervoltage release (UVR) 208-230 V AC 50/60 Hz 2 auxiliary switches HQ 1 tripped signaling contact HQ | - | 0 | 0
3VA1010-3ED36-0HA0 |  | 3VA1010-3ED36-0HA0 | 1 | UN | 1 | 10 | C | D | EAR99 | N | 85362090 | 1 | 4042949048435 | 0.9 | KG | 345.1 | 345.1 | LP17 | LP17 | Circuit breaker 3VA1 IEC Frame 100 Switching capacity class N Icu=25 kA @ 415 V 3-pole, system protection TM210, FTFM, In=100 A Overload protection Ir=100 A non-adjustable short-circuit protection Ii = 10 x In Terminal connection Shunt release (STL) 12-30 V DC, 24 V AC 50/60 Hz | - | 0 | 0
3VA1010-3ED36-0HC0 |  | 3VA1010-3ED36-0HC0 | 1 | UN | 1 | 10 | C | D | EAR99 | N | 85362090 | 1 | 4042949075967 | 1.05 | KG | 392.7 | 392.7 | LP17 | LP17 | Circuit breaker 3VA1 IEC Frame 100 Switching capacity class N Icu=25 kA @ 415 V 3-pole, system protection TM210, FTFM, In=100 A Overload protection Ir=100 A non-adjustable short-circuit protection Ii = 10 x In Terminal connection Shunt release (STL) 12-30 V DC, 24 V AC 50/60 Hz 2 auxiliary switches HQ | - | 0 | 0
3VA1010-3ED36-0HH0 |  | 3VA1010-3ED36-0HH0 | 1 | UN | 1 | 10 | C | D | EAR99 | N | 85362090 | 1 | 4042949088509 | 1.08 | KG | 416.5 | 416.5 | LP17 | LP17 | Circuit breaker 3VA1 IEC Frame 100 Switching capacity class N Icu=25 kA @ 415 V 3-pole, system protection TM210, FTFM, In=100 A Overload protection Ir=100 A non-adjustable short-circuit protection Ii = 10 x In Terminal connection Shunt release (STL) 12-30 V DC, 24 V AC 50/60 Hz 2 auxiliary switches HQ 1 tripped signaling contact HQ | - | 0 | 0
3VA1010-3ED36-0JA0 |  | 3VA1010-3ED36-0JA0 | 1 | UN | 1 | 10 | C | D | EAR99 | N | 85362090 | 1 | 4042949050520 | 1.05 | KG | 345.1 | 345.1 | LP17 | LP17 | Circuit breaker 3VA1 IEC Frame 100 Switching capacity class N Icu=25 kA @ 415 V 3-pole, system protection TM210, FTFM, In=100 A Overload protection Ir=100 A non-adjustable short-circuit protection Ii = 10 x In Terminal connection Shunt release (STL) 110-127 V DC, 50/60 Hz AC | - | 0 | 0
3VA1010-3ED36-0JC0 |  | 3VA1010-3ED36-0JC0 | 1 | UN | 1 | 10 | C | D | EAR99 | N | 85362090 | 1 | 4042949078050 | 1.05 | KG | 392.7 | 392.7 | LP17 | LP17 | Circuit breaker 3VA1 IEC Frame 100 Switching capacity class N Icu=25 kA @ 415 V 3-pole, system protection TM210, FTFM, In=100 A Overload protection Ir=100 A non-adjustable short-circuit protection Ii = 10 x In Terminal connection Shunt release (STL) 110-127 V DC, 50/60 Hz AC 2 auxiliary switches HQ | - | 0 | 0
3VA1010-3ED36-0JH0 |  | 3VA1010-3ED36-0JH0 | 1 | UN | 1 | 10 | C | D | EAR99 | N | 85362090 | 1 | 4042949090595 | 1.08 | KG | 416.5 | 416.5 | LP17 | LP17 | Circuit breaker 3VA1 IEC Frame 100 Switching capacity class N Icu=25 kA @ 415 V 3-pole, system protection TM210, FTFM, In=100 A Overload protection Ir=100 A non-adjustable short-circuit protection Ii = 10 x In Terminal connection Shunt release (STL) 110-127 V DC, 50/60 Hz AC 2 auxiliary switches HQ 1 tripped signaling contact HQ | - | 0 | 0
3VA1010-3ED36-0KA0 |  | 3VA1010-3ED36-0KA0 | 1 | UN | 1 | 10 | C | D | EAR99 | N | 85362090 | 1 | 4042949052616 | 1.05 | KG | 345.1 | 345.1 | LP17 | LP17 | Circuit breaker 3VA1 IEC Frame 100 Switching capacity class N Icu=25 kA @ 415 V 3-pole, system protection TM210, FTFM, In=100 A Overload protection Ir=100 A non-adjustable short-circuit protection Ii = 10 x In Terminal connection Shunt release (STL) 220-250 V DC, 208-277V AC | - | 0 | 0
3VA1010-3ED36-0KC0 |  | 3VA1010-3ED36-0KC0 | 1 | UN | 1 | 10 | C | D | EAR99 | N | 85362090 | 1 | 4042949080145 | 1.05 | KG | 392.7 | 392.7 | LP17 | LP17 | Circuit breaker 3VA1 IEC Frame 100 Switching capacity class N Icu=25 kA @ 415 V 3-pole, system protection TM210, FTFM, In=100 A Overload protection Ir=100 A non-adjustable short-circuit protection Ii = 10 x In Terminal connection Shunt release (STL) 220-250 V DC, 208-277 V AC 2 auxiliary switches HQ | - | 0 | 0
3VA1010-3ED36-0KH0 |  | 3VA1010-3ED36-0KH0 | 1 | UN | 1 | 10 | C | D | EAR99 | N | 85362090 | 1 | 4042949092681 | 1.08 | KG | 416.5 | 416.5 | LP17 | LP17 | Circuit breaker 3VA1 IEC Frame 100 Switching capacity class N Icu=25 kA @ 415 V 3-pole, system protection TM210, FTFM, In=100 A Overload protection Ir=100 A non-adjustable short-circuit protection Ii = 10 x In Terminal connection Shunt release (STL) 220-250 V DC, 208-277 V AC 2 auxiliary switches HQ 1 tripped signaling contact HQ | - | 0 | 0
3VA1010-3ED42-0AA0 |  | 3VA1010-3ED42-0AA0 | 1 | UN | 1 | 5 | B | D | EAR99 | N | 85362090 | 1 | 4042948812068 | 1.193 | KG | 300.1 | 291.9 | LP17 | LP17 | Circuit breaker 3VA1 IEC Frame 100 Switching capacity class N Icu=25 kA @ 415 V 4-pole, system protection TM210, FTFM, In=100 A Overload protection Ir=100 A non-adjustable short-circuit protection Ii = 10 x In N-conductor unprotected Lug terminal | Lista Papel 2020 SI | 0 | 0
3VA1010-3ED42-0AC0 |  | 3VA1010-3ED42-0AC0 | 1 | UN | 1 | 10 | C | D | EAR99 | N | 85362090 | 1 | 4042949056782 | 1.26 | KG | 357.85 | 357.85 | LP17 | LP17 | Circuit breaker 3VA1 IEC Frame 100 Switching capacity class N Icu=25 kA @ 415 V 4-pole, system protection TM210, FTFM, In=100 A Overload protection Ir=100 A non-adjustable short-circuit protection Ii = 10 x In N-conductor unprotected Lug terminal 2 auxiliary switches HQ | - | 0 | 0
3VA1010-3ED42-0AD0 |  | 3VA1010-3ED42-0AD0 | 1 | UN | 1 | 10 | C | D | EAR99 | N | 85362090 | 1 | 4042949058878 | 1.29 | KG | 381.65 | 381.65 | LP17 | LP17 | Circuit breaker 3VA1 IEC Frame 100 Switching capacity class N Icu=25 kA @ 415 V 4-pole, system protection TM210, FTFM, In=100 A Overload protection Ir=100 A non-adjustable short-circuit protection Ii = 10 x In N-conductor unprotected Lug terminal 3 auxiliary switches HQ | - | 0 | 0
3VA1010-3ED42-0AE0 |  | 3VA1010-3ED42-0AE0 | 1 | UN | 1 | 10 | C | D | EAR99 | N | 85362090 | 1 | 4042949060963 | 1.32 | KG | 405.45 | 405.45 | LP17 | LP17 | Circuit breaker 3VA1 IEC Frame 100 Switching capacity class N Icu=25 kA @ 415 V 4-pole, system protection TM210, FTFM, In=100 A Overload protection Ir=100 A non-adjustable short-circuit protection Ii = 10 x In N-conductor unprotected Lug terminal 4 auxiliary switches HQ | - | 0 | 0
3VA1010-3ED42-0AF0 |  | 3VA1010-3ED42-0AF0 | 1 | UN | 1 | 10 | C | D | EAR99 | N | 85362090 | 1 | 4042949063056 | 1.26 | KG | 357.85 | 357.85 | LP17 | LP17 | Circuit breaker 3VA1 IEC Frame 100 Switching capacity class N Icu=25 kA @ 415 V 4-pole, system protection TM210, FTFM, In=100 A Overload protection Ir=100 A non-adjustable short-circuit protection Ii = 10 x In N-conductor unprotected Lug terminal 1 auxiliary switch HQ 1 tripped signaling contact HQ | - | 0 | 0
3VA1010-3ED42-0AH0 |  | 3VA1010-3ED42-0AH0 | 1 | UN | 1 | 10 | C | D | EAR99 | N | 85362090 | 1 | 4042949067238 | 1.29 | KG | 381.65 | 381.65 | LP17 | LP17 | Circuit breaker 3VA1 IEC Frame 100 Switching capacity class N Icu=25 kA @ 415 V 4-pole, system protection TM210, FTFM, In=100 A Overload protection Ir=100 A non-adjustable short-circuit protection Ii = 10 x In N-conductor unprotected Lug terminal 2 auxiliary switches HQ 1 tripped signaling contact HQ | - | 0 | 0
3VA1010-3ED42-0BA0 |  | 3VA1010-3ED42-0BA0 | 1 | UN | 1 | 10 | C | D | EAR99 | N | 85362090 | 1 | 4042949042150 | 1.2 | KG | 419.9 | 419.9 | LP17 | LP17 | Circuit breaker 3VA1 IEC Frame 100 Switching capacity class N Icu=25 kA @ 415 V 4-pole, system protection TM210, FTFM, In=100 A Overload protection Ir=100 A non-adjustable short-circuit protection Ii = 10 x In N-conductor unprotected Lug terminal Undervoltage release (UVR) 24V DC | - | 0 | 0
3VA1010-3ED42-0BC0 |  | 3VA1010-3ED42-0BC0 | 1 | UN | 1 | 10 | C | D | EAR99 | N | 85362090 | 1 | 4042949069683 | 1.35 | KG | 465.8 | 465.8 | LP17 | LP17 | Circuit breaker 3VA1 IEC Frame 100 Switching capacity class N Icu=25 kA @ 415 V 4-pole, system protection TM210, FTFM, In=100 A Overload protection Ir=100 A non-adjustable short-circuit protection Ii = 10 x In N-conductor unprotected Lug terminal Undervoltage release (UVR) 24 V DC 2 auxiliary switches HQ | - | 0 | 0
3VA1010-3ED42-0BH0 |  | 3VA1010-3ED42-0BH0 | 1 | UN | 1 | 10 | C | D | EAR99 | N | 85362090 | 1 | 4042949082224 | 1.38 | KG | 489.6 | 489.6 | LP17 | LP17 | Circuit breaker 3VA1 IEC Frame 100 Switching capacity class N Icu=25 kA @ 415 V 4-pole, system protection TM210, FTFM, In=100 A Overload protection Ir=100 A non-adjustable short-circuit protection Ii = 10 x In N-conductor unprotected Lug terminal Undervoltage release (UVR) 24 V DC 2 auxiliary switches HQ 1 tripped signaling contact HQ | - | 0 | 0
3VA1010-3ED42-0CA0 |  | 3VA1010-3ED42-0CA0 | 1 | UN | 1 | 10 | C | D | EAR99 | N | 85362090 | 1 | 4042949044246 | 1.2 | KG | 419.9 | 419.9 | LP17 | LP17 | Circuit breaker 3VA1 IEC Frame 100 Switching capacity class N Icu=25 kA @ 415 V 4-pole, system protection TM210, FTFM, In=100 A Overload protection Ir=100 A non-adjustable short-circuit protection Ii = 10 x In N-conductor unprotected Lug terminal Undervoltage release (UVR) 120-127V AC 50/60Hz | - | 0 | 0
3VA1010-3ED42-0CC0 |  | 3VA1010-3ED42-0CC0 | 1 | UN | 1 | 10 | C | D | EAR99 | N | 85362090 | 1 | 4042949071778 | 1.35 | KG | 465.8 | 465.8 | LP17 | LP17 | Circuit breaker 3VA1 IEC Frame 100 Switching capacity class N Icu=25 kA @ 415 V 4-pole, system protection TM210, FTFM, In=100 A Overload protection Ir=100 A non-adjustable short-circuit protection Ii = 10 x In N-conductor unprotected Lug terminal Undervoltage release (UVR) 120-127 V AC 50/60 Hz 2 auxiliary switches HQ | - | 0 | 0
3VA1010-3ED42-0CH0 |  | 3VA1010-3ED42-0CH0 | 1 | UN | 1 | 10 | C | D | EAR99 | N | 85362090 | 1 | 4042949084310 | 1.38 | KG | 489.6 | 489.6 | LP17 | LP17 | Circuit breaker 3VA1 IEC Frame 100 Switching capacity class N Icu=25 kA @ 415 V 4-pole, system protection TM210, FTFM, In=100 A Overload protection Ir=100 A non-adjustable short-circuit protection Ii = 10 x In N-conductor unprotected Lug terminal Undervoltage release (UVR) 120-127 V AC 50/60 Hz 2 auxiliary switches HQ 1 tripped signaling contact HQ | - | 0 | 0
3VA1010-3ED42-0DA0 |  | 3VA1010-3ED42-0DA0 | 1 | UN | 1 | 10 | C | D | EAR99 | N | 85362090 | 1 | 4042949046332 | 1.2 | KG | 419.9 | 419.9 | LP17 | LP17 | Circuit breaker 3VA1 IEC Frame 100 Switching capacity class N Icu=25 kA @ 415 V 4-pole, system protection TM210, FTFM, In=100 A Overload protection Ir=100 A non-adjustable short-circuit protection Ii = 10 x In N-conductor unprotected Lug terminal Undervoltage release (UVR) 208-230 V AC 50/60 Hz | - | 0 | 0
3VA1010-3ED42-0DC0 |  | 3VA1010-3ED42-0DC0 | 1 | UN | 1 | 10 | C | D | EAR99 | N | 85362090 | 1 | 4042949073864 | 1.35 | KG | 465.8 | 465.8 | LP17 | LP17 | Circuit breaker 3VA1 IEC Frame 100 Switching capacity class N Icu=25 kA @ 415 V 4-pole, system protection TM210, FTFM, In=100 A Overload protection Ir=100 A non-adjustable short-circuit protection Ii = 10 x In N-conductor unprotected Lug terminal Undervoltage release (UVR) 208-230 V AC 50/60 Hz 2 auxiliary switches HQ | - | 0 | 0
3VA1010-3ED42-0DH0 |  | 3VA1010-3ED42-0DH0 | 1 | UN | 1 | 10 | C | D | EAR99 | N | 85362090 | 1 | 4042949086406 | 1.38 | KG | 489.6 | 489.6 | LP17 | LP17 | Circuit breaker 3VA1 IEC Frame 100 Switching capacity class N Icu=25 kA @ 415 V 4-pole, system protection TM210, FTFM, In=100 A Overload protection Ir=100 A non-adjustable short-circuit protection Ii = 10 x In N-conductor unprotected Lug terminal Undervoltage release (UVR) 208-230 V AC 50/60 Hz 2 auxiliary switches HQ 1 tripped signaling contact HQ | - | 0 | 0
3VA1010-3ED42-0HA0 |  | 3VA1010-3ED42-0HA0 | 1 | UN | 1 | 10 | C | D | EAR99 | N | 85362090 | 1 | 4042949048428 | 1.2 | KG | 395.25 | 395.25 | LP17 | LP17 | Circuit breaker 3VA1 IEC Frame 100 Switching capacity class N Icu=25 kA @ 415 V 4-pole, system protection TM210, FTFM, In=100 A Overload protection Ir=100 A non-adjustable short-circuit protection Ii = 10 x In N-conductor unprotected Lug terminal Shunt release (STL) 12-30 V DC; 24 V AC 50/60 Hz | - | 0 | 0
3VA1010-3ED42-0HC0 |  | 3VA1010-3ED42-0HC0 | 1 | UN | 1 | 10 | C | D | EAR99 | N | 85362090 | 1 | 4042949075950 | 1.35 | KG | 442.85 | 442.85 | LP17 | LP17 | Circuit breaker 3VA1 IEC Frame 100 Switching capacity class N Icu=25 kA @ 415 V 4-pole, system protection TM210, FTFM, In=100 A Overload protection Ir=100 A non-adjustable short-circuit protection Ii = 10 x In N-conductor unprotected Lug terminal Shunt release (STL) 12-30 V DC; 24V AC 50/60Hz 2 auxiliary switches HQ | - | 0 | 0
3VA1010-3ED42-0HH0 |  | 3VA1010-3ED42-0HH0 | 1 | UN | 1 | 10 | C | D | EAR99 | N | 85362090 | 1 | 4042949088493 | 1.38 | KG | 464.95 | 464.95 | LP17 | LP17 | Circuit breaker 3VA1 IEC Frame 100 Switching capacity class N Icu=25 kA @ 415 V 4-pole, system protection TM210, FTFM, In=100 A Overload protection Ir=100 A non-adjustable short-circuit protection Ii = 10 x In N-conductor unprotected Lug terminal Shunt release (STL) 12-30 V DC; 24V AC 50/60Hz 2 auxiliary switches HQ 1 tripped signaling contact HQ | - | 0 | 0
3VA1010-3ED42-0JA0 |  | 3VA1010-3ED42-0JA0 | 1 | UN | 1 | 10 | C | D | EAR99 | N | 85362090 | 1 | 4042949050513 | 1.35 | KG | 395.25 | 395.25 | LP17 | LP17 | Circuit breaker 3VA1 IEC Frame 100 Switching capacity class N Icu=25 kA @ 415 V 4-pole, system protection TM210, FTFM, In=100 A Overload protection Ir=100 A non-adjustable short-circuit protection Ii = 10 x In N-conductor unprotected Lug terminal Shunt release (STL) 110-127 V DC, 50/60 Hz AC | - | 0 | 0
3VA1010-3ED42-0JC0 |  | 3VA1010-3ED42-0JC0 | 1 | UN | 1 | 10 | C | D | EAR99 | N | 85362090 | 1 | 4042949078043 | 1.35 | KG | 442.85 | 442.85 | LP17 | LP17 | Circuit breaker 3VA1 IEC Frame 100 Switching capacity class N Icu=25 kA @ 415 V 4-pole, system protection TM210, FTFM, In=100 A Overload protection Ir=100 A non-adjustable short-circuit protection Ii = 10 x In N-conductor unprotected Lug terminal Shunt release (STL) 110-127 V DC, 50/60 Hz AC 2 auxiliary switches HQ | - | 0 | 0
3VA1010-3ED42-0JH0 |  | 3VA1010-3ED42-0JH0 | 1 | UN | 1 | 10 | C | D | EAR99 | N | 85362090 | 1 | 4042949090588 | 1.38 | KG | 464.95 | 464.95 | LP17 | LP17 | circuit breaker 3VA1 IEC frame 100 breaking capacity class N Icu=25kA @ 415V 4-pole, line protection TM210, FTFM, In=100A overload protection Ir=100A fixed short-circuit protection Ii=10 x In N conductor unprotected nut keeper kit shunt trip (STL) 110-127V DC, AC 50/60Hz 2 auxiliary switches HQ 1 trip alarm switch HQ | - | 0 | 0
3VA1010-3ED42-0KA0 |  | 3VA1010-3ED42-0KA0 | 1 | UN | 1 | 10 | C | D | EAR99 | N | 85362090 | 1 | 4042949052609 | 1.35 | KG | 395.25 | 395.25 | LP17 | LP17 | circuit breaker 3VA1 IEC frame 100 breaking capacity class N Icu=25kA @ 415V 4-pole, line protection TM210, FTFM, In=100A overload protection Ir=100A fixed short-circuit protection Ii=10 x In N conductor unprotected nut keeper kit shunt trip (STL) 220-250V DC; 208-277V AC | - | 0 | 0
3VA1010-3ED42-0KC0 |  | 3VA1010-3ED42-0KC0 | 1 | UN | 1 | 10 | C | D | EAR99 | N | 85362090 | 1 | 4042949080138 | 1.35 | KG | 442.85 | 442.85 | LP17 | LP17 | circuit breaker 3VA1 IEC frame 100 breaking capacity class N Icu=25kA @ 415V 4-pole, line protection TM210, FTFM, In=100A overload protection Ir=100A fixed short-circuit protection Ii=10 x In N conductor unprotected nut keeper kit shunt trip (STL) 220-250V DC; 208-277V AC 2 auxiliary switches HQ | - | 0 | 0
3VA1010-3ED42-0KH0 |  | 3VA1010-3ED42-0KH0 | 1 | UN | 1 | 10 | C | D | EAR99 | N | 85362090 | 1 | 4042949092674 | 1.38 | KG | 464.95 | 464.95 | LP17 | LP17 | circuit breaker 3VA1 IEC frame 100 breaking capacity class N Icu=25kA @ 415V 4-pole, line protection TM210, FTFM, In=100A overload protection Ir=100A fixed short-circuit protection Ii=10 x In N conductor unprotected nut keeper kit shunt trip (STL) 220-250V DC; 208-277V AC 2 auxiliary switches HQ 1 trip alarm switch HQ | - | 0 | 0
3VA1010-3ED46-0AA0 |  | 3VA1010-3ED46-0AA0 | 1 | UN | 1 | 5 | B | D | EAR99 | N | 85362090 | 1 | 4042948820261 | 1.17 | KG | 328.8 | 319.8 | LP17 | LP17 | circuit breaker 3VA1 IEC frame 100 breaking capacity class N Icu=25kA @ 415V 4-pole, line protection TM210, FTFM, In=100A overload protection Ir=100A fixed short-circuit protection Ii=10 x In N conductor unprotected clamp connection | Lista Papel 2020 SI | 0 | 0
3VA1010-3ED46-0HC0 |  | 3VA1010-3ED46-0HC0 | 1 | UN | 1 | 10 | C | D | EAR99 | N | 85362090 | 1 | 4042949328070 | 1.302 | KG | 471.75 | 471.75 | LP17 | LP17 | circuit breaker 3VA1 IEC frame 100 breaking capacity class N Icu=25kA @ 415V 4-pole, line protection TM210, FTFM, In=100A overload protection Ir=100A fixed short-circuit protection Ii=10 x In N conductor unprotected clamp connection circuit breaker 3VA1 IEC frame 100 breaking capacity class N Icu=25kA @ 415V 4-pole, line protection TM210, FTFM, In=100A overload protection Ir=100A fixed short-circuit protection Ii=10 x In N conductor SHUNT TRIP LEFT 24 V AC 50/60 HZ / 24-30 V DC ACCESSORY FOR 2 AUXILIARY SWITCH CHANGEOVER H |  | 0 | 0
3VA1010-4ED32-0AA0 |  | 3VA1010-4ED32-0AA0 | 1 | UN | 1 | 2 | A | D | EAR99 | N | 85362090 | 1 | 4042948811801 | 956 | G | 234.5 | 228 | LP17 | LP17 | circuit breaker 3VA1 IEC frame 100 breaking capacity class S Icu=36kA @ 415V 3-pole, line protection TM210, FTFM, In=100A overload protection Ir=100A fixed short-circuit protection Ii=10 x In nut keeper kit | Lista Papel 2020 SI | 0 | 0
3VA1010-4ED32-0AC0 |  | 3VA1010-4ED32-0AC0 | 1 | UN | 1 | 10 | C | D | EAR99 | N | 85362090 | 1 | 4042949056775 | 0.96 | KG | 291.55 | 291.55 | LP17 | LP17 | circuit breaker 3VA1 IEC frame 100 breaking capacity class S Icu=36kA @ 415V 3-pole, line protection TM210, FTFM, In=100A overload protection Ir=100A fixed short-circuit protection Ii=10 x In nut keeper kit 2 auxiliary switches HQ | - | 0 | 0
3VA1010-4ED32-0AD0 |  | 3VA1010-4ED32-0AD0 | 1 | UN | 1 | 10 | C | D | EAR99 | N | 85362090 | 1 | 4042949058861 | 0.99 | KG | 313.65 | 313.65 | LP17 | LP17 | circuit breaker 3VA1 IEC frame 100 breaking capacity class S Icu=36kA @ 415V 3-pole, line protection TM210, FTFM, In=100A overload protection Ir=100A fixed short-circuit protection Ii=10 x In nut keeper kit 3 auxiliary switches HQ | - | 0 | 0
3VA1010-4ED32-0AE0 |  | 3VA1010-4ED32-0AE0 | 1 | UN | 1 | 10 | C | D | EAR99 | N | 85362090 | 1 | 4042949060956 | 1.02 | KG | 338.3 | 338.3 | LP17 | LP17 | circuit breaker 3VA1 IEC frame 100 breaking capacity class S Icu=36kA @ 415V 3-pole, line protection TM210, FTFM, In=100A overload protection Ir=100A fixed short-circuit protection Ii=10 x In nut keeper kit 4 auxiliary switches HQ | - | 0 | 0
3VA1010-4ED32-0AF0 |  | 3VA1010-4ED32-0AF0 | 1 | UN | 1 | 10 | C | D | EAR99 | N | 85362090 | 1 | 4042949063049 | 0.96 | KG | 291.55 | 291.55 | LP17 | LP17 | circuit breaker 3VA1 IEC frame 100 breaking capacity class S Icu=36kA @ 415V 3-pole, line protection TM210, FTFM, In=100A overload protection Ir=100A fixed short-circuit protection Ii=10 x In nut keeper kit 1 auxiliary switch HQ 1 trip alarm switch HQ | - | 0 | 0
3VA1010-4ED32-0AH0 |  | 3VA1010-4ED32-0AH0 | 1 | UN | 1 | 10 | C | D | EAR99 | N | 85362090 | 1 | 4042949067221 | 0.99 | KG | 313.65 | 313.65 | LP17 | LP17 | circuit breaker 3VA1 IEC frame 100 breaking capacity class S Icu=36kA @ 415V 3-pole, line protection TM210, FTFM, In=100A overload protection Ir=100A fixed short-circuit protection Ii=10 x In nut keeper kit 2 auxiliary switches HQ 1 trip alarm switch HQ | - | 0 | 0
3VA1010-4ED32-0BA0 |  | 3VA1010-4ED32-0BA0 | 1 | UN | 1 | 10 | C | D | EAR99 | N | 85362090 | 1 | 4042949042143 | 0.9 | KG | 352.75 | 352.75 | LP17 | LP17 | circuit breaker 3VA1 IEC frame 100 breaking capacity class S Icu=36kA @ 415V 3-pole, line protection TM210, FTFM, In=100A overload protection Ir=100A fixed short-circuit protection Ii=10 x In nut keeper kit undervoltage release (UVR) 24V DC | - | 0 | 0
3VA1010-4ED32-0BC0 |  | 3VA1010-4ED32-0BC0 | 1 | UN | 1 | 10 | C | D | EAR99 | N | 85362090 | 1 | 4042949069676 | 1.05 | KG | 398.65 | 398.65 | LP17 | LP17 | circuit breaker 3VA1 IEC frame 100 breaking capacity class S Icu=36kA @ 415V 3-pole, line protection TM210, FTFM, In=100A overload protection Ir=100A fixed short-circuit protection Ii=10 x In nut keeper kit undervoltage release (UVR) 24V DC 2 auxiliary switches HQ | - | 0 | 0
3VA1010-4ED32-0BH0 |  | 3VA1010-4ED32-0BH0 | 1 | UN | 1 | 10 | C | D | EAR99 | N | 85362090 | 1 | 4042949082217 | 1.05 | KG | 422.45 | 422.45 | LP17 | LP17 | circuit breaker 3VA1 IEC frame 100 breaking capacity class S Icu=36kA @ 415V 3-pole, line protection TM210, FTFM, In=100A overload protection Ir=100A fixed short-circuit protection Ii=10 x In nut keeper kit undervoltage release (UVR) 24V DC 2 auxiliary switches HQ 1 trip alarm switch HQ | - | 0 | 0
3VA1010-4ED32-0CA0 |  | 3VA1010-4ED32-0CA0 | 1 | UN | 1 | 10 | C | D | EAR99 | N | 85362090 | 1 | 4042949044239 | 0.9 | KG | 352.75 | 352.75 | LP17 | LP17 | circuit breaker 3VA1 IEC frame 100 breaking capacity class S Icu=36kA @ 415V 3-pole, line protection TM210, FTFM, In=100A overload protection Ir=100A fixed short-circuit protection Ii=10 x In nut keeper kit undervoltage release (UVR) 120-127V AC 50/60Hz | - | 0 | 0
3VA1010-4ED32-0CC0 |  | 3VA1010-4ED32-0CC0 | 1 | UN | 1 | 10 | C | D | EAR99 | N | 85362090 | 1 | 4042949071761 | 1.05 | KG | 398.65 | 398.65 | LP17 | LP17 | circuit breaker 3VA1 IEC frame 100 breaking capacity class S Icu=36kA @ 415V 3-pole, line protection TM210, FTFM, In=100A overload protection Ir=100A fixed short-circuit protection Ii=10 x In nut keeper kit undervoltage release (UVR) 120-127V AC 50/60Hz 2 auxiliary switches HQ | - | 0 | 0
3VA1010-4ED32-0CH0 |  | 3VA1010-4ED32-0CH0 | 1 | UN | 1 | 10 | C | D | EAR99 | N | 85362090 | 1 | 4042949084303 | 1.08 | KG | 422.45 | 422.45 | LP17 | LP17 | circuit breaker 3VA1 IEC frame 100 breaking capacity class S Icu=36kA @ 415V 3-pole, line protection TM210, FTFM, In=100A overload protection Ir=100A fixed short-circuit protection Ii=10 x In nut keeper kit undervoltage release (UVR) 120-127V AC 50/60Hz 2 auxiliary switches HQ 1 trip alarm switch HQ | - | 0 | 0
3VA1010-4ED32-0DA0 |  | 3VA1010-4ED32-0DA0 | 1 | UN | 1 | 10 | C | D | EAR99 | N | 85362090 | 1 | 4042949046325 | 0.9 | KG | 352.75 | 352.75 | LP17 | LP17 | circuit breaker 3VA1 IEC frame 100 breaking capacity class S Icu=36kA @ 415V 3-pole, line protection TM210, FTFM, In=100A overload protection Ir=100A fixed short-circuit protection Ii=10 x In nut keeper kit undervoltage release (UVR) 208-230V AC 50/60Hz | - | 0 | 0
3VA1010-4ED32-0DC0 |  | 3VA1010-4ED32-0DC0 | 1 | UN | 1 | 10 | C | D | EAR99 | N | 85362090 | 1 | 4042949073857 | 1.05 | KG | 398.65 | 398.65 | LP17 | LP17 | circuit breaker 3VA1 IEC frame 100 breaking capacity class S Icu=36kA @ 415V 3-pole, line protection TM210, FTFM, In=100A overload protection Ir=100A fixed short-circuit protection Ii=10 x In nut keeper kit undervoltage release (UVR) 208-230V AC 50/60Hz 2 auxiliary switches HQ | - | 0 | 0
3VA1010-4ED32-0DH0 |  | 3VA1010-4ED32-0DH0 | 1 | UN | 1 | 10 | C | D | EAR99 | N | 85362090 | 1 | 4042949086390 | 1.08 | KG | 422.45 | 422.45 | LP17 | LP17 | circuit breaker 3VA1 IEC frame 100 breaking capacity class S Icu=36kA @ 415V 3-pole, line protection TM210, FTFM, In=100A overload protection Ir=100A fixed short-circuit protection Ii=10 x In nut keeper kit undervoltage release (UVR) 208-230V AC 50/60Hz 2 auxiliary switches HQ 1 trip alarm switch HQ | - | 0 | 0
3VA1010-4ED32-0HA0 |  | 3VA1010-4ED32-0HA0 | 1 | UN | 1 | 10 | C | D | EAR99 | N | 85362090 | 1 | 4042949048411 | 0.9 | KG | 328.95 | 328.95 | LP17 | LP17 | circuit breaker 3VA1 IEC frame 100 breaking capacity class S Icu=36kA @ 415V 3-pole, line protection TM210, FTFM, In=100A overload protection Ir=100A fixed short-circuit protection Ii=10 x In nut keeper kit shunt trip (STL) 12-30V DC, 24V AC 50/60Hz | - | 0 | 0
3VA1010-4ED32-0HC0 |  | 3VA1010-4ED32-0HC0 | 1 | UN | 1 | 10 | C | D | EAR99 | N | 85362090 | 1 | 4042949075943 | 1.05 | KG | 374 | 374 | LP17 | LP17 | circuit breaker 3VA1 IEC frame 100 breaking capacity class S Icu=36kA @ 415V 3-pole, line protection TM210, FTFM, In=100A overload protection Ir=100A fixed short-circuit protection Ii=10 x In nut keeper kit shunt trip (STL) 12-30V DC, 24V AC 50/60Hz 2 auxiliary switches HQ | - | 0 | 0
3VA1010-4ED32-0HH0 |  | 3VA1010-4ED32-0HH0 | 1 | UN | 1 | 10 | C | D | EAR99 | N | 85362090 | 1 | 4042949088486 | 1.08 | KG | 397.8 | 397.8 | LP17 | LP17 | circuit breaker 3VA1 IEC frame 100 breaking capacity class S Icu=36kA @ 415V 3-pole, line protection TM210, FTFM, In=100A overload protection Ir=100A fixed short-circuit protection Ii=10 x In nut keeper kit shunt trip (STL) 12-30V DC, 24V AC 50/60Hz 2 auxiliary switches HQ 1 trip alarm switch HQ | - | 0 | 0
3VA1010-4ED32-0JA0 |  | 3VA1010-4ED32-0JA0 | 1 | UN | 1 | 10 | C | D | EAR99 | N | 85362090 | 1 | 4042949050506 | 1.05 | KG | 328.95 | 328.95 | LP17 | LP17 | circuit breaker 3VA1 IEC frame 100 breaking capacity class S Icu=36kA @ 415V 3-pole, line protection TM210, FTFM, In=100A overload protection Ir=100A fixed short-circuit protection Ii=10 x In nut keeper kit shunt trip (STL) 110-127V DC, AC 50/60Hz | - | 0 | 0
3VA1010-4ED32-0JC0 |  | 3VA1010-4ED32-0JC0 | 1 | UN | 1 | 10 | C | D | EAR99 | N | 85362090 | 1 | 4042949078036 | 1.05 | KG | 374 | 374 | LP17 | LP17 | circuit breaker 3VA1 IEC frame 100 breaking capacity class S Icu=36kA @ 415V 3-pole, line protection TM210, FTFM, In=100A overload protection Ir=100A fixed short-circuit protection Ii=10 x In nut keeper kit shunt trip (STL) 110-127V DC, AC 50/60Hz 2 auxiliary switches HQ | - | 0 | 0
3VA1010-4ED32-0JH0 |  | 3VA1010-4ED32-0JH0 | 1 | UN | 1 | 10 | C | D | EAR99 | N | 85362090 | 1 | 4042949090571 | 1.08 | KG | 397.8 | 397.8 | LP17 | LP17 | circuit breaker 3VA1 IEC frame 100 breaking capacity class S Icu=36kA @ 415V 3-pole, line protection TM210, FTFM, In=100A overload protection Ir=100A fixed short-circuit protection Ii=10 x In nut keeper kit shunt trip (STL) 110-127V DC, AC 50/60Hz 2 auxiliary switches HQ 1 trip alarm switch HQ | - | 0 | 0
3VA1010-4ED32-0KA0 |  | 3VA1010-4ED32-0KA0 | 1 | UN | 1 | 10 | C | D | EAR99 | N | 85362090 | 1 | 4042949052593 | 1.05 | KG | 328.95 | 328.95 | LP17 | LP17 | circuit breaker 3VA1 IEC frame 100 breaking capacity class S Icu=36kA @ 415V 3-pole, line protection TM210, FTFM, In=100A overload protection Ir=100A fixed short-circuit protection Ii=10 x In nut keeper kit shunt trip (STL) 220-250V DC, 208-277V AC | - | 0 | 0
3VA1010-4ED32-0KC0 |  | 3VA1010-4ED32-0KC0 | 1 | UN | 1 | 10 | C | D | EAR99 | N | 85362090 | 1 | 4042949080121 | 1.05 | KG | 374 | 374 | LP17 | LP17 | circuit breaker 3VA1 IEC frame 100 breaking capacity class S Icu=36kA @ 415V 3-pole, line protection TM210, FTFM, In=100A overload protection Ir=100A fixed short-circuit protection Ii=10 x In nut keeper kit shunt trip (STL) 220-250V DC, 208-277V AC 2 auxiliary switches HQ | - | 0 | 0
3VA1010-4ED32-0KH0 |  | 3VA1010-4ED32-0KH0 | 1 | UN | 1 | 10 | C | D | EAR99 | N | 85362090 | 1 | 4042949092667 | 1.08 | KG | 397.8 | 397.8 | LP17 | LP17 | circuit breaker 3VA1 IEC frame 100 breaking capacity class S Icu=36kA @ 415V 3-pole, line protection TM210, FTFM, In=100A overload protection Ir=100A fixed short-circuit protection Ii=10 x In nut keeper kit shunt trip (STL) 220-250V DC, 208-277V AC 2 auxiliary switches HQ 1 trip alarm switch HQ | - | 0 | 0
3VA1010-4ED36-0AA0 |  | 3VA1010-4ED36-0AA0 | 1 | UN | 1 | 5 | B | D | EAR99 | N | 85362090 | 1 | 4042948820001 | 1.026 | KG | 256.7 | 249.3 | LP17 | LP17 | circuit breaker 3VA1 IEC frame 100 breaking capacity class S Icu=36kA @ 415V 3-pole, line protection TM210, FTFM, In=100A overload protection Ir=100A fixed short-circuit protection Ii=10 x In clamp connection | Lista Papel 2020 SI | 0 | 0
3VA1010-4ED36-0AC0 |  | 3VA1010-4ED36-0AC0 | 1 | UN | 1 | 10 | C | D | EAR99 | N | 85362090 | 1 | 4042949056768 | 0.96 | KG | 311.95 | 311.95 | LP17 | LP17 | circuit breaker 3VA1 IEC frame 100 breaking capacity class S Icu=36kA @ 415V 3-pole, line protection TM210, FTFM, In=100A overload protection Ir=100A fixed short-circuit protection Ii=10 x In clamp connection 2 auxiliary switches HQ | - | 0 | 0
3VA1010-4ED36-0AD0 |  | 3VA1010-4ED36-0AD0 | 1 | UN | 1 | 10 | C | D | EAR99 | N | 85362090 | 1 | 4042949058854 | 0.99 | KG | 336.6 | 336.6 | LP17 | LP17 | circuit breaker 3VA1 IEC frame 100 breaking capacity class S Icu=36kA @ 415V 3-pole, line protection TM210, FTFM, In=100A overload protection Ir=100A fixed short-circuit protection Ii=10 x In clamp connection 3 auxiliary switches HQ | - | 0 | 0
3VA1010-4ED36-0AE0 |  | 3VA1010-4ED36-0AE0 | 1 | UN | 1 | 10 | C | D | EAR99 | N | 85362090 | 1 | 4042949060949 | 1.02 | KG | 359.55 | 359.55 | LP17 | LP17 | circuit breaker 3VA1 IEC frame 100 breaking capacity class S Icu=36kA @ 415V 3-pole, line protection TM210, FTFM, In=100A overload protection Ir=100A fixed short-circuit protection Ii=10 x In clamp connection 4 auxiliary switches HQ | - | 0 | 0
3VA1010-4ED36-0AF0 |  | 3VA1010-4ED36-0AF0 | 1 | UN | 1 | 10 | C | D | EAR99 | N | 85362090 | 1 | 4042949063032 | 0.96 | KG | 311.95 | 311.95 | LP17 | LP17 | circuit breaker 3VA1 IEC frame 100 breaking capacity class S Icu=36kA @ 415V 3-pole, line protection TM210, FTFM, In=100A overload protection Ir=100A fixed short-circuit protection Ii=10 x In clamp connection 1 auxiliary switch HQ 1 trip alarm switch HQ | - | 0 | 0
3VA1010-4ED36-0AH0 |  | 3VA1010-4ED36-0AH0 | 1 | UN | 1 | 10 | C | D | EAR99 | N | 85362090 | 1 | 4042949067214 | 0.99 | KG | 336.6 | 336.6 | LP17 | LP17 | circuit breaker 3VA1 IEC frame 100 breaking capacity class S Icu=36kA @ 415V 3-pole, line protection TM210, FTFM, In=100A overload protection Ir=100A fixed short-circuit protection Ii=10 x In clamp connection 2 auxiliary switches HQ 1 trip alarm switch HQ | - | 0 | 0
3VA1010-4ED36-0BA0 |  | 3VA1010-4ED36-0BA0 | 1 | UN | 1 | 10 | C | D | EAR99 | N | 85362090 | 1 | 4042949042136 | 0.9 | KG | 374 | 374 | LP17 | LP17 | circuit breaker 3VA1 IEC frame 100 breaking capacity class S Icu=36kA @ 415V 3-pole, line protection TM210, FTFM, In=100A overload protection Ir=100A fixed short-circuit protection Ii=10 x In clamp connection undervoltage release (UVR) 24V DC | - | 0 | 0
3VA1010-4ED36-0BC0 |  | 3VA1010-4ED36-0BC0 | 1 | UN | 1 | 10 | C | D | EAR99 | N | 85362090 | 1 | 4042949069669 | 1.05 | KG | 420.75 | 420.75 | LP17 | LP17 | circuit breaker 3VA1 IEC frame 100 breaking capacity class S Icu=36kA @ 415V 3-pole, line protection TM210, FTFM, In=100A overload protection Ir=100A fixed short-circuit protection Ii=10 x In clamp connection undervoltage release (UVR) 24V DC 2 auxiliary switches HQ | - | 0 | 0
3VA1010-4ED36-0BF0 |  | 3VA1010-4ED36-0BF0 | 1 | UN | 1 | 10 | C | D | EAR99 | N | 85362090 | 1 | 4042949321040 | 1.171 | KG | 432.65 | 432.65 | LP17 | LP17 | circuit breaker 3VA1 IEC frame 100 breaking capacity class S Icu=36kA @ 415V 3-pole, line protection TM210, FTFM, In=100A overload protection Ir=100A fixed short-circuit protection Ii=10 x In clamp connection undervoltage release (UVR) 24V DC 1 auxiliary switch HQ 1 trip alarm switch HQ | - | 0 | 0
3VA1010-4ED36-0BH0 |  | 3VA1010-4ED36-0BH0 | 1 | UN | 1 | 10 | C | D | EAR99 | N | 85362090 | 1 | 4042949082200 | 1.05 | KG | 445.4 | 445.4 | LP17 | LP17 | circuit breaker 3VA1 IEC frame 100 breaking capacity class S Icu=36kA @ 415V 3-pole, line protection TM210, FTFM, In=100A overload protection Ir=100A fixed short-circuit protection Ii=10 x In clamp connection undervoltage release (UVR) 24V DC 2 auxiliary switches HQ 1 trip alarm switch HQ | - | 0 | 0
3VA1010-4ED36-0CA0 |  | 3VA1010-4ED36-0CA0 | 1 | UN | 1 | 10 | C | D | EAR99 | N | 85362090 | 1 | 4042949044222 | 0.9 | KG | 374 | 374 | LP17 | LP17 | circuit breaker 3VA1 IEC frame 100 breaking capacity class S Icu=36kA @ 415V 3-pole, line protection TM210, FTFM, In=100A overload protection Ir=100A fixed short-circuit protection Ii=10 x In clamp connection undervoltage release (UVR) 120-127V AC 50/60Hz | - | 0 | 0
3VA1010-4ED36-0CC0 |  | 3VA1010-4ED36-0CC0 | 1 | UN | 1 | 10 | C | D | EAR99 | N | 85362090 | 1 | 4042949071754 | 1.05 | KG | 420.75 | 420.75 | LP17 | LP17 | circuit breaker 3VA1 IEC frame 100 breaking capacity class S Icu=36kA @ 415V 3-pole, line protection TM210, FTFM, In=100A overload protection Ir=100A fixed short-circuit protection Ii=10 x In clamp connection undervoltage release (UVR) 120-127V AC 50/60Hz 2 auxiliary switches HQ | - | 0 | 0
3VA1010-4ED36-0CH0 |  | 3VA1010-4ED36-0CH0 | 1 | UN | 1 | 10 | C | D | EAR99 | N | 85362090 | 1 | 4042949084297 | 1.08 | KG | 445.4 | 445.4 | LP17 | LP17 | circuit breaker 3VA1 IEC frame 100 breaking capacity class S Icu=36kA @ 415V 3-pole, line protection TM210, FTFM, In=100A overload protection Ir=100A fixed short-circuit protection Ii=10 x In clamp connection undervoltage release (UVR) 120-127V AC 50/60Hz 2 auxiliary switches HQ 1 trip alarm switch HQ | - | 0 | 0
3VA1010-4ED36-0DA0 |  | 3VA1010-4ED36-0DA0 | 1 | UN | 1 | 10 | C | D | EAR99 | N | 85362090 | 1 | 4042949046318 | 0.9 | KG | 374 | 374 | LP17 | LP17 | circuit breaker 3VA1 IEC frame 100 breaking capacity class S Icu=36kA @ 415V 3-pole, line protection TM210, FTFM, In=100A overload protection Ir=100A fixed short-circuit protection Ii=10 x In clamp connection undervoltage release (UVR) 208-230V AC 50/60Hz | - | 0 | 0
3VA1010-4ED36-0DC0 |  | 3VA1010-4ED36-0DC0 | 1 | UN | 1 | 10 | C | D | EAR99 | N | 85362090 | 1 | 4042949073840 | 1.05 | KG | 420.75 | 420.75 | LP17 | LP17 | circuit breaker 3VA1 IEC frame 100 breaking capacity class S Icu=36kA @ 415V 3-pole, line protection TM210, FTFM, In=100A overload protection Ir=100A fixed short-circuit protection Ii=10 x In clamp connection undervoltage release (UVR) 208-230V AC 50/60Hz 2 auxiliary switches HQ | - | 0 | 0
3VA1010-4ED36-0DH0 |  | 3VA1010-4ED36-0DH0 | 1 | UN | 1 | 10 | C | D | EAR99 | N | 85362090 | 1 | 4042949086383 | 1.08 | KG | 445.4 | 445.4 | LP17 | LP17 | circuit breaker 3VA1 IEC frame 100 breaking capacity class S Icu=36kA @ 415V 3-pole, line protection TM210, FTFM, In=100A overload protection Ir=100A fixed short-circuit protection Ii=10 x In clamp connection undervoltage release (UVR) 208-230V AC 50/60Hz 2 auxiliary switches HQ 1 trip alarm switch HQ | - | 0 | 0
3VA1010-4ED36-0HA0 |  | 3VA1010-4ED36-0HA0 | 1 | UN | 1 | 10 | C | D | EAR99 | N | 85362090 | 1 | 4042949048404 | 0.9 | KG | 350.2 | 350.2 | LP17 | LP17 | circuit breaker 3VA1 IEC frame 100 breaking capacity class S Icu=36kA @ 415V 3-pole, line protection TM210, FTFM, In=100A overload protection Ir=100A fixed short-circuit protection Ii=10 x In clamp connection shunt trip (STL) 12-30V DC, 24V AC 50/60Hz | - | 0 | 0
3VA1010-4ED36-0HC0 |  | 3VA1010-4ED36-0HC0 | 1 | UN | 1 | 10 | C | D | EAR99 | N | 85362090 | 1 | 4042949075936 | 1.05 | KG | 396.1 | 396.1 | LP17 | LP17 | circuit breaker 3VA1 IEC frame 100 breaking capacity class S Icu=36kA @ 415V 3-pole, line protection TM210, FTFM, In=100A overload protection Ir=100A fixed short-circuit protection Ii=10 x In clamp connection shunt trip (STL) 12-30V DC, 24V AC 50/60Hz 2 auxiliary switches HQ | - | 0 | 0
3VA1010-4ED36-0HH0 |  | 3VA1010-4ED36-0HH0 | 1 | UN | 1 | 10 | C | D | EAR99 | N | 85362090 | 1 | 4042949088479 | 1.08 | KG | 419.9 | 419.9 | LP17 | LP17 | circuit breaker 3VA1 IEC frame 100 breaking capacity class S Icu=36kA @ 415V 3-pole, line protection TM210, FTFM, In=100A overload protection Ir=100A fixed short-circuit protection Ii=10 x In clamp connection shunt trip (STL) 12-30V DC, 24V AC 50/60Hz 2 auxiliary switches HQ 1 trip alarm switch HQ | - | 0 | 0
3VA1010-4ED36-0JA0 |  | 3VA1010-4ED36-0JA0 | 1 | UN | 1 | 10 | C | D | EAR99 | N | 85362090 | 1 | 4042949050490 | 1.05 | KG | 350.2 | 350.2 | LP17 | LP17 | circuit breaker 3VA1 IEC frame 100 breaking capacity class S Icu=36kA @ 415V 3-pole, line protection TM210, FTFM, In=100A overload protection Ir=100A fixed short-circuit protection Ii=10 x In clamp connection shunt trip (STL) 110-127V DC, AC 50/60Hz | - | 0 | 0
3VA1010-4ED36-0JC0 |  | 3VA1010-4ED36-0JC0 | 1 | UN | 1 | 10 | C | D | EAR99 | N | 85362090 | 1 | 4042949078029 | 1.05 | KG | 396.1 | 396.1 | LP17 | LP17 | circuit breaker 3VA1 IEC frame 100 breaking capacity class S Icu=36kA @ 415V 3-pole, line protection TM210, FTFM, In=100A overload protection Ir=100A fixed short-circuit protection Ii=10 x In clamp connection shunt trip (STL) 110-127V DC, AC 50/60Hz 2 auxiliary switches HQ | - | 0 | 0
3VA1010-4ED36-0JH0 |  | 3VA1010-4ED36-0JH0 | 1 | UN | 1 | 10 | C | D | EAR99 | N | 85362090 | 1 | 4042949090564 | 1.08 | KG | 419.9 | 419.9 | LP17 | LP17 | circuit breaker 3VA1 IEC frame 100 breaking capacity class S Icu=36kA @ 415V 3-pole, line protection TM210, FTFM, In=100A overload protection Ir=100A fixed short-circuit protection Ii=10 x In clamp connection shunt trip (STL) 110-127V DC, AC 50/60Hz 2 auxiliary switches HQ 1 trip alarm switch HQ | - | 0 | 0
3VA1010-4ED36-0KA0 |  | 3VA1010-4ED36-0KA0 | 1 | UN | 1 | 10 | C | D | EAR99 | N | 85362090 | 1 | 4042949052586 | 1.05 | KG | 350.2 | 350.2 | LP17 | LP17 | circuit breaker 3VA1 IEC frame 100 breaking capacity class S Icu=36kA @ 415V 3-pole, line protection TM210, FTFM, In=100A overload protection Ir=100A fixed short-circuit protection Ii=10 x In clamp connection shunt trip (STL) 220-250V DC, 208-277V AC | - | 0 | 0
3VA1010-4ED36-0KC0 |  | 3VA1010-4ED36-0KC0 | 1 | UN | 1 | 10 | C | D | EAR99 | N | 85362090 | 1 | 4042949080114 | 1.05 | KG | 396.1 | 396.1 | LP17 | LP17 | circuit breaker 3VA1 IEC frame 100 breaking capacity class S Icu=36kA @ 415V 3-pole, line protection TM210, FTFM, In=100A overload protection Ir=100A fixed short-circuit protection Ii=10 x In clamp connection shunt trip (STL) 220-250V DC, 208-277V AC 2 auxiliary switches HQ | - | 0 | 0
3VA1010-4ED36-0KH0 |  | 3VA1010-4ED36-0KH0 | 1 | UN | 1 | 10 | C | D | EAR99 | N | 85362090 | 1 | 4042949092650 | 1.08 | KG | 419.9 | 419.9 | LP17 | LP17 | circuit breaker 3VA1 IEC frame 100 breaking capacity class S Icu=36kA @ 415V 3-pole, line protection TM210, FTFM, In=100A overload protection Ir=100A fixed short-circuit protection Ii=10 x In clamp connection shunt trip (STL) 220-250V DC, 208-277V AC 2 auxiliary switches HQ 1 trip alarm switch HQ | - | 0 | 0
3VA1010-4ED42-0AA0 |  | 3VA1010-4ED42-0AA0 | 1 | UN | 1 | 5 | B | D | EAR99 | N | 85362090 | 1 | 4042948812075 | 1.185 | KG | 305 | 296.8 | LP17 | LP17 | circuit breaker 3VA1 IEC frame 100 breaking capacity class S Icu=36kA @ 415V 4-pole, line protection TM210, FTFM, In=100A overload protection Ir=100A fixed short-circuit protection Ii=10 x In N conductor unprotected nut keeper kit | Lista Papel 2020 SI | 0 | 0
3VA1010-4ED42-0AC0 |  | 3VA1010-4ED42-0AC0 | 1 | UN | 1 | 10 | C | D | EAR99 | N | 85362090 | 1 | 4042949056751 | 1.26 | KG | 363.8 | 363.8 | LP17 | LP17 | circuit breaker 3VA1 IEC frame 100 breaking capacity class S Icu=36kA @ 415V 4-pole, line protection TM210, FTFM, In=100A overload protection Ir=100A fixed short-circuit protection Ii=10 x In N conductor unprotected nut keeper kit 2 auxiliary switches HQ | - | 0 | 0
3VA1010-4ED42-0AD0 |  | 3VA1010-4ED42-0AD0 | 1 | UN | 1 | 10 | C | D | EAR99 | N | 85362090 | 1 | 4042949058847 | 1.29 | KG | 386.75 | 386.75 | LP17 | LP17 | circuit breaker 3VA1 IEC frame 100 breaking capacity class S Icu=36kA @ 415V 4-pole, line protection TM210, FTFM, In=100A overload protection Ir=100A fixed short-circuit protection Ii=10 x In N conductor unprotected nut keeper kit 3 auxiliary switches HQ | - | 0 | 0
3VA1010-4ED42-0AE0 |  | 3VA1010-4ED42-0AE0 | 1 | UN | 1 | 10 | C | D | EAR99 | N | 85362090 | 1 | 4042949060932 | 1.32 | KG | 411.4 | 411.4 | LP17 | LP17 | circuit breaker 3VA1 IEC frame 100 breaking capacity class S Icu=36kA @ 415V 4-pole, line protection TM210, FTFM, In=100A overload protection Ir=100A fixed short-circuit protection Ii=10 x In N conductor unprotected nut keeper kit 4 auxiliary switches HQ | - | 0 | 0
3VA1010-4ED42-0AF0 |  | 3VA1010-4ED42-0AF0 | 1 | UN | 1 | 10 | C | D | EAR99 | N | 85362090 | 1 | 4042949063025 | 1.26 | KG | 363.8 | 363.8 | LP17 | LP17 | circuit breaker 3VA1 IEC frame 100 breaking capacity class S Icu=36kA @ 415V 4-pole, line protection TM210, FTFM, In=100A overload protection Ir=100A fixed short-circuit protection Ii=10 x In N conductor unprotected nut keeper kit 1 auxiliary switch HQ 1 trip alarm switch HQ | - | 0 | 0
3VA1010-4ED42-0AH0 |  | 3VA1010-4ED42-0AH0 | 1 | UN | 1 | 10 | C | D | EAR99 | N | 85362090 | 1 | 4042949067207 | 1.29 | KG | 386.75 | 386.75 | LP17 | LP17 | circuit breaker 3VA1 IEC frame 100 breaking capacity class S Icu=36kA @ 415V 4-pole, line protection TM210, FTFM, In=100A overload protection Ir=100A fixed short-circuit protection Ii=10 x In N conductor unprotected nut keeper kit 2 auxiliary switches HQ 1 trip alarm switch HQ | - | 0 | 0
3VA1010-4ED42-0BA0 |  | 3VA1010-4ED42-0BA0 | 1 | UN | 1 | 10 | C | D | EAR99 | N | 85362090 | 1 | 4042949042129 | 1.2 | KG | 425.85 | 425.85 | LP17 | LP17 | circuit breaker 3VA1 IEC frame 100 breaking capacity class S Icu=36kA @ 415V 4-pole, line protection TM210, FTFM, In=100A overload protection Ir=100A fixed short-circuit protection Ii=10 x In N conductor unprotected nut keeper kit undervoltage release (UVR) 24V DC | - | 0 | 0
3VA1010-4ED42-0BC0 |  | 3VA1010-4ED42-0BC0 | 1 | UN | 1 | 10 | C | D | EAR99 | N | 85362090 | 1 | 4042949069652 | 1.35 | KG | 472.6 | 472.6 | LP17 | LP17 | circuit breaker 3VA1 IEC frame 100 breaking capacity class S Icu=36kA @ 415V 4-pole, line protection TM210, FTFM, In=100A overload protection Ir=100A fixed short-circuit protection Ii=10 x In N conductor unprotected nut keeper kit undervoltage release (UVR) 24V DC 2 auxiliary switches HQ | - | 0 | 0
3VA1010-4ED42-0BH0 |  | 3VA1010-4ED42-0BH0 | 1 | UN | 1 | 10 | C | D | EAR99 | N | 85362090 | 1 | 4042949082194 | 1.38 | KG | 496.4 | 496.4 | LP17 | LP17 | circuit breaker 3VA1 IEC frame 100 breaking capacity class S Icu=36kA @ 415V 4-pole, line protection TM210, FTFM, In=100A overload protection Ir=100A fixed short-circuit protection Ii=10 x In N conductor unprotected nut keeper kit undervoltage release (UVR) 24V DC 2 auxiliary switches HQ 1 trip alarm switch HQ | - | 0 | 0
3VA1010-4ED42-0CA0 |  | 3VA1010-4ED42-0CA0 | 1 | UN | 1 | 10 | C | D | EAR99 | N | 85362090 | 1 | 4042949044215 | 1.2 | KG | 425.85 | 425.85 | LP17 | LP17 | circuit breaker 3VA1 IEC frame 100 breaking capacity class S Icu=36kA @ 415V 4-pole, line protection TM210, FTFM, In=100A overload protection Ir=100A fixed short-circuit protection Ii=10 x In N conductor unprotected nut keeper kit undervoltage release (UVR) 120-127V AC 50/60Hz | - | 0 | 0
3VA1010-4ED42-0CC0 |  | 3VA1010-4ED42-0CC0 | 1 | UN | 1 | 10 | C | D | EAR99 | N | 85362090 | 1 | 4042949071747 | 1.35 | KG | 472.6 | 472.6 | LP17 | LP17 | circuit breaker 3VA1 IEC frame 100 breaking capacity class S Icu=36kA @ 415V 4-pole, line protection TM210, FTFM, In=100A overload protection Ir=100A fixed short-circuit protection Ii=10 x In N conductor unprotected nut keeper kit undervoltage release (UVR) 120-127V AC 50/60Hz 2 auxiliary switches HQ | - | 0 | 0
3VA1010-4ED42-0CH0 |  | 3VA1010-4ED42-0CH0 | 1 | UN | 1 | 10 | C | D | EAR99 | N | 85362090 | 1 | 4042949084280 | 1.38 | KG | 496.4 | 496.4 | LP17 | LP17 | circuit breaker 3VA1 IEC frame 100 breaking capacity class S Icu=36kA @ 415V 4-pole, line protection TM210, FTFM, In=100A overload protection Ir=100A fixed short-circuit protection Ii=10 x In N conductor unprotected nut keeper kit undervoltage release (UVR) 120-127V AC 50/60Hz 2 auxiliary switches HQ 1 trip alarm switch HQ | - | 0 | 0
3VA1010-4ED42-0DA0 |  | 3VA1010-4ED42-0DA0 | 1 | UN | 1 | 10 | C | D | EAR99 | N | 85362090 | 1 | 4042949046301 | 1.2 | KG | 425.85 | 425.85 | LP17 | LP17 | circuit breaker 3VA1 IEC frame 100 breaking capacity class S Icu=36kA @ 415V 4-pole, line protection TM210, FTFM, In=100A overload protection Ir=100A fixed short-circuit protection Ii=10 x In N conductor unprotected nut keeper kit undervoltage release (UVR) 208-230V AC 50/60Hz | - | 0 | 0
3VA1010-4ED42-0DC0 |  | 3VA1010-4ED42-0DC0 | 1 | UN | 1 | 10 | C | D | EAR99 | N | 85362090 | 1 | 4042949073833 | 1.35 | KG | 472.6 | 472.6 | LP17 | LP17 | circuit breaker 3VA1 IEC frame 100 breaking capacity class S Icu=36kA @ 415V 4-pole, line protection TM210, FTFM, In=100A overload protection Ir=100A fixed short-circuit protection Ii=10 x In N conductor unprotected nut keeper kit undervoltage release (UVR) 208-230V AC 50/60Hz 2 auxiliary switches HQ | - | 0 | 0
3VA1010-4ED42-0DH0 |  | 3VA1010-4ED42-0DH0 | 1 | UN | 1 | 10 | C | D | EAR99 | N | 85362090 | 1 | 4042949086376 | 1.38 | KG | 496.4 | 496.4 | LP17 | LP17 | circuit breaker 3VA1 IEC frame 100 breaking capacity class S Icu=36kA @ 415V 4-pole, line protection TM210, FTFM, In=100A overload protection Ir=100A fixed short-circuit protection Ii=10 x In N conductor unprotected nut keeper kit undervoltage release (UVR) 208-230V AC 50/60Hz 2 auxiliary switches HQ 1 trip alarm switch HQ | - | 0 | 0
3VA1010-4ED42-0HA0 |  | 3VA1010-4ED42-0HA0 | 1 | UN | 1 | 10 | C | D | EAR99 | N | 85362090 | 1 | 4042949048398 | 1.2 | KG | 401.2 | 401.2 | LP17 | LP17 | circuit breaker 3VA1 IEC frame 100 breaking capacity class S Icu=36kA @ 415V 4-pole, line protection TM210, FTFM, In=100A overload protection Ir=100A fixed short-circuit protection Ii=10 x In N conductor unprotected nut keeper kit shunt trip (STL) 12-30V DC; 24V AC 50/60Hz | - | 0 | 0
3VA1010-4ED42-0HC0 |  | 3VA1010-4ED42-0HC0 | 1 | UN | 1 | 10 | C | D | EAR99 | N | 85362090 | 1 | 4042949075929 | 1.35 | KG | 447.95 | 447.95 | LP17 | LP17 | circuit breaker 3VA1 IEC frame 100 breaking capacity class S Icu=36kA @ 415V 4-pole, line protection TM210, FTFM, In=100A overload protection Ir=100A fixed short-circuit protection Ii=10 x In N conductor unprotected nut keeper kit shunt trip (STL) 12-30V DC; 24V AC 50/60Hz 2 auxiliary switches HQ | - | 0 | 0
3VA1010-4ED42-0HH0 |  | 3VA1010-4ED42-0HH0 | 1 | UN | 1 | 10 | C | D | EAR99 | N | 85362090 | 1 | 4042949088462 | 1.38 | KG | 471.75 | 471.75 | LP17 | LP17 | circuit breaker 3VA1 IEC frame 100 breaking capacity class S Icu=36kA @ 415V 4-pole, line protection TM210, FTFM, In=100A overload protection Ir=100A fixed short-circuit protection Ii=10 x In N conductor unprotected nut keeper kit shunt trip (STL) 12-30V DC; 24V AC 50/60Hz 2 auxiliary switches HQ 1 trip alarm switch HQ | - | 0 | 0
3VA1010-4ED42-0JA0 |  | 3VA1010-4ED42-0JA0 | 1 | UN | 1 | 10 | C | D | EAR99 | N | 85362090 | 1 | 4042949050483 | 1.35 | KG | 401.2 | 401.2 | LP17 | LP17 | circuit breaker 3VA1 IEC frame 100 breaking capacity class S Icu=36kA @ 415V 4-pole, line protection TM210, FTFM, In=100A overload protection Ir=100A fixed short-circuit protection Ii=10 x In N conductor unprotected nut keeper kit shunt trip (STL) 110-127V DC, AC 50/60Hz | - | 0 | 0
3VA1010-4ED42-0JC0 |  | 3VA1010-4ED42-0JC0 | 1 | UN | 1 | 10 | C | D | EAR99 | N | 85362090 | 1 | 4042949078012 | 1.35 | KG | 447.95 | 447.95 | LP17 | LP17 | circuit breaker 3VA1 IEC frame 100 breaking capacity class S Icu=36kA @ 415V 4-pole, line protection TM210, FTFM, In=100A overload protection Ir=100A fixed short-circuit protection Ii=10 x In N conductor unprotected nut keeper kit shunt trip (STL) 110-127V DC, AC 50/60Hz 2 auxiliary switches HQ | - | 0 | 0
3VA1010-4ED42-0JH0 |  | 3VA1010-4ED42-0JH0 | 1 | UN | 1 | 10 | C | D | EAR99 | N | 85362090 | 1 | 4042949090557 | 1.38 | KG | 471.75 | 471.75 | LP17 | LP17 | circuit breaker 3VA1 IEC frame 100 breaking capacity class S Icu=36kA @ 415V 4-pole, line protection TM210, FTFM, In=100A overload protection Ir=100A fixed short-circuit protection Ii=10 x In N conductor unprotected nut keeper kit shunt trip (STL) 110-127V DC, AC 50/60Hz 2 auxiliary switches HQ 1 trip alarm switch HQ | - | 0 | 0
3VA1010-4ED42-0KA0 |  | 3VA1010-4ED42-0KA0 | 1 | UN | 1 | 10 | C | D | EAR99 | N | 85362090 | 1 | 4042949052579 | 1.35 | KG | 401.2 | 401.2 | LP17 | LP17 | circuit breaker 3VA1 IEC frame 100 breaking capacity class S Icu=36kA @ 415V 4-pole, line protection TM210, FTFM, In=100A overload protection Ir=100A fixed short-circuit protection Ii=10 x In N conductor unprotected nut keeper kit shunt trip (STL) 220-250V DC; 208-277V AC | - | 0 | 0
3VA1010-4ED42-0KC0 |  | 3VA1010-4ED42-0KC0 | 1 | UN | 1 | 10 | C | D | EAR99 | N | 85362090 | 1 | 4042949080107 | 1.35 | KG | 447.95 | 447.95 | LP17 | LP17 | circuit breaker 3VA1 IEC frame 100 breaking capacity class S Icu=36kA @ 415V 4-pole, line protection TM210, FTFM, In=100A overload protection Ir=100A fixed short-circuit protection Ii=10 x In N conductor unprotected nut keeper kit shunt trip (STL) 220-250V DC; 208-277V AC 2 auxiliary switches HQ | - | 0 | 0
3VA1010-4ED42-0KH0 |  | 3VA1010-4ED42-0KH0 | 1 | UN | 1 | 10 | C | D | EAR99 | N | 85362090 | 1 | 4042949092643 | 1.38 | KG | 471.75 | 471.75 | LP17 | LP17 | circuit breaker 3VA1 IEC frame 100 breaking capacity class S Icu=36kA @ 415V 4-pole, line protection TM210, FTFM, In=100A overload protection Ir=100A fixed short-circuit protection Ii=10 x In N conductor unprotected nut keeper kit shunt trip (STL) 220-250V DC; 208-277V AC 2 auxiliary switches HQ 1 trip alarm switch HQ | - | 0 | 0
3VA1010-4ED46-0AA0 |  | 3VA1010-4ED46-0AA0 | 1 | UN | 1 | 5 | B | D | EAR99 | N | 85362090 | 1 | 4042948820278 | 1.268 | KG | 333.7 | 324.7 | LP17 | LP17 | circuit breaker 3VA1 IEC frame 100 breaking capacity class S Icu=36kA @ 415V 4-pole, line protection TM210, FTFM, In=100A overload protection Ir=100A fixed short-circuit protection Ii=10 x In N conductor unprotected clamp connection | Lista Papel 2020 SI | 0 | 0
3VA1010-4ED46-0AH0 |  | 3VA1010-4ED46-0AH0 | 1 | UN | 1 | 10 | C | D | EAR99 | N | 85362090 | 1 | 4042949321972 | 1.276 | KG | 428.4 | 428.4 | LP17 | LP17 | circuit breaker 3VA1 IEC frame 100 breaking capacity class S Icu=36kA @ 415V 4-pole, line protection TM210, FTFM, In=100A overload protection Ir=100A fixed short-circuit protection Ii=10 x In N conductor unprotected clamp connection 2 auxiliary switches HQ 1 trip alarm switch HQ | - | 0 | 0
3VA1020-2ED32-0AA0 |  | 3VA1020-2ED32-0AA0 | 1 | UN | 1 | 5 | B | D | EAR99 | N | 85362010 | 1 | 4042948811573 | 0.953 | KG | 177.9 | 173 | LP17 | LP17 | circuit breaker 3VA1 IEC frame 100 breaking capacity class B Icu=16kA @ 415V 3-pole, line protection TM210, FTFM, In=20A overload protection Ir=20A fixed short-circuit protection Ii=16 x In nut keeper kit | Lista Papel 2020 SI | 0 | 0
3VA1020-2ED32-0AC0 |  | 3VA1020-2ED32-0AC0 | 1 | UN | 1 | 10 | C | D | EAR99 | N | 85362010 | 1 | 4042949056744 | 0.96 | KG | 232.05 | 232.05 | LP17 | LP17 | circuit breaker 3VA1 IEC frame 100 breaking capacity class B Icu=16kA @ 415V 3-pole, line protection TM210, FTFM, In=20A overload protection Ir=20A fixed short-circuit protection Ii=16 x In nut keeper kit 2 auxiliary switches HQ | - | 0 | 0
3VA1020-2ED32-0AD0 |  | 3VA1020-2ED32-0AD0 | 1 | UN | 1 | 10 | C | D | EAR99 | N | 85362010 | 1 | 4042949058830 | 0.99 | KG | 255 | 255 | LP17 | LP17 | circuit breaker 3VA1 IEC frame 100 breaking capacity class B Icu=16kA @ 415V 3-pole, line protection TM210, FTFM, In=20A overload protection Ir=20A fixed short-circuit protection Ii=16 x In nut keeper kit 3 auxiliary switches HQ | - | 0 | 0
3VA1020-2ED32-0AE0 |  | 3VA1020-2ED32-0AE0 | 1 | UN | 1 | 10 | C | D | EAR99 | N | 85362010 | 1 | 4042949060925 | 1.02 | KG | 277.95 | 277.95 | LP17 | LP17 | circuit breaker 3VA1 IEC frame 100 breaking capacity class B Icu=16kA @ 415V 3-pole, line protection TM210, FTFM, In=20A overload protection Ir=20A fixed short-circuit protection Ii=16 x In nut keeper kit 4 auxiliary switches HQ | - | 0 | 0
3VA1020-2ED32-0AF0 |  | 3VA1020-2ED32-0AF0 | 1 | UN | 1 | 10 | C | D | EAR99 | N | 85362010 | 1 | 4042949063018 | 0.96 | KG | 232.05 | 232.05 | LP17 | LP17 | circuit breaker 3VA1 IEC frame 100 breaking capacity class B Icu=16kA @ 415V 3-pole, line protection TM210, FTFM, In=20A overload protection Ir=20A fixed short-circuit protection Ii=16 x In nut keeper kit 1 auxiliary switch HQ 1 trip alarm switch HQ | - | 0 | 0
3VA1020-2ED32-0AH0 |  | 3VA1020-2ED32-0AH0 | 1 | UN | 1 | 10 | C | D | EAR99 | N | 85362010 | 1 | 4042949067191 | 0.99 | KG | 255 | 255 | LP17 | LP17 | circuit breaker 3VA1 IEC frame 100 breaking capacity class B Icu=16kA @ 415V 3-pole, line protection TM210, FTFM, In=20A overload protection Ir=20A fixed short-circuit protection Ii=16 x In nut keeper kit 2 auxiliary switches HQ 1 trip alarm switch HQ | - | 0 | 0
3VA1020-2ED32-0BA0 |  | 3VA1020-2ED32-0BA0 | 1 | UN | 1 | 10 | C | D | EAR99 | N | 85362010 | 1 | 4042949042112 | 0.9 | KG | 294.1 | 294.1 | LP17 | LP17 | circuit breaker 3VA1 IEC frame 100 breaking capacity class B Icu=16kA @ 415V 3-pole, line protection TM210, FTFM, In=20A overload protection Ir=20A fixed short-circuit protection Ii=16 x In nut keeper kit undervoltage release (UVR) 24V DC | - | 0 | 0
3VA1020-2ED32-0BC0 |  | 3VA1020-2ED32-0BC0 | 1 | UN | 1 | 10 | C | D | EAR99 | N | 85362010 | 1 | 4042949069645 | 1.05 | KG | 340 | 340 | LP17 | LP17 | circuit breaker 3VA1 IEC frame 100 breaking capacity class B Icu=16kA @ 415V 3-pole, line protection TM210, FTFM, In=20A overload protection Ir=20A fixed short-circuit protection Ii=16 x In nut keeper kit undervoltage release (UVR) 24V DC 2 auxiliary switches HQ | - | 0 | 0
3VA1020-2ED32-0BH0 |  | 3VA1020-2ED32-0BH0 | 1 | UN | 1 | 10 | C | D | EAR99 | N | 85362010 | 1 | 4042949082187 | 1.05 | KG | 363.8 | 363.8 | LP17 | LP17 | circuit breaker 3VA1 IEC frame 100 breaking capacity class B Icu=16kA @ 415V 3-pole, line protection TM210, FTFM, In=20A overload protection Ir=20A fixed short-circuit protection Ii=16 x In nut keeper kit undervoltage release (UVR) 24V DC 2 auxiliary switches HQ 1 trip alarm switch HQ | - | 0 | 0
3VA1020-2ED32-0CA0 |  | 3VA1020-2ED32-0CA0 | 1 | UN | 1 | 10 | C | D | EAR99 | N | 85362010 | 1 | 4042949044208 | 0.9 | KG | 294.1 | 294.1 | LP17 | LP17 | circuit breaker 3VA1 IEC frame 100 breaking capacity class B Icu=16kA @ 415V 3-pole, line protection TM210, FTFM, In=20A overload protection Ir=20A fixed short-circuit protection Ii=16 x In nut keeper kit undervoltage release (UVR) 120-127V AC 50/60Hz | - | 0 | 0
3VA1020-2ED32-0CC0 |  | 3VA1020-2ED32-0CC0 | 1 | UN | 1 | 10 | C | D | EAR99 | N | 85362010 | 1 | 4042949071730 | 1.05 | KG | 340 | 340 | LP17 | LP17 | circuit breaker 3VA1 IEC frame 100 breaking capacity class B Icu=16kA @ 415V 3-pole, line protection TM210, FTFM, In=20A overload protection Ir=20A fixed short-circuit protection Ii=16 x In nut keeper kit undervoltage release (UVR) 120-127V AC 50/60Hz 2 auxiliary switches HQ | - | 0 | 0
3VA1020-2ED32-0CH0 |  | 3VA1020-2ED32-0CH0 | 1 | UN | 1 | 10 | C | D | EAR99 | N | 85362010 | 1 | 4042949084273 | 1.08 | KG | 363.8 | 363.8 | LP17 | LP17 | circuit breaker 3VA1 IEC frame 100 breaking capacity class B Icu=16kA @ 415V 3-pole, line protection TM210, FTFM, In=20A overload protection Ir=20A fixed short-circuit protection Ii=16 x In nut keeper kit undervoltage release (UVR) 120-127V AC 50/60Hz 2 auxiliary switches HQ 1 trip alarm switch HQ | - | 0 | 0
3VA1020-2ED32-0DA0 |  | 3VA1020-2ED32-0DA0 | 1 | UN | 1 | 10 | C | D | EAR99 | N | 85362010 | 1 | 4042949046295 | 0.9 | KG | 294.1 | 294.1 | LP17 | LP17 | circuit breaker 3VA1 IEC frame 100 breaking capacity class B Icu=16kA @ 415V 3-pole, line protection TM210, FTFM, In=20A overload protection Ir=20A fixed short-circuit protection Ii=16 x In nut keeper kit undervoltage release (UVR) 208-230V AC 50/60Hz | - | 0 | 0
3VA1020-2ED32-0DC0 |  | 3VA1020-2ED32-0DC0 | 1 | UN | 1 | 10 | C | D | EAR99 | N | 85362010 | 1 | 4042949073826 | 1.05 | KG | 340 | 340 | LP17 | LP17 | circuit breaker 3VA1 IEC frame 100 breaking capacity class B Icu=16kA @ 415V 3-pole, line protection TM210, FTFM, In=20A overload protection Ir=20A fixed short-circuit protection Ii=16 x In nut keeper kit undervoltage release (UVR) 208-230V AC 50/60Hz 2 auxiliary switches HQ | - | 0 | 0
3VA1020-2ED32-0DH0 |  | 3VA1020-2ED32-0DH0 | 1 | UN | 1 | 10 | C | D | EAR99 | N | 85362010 | 1 | 4042949086369 | 1.08 | KG | 363.8 | 363.8 | LP17 | LP17 | circuit breaker 3VA1 IEC frame 100 breaking capacity class B Icu=16kA @ 415V 3-pole, line protection TM210, FTFM, In=20A overload protection Ir=20A fixed short-circuit protection Ii=16 x In nut keeper kit undervoltage release (UVR) 208-230V AC 50/60Hz 2 auxiliary switches HQ 1 trip alarm switch HQ | - | 0 | 0
3VA1020-2ED32-0HA0 |  | 3VA1020-2ED32-0HA0 | 1 | UN | 1 | 10 | C | D | EAR99 | N | 85362010 | 1 | 4042949048381 | 0.9 | KG | 268.6 | 268.6 | LP17 | LP17 | circuit breaker 3VA1 IEC frame 100 breaking capacity class B Icu=16kA @ 415V 3-pole, line protection TM210, FTFM, In=20A overload protection Ir=20A fixed short-circuit protection Ii=16 x In nut keeper kit shunt trip (STL) 12-30V DC, 24V AC 50/60Hz | - | 0 | 0
3VA1020-2ED32-0HC0 |  | 3VA1020-2ED32-0HC0 | 1 | UN | 1 | 10 | C | D | EAR99 | N | 85362010 | 1 | 4042949075912 | 1.05 | KG | 314.5 | 314.5 | LP17 | LP17 | circuit breaker 3VA1 IEC frame 100 breaking capacity class B Icu=16kA @ 415V 3-pole, line protection TM210, FTFM, In=20A overload protection Ir=20A fixed short-circuit protection Ii=16 x In nut keeper kit shunt trip (STL) 12-30V DC, 24V AC 50/60Hz 2 auxiliary switches HQ | - | 0 | 0
3VA1020-2ED32-0HH0 |  | 3VA1020-2ED32-0HH0 | 1 | UN | 1 | 10 | C | D | EAR99 | N | 85362010 | 1 | 4042949088455 | 1.08 | KG | 339.15 | 339.15 | LP17 | LP17 | circuit breaker 3VA1 IEC frame 100 breaking capacity class B Icu=16kA @ 415V 3-pole, line protection TM210, FTFM, In=20A overload protection Ir=20A fixed short-circuit protection Ii=16 x In nut keeper kit shunt trip (STL) 12-30V DC, 24V AC 50/60Hz 2 auxiliary switches HQ 1 trip alarm switch HQ | - | 0 | 0
3VA1020-2ED32-0JA0 |  | 3VA1020-2ED32-0JA0 | 1 | UN | 1 | 10 | C | D | EAR99 | N | 85362010 | 1 | 4042949050476 | 1.05 | KG | 268.6 | 268.6 | LP17 | LP17 | circuit breaker 3VA1 IEC frame 100 breaking capacity class B Icu=16kA @ 415V 3-pole, line protection TM210, FTFM, In=20A overload protection Ir=20A fixed short-circuit protection Ii=16 x In nut keeper kit shunt trip (STL) 110-127V DC, AC 50/60Hz | - | 0 | 0
3VA1020-2ED32-0JC0 |  | 3VA1020-2ED32-0JC0 | 1 | UN | 1 | 10 | C | D | EAR99 | N | 85362010 | 1 | 4042949078005 | 1.05 | KG | 314.5 | 314.5 | LP17 | LP17 | circuit breaker 3VA1 IEC frame 100 breaking capacity class B Icu=16kA @ 415V 3-pole, line protection TM210, FTFM, In=20A overload protection Ir=20A fixed short-circuit protection Ii=16 x In nut keeper kit shunt trip (STL) 110-127V DC, AC 50/60Hz 2 auxiliary switches HQ | - | 0 | 0
3VA1020-2ED32-0JH0 |  | 3VA1020-2ED32-0JH0 | 1 | UN | 1 | 10 | C | D | EAR99 | N | 85362010 | 1 | 4042949090540 | 1.08 | KG | 339.15 | 339.15 | LP17 | LP17 | circuit breaker 3VA1 IEC frame 100 breaking capacity class B Icu=16kA @ 415V 3-pole, line protection TM210, FTFM, In=20A overload protection Ir=20A fixed short-circuit protection Ii=16 x In nut keeper kit shunt trip (STL) 110-127V DC, AC 50/60Hz 2 auxiliary switches HQ 1 trip alarm switch HQ | - | 0 | 0
3VA1020-2ED32-0KA0 |  | 3VA1020-2ED32-0KA0 | 1 | UN | 1 | 10 | C | D | EAR99 | N | 85362010 | 1 | 4042949052562 | 1.05 | KG | 268.6 | 268.6 | LP17 | LP17 | circuit breaker 3VA1 IEC frame 100 breaking capacity class B Icu=16kA @ 415V 3-pole, line protection TM210, FTFM, In=20A overload protection Ir=20A fixed short-circuit protection Ii=16 x In nut keeper kit shunt trip (STL) 220-250V DC, 208-277V AC | - | 0 | 0
3VA1020-2ED32-0KC0 |  | 3VA1020-2ED32-0KC0 | 1 | UN | 1 | 10 | C | D | EAR99 | N | 85362010 | 1 | 4042949080091 | 1.05 | KG | 314.5 | 314.5 | LP17 | LP17 | circuit breaker 3VA1 IEC frame 100 breaking capacity class B Icu=16kA @ 415V 3-pole, line protection TM210, FTFM, In=20A overload protection Ir=20A fixed short-circuit protection Ii=16 x In nut keeper kit shunt trip (STL) 220-250V DC, 208-277V AC 2 auxiliary switches HQ | - | 0 | 0
3VA1020-2ED32-0KH0 |  | 3VA1020-2ED32-0KH0 | 1 | UN | 1 | 10 | C | D | EAR99 | N | 85362010 | 1 | 4042949092636 | 1.08 | KG | 339.15 | 339.15 | LP17 | LP17 | circuit breaker 3VA1 IEC frame 100 breaking capacity class B Icu=16kA @ 415V 3-pole, line protection TM210, FTFM, In=20A overload protection Ir=20A fixed short-circuit protection Ii=16 x In nut keeper kit shunt trip (STL) 220-250V DC, 208-277V AC 2 auxiliary switches HQ 1 trip alarm switch HQ | - | 0 | 0
3VA1020-2ED36-0AA0 |  | 3VA1020-2ED36-0AA0 | 1 | UN | 1 | 5 | B | D | EAR99 | N | 85362010 | 1 | 4042948819777 | 1.019 | KG | 199.3 | 193.5 | LP17 | LP17 | circuit breaker 3VA1 IEC frame 100 breaking capacity class B Icu=16kA @ 415V 3-pole, line protection TM210, FTFM, In=20A overload protection Ir=20A fixed short-circuit protection Ii=16 x In clamp connection | Lista Papel 2020 SI | 0 | 0
3VA1020-2ED36-0AC0 |  | 3VA1020-2ED36-0AC0 | 1 | UN | 1 | 10 | C | D | EAR99 | N | 85362010 | 1 | 4042949056737 | 0.96 | KG | 252.45 | 252.45 | LP17 | LP17 | circuit breaker 3VA1 IEC frame 100 breaking capacity class B Icu=16kA @ 415V 3-pole, line protection TM210, FTFM, In=20A overload protection Ir=20A fixed short-circuit protection Ii=16 x In clamp connection 2 auxiliary switches HQ | - | 0 | 0
3VA1020-2ED36-0AD0 |  | 3VA1020-2ED36-0AD0 | 1 | UN | 1 | 10 | C | D | EAR99 | N | 85362010 | 1 | 4042949058823 | 0.99 | KG | 276.25 | 276.25 | LP17 | LP17 | circuit breaker 3VA1 IEC frame 100 breaking capacity class B Icu=16kA @ 415V 3-pole, line protection TM210, FTFM, In=20A overload protection Ir=20A fixed short-circuit protection Ii=16 x In clamp connection 3 auxiliary switches HQ | - | 0 | 0
3VA1020-2ED36-0AE0 |  | 3VA1020-2ED36-0AE0 | 1 | UN | 1 | 10 | C | D | EAR99 | N | 85362010 | 1 | 4042949060918 | 1.02 | KG | 300.9 | 300.9 | LP17 | LP17 | circuit breaker 3VA1 IEC frame 100 breaking capacity class B Icu=16kA @ 415V 3-pole, line protection TM210, FTFM, In=20A overload protection Ir=20A fixed short-circuit protection Ii=16 x In clamp connection 4 auxiliary switches HQ | - | 0 | 0
3VA1020-2ED36-0AF0 |  | 3VA1020-2ED36-0AF0 | 1 | UN | 1 | 10 | C | D | EAR99 | N | 85362010 | 1 | 4042949063001 | 0.96 | KG | 252.45 | 252.45 | LP17 | LP17 | circuit breaker 3VA1 IEC frame 100 breaking capacity class B Icu=16kA @ 415V 3-pole, line protection TM210, FTFM, In=20A overload protection Ir=20A fixed short-circuit protection Ii=16 x In clamp connection 1 auxiliary switch HQ 1 trip alarm switch HQ | - | 0 | 0
3VA1020-2ED36-0AH0 |  | 3VA1020-2ED36-0AH0 | 1 | UN | 1 | 10 | C | D | EAR99 | N | 85362010 | 1 | 4042949067184 | 0.99 | KG | 276.25 | 276.25 | LP17 | LP17 | circuit breaker 3VA1 IEC frame 100 breaking capacity class B Icu=16kA @ 415V 3-pole, line protection TM210, FTFM, In=20A overload protection Ir=20A fixed short-circuit protection Ii=16 x In clamp connection 2 auxiliary switches HQ 1 trip alarm switch HQ | - | 0 | 0
3VA1020-2ED36-0BA0 |  | 3VA1020-2ED36-0BA0 | 1 | UN | 1 | 10 | C | D | EAR99 | N | 85362010 | 1 | 4042949042105 | 0.9 | KG | 314.5 | 314.5 | LP17 | LP17 | circuit breaker 3VA1 IEC frame 100 breaking capacity class B Icu=16kA @ 415V 3-pole, line protection TM210, FTFM, In=20A overload protection Ir=20A fixed short-circuit protection Ii=16 x In clamp connection undervoltage release (UVR) 24V DC | - | 0 | 0
3VA1020-2ED36-0BC0 |  | 3VA1020-2ED36-0BC0 | 1 | UN | 1 | 10 | C | D | EAR99 | N | 85362010 | 1 | 4042949069638 | 1.05 | KG | 362.1 | 362.1 | LP17 | LP17 | circuit breaker 3VA1 IEC frame 100 breaking capacity class B Icu=16kA @ 415V 3-pole, line protection TM210, FTFM, In=20A overload protection Ir=20A fixed short-circuit protection Ii=16 x In clamp connection undervoltage release (UVR) 24V DC 2 auxiliary switches HQ | - | 0 | 0
3VA1020-2ED36-0BH0 |  | 3VA1020-2ED36-0BH0 | 1 | UN | 1 | 10 | C | D | EAR99 | N | 85362010 | 1 | 4042949082170 | 1.05 | KG | 385.05 | 385.05 | LP17 | LP17 | circuit breaker 3VA1 IEC frame 100 breaking capacity class B Icu=16kA @ 415V 3-pole, line protection TM210, FTFM, In=20A overload protection Ir=20A fixed short-circuit protection Ii=16 x In clamp connection undervoltage release (UVR) 24V DC 2 auxiliary switches HQ 1 trip alarm switch HQ | - | 0 | 0
3VA1020-2ED36-0CA0 |  | 3VA1020-2ED36-0CA0 | 1 | UN | 1 | 10 | C | D | EAR99 | N | 85362010 | 1 | 4042949044192 | 0.9 | KG | 314.5 | 314.5 | LP17 | LP17 | circuit breaker 3VA1 IEC frame 100 breaking capacity class B Icu=16kA @ 415V 3-pole, line protection TM210, FTFM, In=20A overload protection Ir=20A fixed short-circuit protection Ii=16 x In clamp connection undervoltage release (UVR) 120-127V AC 50/60Hz | - | 0 | 0
3VA1020-2ED36-0CC0 |  | 3VA1020-2ED36-0CC0 | 1 | UN | 1 | 10 | C | D | EAR99 | N | 85362010 | 1 | 4042949071723 | 1.05 | KG | 362.1 | 362.1 | LP17 | LP17 | circuit breaker 3VA1 IEC frame 100 breaking capacity class B Icu=16kA @ 415V 3-pole, line protection TM210, FTFM, In=20A overload protection Ir=20A fixed short-circuit protection Ii=16 x In clamp connection undervoltage release (UVR) 120-127V AC 50/60Hz 2 auxiliary switches HQ | - | 0 | 0
3VA1020-2ED36-0CH0 |  | 3VA1020-2ED36-0CH0 | 1 | UN | 1 | 10 | C | D | EAR99 | N | 85362010 | 1 | 4042949084266 | 1.08 | KG | 385.05 | 385.05 | LP17 | LP17 | circuit breaker 3VA1 IEC frame 100 breaking capacity class B Icu=16kA @ 415V 3-pole, line protection TM210, FTFM, In=20A overload protection Ir=20A fixed short-circuit protection Ii=16 x In clamp connection undervoltage release (UVR) 120-127V AC 50/60Hz 2 auxiliary switches HQ 1 trip alarm switch HQ | - | 0 | 0
3VA1020-2ED36-0DA0 |  | 3VA1020-2ED36-0DA0 | 1 | UN | 1 | 10 | C | D | EAR99 | N | 85362010 | 1 | 4042949046288 | 0.9 | KG | 314.5 | 314.5 | LP17 | LP17 | circuit breaker 3VA1 IEC frame 100 breaking capacity class B Icu=16kA @ 415V 3-pole, line protection TM210, FTFM, In=20A overload protection Ir=20A fixed short-circuit protection Ii=16 x In clamp connection undervoltage release (UVR) 208-230V AC 50/60Hz | - | 0 | 0
3VA1020-2ED36-0DC0 |  | 3VA1020-2ED36-0DC0 | 1 | UN | 1 | 10 | C | D | EAR99 | N | 85362010 | 1 | 4042949073819 | 1.05 | KG | 362.1 | 362.1 | LP17 | LP17 | circuit breaker 3VA1 IEC frame 100 breaking capacity class B Icu=16kA @ 415V 3-pole, line protection TM210, FTFM, In=20A overload protection Ir=20A fixed short-circuit protection Ii=16 x In clamp connection undervoltage release (UVR) 208-230V AC 50/60Hz 2 auxiliary switches HQ | - | 0 | 0
3VA1020-2ED36-0DH0 |  | 3VA1020-2ED36-0DH0 | 1 | UN | 1 | 10 | C | D | EAR99 | N | 85362010 | 1 | 4042949086352 | 1.08 | KG | 385.05 | 385.05 | LP17 | LP17 | circuit breaker 3VA1 IEC frame 100 breaking capacity class B Icu=16kA @ 415V 3-pole, line protection TM210, FTFM, In=20A overload protection Ir=20A fixed short-circuit protection Ii=16 x In clamp connection undervoltage release (UVR) 208-230V AC 50/60Hz 2 auxiliary switches HQ 1 trip alarm switch HQ | - | 0 | 0
3VA1020-2ED36-0HA0 |  | 3VA1020-2ED36-0HA0 | 1 | UN | 1 | 10 | C | D | EAR99 | N | 85362010 | 1 | 4042949048374 | 0.9 | KG | 291.55 | 291.55 | LP17 | LP17 | circuit breaker 3VA1 IEC frame 100 breaking capacity class B Icu=16kA @ 415V 3-pole, line protection TM210, FTFM, In=20A overload protection Ir=20A fixed short-circuit protection Ii=16 x In clamp connection shunt trip (STL) 12-30V DC, 24V AC 50/60Hz | - | 0 | 0
3VA1020-2ED36-0HC0 |  | 3VA1020-2ED36-0HC0 | 1 | UN | 1 | 10 | C | D | EAR99 | N | 85362010 | 1 | 4042949075905 | 1.05 | KG | 337.45 | 337.45 | LP17 | LP17 | circuit breaker 3VA1 IEC frame 100 breaking capacity class B Icu=16kA @ 415V 3-pole, line protection TM210, FTFM, In=20A overload protection Ir=20A fixed short-circuit protection Ii=16 x In clamp connection shunt trip (STL) 12-30V DC, 24V AC 50/60Hz 2 auxiliary switches HQ | - | 0 | 0
3VA1020-2ED36-0HH0 |  | 3VA1020-2ED36-0HH0 | 1 | UN | 1 | 10 | C | D | EAR99 | N | 85362010 | 1 | 4042949088448 | 1.08 | KG | 360.4 | 360.4 | LP17 | LP17 | circuit breaker 3VA1 IEC frame 100 breaking capacity class B Icu=16kA @ 415V 3-pole, line protection TM210, FTFM, In=20A overload protection Ir=20A fixed short-circuit protection Ii=16 x In clamp connection shunt trip (STL) 12-30V DC, 24V AC 50/60Hz 2 auxiliary switches HQ 1 trip alarm switch HQ | - | 0 | 0
3VA1020-2ED36-0JA0 |  | 3VA1020-2ED36-0JA0 | 1 | UN | 1 | 10 | C | D | EAR99 | N | 85362010 | 1 | 4042949050469 | 1.05 | KG | 291.55 | 291.55 | LP17 | LP17 | circuit breaker 3VA1 IEC frame 100 breaking capacity class B Icu=16kA @ 415V 3-pole, line protection TM210, FTFM, In=20A overload protection Ir=20A fixed short-circuit protection Ii=16 x In clamp connection shunt trip (STL) 110-127V DC, AC 50/60Hz | - | 0 | 0
3VA1020-2ED36-0JC0 |  | 3VA1020-2ED36-0JC0 | 1 | UN | 1 | 10 | C | D | EAR99 | N | 85362010 | 1 | 4042949077992 | 1.05 | KG | 337.45 | 337.45 | LP17 | LP17 | circuit breaker 3VA1 IEC frame 100 breaking capacity class B Icu=16kA @ 415V 3-pole, line protection TM210, FTFM, In=20A overload protection Ir=20A fixed short-circuit protection Ii=16 x In clamp connection shunt trip (STL) 110-127V DC, AC 50/60Hz 2 auxiliary switches HQ | - | 0 | 0
3VA1020-2ED36-0JH0 |  | 3VA1020-2ED36-0JH0 | 1 | UN | 1 | 10 | C | D | EAR99 | N | 85362010 | 1 | 4042949090533 | 1.08 | KG | 360.4 | 360.4 | LP17 | LP17 | circuit breaker 3VA1 IEC frame 100 breaking capacity class B Icu=16kA @ 415V 3-pole, line protection TM210, FTFM, In=20A overload protection Ir=20A fixed short-circuit protection Ii=16 x In clamp connection shunt trip (STL) 110-127V DC, AC 50/60Hz 2 auxiliary switches HQ 1 trip alarm switch HQ | - | 0 | 0
3VA1020-2ED36-0KA0 |  | 3VA1020-2ED36-0KA0 | 1 | UN | 1 | 10 | C | D | EAR99 | N | 85362010 | 1 | 4042949052555 | 1.05 | KG | 291.55 | 291.55 | LP17 | LP17 | circuit breaker 3VA1 IEC frame 100 breaking capacity class B Icu=16kA @ 415V 3-pole, line protection TM210, FTFM, In=20A overload protection Ir=20A fixed short-circuit protection Ii=16 x In clamp connection shunt trip (STL) 220-250V DC, 208-277V AC | - | 0 | 0
3VA1020-2ED36-0KC0 |  | 3VA1020-2ED36-0KC0 | 1 | UN | 1 | 10 | C | D | EAR99 | N | 85362010 | 1 | 4042949080084 | 1.05 | KG | 337.45 | 337.45 | LP17 | LP17 | circuit breaker 3VA1 IEC frame 100 breaking capacity class B Icu=16kA @ 415V 3-pole, line protection TM210, FTFM, In=20A overload protection Ir=20A fixed short-circuit protection Ii=16 x In clamp connection shunt trip (STL) 220-250V DC, 208-277V AC 2 auxiliary switches HQ | - | 0 | 0
3VA1020-2ED36-0KH0 |  | 3VA1020-2ED36-0KH0 | 1 | UN | 1 | 10 | C | D | EAR99 | N | 85362010 | 1 | 4042949092629 | 1.08 | KG | 360.4 | 360.4 | LP17 | LP17 | circuit breaker 3VA1 IEC frame 100 breaking capacity class B Icu=16kA @ 415V 3-pole, line protection TM210, FTFM, In=20A overload protection Ir=20A fixed short-circuit protection Ii=16 x In clamp connection shunt trip (STL) 220-250V DC, 208-277V AC 2 auxiliary switches HQ 1 trip alarm switch HQ | - | 0 | 0
3VA1020-2ED42-0AA0 |  | 3VA1020-2ED42-0AA0 | 1 | UN | 1 | 5 | B | D | EAR99 | N | 85362010 | 1 | 4042948811849 | 1.2 | KG | 231.2 | 224.7 | LP17 | LP17 | circuit breaker 3VA1 IEC frame 100 breaking capacity class B Icu=16kA @ 415V 4-pole, line protection TM210, FTFM, In=20A overload protection Ir=20A fixed short-circuit protection Ii=16 x In N conductor unprotected nut keeper kit | Lista Papel 2020 SI | 0 | 0
3VA1020-2ED46-0AA0 |  | 3VA1020-2ED46-0AA0 | 1 | UN | 1 | 5 | B | D | EAR99 | N | 85362010 | 1 | 4042948820049 | 1.17 | KG | 259.9 | 252.6 | LP17 | LP17 | circuit breaker 3VA1 IEC frame 100 breaking capacity class B Icu=16kA @ 415V 4-pole, line protection TM210, FTFM, In=20A overload protection Ir=20A fixed short-circuit protection Ii=16 x In N conductor unprotected clamp connection | Lista Papel 2020 SI | 0 | 0
3VA1020-3ED32-0AA0 |  | 3VA1020-3ED32-0AA0 | 1 | UN | 1 | 5 | B | D | EAR99 | N | 85362010 | 1 | 4042948811580 | 951 | G | 182 | 177.1 | LP17 | LP17 | circuit breaker 3VA1 IEC frame 100 breaking capacity class N Icu=25kA @ 415V 3-pole, line protection TM210, FTFM, In=20A overload protection Ir=20A fixed short-circuit protection Ii=16 x In nut keeper kit | Lista Papel 2020 SI | 0 | 0
3VA1020-3ED32-0AC0 |  | 3VA1020-3ED32-0AC0 | 1 | UN | 1 | 10 | C | D | EAR99 | N | 85362010 | 1 | 4042949056720 | 0.96 | KG | 235.45 | 235.45 | LP17 | LP17 | circuit breaker 3VA1 IEC frame 100 breaking capacity class N Icu=25kA @ 415V 3-pole, line protection TM210, FTFM, In=20A overload protection Ir=20A fixed short-circuit protection Ii=16 x In nut keeper kit 2 auxiliary switches HQ | - | 0 | 0
3VA1020-3ED32-0AD0 |  | 3VA1020-3ED32-0AD0 | 1 | UN | 1 | 10 | C | D | EAR99 | N | 85362010 | 1 | 4042949058816 | 0.99 | KG | 260.1 | 260.1 | LP17 | LP17 | circuit breaker 3VA1 IEC frame 100 breaking capacity class N Icu=25kA @ 415V 3-pole, line protection TM210, FTFM, In=20A overload protection Ir=20A fixed short-circuit protection Ii=16 x In nut keeper kit 3 auxiliary switches HQ | - | 0 | 0
3VA1020-3ED32-0AE0 |  | 3VA1020-3ED32-0AE0 | 1 | UN | 1 | 10 | C | D | EAR99 | N | 85362010 | 1 | 4042949060901 | 1.02 | KG | 282.2 | 282.2 | LP17 | LP17 | circuit breaker 3VA1 IEC frame 100 breaking capacity class N Icu=25kA @ 415V 3-pole, line protection TM210, FTFM, In=20A overload protection Ir=20A fixed short-circuit protection Ii=16 x In nut keeper kit 4 auxiliary switches HQ | - | 0 | 0
3VA1020-3ED32-0AF0 |  | 3VA1020-3ED32-0AF0 | 1 | UN | 1 | 10 | C | D | EAR99 | N | 85362010 | 1 | 4042949062998 | 0.96 | KG | 235.45 | 235.45 | LP17 | LP17 | circuit breaker 3VA1 IEC frame 100 breaking capacity class N Icu=25kA @ 415V 3-pole, line protection TM210, FTFM, In=20A overload protection Ir=20A fixed short-circuit protection Ii=16 x In nut keeper kit 1 auxiliary switch HQ 1 trip alarm switch HQ | - | 0 | 0
3VA1020-3ED32-0AH0 |  | 3VA1020-3ED32-0AH0 | 1 | UN | 1 | 10 | C | D | EAR99 | N | 85362010 | 1 | 4042949067177 | 0.99 | KG | 260.1 | 260.1 | LP17 | LP17 | circuit breaker 3VA1 IEC frame 100 breaking capacity class N Icu=25kA @ 415V 3-pole, line protection TM210, FTFM, In=20A overload protection Ir=20A fixed short-circuit protection Ii=16 x In nut keeper kit 2 auxiliary switches HQ 1 trip alarm switch HQ | - | 0 | 0
3VA1020-3ED32-0BA0 |  | 3VA1020-3ED32-0BA0 | 1 | UN | 1 | 10 | C | D | EAR99 | N | 85362010 | 1 | 4042949042099 | 0.9 | KG | 298.35 | 298.35 | LP17 | LP17 | circuit breaker 3VA1 IEC frame 100 breaking capacity class N Icu=25kA @ 415V 3-pole, line protection TM210, FTFM, In=20A overload protection Ir=20A fixed short-circuit protection Ii=16 x In nut keeper kit undervoltage release (UVR) 24V DC | - | 0 | 0
3VA1020-3ED32-0BC0 |  | 3VA1020-3ED32-0BC0 | 1 | UN | 1 | 10 | C | D | EAR99 | N | 85362010 | 1 | 4042949069621 | 1.05 | KG | 343.4 | 343.4 | LP17 | LP17 | circuit breaker 3VA1 IEC frame 100 breaking capacity class N Icu=25kA @ 415V 3-pole, line protection TM210, FTFM, In=20A overload protection Ir=20A fixed short-circuit protection Ii=16 x In nut keeper kit undervoltage release (UVR) 24V DC 2 auxiliary switches HQ | - | 0 | 0
3VA1020-3ED32-0BH0 |  | 3VA1020-3ED32-0BH0 | 1 | UN | 1 | 10 | C | D | EAR99 | N | 85362010 | 1 | 4042949082163 | 1.05 | KG | 368.05 | 368.05 | LP17 | LP17 | circuit breaker 3VA1 IEC frame 100 breaking capacity class N Icu=25kA @ 415V 3-pole, line protection TM210, FTFM, In=20A overload protection Ir=20A fixed short-circuit protection Ii=16 x In nut keeper kit undervoltage release (UVR) 24V DC 2 auxiliary switches HQ 1 trip alarm switch HQ | - | 0 | 0
3VA1020-3ED32-0CA0 |  | 3VA1020-3ED32-0CA0 | 1 | UN | 1 | 10 | C | D | EAR99 | N | 85362010 | 1 | 4042949044185 | 0.9 | KG | 298.35 | 298.35 | LP17 | LP17 | circuit breaker 3VA1 IEC frame 100 breaking capacity class N Icu=25kA @ 415V 3-pole, line protection TM210, FTFM, In=20A overload protection Ir=20A fixed short-circuit protection Ii=16 x In nut keeper kit undervoltage release (UVR) 120-127V AC 50/60Hz | - | 0 | 0
3VA1020-3ED32-0CC0 |  | 3VA1020-3ED32-0CC0 | 1 | UN | 1 | 10 | C | D | EAR99 | N | 85362010 | 1 | 4042949071716 | 1.05 | KG | 343.4 | 343.4 | LP17 | LP17 | circuit breaker 3VA1 IEC frame 100 breaking capacity class N Icu=25kA @ 415V 3-pole, line protection TM210, FTFM, In=20A overload protection Ir=20A fixed short-circuit protection Ii=16 x In nut keeper kit undervoltage release (UVR) 120-127V AC 50/60Hz 2 auxiliary switches HQ | - | 0 | 0
3VA1020-3ED32-0CH0 |  | 3VA1020-3ED32-0CH0 | 1 | UN | 1 | 10 | C | D | EAR99 | N | 85362010 | 1 | 4042949084259 | 1.08 | KG | 368.05 | 368.05 | LP17 | LP17 | circuit breaker 3VA1 IEC frame 100 breaking capacity class N Icu=25kA @ 415V 3-pole, line protection TM210, FTFM, In=20A overload protection Ir=20A fixed short-circuit protection Ii=16 x In nut keeper kit undervoltage release (UVR) 120-127V AC 50/60Hz 2 auxiliary switches HQ 1 trip alarm switch HQ | - | 0 | 0
3VA1020-3ED32-0DA0 |  | 3VA1020-3ED32-0DA0 | 1 | UN | 1 | 10 | C | D | EAR99 | N | 85362010 | 1 | 4042949046271 | 0.9 | KG | 298.35 | 298.35 | LP17 | LP17 | circuit breaker 3VA1 IEC frame 100 breaking capacity class N Icu=25kA @ 415V 3-pole, line protection TM210, FTFM, In=20A overload protection Ir=20A fixed short-circuit protection Ii=16 x In nut keeper kit undervoltage release (UVR) 208-230V AC 50/60Hz | - | 0 | 0
3VA1020-3ED32-0DC0 |  | 3VA1020-3ED32-0DC0 | 1 | UN | 1 | 10 | C | D | EAR99 | N | 85362010 | 1 | 4042949073802 | 1.05 | KG | 343.4 | 343.4 | LP17 | LP17 | circuit breaker 3VA1 IEC frame 100 breaking capacity class N Icu=25kA @ 415V 3-pole, line protection TM210, FTFM, In=20A overload protection Ir=20A fixed short-circuit protection Ii=16 x In nut keeper kit undervoltage release (UVR) 208-230V AC 50/60Hz 2 auxiliary switches HQ | - | 0 | 0
3VA1020-3ED32-0DH0 |  | 3VA1020-3ED32-0DH0 | 1 | UN | 1 | 10 | C | D | EAR99 | N | 85362010 | 1 | 4042949086345 | 1.08 | KG | 368.05 | 368.05 | LP17 | LP17 | circuit breaker 3VA1 IEC frame 100 breaking capacity class N Icu=25kA @ 415V 3-pole, line protection TM210, FTFM, In=20A overload protection Ir=20A fixed short-circuit protection Ii=16 x In nut keeper kit undervoltage release (UVR) 208-230V AC 50/60Hz 2 auxiliary switches HQ 1 trip alarm switch HQ | - | 0 | 0
3VA1020-3ED32-0HA0 |  | 3VA1020-3ED32-0HA0 | 1 | UN | 1 | 10 | C | D | EAR99 | N | 85362010 | 1 | 4042949048367 | 0.9 | KG | 272.85 | 272.85 | LP17 | LP17 | circuit breaker 3VA1 IEC frame 100 breaking capacity class N Icu=25kA @ 415V 3-pole, line protection TM210, FTFM, In=20A overload protection Ir=20A fixed short-circuit protection Ii=16 x In nut keeper kit shunt trip (STL) 12-30V DC, 24V AC 50/60Hz | - | 0 | 0
3VA1020-3ED32-0HC0 |  | 3VA1020-3ED32-0HC0 | 1 | UN | 1 | 10 | C | D | EAR99 | N | 85362010 | 1 | 4042949075899 | 1.05 | KG | 318.75 | 318.75 | LP17 | LP17 | circuit breaker 3VA1 IEC frame 100 breaking capacity class N Icu=25kA @ 415V 3-pole, line protection TM210, FTFM, In=20A overload protection Ir=20A fixed short-circuit protection Ii=16 x In nut keeper kit shunt trip (STL) 12-30V DC, 24V AC 50/60Hz 2 auxiliary switches HQ | - | 0 | 0
3VA1020-3ED32-0HH0 |  | 3VA1020-3ED32-0HH0 | 1 | UN | 1 | 10 | C | D | EAR99 | N | 85362010 | 1 | 4042949088431 | 1.08 | KG | 342.55 | 342.55 | LP17 | LP17 | circuit breaker 3VA1 IEC frame 100 breaking capacity class N Icu=25kA @ 415V 3-pole, line protection TM210, FTFM, In=20A overload protection Ir=20A fixed short-circuit protection Ii=16 x In nut keeper kit shunt trip (STL) 12-30V DC, 24V AC 50/60Hz 2 auxiliary switches HQ 1 trip alarm switch HQ | - | 0 | 0
3VA1020-3ED32-0JA0 |  | 3VA1020-3ED32-0JA0 | 1 | UN | 1 | 10 | C | D | EAR99 | N | 85362010 | 1 | 4042949050452 | 1.05 | KG | 272.85 | 272.85 | LP17 | LP17 | circuit breaker 3VA1 IEC frame 100 breaking capacity class N Icu=25kA @ 415V 3-pole, line protection TM210, FTFM, In=20A overload protection Ir=20A fixed short-circuit protection Ii=16 x In nut keeper kit shunt trip (STL) 110-127V DC, AC 50/60Hz | - | 0 | 0
3VA1020-3ED32-0JC0 |  | 3VA1020-3ED32-0JC0 | 1 | UN | 1 | 10 | C | D | EAR99 | N | 85362010 | 1 | 4042949077985 | 1.05 | KG | 318.75 | 318.75 | LP17 | LP17 | circuit breaker 3VA1 IEC frame 100 breaking capacity class N Icu=25kA @ 415V 3-pole, line protection TM210, FTFM, In=20A overload protection Ir=20A fixed short-circuit protection Ii=16 x In nut keeper kit shunt trip (STL) 110-127V DC, AC 50/60Hz 2 auxiliary switches HQ | - | 0 | 0
3VA1020-3ED32-0JH0 |  | 3VA1020-3ED32-0JH0 | 1 | UN | 1 | 10 | C | D | EAR99 | N | 85362010 | 1 | 4042949090526 | 1.08 | KG | 342.55 | 342.55 | LP17 | LP17 | circuit breaker 3VA1 IEC frame 100 breaking capacity class N Icu=25kA @ 415V 3-pole, line protection TM210, FTFM, In=20A overload protection Ir=20A fixed short-circuit protection Ii=16 x In nut keeper kit shunt trip (STL) 110-127V DC, AC 50/60Hz 2 auxiliary switches HQ 1 trip alarm switch HQ | - | 0 | 0
3VA1020-3ED32-0KA0 |  | 3VA1020-3ED32-0KA0 | 1 | UN | 1 | 10 | C | D | EAR99 | N | 85362010 | 1 | 4042949052548 | 1.05 | KG | 272.85 | 272.85 | LP17 | LP17 | circuit breaker 3VA1 IEC frame 100 breaking capacity class N Icu=25kA @ 415V 3-pole, line protection TM210, FTFM, In=20A overload protection Ir=20A fixed short-circuit protection Ii=16 x In nut keeper kit shunt trip (STL) 220-250V DC, 208-277V AC | - | 0 | 0
3VA1020-3ED32-0KC0 |  | 3VA1020-3ED32-0KC0 | 1 | UN | 1 | 10 | C | D | EAR99 | N | 85362010 | 1 | 4042949080077 | 1.05 | KG | 318.75 | 318.75 | LP17 | LP17 | circuit breaker 3VA1 IEC frame 100 breaking capacity class N Icu=25kA @ 415V 3-pole, line protection TM210, FTFM, In=20A overload protection Ir=20A fixed short-circuit protection Ii=16 x In nut keeper kit shunt trip (STL) 220-250V DC, 208-277V AC 2 auxiliary switches HQ | - | 0 | 0
3VA1020-3ED32-0KH0 |  | 3VA1020-3ED32-0KH0 | 1 | UN | 1 | 10 | C | D | EAR99 | N | 85362010 | 1 | 4042949092612 | 1.08 | KG | 342.55 | 342.55 | LP17 | LP17 | circuit breaker 3VA1 IEC frame 100 breaking capacity class N Icu=25kA @ 415V 3-pole, line protection TM210, FTFM, In=20A overload protection Ir=20A fixed short-circuit protection Ii=16 x In nut keeper kit shunt trip (STL) 220-250V DC, 208-277V AC 2 auxiliary switches HQ 1 trip alarm switch HQ | - | 0 | 0
3VA1020-3ED36-0AA0 |  | 3VA1020-3ED36-0AA0 | 1 | UN | 1 | 5 | B | D | EAR99 | N | 85362010 | 1 | 4042948819784 | 1.022 | KG | 202.5 | 196.8 | LP17 | LP17 | circuit breaker 3VA1 IEC frame 100 breaking capacity class N Icu=25kA @ 415V 3-pole, line protection TM210, FTFM, In=20A overload protection Ir=20A fixed short-circuit protection Ii=16 x In clamp connection | Lista Papel 2020 SI | 0 | 0
3VA1020-3ED36-0AC0 |  | 3VA1020-3ED36-0AC0 | 1 | UN | 1 | 10 | C | D | EAR99 | N | 85362010 | 1 | 4042949056713 | 0.96 | KG | 258.4 | 258.4 | LP17 | LP17 | circuit breaker 3VA1 IEC frame 100 breaking capacity class N Icu=25kA @ 415V 3-pole, line protection TM210, FTFM, In=20A overload protection Ir=20A fixed short-circuit protection Ii=16 x In clamp connection 2 auxiliary switches HQ | - | 0 | 0
3VA1020-3ED36-0AD0 |  | 3VA1020-3ED36-0AD0 | 1 | UN | 1 | 10 | C | D | EAR99 | N | 85362010 | 1 | 4042949058809 | 0.99 | KG | 279.65 | 279.65 | LP17 | LP17 | circuit breaker 3VA1 IEC frame 100 breaking capacity class N Icu=25kA @ 415V 3-pole, line protection TM210, FTFM, In=20A overload protection Ir=20A fixed short-circuit protection Ii=16 x In clamp connection 3 auxiliary switches HQ | - | 0 | 0
3VA1020-3ED36-0AE0 |  | 3VA1020-3ED36-0AE0 | 1 | UN | 1 | 10 | C | D | EAR99 | N | 85362010 | 1 | 4042949060895 | 1.02 | KG | 304.3 | 304.3 | LP17 | LP17 | circuit breaker 3VA1 IEC frame 100 breaking capacity class N Icu=25kA @ 415V 3-pole, line protection TM210, FTFM, In=20A overload protection Ir=20A fixed short-circuit protection Ii=16 x In clamp connection 4 auxiliary switches HQ | - | 0 | 0
3VA1020-3ED36-0AF0 |  | 3VA1020-3ED36-0AF0 | 1 | UN | 1 | 10 | C | D | EAR99 | N | 85362010 | 1 | 4042949062981 | 0.96 | KG | 258.4 | 258.4 | LP17 | LP17 | circuit breaker 3VA1 IEC frame 100 breaking capacity class N Icu=25kA @ 415V 3-pole, line protection TM210, FTFM, In=20A overload protection Ir=20A fixed short-circuit protection Ii=16 x In clamp connection 1 auxiliary switch HQ 1 trip alarm switch HQ | - | 0 | 0
3VA1020-3ED36-0AH0 |  | 3VA1020-3ED36-0AH0 | 1 | UN | 1 | 10 | C | D | EAR99 | N | 85362010 | 1 | 4042949067160 | 0.99 | KG | 279.65 | 279.65 | LP17 | LP17 | circuit breaker 3VA1 IEC frame 100 breaking capacity class N Icu=25kA @ 415V 3-pole, line protection TM210, FTFM, In=20A overload protection Ir=20A fixed short-circuit protection Ii=16 x In clamp connection 2 auxiliary switches HQ 1 trip alarm switch HQ | - | 0 | 0
3VA1020-3ED36-0BA0 |  | 3VA1020-3ED36-0BA0 | 1 | UN | 1 | 10 | C | D | EAR99 | N | 85362010 | 1 | 4042949042082 | 0.9 | KG | 318.75 | 318.75 | LP17 | LP17 | circuit breaker 3VA1 IEC frame 100 breaking capacity class N Icu=25kA @ 415V 3-pole, line protection TM210, FTFM, In=20A overload protection Ir=20A fixed short-circuit protection Ii=16 x In clamp connection undervoltage release (UVR) 24V DC | - | 0 | 0
3VA1020-3ED36-0BC0 |  | 3VA1020-3ED36-0BC0 | 1 | UN | 1 | 10 | C | D | EAR99 | N | 85362010 | 1 | 4042949069614 | 1.05 | KG | 366.35 | 366.35 | LP17 | LP17 | circuit breaker 3VA1 IEC frame 100 breaking capacity class N Icu=25kA @ 415V 3-pole, line protection TM210, FTFM, In=20A overload protection Ir=20A fixed short-circuit protection Ii=16 x In clamp connection undervoltage release (UVR) 24V DC 2 auxiliary switches HQ | - | 0 | 0
3VA1020-3ED36-0BH0 |  | 3VA1020-3ED36-0BH0 | 1 | UN | 1 | 10 | C | D | EAR99 | N | 85362010 | 1 | 4042949082156 | 1.05 | KG | 389.3 | 389.3 | LP17 | LP17 | circuit breaker 3VA1 IEC frame 100 breaking capacity class N Icu=25kA @ 415V 3-pole, line protection TM210, FTFM, In=20A overload protection Ir=20A fixed short-circuit protection Ii=16 x In clamp connection undervoltage release (UVR) 24V DC 2 auxiliary switches HQ 1 trip alarm switch HQ | - | 0 | 0
3VA1020-3ED36-0CA0 |  | 3VA1020-3ED36-0CA0 | 1 | UN | 1 | 10 | C | D | EAR99 | N | 85362010 | 1 | 4042949044178 | 0.9 | KG | 318.75 | 318.75 | LP17 | LP17 | circuit breaker 3VA1 IEC frame 100 breaking capacity class N Icu=25kA @ 415V 3-pole, line protection TM210, FTFM, In=20A overload protection Ir=20A fixed short-circuit protection Ii=16 x In clamp connection undervoltage release (UVR) 120-127V AC 50/60Hz | - | 0 | 0
3VA1020-3ED36-0CC0 |  | 3VA1020-3ED36-0CC0 | 1 | UN | 1 | 10 | C | D | EAR99 | N | 85362010 | 1 | 4042949071709 | 1.05 | KG | 366.35 | 366.35 | LP17 | LP17 | circuit breaker 3VA1 IEC frame 100 breaking capacity class N Icu=25kA @ 415V 3-pole, line protection TM210, FTFM, In=20A overload protection Ir=20A fixed short-circuit protection Ii=16 x In clamp connection undervoltage release (UVR) 120-127V AC 50/60Hz 2 auxiliary switches HQ | - | 0 | 0
3VA1020-3ED36-0CH0 |  | 3VA1020-3ED36-0CH0 | 1 | UN | 1 | 10 | C | D | EAR99 | N | 85362010 | 1 | 4042949084242 | 1.08 | KG | 389.3 | 389.3 | LP17 | LP17 | circuit breaker 3VA1 IEC frame 100 breaking capacity class N Icu=25kA @ 415V 3-pole, line protection TM210, FTFM, In=20A overload protection Ir=20A fixed short-circuit protection Ii=16 x In clamp connection undervoltage release (UVR) 120-127V AC 50/60Hz 2 auxiliary switches HQ 1 trip alarm switch HQ | - | 0 | 0
3VA1020-3ED36-0DA0 |  | 3VA1020-3ED36-0DA0 | 1 | UN | 1 | 10 | C | D | EAR99 | N | 85362010 | 1 | 4042949046264 | 0.9 | KG | 318.75 | 318.75 | LP17 | LP17 | circuit breaker 3VA1 IEC frame 100 breaking capacity class N Icu=25kA @ 415V 3-pole, line protection TM210, FTFM, In=20A overload protection Ir=20A fixed short-circuit protection Ii=16 x In clamp connection undervoltage release (UVR) 208-230V AC 50/60Hz | - | 0 | 0
3VA1020-3ED36-0DC0 |  | 3VA1020-3ED36-0DC0 | 1 | UN | 1 | 10 | C | D | EAR99 | N | 85362010 | 1 | 4042949073796 | 1.05 | KG | 366.35 | 366.35 | LP17 | LP17 | circuit breaker 3VA1 IEC frame 100 breaking capacity class N Icu=25kA @ 415V 3-pole, line protection TM210, FTFM, In=20A overload protection Ir=20A fixed short-circuit protection Ii=16 x In clamp connection undervoltage release (UVR) 208-230V AC 50/60Hz 2 auxiliary switches HQ | - | 0 | 0
3VA1020-3ED36-0DH0 |  | 3VA1020-3ED36-0DH0 | 1 | UN | 1 | 10 | C | D | EAR99 | N | 85362010 | 1 | 4042949086338 | 1.08 | KG | 389.3 | 389.3 | LP17 | LP17 | circuit breaker 3VA1 IEC frame 100 breaking capacity class N Icu=25kA @ 415V 3-pole, line protection TM210, FTFM, In=20A overload protection Ir=20A fixed short-circuit protection Ii=16 x In clamp connection undervoltage release (UVR) 208-230V AC 50/60Hz 2 auxiliary switches HQ 1 trip alarm switch HQ | - | 0 | 0
3VA1020-3ED36-0HA0 |  | 3VA1020-3ED36-0HA0 | 1 | UN | 1 | 10 | C | D | EAR99 | N | 85362010 | 1 | 4042949048350 | 0.9 | KG | 294.95 | 294.95 | LP17 | LP17 | circuit breaker 3VA1 IEC frame 100 breaking capacity class N Icu=25kA @ 415V 3-pole, line protection TM210, FTFM, In=20A overload protection Ir=20A fixed short-circuit protection Ii=16 x In clamp connection shunt trip (STL) 12-30V DC, 24V AC 50/60Hz | - | 0 | 0
3VA1020-3ED36-0HC0 |  | 3VA1020-3ED36-0HC0 | 1 | UN | 1 | 10 | C | D | EAR99 | N | 85362010 | 1 | 4042949075882 | 1.05 | KG | 340.85 | 340.85 | LP17 | LP17 | circuit breaker 3VA1 IEC frame 100 breaking capacity class N Icu=25kA @ 415V 3-pole, line protection TM210, FTFM, In=20A overload protection Ir=20A fixed short-circuit protection Ii=16 x In clamp connection shunt trip (STL) 12-30V DC, 24V AC 50/60Hz 2 auxiliary switches HQ | - | 0 | 0
3VA1020-3ED36-0HH0 |  | 3VA1020-3ED36-0HH0 | 1 | UN | 1 | 10 | C | D | EAR99 | N | 85362010 | 1 | 4042949088424 | 1.08 | KG | 365.5 | 365.5 | LP17 | LP17 | circuit breaker 3VA1 IEC frame 100 breaking capacity class N Icu=25kA @ 415V 3-pole, line protection TM210, FTFM, In=20A overload protection Ir=20A fixed short-circuit protection Ii=16 x In clamp connection shunt trip (STL) 12-30V DC, 24V AC 50/60Hz 2 auxiliary switches HQ 1 trip alarm switch HQ | - | 0 | 0
3VA1020-3ED36-0JA0 |  | 3VA1020-3ED36-0JA0 | 1 | UN | 1 | 10 | C | D | EAR99 | N | 85362010 | 1 | 4042949050445 | 1.05 | KG | 294.95 | 294.95 | LP17 | LP17 | circuit breaker 3VA1 IEC frame 100 breaking capacity class N Icu=25kA @ 415V 3-pole, line protection TM210, FTFM, In=20A overload protection Ir=20A fixed short-circuit protection Ii=16 x In clamp connection shunt trip (STL) 110-127V DC, AC 50/60Hz | - | 0 | 0
3VA1020-3ED36-0JC0 |  | 3VA1020-3ED36-0JC0 | 1 | UN | 1 | 10 | C | D | EAR99 | N | 85362010 | 1 | 4042949077978 | 1.05 | KG | 340.85 | 340.85 | LP17 | LP17 | circuit breaker 3VA1 IEC frame 100 breaking capacity class N Icu=25kA @ 415V 3-pole, line protection TM210, FTFM, In=20A overload protection Ir=20A fixed short-circuit protection Ii=16 x In clamp connection shunt trip (STL) 110-127V DC, AC 50/60Hz 2 auxiliary switches HQ | - | 0 | 0
3VA1020-3ED36-0JH0 |  | 3VA1020-3ED36-0JH0 | 1 | UN | 1 | 10 | C | D | EAR99 | N | 85362010 | 1 | 4042949090519 | 1.08 | KG | 365.5 | 365.5 | LP17 | LP17 | circuit breaker 3VA1 IEC frame 100 breaking capacity class N Icu=25kA @ 415V 3-pole, line protection TM210, FTFM, In=20A overload protection Ir=20A fixed short-circuit protection Ii=16 x In clamp connection shunt trip (STL) 110-127V DC, AC 50/60Hz 2 auxiliary switches HQ 1 trip alarm switch HQ | - | 0 | 0
3VA1020-3ED36-0KA0 |  | 3VA1020-3ED36-0KA0 | 1 | UN | 1 | 10 | C | D | EAR99 | N | 85362010 | 1 | 4042949052531 | 1.05 | KG | 294.95 | 294.95 | LP17 | LP17 | circuit breaker 3VA1 IEC frame 100 breaking capacity class N Icu=25kA @ 415V 3-pole, line protection TM210, FTFM, In=20A overload protection Ir=20A fixed short-circuit protection Ii=16 x In clamp connection shunt trip (STL) 220-250V DC, 208-277V AC | - | 0 | 0
3VA1020-3ED36-0KC0 |  | 3VA1020-3ED36-0KC0 | 1 | UN | 1 | 10 | C | D | EAR99 | N | 85362010 | 1 | 4042949080060 | 1.05 | KG | 340.85 | 340.85 | LP17 | LP17 | circuit breaker 3VA1 IEC frame 100 breaking capacity class N Icu=25kA @ 415V 3-pole, line protection TM210, FTFM, In=20A overload protection Ir=20A fixed short-circuit protection Ii=16 x In clamp connection shunt trip (STL) 220-250V DC, 208-277V AC 2 auxiliary switches HQ | - | 0 | 0
3VA1020-3ED36-0KH0 |  | 3VA1020-3ED36-0KH0 | 1 | UN | 1 | 10 | C | D | EAR99 | N | 85362010 | 1 | 4042949092605 | 1.08 | KG | 365.5 | 365.5 | LP17 | LP17 | circuit breaker 3VA1 IEC frame 100 breaking capacity class N Icu=25kA @ 415V 3-pole, line protection TM210, FTFM, In=20A overload protection Ir=20A fixed short-circuit protection Ii=16 x In clamp connection shunt trip (STL) 220-250V DC, 208-277V AC 2 auxiliary switches HQ 1 trip alarm switch HQ | - | 0 | 0
3VA1020-3ED42-0AA0 |  | 3VA1020-3ED42-0AA0 | 1 | UN | 1 | 5 | B | D | EAR99 | N | 85362010 | 1 | 4042948811856 | 1.2 | KG | 235.3 | 228.8 | LP17 | LP17 | circuit breaker 3VA1 IEC frame 100 breaking capacity class N Icu=25kA @ 415V 4-pole, line protection TM210, FTFM, In=20A overload protection Ir=20A fixed short-circuit protection Ii=16 x In N conductor unprotected nut keeper kit | Lista Papel 2020 SI | 0 | 0
3VA1020-3ED42-0DF0 |  | 3VA1020-3ED42-0DF0 | 1 | UN | 1 | 10 | C | D | EAR99 | N | 85362010 | 1 | 4042949326021 | 1.33 | KG | 401.2 | 401.2 | LP17 | LP17 | circuit breaker 3VA1 IEC frame 100 breaking capacity class N Icu=25kA @ 415V 4-pole, line protection TM210, FTFM, In=20A overload protection Ir=20A fixed short-circuit protection Ii=16 x In N conductor unprotected nut keeper kit circuit breaker 3VA1 IEC frame 100 undervoltage release 208-230V AC 50/60Hz 1 auxiliary switch HQ 1 trip alarm switch HQ | - | 0 | 0
3VA1020-3ED46-0AA0 |  | 3VA1020-3ED46-0AA0 | 1 | UN | 1 | 5 | B | D | EAR99 | N | 85362010 | 1 | 4042948820056 | 1.17 | KG | 264.9 | 257.5 | LP17 | LP17 | circuit breaker 3VA1 IEC frame 100 breaking capacity class N Icu=25kA @ 415V 4-pole, line protection TM210, FTFM, In=20A overload protection Ir=20A fixed short-circuit protection Ii=16 x In N conductor unprotected clamp connection | Lista Papel 2020 SI | 0 | 0
3VA1020-4ED32-0AA0 |  | 3VA1020-4ED32-0AA0 | 1 | UN | 1 | 5 | B | D | EAR99 | N | 85362010 | 1 | 4042948811597 | 964 | G | 185.3 | 180.4 | LP17 | LP17 | circuit breaker 3VA1 IEC frame 100 breaking capacity class S Icu=36kA @ 415V 3-pole, line protection TM210, FTFM, In=20A overload protection Ir=20A fixed short-circuit protection Ii=16 x In nut keeper kit | Lista Papel 2020 SI | 0 | 0
3VA1020-4ED32-0AC0 |  | 3VA1020-4ED32-0AC0 | 1 | UN | 1 | 10 | C | D | EAR99 | N | 85362010 | 1 | 4042949056706 | 0.96 | KG | 238.85 | 238.85 | LP17 | LP17 | circuit breaker 3VA1 IEC frame 100 breaking capacity class S Icu=36kA @ 415V 3-pole, line protection TM210, FTFM, In=20A overload protection Ir=20A fixed short-circuit protection Ii=16 x In nut keeper kit 2 auxiliary switches HQ | - | 0 | 0
3VA1020-4ED32-0AD0 |  | 3VA1020-4ED32-0AD0 | 1 | UN | 1 | 10 | C | D | EAR99 | N | 85362010 | 1 | 4042949058793 | 0.99 | KG | 263.5 | 263.5 | LP17 | LP17 | circuit breaker 3VA1 IEC frame 100 breaking capacity class S Icu=36kA @ 415V 3-pole, line protection TM210, FTFM, In=20A overload protection Ir=20A fixed short-circuit protection Ii=16 x In nut keeper kit 3 auxiliary switches HQ | - | 0 | 0
3VA1020-4ED32-0AE0 |  | 3VA1020-4ED32-0AE0 | 1 | UN | 1 | 10 | C | D | EAR99 | N | 85362010 | 1 | 4042949060888 | 1.02 | KG | 285.6 | 285.6 | LP17 | LP17 | circuit breaker 3VA1 IEC frame 100 breaking capacity class S Icu=36kA @ 415V 3-pole, line protection TM210, FTFM, In=20A overload protection Ir=20A fixed short-circuit protection Ii=16 x In nut keeper kit 4 auxiliary switches HQ | - | 0 | 0
3VA1020-4ED32-0AF0 |  | 3VA1020-4ED32-0AF0 | 1 | UN | 1 | 10 | C | D | EAR99 | N | 85362010 | 1 | 4042949062974 | 0.96 | KG | 238.85 | 238.85 | LP17 | LP17 | circuit breaker 3VA1 IEC frame 100 breaking capacity class S Icu=36kA @ 415V 3-pole, line protection TM210, FTFM, In=20A overload protection Ir=20A fixed short-circuit protection Ii=16 x In nut keeper kit 1 auxiliary switch HQ 1 trip alarm switch HQ | - | 0 | 0
3VA1020-4ED32-0AH0 |  | 3VA1020-4ED32-0AH0 | 1 | UN | 1 | 10 | C | D | EAR99 | N | 85362010 | 1 | 4042949067153 | 0.99 | KG | 263.5 | 263.5 | LP17 | LP17 | circuit breaker 3VA1 IEC frame 100 breaking capacity class S Icu=36kA @ 415V 3-pole, line protection TM210, FTFM, In=20A overload protection Ir=20A fixed short-circuit protection Ii=16 x In nut keeper kit 2 auxiliary switches HQ 1 trip alarm switch HQ | - | 0 | 0
3VA1020-4ED32-0BA0 |  | 3VA1020-4ED32-0BA0 | 1 | UN | 1 | 10 | C | D | EAR99 | N | 85362010 | 1 | 4042949042075 | 0.9 | KG | 301.75 | 301.75 | LP17 | LP17 | circuit breaker 3VA1 IEC frame 100 breaking capacity class S Icu=36kA @ 415V 3-pole, line protection TM210, FTFM, In=20A overload protection Ir=20A fixed short-circuit protection Ii=16 x In nut keeper kit undervoltage release (UVR) 24V DC | - | 0 | 0
3VA1020-4ED32-0BC0 |  | 3VA1020-4ED32-0BC0 | 1 | UN | 1 | 10 | C | D | EAR99 | N | 85362010 | 1 | 4042949069607 | 1.05 | KG | 347.65 | 347.65 | LP17 | LP17 | circuit breaker 3VA1 IEC frame 100 breaking capacity class S Icu=36kA @ 415V 3-pole, line protection TM210, FTFM, In=20A overload protection Ir=20A fixed short-circuit protection Ii=16 x In nut keeper kit undervoltage release (UVR) 24V DC 2 auxiliary switches HQ | - | 0 | 0
3VA1020-4ED32-0BH0 |  | 3VA1020-4ED32-0BH0 | 1 | UN | 1 | 10 | C | D | EAR99 | N | 85362010 | 1 | 4042949082149 | 1.05 | KG | 371.45 | 371.45 | LP17 | LP17 | circuit breaker 3VA1 IEC frame 100 breaking capacity class S Icu=36kA @ 415V 3-pole, line protection TM210, FTFM, In=20A overload protection Ir=20A fixed short-circuit protection Ii=16 x In nut keeper kit undervoltage release (UVR) 24V DC 2 auxiliary switches HQ 1 trip alarm switch HQ | - | 0 | 0
3VA1020-4ED32-0CA0 |  | 3VA1020-4ED32-0CA0 | 1 | UN | 1 | 10 | C | D | EAR99 | N | 85362010 | 1 | 4042949044161 | 0.9 | KG | 301.75 | 301.75 | LP17 | LP17 | circuit breaker 3VA1 IEC frame 100 breaking capacity class S Icu=36kA @ 415V 3-pole, line protection TM210, FTFM, In=20A overload protection Ir=20A fixed short-circuit protection Ii=16 x In nut keeper kit undervoltage release (UVR) 120-127V AC 50/60Hz | - | 0 | 0
3VA1020-4ED32-0CC0 |  | 3VA1020-4ED32-0CC0 | 1 | UN | 1 | 10 | C | D | EAR99 | N | 85362010 | 1 | 4042949071693 | 1.05 | KG | 347.65 | 347.65 | LP17 | LP17 | circuit breaker 3VA1 IEC frame 100 breaking capacity class S Icu=36kA @ 415V 3-pole, line protection TM210, FTFM, In=20A overload protection Ir=20A fixed short-circuit protection Ii=16 x In nut keeper kit undervoltage release (UVR) 120-127V AC 50/60Hz 2 auxiliary switches HQ | - | 0 | 0
3VA1020-4ED32-0CH0 |  | 3VA1020-4ED32-0CH0 | 1 | UN | 1 | 10 | C | D | EAR99 | N | 85362010 | 1 | 4042949084235 | 1.08 | KG | 371.45 | 371.45 | LP17 | LP17 | circuit breaker 3VA1 IEC frame 100 breaking capacity class S Icu=36kA @ 415V 3-pole, line protection TM210, FTFM, In=20A overload protection Ir=20A fixed short-circuit protection Ii=16 x In nut keeper kit undervoltage release (UVR) 120-127V AC 50/60Hz 2 auxiliary switches HQ 1 trip alarm switch HQ | - | 0 | 0
3VA1020-4ED32-0DA0 |  | 3VA1020-4ED32-0DA0 | 1 | UN | 1 | 10 | C | D | EAR99 | N | 85362010 | 1 | 4042949046257 | 0.9 | KG | 301.75 | 301.75 | LP17 | LP17 | circuit breaker 3VA1 IEC frame 100 breaking capacity class S Icu=36kA @ 415V 3-pole, line protection TM210, FTFM, In=20A overload protection Ir=20A fixed short-circuit protection Ii=16 x In nut keeper kit undervoltage release (UVR) 208-230V AC 50/60Hz | - | 0 | 0
3VA1020-4ED32-0DC0 |  | 3VA1020-4ED32-0DC0 | 1 | UN | 1 | 10 | C | D | EAR99 | N | 85362010 | 1 | 4042949073789 | 1.05 | KG | 347.65 | 347.65 | LP17 | LP17 | circuit breaker 3VA1 IEC frame 100 breaking capacity class S Icu=36kA @ 415V 3-pole, line protection TM210, FTFM, In=20A overload protection Ir=20A fixed short-circuit protection Ii=16 x In nut keeper kit undervoltage release (UVR) 208-230V AC 50/60Hz 2 auxiliary switches HQ | - | 0 | 0
3VA1020-4ED32-0DH0 |  | 3VA1020-4ED32-0DH0 | 1 | UN | 1 | 10 | C | D | EAR99 | N | 85362010 | 1 | 4042949086321 | 1.08 | KG | 371.45 | 371.45 | LP17 | LP17 | circuit breaker 3VA1 IEC frame 100 breaking capacity class S Icu=36kA @ 415V 3-pole, line protection TM210, FTFM, In=20A overload protection Ir=20A fixed short-circuit protection Ii=16 x In nut keeper kit undervoltage release (UVR) 208-230V AC 50/60Hz 2 auxiliary switches HQ 1 trip alarm switch HQ | - | 0 | 0
3VA1020-4ED32-0HA0 |  | 3VA1020-4ED32-0HA0 | 1 | UN | 1 | 10 | C | D | EAR99 | N | 85362010 | 1 | 4042949048343 | 0.9 | KG | 276.25 | 276.25 | LP17 | LP17 | circuit breaker 3VA1 IEC frame 100 breaking capacity class S Icu=36kA @ 415V 3-pole, line protection TM210, FTFM, In=20A overload protection Ir=20A fixed short-circuit protection Ii=16 x In nut keeper kit shunt trip (STL) 12-30V DC, 24V AC 50/60Hz | - | 0 | 0
3VA1020-4ED32-0HC0 |  | 3VA1020-4ED32-0HC0 | 1 | UN | 1 | 10 | C | D | EAR99 | N | 85362010 | 1 | 4042949075875 | 1.05 | KG | 322.15 | 322.15 | LP17 | LP17 | circuit breaker 3VA1 IEC frame 100 breaking capacity class S Icu=36kA @ 415V 3-pole, line protection TM210, FTFM, In=20A overload protection Ir=20A fixed short-circuit protection Ii=16 x In nut keeper kit shunt trip (STL) 12-30V DC, 24V AC 50/60Hz 2 auxiliary switches HQ | - | 0 | 0
3VA1020-4ED32-0HH0 |  | 3VA1020-4ED32-0HH0 | 1 | UN | 1 | 10 | C | D | EAR99 | N | 85362010 | 1 | 4042949088417 | 1.08 | KG | 345.95 | 345.95 | LP17 | LP17 | circuit breaker 3VA1 IEC frame 100 breaking capacity class S Icu=36kA @ 415V 3-pole, line protection TM210, FTFM, In=20A overload protection Ir=20A fixed short-circuit protection Ii=16 x In nut keeper kit shunt trip (STL) 12-30V DC, 24V AC 50/60Hz 2 auxiliary switches HQ 1 trip alarm switch HQ | - | 0 | 0
3VA1020-4ED32-0JA0 |  | 3VA1020-4ED32-0JA0 | 1 | UN | 1 | 10 | C | D | EAR99 | N | 85362010 | 1 | 4042949050438 | 1.05 | KG | 276.25 | 276.25 | LP17 | LP17 | circuit breaker 3VA1 IEC frame 100 breaking capacity class S Icu=36kA @ 415V 3-pole, line protection TM210, FTFM, In=20A overload protection Ir=20A fixed short-circuit protection Ii=16 x In nut keeper kit shunt trip (STL) 110-127V DC, AC 50/60Hz | - | 0 | 0
3VA1020-4ED32-0JC0 |  | 3VA1020-4ED32-0JC0 | 1 | UN | 1 | 10 | C | D | EAR99 | N | 85362010 | 1 | 4042949077961 | 1.05 | KG | 322.15 | 322.15 | LP17 | LP17 | circuit breaker 3VA1 IEC frame 100 breaking capacity class S Icu=36kA @ 415V 3-pole, line protection TM210, FTFM, In=20A overload protection Ir=20A fixed short-circuit protection Ii=16 x In nut keeper kit shunt trip (STL) 110-127V DC, AC 50/60Hz 2 auxiliary switches HQ | - | 0 | 0
3VA1020-4ED32-0JH0 |  | 3VA1020-4ED32-0JH0 | 1 | UN | 1 | 10 | C | D | EAR99 | N | 85362010 | 1 | 4042949090502 | 1.08 | KG | 345.95 | 345.95 | LP17 | LP17 | circuit breaker 3VA1 IEC frame 100 breaking capacity class S Icu=36kA @ 415V 3-pole, line protection TM210, FTFM, In=20A overload protection Ir=20A fixed short-circuit protection Ii=16 x In nut keeper kit shunt trip (STL) 110-127V DC, AC 50/60Hz 2 auxiliary switches HQ 1 trip alarm switch HQ | - | 0 | 0
3VA1020-4ED32-0KA0 |  | 3VA1020-4ED32-0KA0 | 1 | UN | 1 | 10 | C | D | EAR99 | N | 85362010 | 1 | 4042949052524 | 1.05 | KG | 276.25 | 276.25 | LP17 | LP17 | circuit breaker 3VA1 IEC frame 100 breaking capacity class S Icu=36kA @ 415V 3-pole, line protection TM210, FTFM, In=20A overload protection Ir=20A fixed short-circuit protection Ii=16 x In nut keeper kit shunt trip (STL) 220-250V DC, 208-277V AC | - | 0 | 0
3VA1020-4ED32-0KC0 |  | 3VA1020-4ED32-0KC0 | 1 | UN | 1 | 10 | C | D | EAR99 | N | 85362010 | 1 | 4042949080053 | 1.05 | KG | 322.15 | 322.15 | LP17 | LP17 | circuit breaker 3VA1 IEC frame 100 breaking capacity class S Icu=36kA @ 415V 3-pole, line protection TM210, FTFM, In=20A overload protection Ir=20A fixed short-circuit protection Ii=16 x In nut keeper kit shunt trip (STL) 220-250V DC, 208-277V AC 2 auxiliary switches HQ | - | 0 | 0
3VA1020-4ED32-0KH0 |  | 3VA1020-4ED32-0KH0 | 1 | UN | 1 | 10 | C | D | EAR99 | N | 85362010 | 1 | 4042949092599 | 1.08 | KG | 345.95 | 345.95 | LP17 | LP17 | circuit breaker 3VA1 IEC frame 100 breaking capacity class S Icu=36kA @ 415V 3-pole, line protection TM210, FTFM, In=20A overload protection Ir=20A fixed short-circuit protection Ii=16 x In nut keeper kit shunt trip (STL) 220-250V DC, 208-277V AC 2 auxiliary switches HQ 1 trip alarm switch HQ | - | 0 | 0
3VA1020-4ED36-0AA0 |  | 3VA1020-4ED36-0AA0 | 1 | UN | 1 | 5 | B | D | EAR99 | N | 85362010 | 1 | 4042948819791 | 1.007 | KG | 206.6 | 200.9 | LP17 | LP17 | circuit breaker 3VA1 IEC frame 100 breaking capacity class S Icu=36kA @ 415V 3-pole, line protection TM210, FTFM, In=20A overload protection Ir=20A fixed short-circuit protection Ii=16 x In clamp connection | Lista Papel 2020 SI | 0 | 0
3VA1020-4ED36-0AC0 |  | 3VA1020-4ED36-0AC0 | 1 | UN | 1 | 10 | C | D | EAR99 | N | 85362010 | 1 | 4042949056690 | 0.96 | KG | 261.8 | 261.8 | LP17 | LP17 | circuit breaker 3VA1 IEC frame 100 breaking capacity class S Icu=36kA @ 415V 3-pole, line protection TM210, FTFM, In=20A overload protection Ir=20A fixed short-circuit protection Ii=16 x In clamp connection 2 auxiliary switches HQ | - | 0 | 0
3VA1020-4ED36-0AD0 |  | 3VA1020-4ED36-0AD0 | 1 | UN | 1 | 10 | C | D | EAR99 | N | 85362010 | 1 | 4042949058786 | 0.99 | KG | 283.9 | 283.9 | LP17 | LP17 | circuit breaker 3VA1 IEC frame 100 breaking capacity class S Icu=36kA @ 415V 3-pole, line protection TM210, FTFM, In=20A overload protection Ir=20A fixed short-circuit protection Ii=16 x In clamp connection 3 auxiliary switches HQ | - | 0 | 0
3VA1020-4ED36-0AE0 |  | 3VA1020-4ED36-0AE0 | 1 | UN | 1 | 10 | C | D | EAR99 | N | 85362010 | 1 | 4042949060871 | 1.02 | KG | 308.55 | 308.55 | LP17 | LP17 | circuit breaker 3VA1 IEC frame 100 breaking capacity class S Icu=36kA @ 415V 3-pole, line protection TM210, FTFM, In=20A overload protection Ir=20A fixed short-circuit protection Ii=16 x In clamp connection 4 auxiliary switches HQ | - | 0 | 0
3VA1020-4ED36-0AF0 |  | 3VA1020-4ED36-0AF0 | 1 | UN | 1 | 10 | C | D | EAR99 | N | 85362010 | 1 | 4042949062967 | 0.96 | KG | 261.8 | 261.8 | LP17 | LP17 | circuit breaker 3VA1 IEC frame 100 breaking capacity class S Icu=36kA @ 415V 3-pole, line protection TM210, FTFM, In=20A overload protection Ir=20A fixed short-circuit protection Ii=16 x In clamp connection 1 auxiliary switch HQ 1 trip alarm switch HQ | - | 0 | 0
3VA1020-4ED36-0AH0 |  | 3VA1020-4ED36-0AH0 | 1 | UN | 1 | 10 | C | D | EAR99 | N | 85362010 | 1 | 4042949067146 | 0.99 | KG | 283.9 | 283.9 | LP17 | LP17 | circuit breaker 3VA1 IEC frame 100 breaking capacity class S Icu=36kA @ 415V 3-pole, line protection TM210, FTFM, In=20A overload protection Ir=20A fixed short-circuit protection Ii=16 x In clamp connection 2 auxiliary switches HQ 1 trip alarm switch HQ | - | 0 | 0
3VA1020-4ED36-0BA0 |  | 3VA1020-4ED36-0BA0 | 1 | UN | 1 | 10 | C | D | EAR99 | N | 85362010 | 1 | 4042949042068 | 0.9 | KG | 322.15 | 322.15 | LP17 | LP17 | circuit breaker 3VA1 IEC frame 100 breaking capacity class S Icu=36kA @ 415V 3-pole, line protection TM210, FTFM, In=20A overload protection Ir=20A fixed short-circuit protection Ii=16 x In clamp connection undervoltage release (UVR) 24V DC | - | 0 | 0
3VA1020-4ED36-0BC0 |  | 3VA1020-4ED36-0BC0 | 1 | UN | 1 | 10 | C | D | EAR99 | N | 85362010 | 1 | 4042949069591 | 1.05 | KG | 369.75 | 369.75 | LP17 | LP17 | circuit breaker 3VA1 IEC frame 100 breaking capacity class S Icu=36kA @ 415V 3-pole, line protection TM210, FTFM, In=20A overload protection Ir=20A fixed short-circuit protection Ii=16 x In clamp connection undervoltage release (UVR) 24V DC 2 auxiliary switches HQ | - | 0 | 0
3VA1020-4ED36-0BH0 |  | 3VA1020-4ED36-0BH0 | 1 | UN | 1 | 10 | C | D | EAR99 | N | 85362010 | 1 | 4042949082132 | 1.05 | KG | 393.55 | 393.55 | LP17 | LP17 | circuit breaker 3VA1 IEC frame 100 breaking capacity class S Icu=36kA @ 415V 3-pole, line protection TM210, FTFM, In=20A overload protection Ir=20A fixed short-circuit protection Ii=16 x In clamp connection undervoltage release (UVR) 24V DC 2 auxiliary switches HQ 1 trip alarm switch HQ | - | 0 | 0
3VA1020-4ED36-0CA0 |  | 3VA1020-4ED36-0CA0 | 1 | UN | 1 | 10 | C | D | EAR99 | N | 85362010 | 1 | 4042949044154 | 0.9 | KG | 322.15 | 322.15 | LP17 | LP17 | circuit breaker 3VA1 IEC frame 100 breaking capacity class S Icu=36kA @ 415V 3-pole, line protection TM210, FTFM, In=20A overload protection Ir=20A fixed short-circuit protection Ii=16 x In clamp connection undervoltage release (UVR) 120-127V AC 50/60Hz | - | 0 | 0
3VA1020-4ED36-0CC0 |  | 3VA1020-4ED36-0CC0 | 1 | UN | 1 | 10 | C | D | EAR99 | N | 85362010 | 1 | 4042949071686 | 1.05 | KG | 369.75 | 369.75 | LP17 | LP17 | circuit breaker 3VA1 IEC frame 100 breaking capacity class S Icu=36kA @ 415V 3-pole, line protection TM210, FTFM, In=20A overload protection Ir=20A fixed short-circuit protection Ii=16 x In clamp connection undervoltage release (UVR) 120-127V AC 50/60Hz 2 auxiliary switches HQ | - | 0 | 0
3VA1020-4ED36-0CH0 |  | 3VA1020-4ED36-0CH0 | 1 | UN | 1 | 10 | C | D | EAR99 | N | 85362010 | 1 | 4042949084228 | 1.08 | KG | 393.55 | 393.55 | LP17 | LP17 | circuit breaker 3VA1 IEC frame 100 breaking capacity class S Icu=36kA @ 415V 3-pole, line protection TM210, FTFM, In=20A overload protection Ir=20A fixed short-circuit protection Ii=16 x In clamp connection undervoltage release (UVR) 120-127V AC 50/60Hz 2 auxiliary switches HQ 1 trip alarm switch HQ | - | 0 | 0
3VA1020-4ED36-0DA0 |  | 3VA1020-4ED36-0DA0 | 1 | UN | 1 | 10 | C | D | EAR99 | N | 85362010 | 1 | 4042949046240 | 0.9 | KG | 322.15 | 322.15 | LP17 | LP17 | circuit breaker 3VA1 IEC frame 100 breaking capacity class S Icu=36kA @ 415V 3-pole, line protection TM210, FTFM, In=20A overload protection Ir=20A fixed short-circuit protection Ii=16 x In clamp connection undervoltage release (UVR) 208-230V AC 50/60Hz | - | 0 | 0
3VA1020-4ED36-0DC0 |  | 3VA1020-4ED36-0DC0 | 1 | UN | 1 | 10 | C | D | EAR99 | N | 85362010 | 1 | 4042949073772 | 1.05 | KG | 369.75 | 369.75 | LP17 | LP17 | circuit breaker 3VA1 IEC frame 100 breaking capacity class S Icu=36kA @ 415V 3-pole, line protection TM210, FTFM, In=20A overload protection Ir=20A fixed short-circuit protection Ii=16 x In clamp connection undervoltage release (UVR) 208-230V AC 50/60Hz 2 auxiliary switches HQ | - | 0 | 0
3VA1020-4ED36-0DH0 |  | 3VA1020-4ED36-0DH0 | 1 | UN | 1 | 10 | C | D | EAR99 | N | 85362010 | 1 | 4042949086314 | 1.08 | KG | 393.55 | 393.55 | LP17 | LP17 | circuit breaker 3VA1 IEC frame 100 breaking capacity class S Icu=36kA @ 415V 3-pole, line protection TM210, FTFM, In=20A overload protection Ir=20A fixed short-circuit protection Ii=16 x In clamp connection undervoltage release (UVR) 208-230V AC 50/60Hz 2 auxiliary switches HQ 1 trip alarm switch HQ | - | 0 | 0
3VA1020-4ED36-0HA0 |  | 3VA1020-4ED36-0HA0 | 1 | UN | 1 | 10 | C | D | EAR99 | N | 85362010 | 1 | 4042949048336 | 0.9 | KG | 299.2 | 299.2 | LP17 | LP17 | circuit breaker 3VA1 IEC frame 100 breaking capacity class S Icu=36kA @ 415V 3-pole, line protection TM210, FTFM, In=20A overload protection Ir=20A fixed short-circuit protection Ii=16 x In clamp connection shunt trip (STL) 12-30V DC, 24V AC 50/60Hz | - | 0 | 0
3VA1020-4ED36-0HC0 |  | 3VA1020-4ED36-0HC0 | 1 | UN | 1 | 10 | C | D | EAR99 | N | 85362010 | 1 | 4042949075868 | 1.05 | KG | 344.25 | 344.25 | LP17 | LP17 | circuit breaker 3VA1 IEC frame 100 breaking capacity class S Icu=36kA @ 415V 3-pole, line protection TM210, FTFM, In=20A overload protection Ir=20A fixed short-circuit protection Ii=16 x In clamp connection shunt trip (STL) 12-30V DC, 24V AC 50/60Hz 2 auxiliary switches HQ | - | 0 | 0
3VA1020-4ED36-0HH0 |  | 3VA1020-4ED36-0HH0 | 1 | UN | 1 | 10 | C | D | EAR99 | N | 85362010 | 1 | 4042949088400 | 1.08 | KG | 368.9 | 368.9 | LP17 | LP17 | circuit breaker 3VA1 IEC frame 100 breaking capacity class S Icu=36kA @ 415V 3-pole, line protection TM210, FTFM, In=20A overload protection Ir=20A fixed short-circuit protection Ii=16 x In clamp connection shunt trip (STL) 12-30V DC, 24V AC 50/60Hz 2 auxiliary switches HQ 1 trip alarm switch HQ | - | 0 | 0
3VA1020-4ED36-0JA0 |  | 3VA1020-4ED36-0JA0 | 1 | UN | 1 | 10 | C | D | EAR99 | N | 85362010 | 1 | 4042949050421 | 1.05 | KG | 299.2 | 299.2 | LP17 | LP17 | circuit breaker 3VA1 IEC frame 100 breaking capacity class S Icu=36kA @ 415V 3-pole, line protection TM210, FTFM, In=20A overload protection Ir=20A fixed short-circuit protection Ii=16 x In clamp connection shunt trip (STL) 110-127V DC, AC 50/60Hz | - | 0 | 0
3VA1020-4ED36-0JC0 |  | 3VA1020-4ED36-0JC0 | 1 | UN | 1 | 10 | C | D | EAR99 | N | 85362010 | 1 | 4042949077954 | 1.05 | KG | 344.25 | 344.25 | LP17 | LP17 | circuit breaker 3VA1 IEC frame 100 breaking capacity class S Icu=36kA @ 415V 3-pole, line protection TM210, FTFM, In=20A overload protection Ir=20A fixed short-circuit protection Ii=16 x In clamp connection shunt trip (STL) 110-127V DC, AC 50/60Hz 2 auxiliary switches HQ | - | 0 | 0
3VA1020-4ED36-0JH0 |  | 3VA1020-4ED36-0JH0 | 1 | UN | 1 | 10 | C | D | EAR99 | N | 85362010 | 1 | 4042949090496 | 1.08 | KG | 368.9 | 368.9 | LP17 | LP17 | circuit breaker 3VA1 IEC frame 100 breaking capacity class S Icu=36kA @ 415V 3-pole, line protection TM210, FTFM, In=20A overload protection Ir=20A fixed short-circuit protection Ii=16 x In clamp connection shunt trip (STL) 110-127V DC, AC 50/60Hz 2 auxiliary switches HQ 1 trip alarm switch HQ | - | 0 | 0
3VA1020-4ED36-0KA0 |  | 3VA1020-4ED36-0KA0 | 1 | UN | 1 | 10 | C | D | EAR99 | N | 85362010 | 1 | 4042949052517 | 1.05 | KG | 299.2 | 299.2 | LP17 | LP17 | circuit breaker 3VA1 IEC frame 100 breaking capacity class S Icu=36kA @ 415V 3-pole, line protection TM210, FTFM, In=20A overload protection Ir=20A fixed short-circuit protection Ii=16 x In clamp connection shunt trip (STL) 220-250V DC, 208-277V AC | - | 0 | 0
3VA1020-4ED36-0KC0 |  | 3VA1020-4ED36-0KC0 | 1 | UN | 1 | 10 | C | D | EAR99 | N | 85362010 | 1 | 4042949080046 | 1.05 | KG | 344.25 | 344.25 | LP17 | LP17 | circuit breaker 3VA1 IEC frame 100 breaking capacity class S Icu=36kA @ 415V 3-pole, line protection TM210, FTFM, In=20A overload protection Ir=20A fixed short-circuit protection Ii=16 x In clamp connection shunt trip (STL) 220-250V DC, 208-277V AC 2 auxiliary switches HQ | - | 0 | 0
3VA1020-4ED36-0KH0 |  | 3VA1020-4ED36-0KH0 | 1 | UN | 1 | 10 | C | D | EAR99 | N | 85362010 | 1 | 4042949092582 | 1.08 | KG | 368.9 | 368.9 | LP17 | LP17 | circuit breaker 3VA1 IEC frame 100 breaking capacity class S Icu=36kA @ 415V 3-pole, line protection TM210, FTFM, In=20A overload protection Ir=20A fixed short-circuit protection Ii=16 x In clamp connection shunt trip (STL) 220-250V DC, 208-277V AC 2 auxiliary switches HQ 1 trip alarm switch HQ | - | 0 | 0
3VA1020-4ED42-0AA0 |  | 3VA1020-4ED42-0AA0 | 1 | UN | 1 | 5 | B | D | EAR99 | N | 85362010 | 1 | 4042948811863 | 1.181 | KG | 241.9 | 235.3 | LP17 | LP17 | circuit breaker 3VA1 IEC frame 100 breaking capacity class S Icu=36kA @ 415V 4-pole, line protection TM210, FTFM, In=20A overload protection Ir=20A fixed short-circuit protection Ii=16 x In N conductor unprotected nut keeper kit | Lista Papel 2020 SI | 0 | 0
3VA1020-4ED46-0AA0 |  | 3VA1020-4ED46-0AA0 | 1 | UN | 1 | 5 | B | D | EAR99 | N | 85362010 | 1 | 4042948820063 | 1.17 | KG | 269 | 261.6 | LP17 | LP17 | circuit breaker 3VA1 IEC frame 100 breaking capacity class S Icu=36kA @ 415V 4-pole, line protection TM210, FTFM, In=20A overload protection Ir=20A fixed short-circuit protection Ii=16 x In N conductor unprotected clamp connection | Lista Papel 2020 SI | 0 | 0
3VA1025-2ED32-0AA0 |  | 3VA1025-2ED32-0AA0 | 1 | UN | 1 | 5 | B | D | EAR99 | N | 85362010 | 1 | 4042948811603 | 0.943 | KG | 177.9 | 173 | LP17 | LP17 | circuit breaker 3VA1 IEC frame 100 breaking capacity class B Icu=16kA @ 415V 3-pole, line protection TM210, FTFM, In=25A overload protection Ir=25A fixed short-circuit protection Ii=12.8 x In nut keeper kit | Lista Papel 2020 SI | 0 | 0
3VA1025-2ED32-0AC0 |  | 3VA1025-2ED32-0AC0 | 1 | UN | 1 | 10 | C | D | EAR99 | N | 85362010 | 1 | 4042949056683 | 0.96 | KG | 232.05 | 232.05 | LP17 | LP17 | circuit breaker 3VA1 IEC frame 100 breaking capacity class B Icu=16kA @ 415V 3-pole, line protection TM210, FTFM, In=25A overload protection Ir=25A fixed short-circuit protection Ii=12.8 x In nut keeper kit 2 auxiliary switches HQ | - | 0 | 0
3VA1025-2ED32-0AD0 |  | 3VA1025-2ED32-0AD0 | 1 | UN | 1 | 10 | C | D | EAR99 | N | 85362010 | 1 | 4042949058779 | 0.99 | KG | 255 | 255 | LP17 | LP17 | circuit breaker 3VA1 IEC frame 100 breaking capacity class B Icu=16kA @ 415V 3-pole, line protection TM210, FTFM, In=25A overload protection Ir=25A fixed short-circuit protection Ii=12.8 x In nut keeper kit 3 auxiliary switches HQ | - | 0 | 0
3VA1025-2ED32-0AE0 |  | 3VA1025-2ED32-0AE0 | 1 | UN | 1 | 10 | C | D | EAR99 | N | 85362010 | 1 | 4042949060864 | 1.02 | KG | 277.95 | 277.95 | LP17 | LP17 | circuit breaker 3VA1 IEC frame 100 breaking capacity class B Icu=16kA @ 415V 3-pole, line protection TM210, FTFM, In=25A overload protection Ir=25A fixed short-circuit protection Ii=12.8 x In nut keeper kit 4 auxiliary switches HQ | - | 0 | 0
3VA1025-2ED32-0AF0 |  | 3VA1025-2ED32-0AF0 | 1 | UN | 1 | 10 | C | D | EAR99 | N | 85362010 | 1 | 4042949062950 | 0.96 | KG | 232.05 | 232.05 | LP17 | LP17 | circuit breaker 3VA1 IEC frame 100 breaking capacity class B Icu=16kA @ 415V 3-pole, line protection TM210, FTFM, In=25A overload protection Ir=25A fixed short-circuit protection Ii=12.8 x In nut keeper kit 1 auxiliary switch HQ 1 trip alarm switch HQ | - | 0 | 0
3VA1025-2ED32-0AH0 |  | 3VA1025-2ED32-0AH0 | 1 | UN | 1 | 10 | C | D | EAR99 | N | 85362010 | 1 | 4042949067139 | 0.99 | KG | 255 | 255 | LP17 | LP17 | circuit breaker 3VA1 IEC frame 100 breaking capacity class B Icu=16kA @ 415V 3-pole, line protection TM210, FTFM, In=25A overload protection Ir=25A fixed short-circuit protection Ii=12.8 x In nut keeper kit 2 auxiliary switches HQ 1 trip alarm switch HQ | - | 0 | 0
3VA1025-2ED32-0BA0 |  | 3VA1025-2ED32-0BA0 | 1 | UN | 1 | 10 | C | D | EAR99 | N | 85362010 | 1 | 4042949042051 | 0.9 | KG | 294.1 | 294.1 | LP17 | LP17 | circuit breaker 3VA1 IEC frame 100 breaking capacity class B Icu=16kA @ 415V 3-pole, line protection TM210, FTFM, In=25A overload protection Ir=25A fixed short-circuit protection Ii=12.8 x In nut keeper kit undervoltage release (UVR) 24V DC | - | 0 | 0
3VA1025-2ED32-0BC0 |  | 3VA1025-2ED32-0BC0 | 1 | UN | 1 | 10 | C | D | EAR99 | N | 85362010 | 1 | 4042949069584 | 1.05 | KG | 340 | 340 | LP17 | LP17 | circuit breaker 3VA1 IEC frame 100 breaking capacity class B Icu=16kA @ 415V 3-pole, line protection TM210, FTFM, In=25A overload protection Ir=25A fixed short-circuit protection Ii=12.8 x In nut keeper kit undervoltage release (UVR) 24V DC 2 auxiliary switches HQ | - | 0 | 0
3VA1025-2ED32-0BH0 |  | 3VA1025-2ED32-0BH0 | 1 | UN | 1 | 10 | C | D | EAR99 | N | 85362010 | 1 | 4042949082125 | 1.05 | KG | 363.8 | 363.8 | LP17 | LP17 | circuit breaker 3VA1 IEC frame 100 breaking capacity class B Icu=16kA @ 415V 3-pole, line protection TM210, FTFM, In=25A overload protection Ir=25A fixed short-circuit protection Ii=12.8 x In nut keeper kit undervoltage release (UVR) 24V DC 2 auxiliary switches HQ 1 trip alarm switch HQ | - | 0 | 0
3VA1025-2ED32-0CA0 |  | 3VA1025-2ED32-0CA0 | 1 | UN | 1 | 10 | C | D | EAR99 | N | 85362010 | 1 | 4042949044147 | 0.9 | KG | 294.1 | 294.1 | LP17 | LP17 | circuit breaker 3VA1 IEC frame 100 breaking capacity class B Icu=16kA @ 415V 3-pole, line protection TM210, FTFM, In=25A overload protection Ir=25A fixed short-circuit protection Ii=12.8 x In nut keeper kit undervoltage release (UVR) 120-127V AC 50/60Hz | - | 0 | 0
3VA1025-2ED32-0CC0 |  | 3VA1025-2ED32-0CC0 | 1 | UN | 1 | 10 | C | D | EAR99 | N | 85362010 | 1 | 4042949071679 | 1.05 | KG | 340 | 340 | LP17 | LP17 | circuit breaker 3VA1 IEC frame 100 breaking capacity class B Icu=16kA @ 415V 3-pole, line protection TM210, FTFM, In=25A overload protection Ir=25A fixed short-circuit protection Ii=12.8 x In nut keeper kit undervoltage release (UVR) 120-127V AC 50/60Hz 2 auxiliary switches HQ | - | 0 | 0
3VA1025-2ED32-0CH0 |  | 3VA1025-2ED32-0CH0 | 1 | UN | 1 | 10 | C | D | EAR99 | N | 85362010 | 1 | 4042949084211 | 1.08 | KG | 363.8 | 363.8 | LP17 | LP17 | circuit breaker 3VA1 IEC frame 100 breaking capacity class B Icu=16kA @ 415V 3-pole, line protection TM210, FTFM, In=25A overload protection Ir=25A fixed short-circuit protection Ii=12.8 x In nut keeper kit undervoltage release (UVR) 120-127V AC 50/60Hz 2 auxiliary switches HQ 1 trip alarm switch HQ | - | 0 | 0
3VA1025-2ED32-0DA0 |  | 3VA1025-2ED32-0DA0 | 1 | UN | 1 | 10 | C | D | EAR99 | N | 85362010 | 1 | 4042949046233 | 0.9 | KG | 294.1 | 294.1 | LP17 | LP17 | circuit breaker 3VA1 IEC frame 100 breaking capacity class B Icu=16kA @ 415V 3-pole, line protection TM210, FTFM, In=25A overload protection Ir=25A fixed short-circuit protection Ii=12.8 x In nut keeper kit undervoltage release (UVR) 208-230V AC 50/60Hz | - | 0 | 0
3VA1025-2ED32-0DC0 |  | 3VA1025-2ED32-0DC0 | 1 | UN | 1 | 10 | C | D | EAR99 | N | 85362010 | 1 | 4042949073765 | 1.05 | KG | 340 | 340 | LP17 | LP17 | circuit breaker 3VA1 IEC frame 100 breaking capacity class B Icu=16kA @ 415V 3-pole, line protection TM210, FTFM, In=25A overload protection Ir=25A fixed short-circuit protection Ii=12.8 x In nut keeper kit undervoltage release (UVR) 208-230V AC 50/60Hz 2 auxiliary switches HQ | - | 0 | 0
3VA1025-2ED32-0DH0 |  | 3VA1025-2ED32-0DH0 | 1 | UN | 1 | 10 | C | D | EAR99 | N | 85362010 | 1 | 4042949086307 | 1.08 | KG | 363.8 | 363.8 | LP17 | LP17 | circuit breaker 3VA1 IEC frame 100 breaking capacity class B Icu=16kA @ 415V 3-pole, line protection TM210, FTFM, In=25A overload protection Ir=25A fixed short-circuit protection Ii=12.8 x In nut keeper kit undervoltage release (UVR) 208-230V AC 50/60Hz 2 auxiliary switches HQ 1 trip alarm switch HQ | - | 0 | 0
3VA1025-2ED32-0HA0 |  | 3VA1025-2ED32-0HA0 | 1 | UN | 1 | 10 | C | D | EAR99 | N | 85362010 | 1 | 4042949048329 | 0.9 | KG | 268.6 | 268.6 | LP17 | LP17 | circuit breaker 3VA1 IEC frame 100 breaking capacity class B Icu=16kA @ 415V 3-pole, line protection TM210, FTFM, In=25A overload protection Ir=25A fixed short-circuit protection Ii=12.8 x In nut keeper kit shunt trip (STL) 12-30V DC, 24V AC 50/60Hz | - | 0 | 0
3VA1025-2ED32-0HC0 |  | 3VA1025-2ED32-0HC0 | 1 | UN | 1 | 10 | C | D | EAR99 | N | 85362010 | 1 | 4042949075851 | 1.05 | KG | 314.5 | 314.5 | LP17 | LP17 | circuit breaker 3VA1 IEC frame 100 breaking capacity class B Icu=16kA @ 415V 3-pole, line protection TM210, FTFM, In=25A overload protection Ir=25A fixed short-circuit protection Ii=12.8 x In nut keeper kit shunt trip (STL) 12-30V DC, 24V AC 50/60Hz 2 auxiliary switches HQ | - | 0 | 0
3VA1025-2ED32-0HH0 |  | 3VA1025-2ED32-0HH0 | 1 | UN | 1 | 10 | C | D | EAR99 | N | 85362010 | 1 | 4042949088394 | 1.08 | KG | 339.15 | 339.15 | LP17 | LP17 | circuit breaker 3VA1 IEC frame 100 breaking capacity class B Icu=16kA @ 415V 3-pole, line protection TM210, FTFM, In=25A overload protection Ir=25A fixed short-circuit protection Ii=12.8 x In nut keeper kit shunt trip (STL) 12-30V DC, 24V AC 50/60Hz 2 auxiliary switches HQ 1 trip alarm switch HQ | - | 0 | 0
3VA1025-2ED32-0JA0 |  | 3VA1025-2ED32-0JA0 | 1 | UN | 1 | 10 | C | D | EAR99 | N | 85362010 | 1 | 4042949050414 | 1.05 | KG | 268.6 | 268.6 | LP17 | LP17 | circuit breaker 3VA1 IEC frame 100 breaking capacity class B Icu=16kA @ 415V 3-pole, line protection TM210, FTFM, In=25A overload protection Ir=25A fixed short-circuit protection Ii=12.8 x In nut keeper kit shunt trip (STL) 110-127V DC, AC 50/60Hz | - | 0 | 0
3VA1025-2ED32-0JC0 |  | 3VA1025-2ED32-0JC0 | 1 | UN | 1 | 10 | C | D | EAR99 | N | 85362010 | 1 | 4042949077947 | 1.05 | KG | 314.5 | 314.5 | LP17 | LP17 | circuit breaker 3VA1 IEC frame 100 breaking capacity class B Icu=16kA @ 415V 3-pole, line protection TM210, FTFM, In=25A overload protection Ir=25A fixed short-circuit protection Ii=12.8 x In nut keeper kit shunt trip (STL) 110-127V DC, AC 50/60Hz 2 auxiliary switches HQ | - | 0 | 0
3VA1025-2ED32-0JH0 |  | 3VA1025-2ED32-0JH0 | 1 | UN | 1 | 10 | C | D | EAR99 | N | 85362010 | 1 | 4042949090489 | 1.08 | KG | 339.15 | 339.15 | LP17 | LP17 | circuit breaker 3VA1 IEC frame 100 breaking capacity class B Icu=16kA @ 415V 3-pole, line protection TM210, FTFM, In=25A overload protection Ir=25A fixed short-circuit protection Ii=12.8 x In nut keeper kit shunt trip (STL) 110-127V DC, AC 50/60Hz 2 auxiliary switches HQ 1 trip alarm switch HQ | - | 0 | 0
3VA1025-2ED32-0KA0 |  | 3VA1025-2ED32-0KA0 | 1 | UN | 1 | 10 | C | D | EAR99 | N | 85362010 | 1 | 4042949052500 | 1.05 | KG | 268.6 | 268.6 | LP17 | LP17 | circuit breaker 3VA1 IEC frame 100 breaking capacity class B Icu=16kA @ 415V 3-pole, line protection TM210, FTFM, In=25A overload protection Ir=25A fixed short-circuit protection Ii=12.8 x In nut keeper kit shunt trip (STL) 220-250V DC, 208-277V AC | - | 0 | 0
3VA1025-2ED32-0KC0 |  | 3VA1025-2ED32-0KC0 | 1 | UN | 1 | 10 | C | D | EAR99 | N | 85362010 | 1 | 4042949080039 | 1.05 | KG | 314.5 | 314.5 | LP17 | LP17 | circuit breaker 3VA1 IEC frame 100 breaking capacity class B Icu=16kA @ 415V 3-pole, line protection TM210, FTFM, In=25A overload protection Ir=25A fixed short-circuit protection Ii=12.8 x In nut keeper kit shunt trip (STL) 220-250V DC, 208-277V AC 2 auxiliary switches HQ | - | 0 | 0
3VA1025-2ED32-0KH0 |  | 3VA1025-2ED32-0KH0 | 1 | UN | 1 | 10 | C | D | EAR99 | N | 85362010 | 1 | 4042949092575 | 1.08 | KG | 339.15 | 339.15 | LP17 | LP17 | circuit breaker 3VA1 IEC frame 100 breaking capacity class B Icu=16kA @ 415V 3-pole, line protection TM210, FTFM, In=25A overload protection Ir=25A fixed short-circuit protection Ii=12.8 x In nut keeper kit shunt trip (STL) 220-250V DC, 208-277V AC 2 auxiliary switches HQ 1 trip alarm switch HQ | - | 0 | 0
3VA1025-2ED36-0AA0 |  | 3VA1025-2ED36-0AA0 | 1 | UN | 1 | 5 | B | D | EAR99 | N | 85362010 | 1 | 4042948819807 | 1.02 | KG | 199.3 | 193.5 | LP17 | LP17 | circuit breaker 3VA1 IEC frame 100 breaking capacity class B Icu=16kA @ 415V 3-pole, line protection TM210, FTFM, In=25A overload protection Ir=25A fixed short-circuit protection Ii=12.8 x In clamp connection | Lista Papel 2020 SI | 0 | 0
3VA1025-2ED42-0AA0 |  | 3VA1025-2ED42-0AA0 | 1 | UN | 1 | 5 | B | D | EAR99 | N | 85362010 | 1 | 4042948811870 | 1.2 | KG | 231.2 | 224.7 | LP17 | LP17 | circuit breaker 3VA1 IEC frame 100 breaking capacity class B Icu=16kA @ 415V 4-pole, line protection TM210, FTFM, In=25A overload protection Ir=25A fixed short-circuit protection Ii=12.8 x In N conductor unprotected nut keeper kit | Lista Papel 2020 SI | 0 | 0
3VA1025-2ED42-0KH0 |  | 3VA1025-2ED42-0KH0 | 1 | UN | 1 | 10 | C | D | EAR99 | N | 85362010 | 1 | 4042949322832 | 1.356 | KG | 405.45 | 405.45 | LP17 | LP17 | circuit breaker 3VA1 IEC frame 100 breaking capacity class B Icu=16kA @ 415V 4-pole, line protection TM210, FTFM, In=25A overload protection Ir=25A fixed short-circuit protection Ii=12.8 x In N conductor unprotected nut keeper kit shunt trip (STL) 220-250V DC; 208-277V AC 2 auxiliary switches HQ 1 trip alarm switch HQ | - | 0 | 0
3VA1025-2ED46-0AA0 |  | 3VA1025-2ED46-0AA0 | 1 | UN | 1 | 5 | B | D | EAR99 | N | 85362010 | 1 | 4042948820070 | 1.17 | KG | 259.9 | 252.6 | LP17 | LP17 | circuit breaker 3VA1 IEC frame 100 breaking capacity class B Icu=16kA @ 415V 4-pole, line protection TM210, FTFM, In=25A overload protection Ir=25A fixed short-circuit protection Ii=12.8 x In N conductor unprotected clamp connection | Lista Papel 2020 SI | 0 | 0
3VA1025-3ED32-0AA0 |  | 3VA1025-3ED32-0AA0 | 1 | UN | 1 | 5 | B | D | EAR99 | N | 85362010 | 1 | 4042948811610 | 0.95 | KG | 182 | 177.1 | LP17 | LP17 | circuit breaker 3VA1 IEC frame 100 breaking capacity class N Icu=25kA @ 415V 3-pole, line protection TM210, FTFM, In=25A overload protection Ir=25A fixed short-circuit protection Ii=12.8 x In nut keeper kit | Lista Papel 2020 SI | 0 | 0
3VA1025-3ED32-0AC0 |  | 3VA1025-3ED32-0AC0 | 1 | UN | 1 | 10 | C | D | EAR99 | N | 85362010 | 1 | 4042949056676 | 0.96 | KG | 235.45 | 235.45 | LP17 | LP17 | circuit breaker 3VA1 IEC frame 100 breaking capacity class N Icu=25kA @ 415V 3-pole, line protection TM210, FTFM, In=25A overload protection Ir=25A fixed short-circuit protection Ii=12.8 x In nut keeper kit 2 auxiliary switches HQ | - | 0 | 0
3VA1025-3ED32-0AD0 |  | 3VA1025-3ED32-0AD0 | 1 | UN | 1 | 10 | C | D | EAR99 | N | 85362010 | 1 | 4042949058762 | 0.99 | KG | 260.1 | 260.1 | LP17 | LP17 | circuit breaker 3VA1 IEC frame 100 breaking capacity class N Icu=25kA @ 415V 3-pole, line protection TM210, FTFM, In=25A overload protection Ir=25A fixed short-circuit protection Ii=12.8 x In nut keeper kit 3 auxiliary switches HQ | - | 0 | 0
3VA1025-3ED32-0AE0 |  | 3VA1025-3ED32-0AE0 | 1 | UN | 1 | 10 | C | D | EAR99 | N | 85362010 | 1 | 4042949060857 | 1.02 | KG | 282.2 | 282.2 | LP17 | LP17 | circuit breaker 3VA1 IEC frame 100 breaking capacity class N Icu=25kA @ 415V 3-pole, line protection TM210, FTFM, In=25A overload protection Ir=25A fixed short-circuit protection Ii=12.8 x In nut keeper kit 4 auxiliary switches HQ | - | 0 | 0
3VA1025-3ED32-0AF0 |  | 3VA1025-3ED32-0AF0 | 1 | UN | 1 | 10 | C | D | EAR99 | N | 85362010 | 1 | 4042949062943 | 0.96 | KG | 235.45 | 235.45 | LP17 | LP17 | circuit breaker 3VA1 IEC frame 100 breaking capacity class N Icu=25kA @ 415V 3-pole, line protection TM210, FTFM, In=25A overload protection Ir=25A fixed short-circuit protection Ii=12.8 x In nut keeper kit 1 auxiliary switch HQ 1 trip alarm switch HQ | - | 0 | 0
3VA1025-3ED32-0AH0 |  | 3VA1025-3ED32-0AH0 | 1 | UN | 1 | 10 | C | D | EAR99 | N | 85362010 | 1 | 4042949067122 | 0.99 | KG | 260.1 | 260.1 | LP17 | LP17 | circuit breaker 3VA1 IEC frame 100 breaking capacity class N Icu=25kA @ 415V 3-pole, line protection TM210, FTFM, In=25A overload protection Ir=25A fixed short-circuit protection Ii=12.8 x In nut keeper kit 2 auxiliary switches HQ 1 trip alarm switch HQ | - | 0 | 0
3VA1025-3ED32-0BA0 |  | 3VA1025-3ED32-0BA0 | 1 | UN | 1 | 10 | C | D | EAR99 | N | 85362010 | 1 | 4042949042044 | 0.9 | KG | 298.35 | 298.35 | LP17 | LP17 | circuit breaker 3VA1 IEC frame 100 breaking capacity class N Icu=25kA @ 415V 3-pole, line protection TM210, FTFM, In=25A overload protection Ir=25A fixed short-circuit protection Ii=12.8 x In nut keeper kit undervoltage release (UVR) 24V DC | - | 0 | 0
3VA1025-3ED32-0BC0 |  | 3VA1025-3ED32-0BC0 | 1 | UN | 1 | 10 | C | D | EAR99 | N | 85362010 | 1 | 4042949069577 | 1.05 | KG | 343.4 | 343.4 | LP17 | LP17 | circuit breaker 3VA1 IEC frame 100 breaking capacity class N Icu=25kA @ 415V 3-pole, line protection TM210, FTFM, In=25A overload protection Ir=25A fixed short-circuit protection Ii=12.8 x In nut keeper kit undervoltage release (UVR) 24V DC 2 auxiliary switches HQ | - | 0 | 0
3VA1025-3ED32-0BH0 |  | 3VA1025-3ED32-0BH0 | 1 | UN | 1 | 10 | C | D | EAR99 | N | 85362010 | 1 | 4042949082118 | 1.05 | KG | 368.05 | 368.05 | LP17 | LP17 | circuit breaker 3VA1 IEC frame 100 breaking capacity class N Icu=25kA @ 415V 3-pole, line protection TM210, FTFM, In=25A overload protection Ir=25A fixed short-circuit protection Ii=12.8 x In nut keeper kit undervoltage release (UVR) 24V DC 2 auxiliary switches HQ 1 trip alarm switch HQ | - | 0 | 0
3VA1025-3ED32-0CA0 |  | 3VA1025-3ED32-0CA0 | 1 | UN | 1 | 10 | C | D | EAR99 | N | 85362010 | 1 | 4042949044130 | 0.9 | KG | 298.35 | 298.35 | LP17 | LP17 | circuit breaker 3VA1 IEC frame 100 breaking capacity class N Icu=25kA @ 415V 3-pole, line protection TM210, FTFM, In=25A overload protection Ir=25A fixed short-circuit protection Ii=12.8 x In nut keeper kit undervoltage release (UVR) 120-127V AC 50/60Hz | - | 0 | 0
3VA1025-3ED32-0CC0 |  | 3VA1025-3ED32-0CC0 | 1 | UN | 1 | 10 | C | D | EAR99 | N | 85362010 | 1 | 4042949071662 | 1.05 | KG | 343.4 | 343.4 | LP17 | LP17 | circuit breaker 3VA1 IEC frame 100 breaking capacity class N Icu=25kA @ 415V 3-pole, line protection TM210, FTFM, In=25A overload protection Ir=25A fixed short-circuit protection Ii=12.8 x In nut keeper kit undervoltage release (UVR) 120-127V AC 50/60Hz 2 auxiliary switches HQ | - | 0 | 0
3VA1025-3ED32-0CH0 |  | 3VA1025-3ED32-0CH0 | 1 | UN | 1 | 10 | C | D | EAR99 | N | 85362010 | 1 | 4042949084204 | 1.08 | KG | 368.05 | 368.05 | LP17 | LP17 | circuit breaker 3VA1 IEC frame 100 breaking capacity class N Icu=25kA @ 415V 3-pole, line protection TM210, FTFM, In=25A overload protection Ir=25A fixed short-circuit protection Ii=12.8 x In nut keeper kit undervoltage release (UVR) 120-127V AC 50/60Hz 2 auxiliary switches HQ 1 trip alarm switch HQ | - | 0 | 0
3VA1025-3ED32-0DA0 |  | 3VA1025-3ED32-0DA0 | 1 | UN | 1 | 10 | C | D | EAR99 | N | 85362010 | 1 | 4042949046226 | 0.9 | KG | 298.35 | 298.35 | LP17 | LP17 | circuit breaker 3VA1 IEC frame 100 breaking capacity class N Icu=25kA @ 415V 3-pole, line protection TM210, FTFM, In=25A overload protection Ir=25A fixed short-circuit protection Ii=12.8 x In nut keeper kit undervoltage release (UVR) 208-230V AC 50/60Hz | - | 0 | 0
3VA1025-3ED32-0DC0 |  | 3VA1025-3ED32-0DC0 | 1 | UN | 1 | 10 | C | D | EAR99 | N | 85362010 | 1 | 4042949073758 | 1.05 | KG | 343.4 | 343.4 | LP17 | LP17 | circuit breaker 3VA1 IEC frame 100 breaking capacity class N Icu=25kA @ 415V 3-pole, line protection TM210, FTFM, In=25A overload protection Ir=25A fixed short-circuit protection Ii=12.8 x In nut keeper kit undervoltage release (UVR) 208-230V AC 50/60Hz 2 auxiliary switches HQ | - | 0 | 0
3VA1025-3ED32-0DH0 |  | 3VA1025-3ED32-0DH0 | 1 | UN | 1 | 10 | C | D | EAR99 | N | 85362010 | 1 | 4042949086291 | 1.08 | KG | 368.05 | 368.05 | LP17 | LP17 | circuit breaker 3VA1 IEC frame 100 breaking capacity class N Icu=25kA @ 415V 3-pole, line protection TM210, FTFM, In=25A overload protection Ir=25A fixed short-circuit protection Ii=12.8 x In nut keeper kit undervoltage release (UVR) 208-230V AC 50/60Hz 2 auxiliary switches HQ 1 trip alarm switch HQ | - | 0 | 0
3VA1025-3ED32-0HA0 |  | 3VA1025-3ED32-0HA0 | 1 | UN | 1 | 10 | C | D | EAR99 | N | 85362010 | 1 | 4042949048312 | 0.9 | KG | 272.85 | 272.85 | LP17 | LP17 | circuit breaker 3VA1 IEC frame 100 breaking capacity class N Icu=25kA @ 415V 3-pole, line protection TM210, FTFM, In=25A overload protection Ir=25A fixed short-circuit protection Ii=12.8 x In nut keeper kit shunt trip (STL) 12-30V DC, 24V AC 50/60Hz | - | 0 | 0
3VA1025-3ED32-0HC0 |  | 3VA1025-3ED32-0HC0 | 1 | UN | 1 | 10 | C | D | EAR99 | N | 85362010 | 1 | 4042949075844 | 1.05 | KG | 318.75 | 318.75 | LP17 | LP17 | circuit breaker 3VA1 IEC frame 100 breaking capacity class N Icu=25kA @ 415V 3-pole, line protection TM210, FTFM, In=25A overload protection Ir=25A fixed short-circuit protection Ii=12.8 x In nut keeper kit shunt trip (STL) 12-30V DC, 24V AC 50/60Hz 2 auxiliary switches HQ | - | 0 | 0
3VA1025-3ED32-0HH0 |  | 3VA1025-3ED32-0HH0 | 1 | UN | 1 | 10 | C | D | EAR99 | N | 85362010 | 1 | 4042949088387 | 1.08 | KG | 342.55 | 342.55 | LP17 | LP17 | circuit breaker 3VA1 IEC frame 100 breaking capacity class N Icu=25kA @ 415V 3-pole, line protection TM210, FTFM, In=25A overload protection Ir=25A fixed short-circuit protection Ii=12.8 x In nut keeper kit shunt trip (STL) 12-30V DC, 24V AC 50/60Hz 2 auxiliary switches HQ 1 trip alarm switch HQ | - | 0 | 0
3VA1025-3ED32-0JA0 |  | 3VA1025-3ED32-0JA0 | 1 | UN | 1 | 10 | C | D | EAR99 | N | 85362010 | 1 | 4042949050407 | 1.05 | KG | 272.85 | 272.85 | LP17 | LP17 | circuit breaker 3VA1 IEC frame 100 breaking capacity class N Icu=25kA @ 415V 3-pole, line protection TM210, FTFM, In=25A overload protection Ir=25A fixed short-circuit protection Ii=12.8 x In nut keeper kit shunt trip (STL) 110-127V DC, AC 50/60Hz | - | 0 | 0
3VA1025-3ED32-0JC0 |  | 3VA1025-3ED32-0JC0 | 1 | UN | 1 | 10 | C | D | EAR99 | N | 85362010 | 1 | 4042949077930 | 1.05 | KG | 318.75 | 318.75 | LP17 | LP17 | circuit breaker 3VA1 IEC frame 100 breaking capacity class N Icu=25kA @ 415V 3-pole, line protection TM210, FTFM, In=25A overload protection Ir=25A fixed short-circuit protection Ii=12.8 x In nut keeper kit shunt trip (STL) 110-127V DC, AC 50/60Hz 2 auxiliary switches HQ | - | 0 | 0
3VA1025-3ED32-0JH0 |  | 3VA1025-3ED32-0JH0 | 1 | UN | 1 | 10 | C | D | EAR99 | N | 85362010 | 1 | 4042949090472 | 1.08 | KG | 342.55 | 342.55 | LP17 | LP17 | circuit breaker 3VA1 IEC frame 100 breaking capacity class N Icu=25kA @ 415V 3-pole, line protection TM210, FTFM, In=25A overload protection Ir=25A fixed short-circuit protection Ii=12.8 x In nut keeper kit shunt trip (STL) 110-127V DC, AC 50/60Hz 2 auxiliary switches HQ 1 trip alarm switch HQ | - | 0 | 0
3VA1025-3ED32-0KA0 |  | 3VA1025-3ED32-0KA0 | 1 | UN | 1 | 10 | C | D | EAR99 | N | 85362010 | 1 | 4042949052494 | 1.05 | KG | 272.85 | 272.85 | LP17 | LP17 | circuit breaker 3VA1 IEC frame 100 breaking capacity class N Icu=25kA @ 415V 3-pole, line protection TM210, FTFM, In=25A overload protection Ir=25A fixed short-circuit protection Ii=12.8 x In nut keeper kit shunt trip (STL) 220-250V DC, 208-277V AC | - | 0 | 0
3VA1025-3ED32-0KC0 |  | 3VA1025-3ED32-0KC0 | 1 | UN | 1 | 10 | C | D | EAR99 | N | 85362010 | 1 | 4042949080022 | 1.05 | KG | 318.75 | 318.75 | LP17 | LP17 | circuit breaker 3VA1 IEC frame 100 breaking capacity class N Icu=25kA @ 415V 3-pole, line protection TM210, FTFM, In=25A overload protection Ir=25A fixed short-circuit protection Ii=12.8 x In nut keeper kit shunt trip (STL) 220-250V DC, 208-277V AC 2 auxiliary switches HQ | - | 0 | 0
3VA1025-3ED32-0KH0 |  | 3VA1025-3ED32-0KH0 | 1 | UN | 1 | 10 | C | D | EAR99 | N | 85362010 | 1 | 4042949092568 | 1.08 | KG | 342.55 | 342.55 | LP17 | LP17 | circuit breaker 3VA1 IEC frame 100 breaking capacity class N Icu=25kA @ 415V 3-pole, line protection TM210, FTFM, In=25A overload protection Ir=25A fixed short-circuit protection Ii=12.8 x In nut keeper kit shunt trip (STL) 220-250V DC, 208-277V AC 2 auxiliary switches HQ 1 trip alarm switch HQ | - | 0 | 0
3VA1025-3ED36-0AA0 |  | 3VA1025-3ED36-0AA0 | 1 | UN | 1 | 5 | B | D | EAR99 | N | 85362010 | 1 | 4042948819814 | 1.014 | KG | 202.5 | 196.8 | LP17 | LP17 | circuit breaker 3VA1 IEC frame 100 breaking capacity class N Icu=25kA @ 415V 3-pole, line protection TM210, FTFM, In=25A overload protection Ir=25A fixed short-circuit protection Ii=12.8 x In clamp connection | Lista Papel 2020 SI | 0 | 0
3VA1025-3ED42-0AA0 |  | 3VA1025-3ED42-0AA0 | 1 | UN | 1 | 5 | B | D | EAR99 | N | 85362010 | 1 | 4042948811887 | 1.181 | KG | 235.3 | 228.8 | LP17 | LP17 | circuit breaker 3VA1 IEC frame 100 breaking capacity class N Icu=25kA @ 415V 4-pole, line protection TM210, FTFM, In=25A overload protection Ir=25A fixed short-circuit protection Ii=12.8 x In N conductor unprotected nut keeper kit | Lista Papel 2020 SI | 0 | 0
3VA1025-3ED46-0AA0 |  | 3VA1025-3ED46-0AA0 | 1 | UN | 1 | 5 | B | D | EAR99 | N | 85362010 | 1 | 4042948820087 | 1.283 | KG | 264.9 | 257.5 | LP17 | LP17 | circuit breaker 3VA1 IEC frame 100 breaking capacity class N Icu=25kA @ 415V 4-pole, line protection TM210, FTFM, In=25A overload protection Ir=25A fixed short-circuit protection Ii=12.8 x In N conductor unprotected clamp connection | Lista Papel 2020 SI | 0 | 0
3VA1025-4ED32-0AA0 |  | 3VA1025-4ED32-0AA0 | 1 | UN | 1 | 5 | B | D | EAR99 | N | 85362010 | 1 | 4042948811627 | 966 | G | 185.3 | 180.4 | LP17 | LP17 | circuit breaker 3VA1 IEC frame 100 breaking capacity class S Icu=36kA @ 415V 3-pole, line protection TM210, FTFM, In=25A overload protection Ir=25A fixed short-circuit protection Ii=12.8 x In nut keeper kit | Lista Papel 2020 SI | 0 | 0
3VA1025-4ED32-0AC0 |  | 3VA1025-4ED32-0AC0 | 1 | UN | 1 | 10 | C | D | EAR99 | N | 85362010 | 1 | 4042949056669 | 0.96 | KG | 238.85 | 238.85 | LP17 | LP17 | circuit breaker 3VA1 IEC frame 100 breaking capacity class S Icu=36kA @ 415V 3-pole, line protection TM210, FTFM, In=25A overload protection Ir=25A fixed short-circuit protection Ii=12.8 x In nut keeper kit 2 auxiliary switches HQ | - | 0 | 0
3VA1025-4ED32-0AD0 |  | 3VA1025-4ED32-0AD0 | 1 | UN | 1 | 10 | C | D | EAR99 | N | 85362010 | 1 | 4042949058755 | 0.99 | KG | 263.5 | 263.5 | LP17 | LP17 | circuit breaker 3VA1 IEC frame 100 breaking capacity class S Icu=36kA @ 415V 3-pole, line protection TM210, FTFM, In=25A overload protection Ir=25A fixed short-circuit protection Ii=12.8 x In nut keeper kit 3 auxiliary switches HQ | - | 0 | 0
3VA1025-4ED32-0AE0 |  | 3VA1025-4ED32-0AE0 | 1 | UN | 1 | 10 | C | D | EAR99 | N | 85362010 | 1 | 4042949060840 | 1.02 | KG | 285.6 | 285.6 | LP17 | LP17 | circuit breaker 3VA1 IEC frame 100 breaking capacity class S Icu=36kA @ 415V 3-pole, line protection TM210, FTFM, In=25A overload protection Ir=25A fixed short-circuit protection Ii=12.8 x In nut keeper kit 4 auxiliary switches HQ | - | 0 | 0
3VA1025-4ED32-0AF0 |  | 3VA1025-4ED32-0AF0 | 1 | UN | 1 | 10 | C | D | EAR99 | N | 85362010 | 1 | 4042949062936 | 0.96 | KG | 238.85 | 238.85 | LP17 | LP17 | circuit breaker 3VA1 IEC frame 100 breaking capacity class S Icu=36kA @ 415V 3-pole, line protection TM210, FTFM, In=25A overload protection Ir=25A fixed short-circuit protection Ii=12.8 x In nut keeper kit 1 auxiliary switch HQ 1 trip alarm switch HQ | - | 0 | 0
3VA1025-4ED32-0AH0 |  | 3VA1025-4ED32-0AH0 | 1 | UN | 1 | 10 | C | D | EAR99 | N | 85362010 | 1 | 4042949067115 | 0.99 | KG | 263.5 | 263.5 | LP17 | LP17 | circuit breaker 3VA1 IEC frame 100 breaking capacity class S Icu=36kA @ 415V 3-pole, line protection TM210, FTFM, In=25A overload protection Ir=25A fixed short-circuit protection Ii=12.8 x In nut keeper kit 2 auxiliary switches HQ 1 trip alarm switch HQ | - | 0 | 0
3VA1025-4ED32-0BA0 |  | 3VA1025-4ED32-0BA0 | 1 | UN | 1 | 10 | C | D | EAR99 | N | 85362010 | 1 | 4042949042037 | 0.9 | KG | 301.75 | 301.75 | LP17 | LP17 | circuit breaker 3VA1 IEC frame 100 breaking capacity class S Icu=36kA @ 415V 3-pole, line protection TM210, FTFM, In=25A overload protection Ir=25A fixed short-circuit protection Ii=12.8 x In nut keeper kit undervoltage release (UVR) 24V DC | - | 0 | 0
3VA1025-4ED32-0BC0 |  | 3VA1025-4ED32-0BC0 | 1 | UN | 1 | 10 | C | D | EAR99 | N | 85362010 | 1 | 4042949069560 | 1.05 | KG | 347.65 | 347.65 | LP17 | LP17 | circuit breaker 3VA1 IEC frame 100 breaking capacity class S Icu=36kA @ 415V 3-pole, line protection TM210, FTFM, In=25A overload protection Ir=25A fixed short-circuit protection Ii=12.8 x In nut keeper kit undervoltage release (UVR) 24V DC 2 auxiliary switches HQ | - | 0 | 0
3VA1025-4ED32-0BH0 |  | 3VA1025-4ED32-0BH0 | 1 | UN | 1 | 10 | C | D | EAR99 | N | 85362010 | 1 | 4042949082101 | 1.05 | KG | 371.45 | 371.45 | LP17 | LP17 | circuit breaker 3VA1 IEC frame 100 breaking capacity class S Icu=36kA @ 415V 3-pole, line protection TM210, FTFM, In=25A overload protection Ir=25A fixed short-circuit protection Ii=12.8 x In nut keeper kit undervoltage release (UVR) 24V DC 2 auxiliary switches HQ 1 trip alarm switch HQ | - | 0 | 0
3VA1025-4ED32-0CA0 |  | 3VA1025-4ED32-0CA0 | 1 | UN | 1 | 10 | C | D | EAR99 | N | 85362010 | 1 | 4042949044123 | 0.9 | KG | 301.75 | 301.75 | LP17 | LP17 | circuit breaker 3VA1 IEC frame 100 breaking capacity class S Icu=36kA @ 415V 3-pole, line protection TM210, FTFM, In=25A overload protection Ir=25A fixed short-circuit protection Ii=12.8 x In nut keeper kit undervoltage release (UVR) 120-127V AC 50/60Hz | - | 0 | 0
3VA1025-4ED32-0CC0 |  | 3VA1025-4ED32-0CC0 | 1 | UN | 1 | 10 | C | D | EAR99 | N | 85362010 | 1 | 4042949071655 | 1.05 | KG | 347.65 | 347.65 | LP17 | LP17 | circuit breaker 3VA1 IEC frame 100 breaking capacity class S Icu=36kA @ 415V 3-pole, line protection TM210, FTFM, In=25A overload protection Ir=25A fixed short-circuit protection Ii=12.8 x In nut keeper kit undervoltage release (UVR) 120-127V AC 50/60Hz 2 auxiliary switches HQ | - | 0 | 0
3VA1025-4ED32-0CH0 |  | 3VA1025-4ED32-0CH0 | 1 | UN | 1 | 10 | C | D | EAR99 | N | 85362010 | 1 | 4042949084198 | 1.08 | KG | 371.45 | 371.45 | LP17 | LP17 | circuit breaker 3VA1 IEC frame 100 breaking capacity class S Icu=36kA @ 415V 3-pole, line protection TM210, FTFM, In=25A overload protection Ir=25A fixed short-circuit protection Ii=12.8 x In nut keeper kit undervoltage release (UVR) 120-127V AC 50/60Hz 2 auxiliary switches HQ 1 trip alarm switch HQ | - | 0 | 0
3VA1025-4ED32-0DA0 |  | 3VA1025-4ED32-0DA0 | 1 | UN | 1 | 10 | C | D | EAR99 | N | 85362010 | 1 | 4042949046219 | 0.9 | KG | 301.75 | 301.75 | LP17 | LP17 | circuit breaker 3VA1 IEC frame 100 breaking capacity class S Icu=36kA @ 415V 3-pole, line protection TM210, FTFM, In=25A overload protection Ir=25A fixed short-circuit protection Ii=12.8 x In nut keeper kit undervoltage release (UVR) 208-230V AC 50/60Hz | - | 0 | 0
3VA1025-4ED32-0DC0 |  | 3VA1025-4ED32-0DC0 | 1 | UN | 1 | 10 | C | D | EAR99 | N | 85362010 | 1 | 4042949073741 | 1.05 | KG | 347.65 | 347.65 | LP17 | LP17 | circuit breaker 3VA1 IEC frame 100 breaking capacity class S Icu=36kA @ 415V 3-pole, line protection TM210, FTFM, In=25A overload protection Ir=25A fixed short-circuit protection Ii=12.8 x In nut keeper kit undervoltage release (UVR) 208-230V AC 50/60Hz 2 auxiliary switches HQ | - | 0 | 0
3VA1025-4ED32-0DH0 |  | 3VA1025-4ED32-0DH0 | 1 | UN | 1 | 10 | C | D | EAR99 | N | 85362010 | 1 | 4042949086284 | 1.08 | KG | 371.45 | 371.45 | LP17 | LP17 | circuit breaker 3VA1 IEC frame 100 breaking capacity class S Icu=36kA @ 415V 3-pole, line protection TM210, FTFM, In=25A overload protection Ir=25A fixed short-circuit protection Ii=12.8 x In nut keeper kit undervoltage release (UVR) 208-230V AC 50/60Hz 2 auxiliary switches HQ 1 trip alarm switch HQ | - | 0 | 0
3VA1025-4ED32-0HA0 |  | 3VA1025-4ED32-0HA0 | 1 | UN | 1 | 10 | C | D | EAR99 | N | 85362010 | 1 | 4042949048305 | 0.9 | KG | 276.25 | 276.25 | LP17 | LP17 | circuit breaker 3VA1 IEC frame 100 breaking capacity class S Icu=36kA @ 415V 3-pole, line protection TM210, FTFM, In=25A overload protection Ir=25A fixed short-circuit protection Ii=12.8 x In nut keeper kit shunt trip (STL) 12-30V DC, 24V AC 50/60Hz | - | 0 | 0
3VA1025-4ED32-0HC0 |  | 3VA1025-4ED32-0HC0 | 1 | UN | 1 | 10 | C | D | EAR99 | N | 85362010 | 1 | 4042949075837 | 1.05 | KG | 322.15 | 322.15 | LP17 | LP17 | circuit breaker 3VA1 IEC frame 100 breaking capacity class S Icu=36kA @ 415V 3-pole, line protection TM210, FTFM, In=25A overload protection Ir=25A fixed short-circuit protection Ii=12.8 x In nut keeper kit shunt trip (STL) 12-30V DC, 24V AC 50/60Hz 2 auxiliary switches HQ | - | 0 | 0
3VA1025-4ED32-0HH0 |  | 3VA1025-4ED32-0HH0 | 1 | UN | 1 | 10 | C | D | EAR99 | N | 85362010 | 1 | 4042949088370 | 1.08 | KG | 345.95 | 345.95 | LP17 | LP17 | circuit breaker 3VA1 IEC frame 100 breaking capacity class S Icu=36kA @ 415V 3-pole, line protection TM210, FTFM, In=25A overload protection Ir=25A fixed short-circuit protection Ii=12.8 x In nut keeper kit shunt trip (STL) 12-30V DC, 24V AC 50/60Hz 2 auxiliary switches HQ 1 trip alarm switch HQ | - | 0 | 0
3VA1025-4ED32-0JA0 |  | 3VA1025-4ED32-0JA0 | 1 | UN | 1 | 10 | C | D | EAR99 | N | 85362010 | 1 | 4042949050391 | 1.05 | KG | 276.25 | 276.25 | LP17 | LP17 | circuit breaker 3VA1 IEC frame 100 breaking capacity class S Icu=36kA @ 415V 3-pole, line protection TM210, FTFM, In=25A overload protection Ir=25A fixed short-circuit protection Ii=12.8 x In nut keeper kit shunt trip (STL) 110-127V DC, AC 50/60Hz | - | 0 | 0
3VA1025-4ED32-0JC0 |  | 3VA1025-4ED32-0JC0 | 1 | UN | 1 | 10 | C | D | EAR99 | N | 85362010 | 1 | 4042949077923 | 1.05 | KG | 322.15 | 322.15 | LP17 | LP17 | circuit breaker 3VA1 IEC frame 100 breaking capacity class S Icu=36kA @ 415V 3-pole, line protection TM210, FTFM, In=25A overload protection Ir=25A fixed short-circuit protection Ii=12.8 x In nut keeper kit shunt trip (STL) 110-127V DC, AC 50/60Hz 2 auxiliary switches HQ | - | 0 | 0
3VA1025-4ED32-0JH0 |  | 3VA1025-4ED32-0JH0 | 1 | UN | 1 | 10 | C | D | EAR99 | N | 85362010 | 1 | 4042949090465 | 1.08 | KG | 345.95 | 345.95 | LP17 | LP17 | circuit breaker 3VA1 IEC frame 100 breaking capacity class S Icu=36kA @ 415V 3-pole, line protection TM210, FTFM, In=25A overload protection Ir=25A fixed short-circuit protection Ii=12.8 x In nut keeper kit shunt trip (STL) 110-127V DC, AC 50/60Hz 2 auxiliary switches HQ 1 trip alarm switch HQ | - | 0 | 0
3VA1025-4ED32-0KA0 |  | 3VA1025-4ED32-0KA0 | 1 | UN | 1 | 10 | C | D | EAR99 | N | 85362010 | 1 | 4042949052487 | 1.05 | KG | 276.25 | 276.25 | LP17 | LP17 | circuit breaker 3VA1 IEC frame 100 breaking capacity class S Icu=36kA @ 415V 3-pole, line protection TM210, FTFM, In=25A overload protection Ir=25A fixed short-circuit protection Ii=12.8 x In nut keeper kit shunt trip (STL) 220-250V DC, 208-277V AC | - | 0 | 0
3VA1025-4ED32-0KC0 |  | 3VA1025-4ED32-0KC0 | 1 | UN | 1 | 10 | C | D | EAR99 | N | 85362010 | 1 | 4042949080015 | 1.05 | KG | 322.15 | 322.15 | LP17 | LP17 | circuit breaker 3VA1 IEC frame 100 breaking capacity class S Icu=36kA @ 415V 3-pole, line protection TM210, FTFM, In=25A overload protection Ir=25A fixed short-circuit protection Ii=12.8 x In nut keeper kit shunt trip (STL) 220-250V DC, 208-277V AC 2 auxiliary switches HQ | - | 0 | 0
3VA1025-4ED32-0KH0 |  | 3VA1025-4ED32-0KH0 | 1 | UN | 1 | 10 | C | D | EAR99 | N | 85362010 | 1 | 4042949092551 | 1.08 | KG | 345.95 | 345.95 | LP17 | LP17 | circuit breaker 3VA1 IEC frame 100 breaking capacity class S Icu=36kA @ 415V 3-pole, line protection TM210, FTFM, In=25A overload protection Ir=25A fixed short-circuit protection Ii=12.8 x In nut keeper kit shunt trip (STL) 220-250V DC, 208-277V AC 2 auxiliary switches HQ 1 trip alarm switch HQ | - | 0 | 0
3VA1025-4ED36-0AA0 |  | 3VA1025-4ED36-0AA0 | 1 | UN | 1 | 5 | B | D | EAR99 | N | 85362010 | 1 | 4042948819821 | 1.009 | KG | 206.6 | 200.9 | LP17 | LP17 | circuit breaker 3VA1 IEC frame 100 breaking capacity class S Icu=36kA @ 415V 3-pole, line protection TM210, FTFM, In=25A overload protection Ir=25A fixed short-circuit protection Ii=12.8 x In clamp connection | Lista Papel 2020 SI | 0 | 0
3VA1025-4ED42-0AA0 |  | 3VA1025-4ED42-0AA0 | 1 | UN | 1 | 5 | B | D | EAR99 | N | 85362010 | 1 | 4042948811894 | 1.202 | KG | 241.9 | 235.3 | LP17 | LP17 | circuit breaker 3VA1 IEC frame 100 breaking capacity class S Icu=36kA @ 415V 4-pole, line protection TM210, FTFM, In=25A overload protection Ir=25A fixed short-circuit protection Ii=12.8 x In N conductor unprotected nut keeper kit | Lista Papel 2020 SI | 0 | 0
3VA1025-4ED46-0AA0 |  | 3VA1025-4ED46-0AA0 | 1 | UN | 1 | 5 | B | D | EAR99 | N | 85362010 | 1 | 4042948820094 | 1.17 | KG | 269 | 261.6 | LP17 | LP17 | circuit breaker 3VA1 IEC frame 100 breaking capacity class S Icu=36kA @ 415V 4-pole, line protection TM210, FTFM, In=25A overload protection Ir=25A fixed short-circuit protection Ii=12.8 x In N conductor unprotected clamp connection | Lista Papel 2020 SI | 0 | 0
3VA1032-2ED32-0AA0 |  | 3VA1032-2ED32-0AA0 | 1 | UN | 1 | 2 | A | D | EAR99 | N | 85362010 | 1 | 4042948811634 | 967 | G | 177.9 | 173 | LP17 | LP17 | circuit breaker 3VA1 IEC frame 100 breaking capacity class B Icu=16kA @ 415V 3-pole, line protection TM210, FTFM, In=32A overload protection Ir=32A fixed short-circuit protection Ii=10 x In nut keeper kit | Lista Papel 2020 SI | 0 | 0
3VA1032-2ED32-0AC0 |  | 3VA1032-2ED32-0AC0 | 1 | UN | 1 | 10 | C | D | EAR99 | N | 85362010 | 1 | 4042949056652 | 0.96 | KG | 232.05 | 232.05 | LP17 | LP17 | circuit breaker 3VA1 IEC frame 100 breaking capacity class B Icu=16kA @ 415V 3-pole, line protection TM210, FTFM, In=32A overload protection Ir=32A fixed short-circuit protection Ii=10 x In nut keeper kit 2 auxiliary switches HQ | - | 0 | 0
3VA1032-2ED32-0AD0 |  | 3VA1032-2ED32-0AD0 | 1 | UN | 1 | 10 | C | D | EAR99 | N | 85362010 | 1 | 4042949058748 | 0.99 | KG | 255 | 255 | LP17 | LP17 | circuit breaker 3VA1 IEC frame 100 breaking capacity class B Icu=16kA @ 415V 3-pole, line protection TM210, FTFM, In=32A overload protection Ir=32A fixed short-circuit protection Ii=10 x In nut keeper kit 3 auxiliary switches HQ | - | 0 | 0
3VA1032-2ED32-0AE0 |  | 3VA1032-2ED32-0AE0 | 1 | UN | 1 | 10 | C | D | EAR99 | N | 85362010 | 1 | 4042949060833 | 1.02 | KG | 277.95 | 277.95 | LP17 | LP17 | circuit breaker 3VA1 IEC frame 100 breaking capacity class B Icu=16kA @ 415V 3-pole, line protection TM210, FTFM, In=32A overload protection Ir=32A fixed short-circuit protection Ii=10 x In nut keeper kit 4 auxiliary switches HQ | - | 0 | 0
3VA1032-2ED32-0AF0 |  | 3VA1032-2ED32-0AF0 | 1 | UN | 1 | 10 | C | D | EAR99 | N | 85362010 | 1 | 4042949062929 | 0.96 | KG | 232.05 | 232.05 | LP17 | LP17 | circuit breaker 3VA1 IEC frame 100 breaking capacity class B Icu=16kA @ 415V 3-pole, line protection TM210, FTFM, In=32A overload protection Ir=32A fixed short-circuit protection Ii=10 x In nut keeper kit 1 auxiliary switch HQ 1 trip alarm switch HQ | - | 0 | 0
3VA1032-2ED32-0AH0 |  | 3VA1032-2ED32-0AH0 | 1 | UN | 1 | 10 | C | D | EAR99 | N | 85362010 | 1 | 4042949067108 | 0.99 | KG | 255 | 255 | LP17 | LP17 | circuit breaker 3VA1 IEC frame 100 breaking capacity class B Icu=16kA @ 415V 3-pole, line protection TM210, FTFM, In=32A overload protection Ir=32A fixed short-circuit protection Ii=10 x In nut keeper kit 2 auxiliary switches HQ 1 trip alarm switch HQ | - | 0 | 0
3VA1032-2ED32-0BA0 |  | 3VA1032-2ED32-0BA0 | 1 | UN | 1 | 10 | C | D | EAR99 | N | 85362010 | 1 | 4042949042020 | 0.9 | KG | 294.1 | 294.1 | LP17 | LP17 | circuit breaker 3VA1 IEC frame 100 breaking capacity class B Icu=16kA @ 415V 3-pole, line protection TM210, FTFM, In=32A overload protection Ir=32A fixed short-circuit protection Ii=10 x In nut keeper kit undervoltage release (UVR) 24V DC | - | 0 | 0
3VA1032-2ED32-0BC0 |  | 3VA1032-2ED32-0BC0 | 1 | UN | 1 | 10 | C | D | EAR99 | N | 85362010 | 1 | 4042949069553 | 1.05 | KG | 340 | 340 | LP17 | LP17 | circuit breaker 3VA1 IEC frame 100 breaking capacity class B Icu=16kA @ 415V 3-pole, line protection TM210, FTFM, In=32A overload protection Ir=32A fixed short-circuit protection Ii=10 x In nut keeper kit undervoltage release (UVR) 24V DC 2 auxiliary switches HQ | - | 0 | 0
3VA1032-2ED32-0BH0 |  | 3VA1032-2ED32-0BH0 | 1 | UN | 1 | 10 | C | D | EAR99 | N | 85362010 | 1 | 4042949082095 | 1.05 | KG | 363.8 | 363.8 | LP17 | LP17 | circuit breaker 3VA1 IEC frame 100 breaking capacity class B Icu=16kA @ 415V 3-pole, line protection TM210, FTFM, In=32A overload protection Ir=32A fixed short-circuit protection Ii=10 x In nut keeper kit undervoltage release (UVR) 24V DC 2 auxiliary switches HQ 1 trip alarm switch HQ | - | 0 | 0
3VA1032-2ED32-0CA0 |  | 3VA1032-2ED32-0CA0 | 1 | UN | 1 | 10 | C | D | EAR99 | N | 85362010 | 1 | 4042949044116 | 0.9 | KG | 294.1 | 294.1 | LP17 | LP17 | circuit breaker 3VA1 IEC frame 100 breaking capacity class B Icu=16kA @ 415V 3-pole, line protection TM210, FTFM, In=32A overload protection Ir=32A fixed short-circuit protection Ii=10 x In nut keeper kit undervoltage release (UVR) 120-127V AC 50/60Hz | - | 0 | 0
3VA1032-2ED32-0CC0 |  | 3VA1032-2ED32-0CC0 | 1 | UN | 1 | 10 | C | D | EAR99 | N | 85362010 | 1 | 4042949071648 | 1.05 | KG | 340 | 340 | LP17 | LP17 | circuit breaker 3VA1 IEC frame 100 breaking capacity class B Icu=16kA @ 415V 3-pole, line protection TM210, FTFM, In=32A overload protection Ir=32A fixed short-circuit protection Ii=10 x In nut keeper kit undervoltage release (UVR) 120-127V AC 50/60Hz 2 auxiliary switches HQ | - | 0 | 0
3VA1032-2ED32-0CH0 |  | 3VA1032-2ED32-0CH0 | 1 | UN | 1 | 10 | C | D | EAR99 | N | 85362010 | 1 | 4042949084181 | 1.08 | KG | 363.8 | 363.8 | LP17 | LP17 | circuit breaker 3VA1 IEC frame 100 breaking capacity class B Icu=16kA @ 415V 3-pole, line protection TM210, FTFM, In=32A overload protection Ir=32A fixed short-circuit protection Ii=10 x In nut keeper kit undervoltage release (UVR) 120-127V AC 50/60Hz 2 auxiliary switches HQ 1 trip alarm switch HQ | - | 0 | 0
3VA1032-2ED32-0DA0 |  | 3VA1032-2ED32-0DA0 | 1 | UN | 1 | 10 | C | D | EAR99 | N | 85362010 | 1 | 4042949046202 | 0.9 | KG | 294.1 | 294.1 | LP17 | LP17 | circuit breaker 3VA1 IEC frame 100 breaking capacity class B Icu=16kA @ 415V 3-pole, line protection TM210, FTFM, In=32A overload protection Ir=32A fixed short-circuit protection Ii=10 x In nut keeper kit undervoltage release (UVR) 208-230V AC 50/60Hz | - | 0 | 0
3VA1032-2ED32-0DC0 |  | 3VA1032-2ED32-0DC0 | 1 | UN | 1 | 10 | C | D | EAR99 | N | 85362010 | 1 | 4042949073734 | 1.05 | KG | 340 | 340 | LP17 | LP17 | circuit breaker 3VA1 IEC frame 100 breaking capacity class B Icu=16kA @ 415V 3-pole, line protection TM210, FTFM, In=32A overload protection Ir=32A fixed short-circuit protection Ii=10 x In nut keeper kit undervoltage release (UVR) 208-230V AC 50/60Hz 2 auxiliary switches HQ | - | 0 | 0
3VA1032-2ED32-0DH0 |  | 3VA1032-2ED32-0DH0 | 1 | UN | 1 | 10 | C | D | EAR99 | N | 85362010 | 1 | 4042949086277 | 1.08 | KG | 363.8 | 363.8 | LP17 | LP17 | circuit breaker 3VA1 IEC frame 100 breaking capacity class B Icu=16kA @ 415V 3-pole, line protection TM210, FTFM, In=32A overload protection Ir=32A fixed short-circuit protection Ii=10 x In nut keeper kit undervoltage release (UVR) 208-230V AC 50/60Hz 2 auxiliary switches HQ 1 trip alarm switch HQ | - | 0 | 0
3VA1032-2ED32-0HA0 |  | 3VA1032-2ED32-0HA0 | 1 | UN | 1 | 10 | C | D | EAR99 | N | 85362010 | 1 | 4042949048299 | 0.9 | KG | 268.6 | 268.6 | LP17 | LP17 | circuit breaker 3VA1 IEC frame 100 breaking capacity class B Icu=16kA @ 415V 3-pole, line protection TM210, FTFM, In=32A overload protection Ir=32A fixed short-circuit protection Ii=10 x In nut keeper kit shunt trip (STL) 12-30V DC, 24V AC 50/60Hz | - | 0 | 0
3VA1032-2ED32-0HC0 |  | 3VA1032-2ED32-0HC0 | 1 | UN | 1 | 10 | C | D | EAR99 | N | 85362010 | 1 | 4042949075820 | 1.05 | KG | 314.5 | 314.5 | LP17 | LP17 | circuit breaker 3VA1 IEC frame 100 breaking capacity class B Icu=16kA @ 415V 3-pole, line protection TM210, FTFM, In=32A overload protection Ir=32A fixed short-circuit protection Ii=10 x In nut keeper kit shunt trip (STL) 12-30V DC, 24V AC 50/60Hz 2 auxiliary switches HQ | - | 0 | 0
3VA1032-2ED32-0HH0 |  | 3VA1032-2ED32-0HH0 | 1 | UN | 1 | 10 | C | D | EAR99 | N | 85362010 | 1 | 4042949088363 | 1.08 | KG | 339.15 | 339.15 | LP17 | LP17 | circuit breaker 3VA1 IEC frame 100 breaking capacity class B Icu=16kA @ 415V 3-pole, line protection TM210, FTFM, In=32A overload protection Ir=32A fixed short-circuit protection Ii=10 x In nut keeper kit shunt trip (STL) 12-30V DC, 24V AC 50/60Hz 2 auxiliary switches HQ 1 trip alarm switch HQ | - | 0 | 0
3VA1032-2ED32-0JA0 |  | 3VA1032-2ED32-0JA0 | 1 | UN | 1 | 10 | C | D | EAR99 | N | 85362010 | 1 | 4042949050384 | 1.05 | KG | 268.6 | 268.6 | LP17 | LP17 | circuit breaker 3VA1 IEC frame 100 breaking capacity class B Icu=16kA @ 415V 3-pole, line protection TM210, FTFM, In=32A overload protection Ir=32A fixed short-circuit protection Ii=10 x In nut keeper kit shunt trip (STL) 110-127V DC, AC 50/60Hz | - | 0 | 0
3VA1032-2ED32-0JC0 |  | 3VA1032-2ED32-0JC0 | 1 | UN | 1 | 10 | C | D | EAR99 | N | 85362010 | 1 | 4042949077916 | 1.05 | KG | 314.5 | 314.5 | LP17 | LP17 | circuit breaker 3VA1 IEC frame 100 breaking capacity class B Icu=16kA @ 415V 3-pole, line protection TM210, FTFM, In=32A overload protection Ir=32A fixed short-circuit protection Ii=10 x In nut keeper kit shunt trip (STL) 110-127V DC, AC 50/60Hz 2 auxiliary switches HQ | - | 0 | 0
3VA1032-2ED32-0JH0 |  | 3VA1032-2ED32-0JH0 | 1 | UN | 1 | 10 | C | D | EAR99 | N | 85362010 | 1 | 4042949090458 | 1.08 | KG | 339.15 | 339.15 | LP17 | LP17 | circuit breaker 3VA1 IEC frame 100 breaking capacity class B Icu=16kA @ 415V 3-pole, line protection TM210, FTFM, In=32A overload protection Ir=32A fixed short-circuit protection Ii=10 x In nut keeper kit shunt trip (STL) 110-127V DC, AC 50/60Hz 2 auxiliary switches HQ 1 trip alarm switch HQ | - | 0 | 0
3VA1032-2ED32-0KA0 |  | 3VA1032-2ED32-0KA0 | 1 | UN | 1 | 10 | C | D | EAR99 | N | 85362010 | 1 | 4042949052470 | 1.05 | KG | 268.6 | 268.6 | LP17 | LP17 | circuit breaker 3VA1 IEC frame 100 breaking capacity class B Icu=16kA @ 415V 3-pole, line protection TM210, FTFM, In=32A overload protection Ir=32A fixed short-circuit protection Ii=10 x In nut keeper kit shunt trip (STL) 220-250V DC, 208-277V AC | - | 0 | 0
3VA1032-2ED32-0KC0 |  | 3VA1032-2ED32-0KC0 | 1 | UN | 1 | 10 | C | D | EAR99 | N | 85362010 | 1 | 4042949080008 | 1.05 | KG | 314.5 | 314.5 | LP17 | LP17 | circuit breaker 3VA1 IEC frame 100 breaking capacity class B Icu=16kA @ 415V 3-pole, line protection TM210, FTFM, In=32A overload protection Ir=32A fixed short-circuit protection Ii=10 x In nut keeper kit shunt trip (STL) 220-250V DC, 208-277V AC 2 auxiliary switches HQ | - | 0 | 0
3VA1032-2ED32-0KH0 |  | 3VA1032-2ED32-0KH0 | 1 | UN | 1 | 10 | C | D | EAR99 | N | 85362010 | 1 | 4042949092544 | 1.08 | KG | 339.15 | 339.15 | LP17 | LP17 | circuit breaker 3VA1 IEC frame 100 breaking capacity class B Icu=16kA @ 415V 3-pole, line protection TM210, FTFM, In=32A overload protection Ir=32A fixed short-circuit protection Ii=10 x In nut keeper kit shunt trip (STL) 220-250V DC, 208-277V AC 2 auxiliary switches HQ 1 trip alarm switch HQ | - | 0 | 0
3VA1032-2ED36-0AA0 |  | 3VA1032-2ED36-0AA0 | 1 | UN | 1 | 5 | B | D | EAR99 | N | 85362010 | 1 | 4042948819838 | 1.02 | KG | 199.3 | 193.5 | LP17 | LP17 | circuit breaker 3VA1 IEC frame 100 breaking capacity class B Icu=16kA @ 415V 3-pole, line protection TM210, FTFM, In=32A overload protection Ir=32A fixed short-circuit protection Ii=10 x In clamp connection | Lista Papel 2020 SI | 0 | 0
3VA1032-2ED36-0AC0 |  | 3VA1032-2ED36-0AC0 | 1 | UN | 1 | 10 | C | D | EAR99 | N | 85362010 | 1 | 4042949056645 | 0.96 | KG | 252.45 | 252.45 | LP17 | LP17 | circuit breaker 3VA1 IEC frame 100 breaking capacity class B Icu=16kA @ 415V 3-pole, line protection TM210, FTFM, In=32A overload protection Ir=32A fixed short-circuit protection Ii=10 x In clamp connection 2 auxiliary switches HQ | - | 0 | 0
3VA1032-2ED36-0AD0 |  | 3VA1032-2ED36-0AD0 | 1 | UN | 1 | 10 | C | D | EAR99 | N | 85362010 | 1 | 4042949058731 | 0.99 | KG | 276.25 | 276.25 | LP17 | LP17 | circuit breaker 3VA1 IEC frame 100 breaking capacity class B Icu=16kA @ 415V 3-pole, line protection TM210, FTFM, In=32A overload protection Ir=32A fixed short-circuit protection Ii=10 x In clamp connection 3 auxiliary switches HQ | - | 0 | 0
3VA1032-2ED36-0AE0 |  | 3VA1032-2ED36-0AE0 | 1 | UN | 1 | 10 | C | D | EAR99 | N | 85362010 | 1 | 4042949060826 | 1.02 | KG | 300.9 | 300.9 | LP17 | LP17 | circuit breaker 3VA1 IEC frame 100 breaking capacity class B Icu=16kA @ 415V 3-pole, line protection TM210, FTFM, In=32A overload protection Ir=32A fixed short-circuit protection Ii=10 x In clamp connection 4 auxiliary switches HQ | - | 0 | 0
3VA1032-2ED36-0AF0 |  | 3VA1032-2ED36-0AF0 | 1 | UN | 1 | 10 | C | D | EAR99 | N | 85362010 | 1 | 4042949062912 | 0.96 | KG | 252.45 | 252.45 | LP17 | LP17 | circuit breaker 3VA1 IEC frame 100 breaking capacity class B Icu=16kA @ 415V 3-pole, line protection TM210, FTFM, In=32A overload protection Ir=32A fixed short-circuit protection Ii=10 x In clamp connection 1 auxiliary switch HQ 1 trip alarm switch HQ | - | 0 | 0
3VA1032-2ED36-0AH0 |  | 3VA1032-2ED36-0AH0 | 1 | UN | 1 | 10 | C | D | EAR99 | N | 85362010 | 1 | 4042949067092 | 0.99 | KG | 276.25 | 276.25 | LP17 | LP17 | circuit breaker 3VA1 IEC frame 100 breaking capacity class B Icu=16kA @ 415V 3-pole, line protection TM210, FTFM, In=32A overload protection Ir=32A fixed short-circuit protection Ii=10 x In clamp connection 2 auxiliary switches HQ 1 trip alarm switch HQ | - | 0 | 0
3VA1032-2ED36-0BA0 |  | 3VA1032-2ED36-0BA0 | 1 | UN | 1 | 10 | C | D | EAR99 | N | 85362010 | 1 | 4042949042013 | 0.9 | KG | 314.5 | 314.5 | LP17 | LP17 | circuit breaker 3VA1 IEC frame 100 breaking capacity class B Icu=16kA @ 415V 3-pole, line protection TM210, FTFM, In=32A overload protection Ir=32A fixed short-circuit protection Ii=10 x In clamp connection undervoltage release (UVR) 24V DC | - | 0 | 0
3VA1032-2ED36-0BC0 |  | 3VA1032-2ED36-0BC0 | 1 | UN | 1 | 10 | C | D | EAR99 | N | 85362010 | 1 | 4042949069546 | 1.05 | KG | 362.1 | 362.1 | LP17 | LP17 | circuit breaker 3VA1 IEC frame 100 breaking capacity class B Icu=16kA @ 415V 3-pole, line protection TM210, FTFM, In=32A overload protection Ir=32A fixed short-circuit protection Ii=10 x In clamp connection undervoltage release (UVR) 24V DC 2 auxiliary switches HQ | - | 0 | 0
3VA1032-2ED36-0BH0 |  | 3VA1032-2ED36-0BH0 | 1 | UN | 1 | 10 | C | D | EAR99 | N | 85362010 | 1 | 4042949082088 | 1.05 | KG | 385.05 | 385.05 | LP17 | LP17 | circuit breaker 3VA1 IEC frame 100 breaking capacity class B Icu=16kA @ 415V 3-pole, line protection TM210, FTFM, In=32A overload protection Ir=32A fixed short-circuit protection Ii=10 x In clamp connection undervoltage release (UVR) 24V DC 2 auxiliary switches HQ 1 trip alarm switch HQ | - | 0 | 0
3VA1032-2ED36-0CA0 |  | 3VA1032-2ED36-0CA0 | 1 | UN | 1 | 10 | C | D | EAR99 | N | 85362010 | 1 | 4042949044109 | 0.9 | KG | 314.5 | 314.5 | LP17 | LP17 | circuit breaker 3VA1 IEC frame 100 breaking capacity class B Icu=16kA @ 415V 3-pole, line protection TM210, FTFM, In=32A overload protection Ir=32A fixed short-circuit protection Ii=10 x In clamp connection undervoltage release (UVR) 120-127V AC 50/60Hz | - | 0 | 0
3VA1032-2ED36-0CC0 |  | 3VA1032-2ED36-0CC0 | 1 | UN | 1 | 10 | C | D | EAR99 | N | 85362010 | 1 | 4042949071631 | 1.05 | KG | 362.1 | 362.1 | LP17 | LP17 | circuit breaker 3VA1 IEC frame 100 breaking capacity class B Icu=16kA @ 415V 3-pole, line protection TM210, FTFM, In=32A overload protection Ir=32A fixed short-circuit protection Ii=10 x In clamp connection undervoltage release (UVR) 120-127V AC 50/60Hz 2 auxiliary switches HQ | - | 0 | 0
3VA1032-2ED36-0CH0 |  | 3VA1032-2ED36-0CH0 | 1 | UN | 1 | 10 | C | D | EAR99 | N | 85362010 | 1 | 4042949084174 | 1.08 | KG | 385.05 | 385.05 | LP17 | LP17 | circuit breaker 3VA1 IEC frame 100 breaking capacity class B Icu=16kA @ 415V 3-pole, line protection TM210, FTFM, In=32A overload protection Ir=32A fixed short-circuit protection Ii=10 x In clamp connection undervoltage release (UVR) 120-127V AC 50/60Hz 2 auxiliary switches HQ 1 trip alarm switch HQ | - | 0 | 0
3VA1032-2ED36-0DA0 |  | 3VA1032-2ED36-0DA0 | 1 | UN | 1 | 10 | C | D | EAR99 | N | 85362010 | 1 | 4042949046196 | 0.9 | KG | 314.5 | 314.5 | LP17 | LP17 | circuit breaker 3VA1 IEC frame 100 breaking capacity class B Icu=16kA @ 415V 3-pole, line protection TM210, FTFM, In=32A overload protection Ir=32A fixed short-circuit protection Ii=10 x In clamp connection undervoltage release (UVR) 208-230V AC 50/60Hz | - | 0 | 0
3VA1032-2ED36-0DC0 |  | 3VA1032-2ED36-0DC0 | 1 | UN | 1 | 10 | C | D | EAR99 | N | 85362010 | 1 | 4042949073727 | 1.05 | KG | 362.1 | 362.1 | LP17 | LP17 | circuit breaker 3VA1 IEC frame 100 breaking capacity class B Icu=16kA @ 415V 3-pole, line protection TM210, FTFM, In=32A overload protection Ir=32A fixed short-circuit protection Ii=10 x In clamp connection undervoltage release (UVR) 208-230V AC 50/60Hz 2 auxiliary switches HQ | - | 0 | 0
3VA1032-2ED36-0DH0 |  | 3VA1032-2ED36-0DH0 | 1 | UN | 1 | 10 | C | D | EAR99 | N | 85362010 | 1 | 4042949086260 | 1.08 | KG | 385.05 | 385.05 | LP17 | LP17 | circuit breaker 3VA1 IEC frame 100 breaking capacity class B Icu=16kA @ 415V 3-pole, line protection TM210, FTFM, In=32A overload protection Ir=32A fixed short-circuit protection Ii=10 x In clamp connection undervoltage release (UVR) 208-230V AC 50/60Hz 2 auxiliary switches HQ 1 trip alarm switch HQ | - | 0 | 0
3VA1032-2ED36-0HA0 |  | 3VA1032-2ED36-0HA0 | 1 | UN | 1 | 10 | C | D | EAR99 | N | 85362010 | 1 | 4042949048282 | 0.9 | KG | 291.55 | 291.55 | LP17 | LP17 | circuit breaker 3VA1 IEC frame 100 breaking capacity class B Icu=16kA @ 415V 3-pole, line protection TM210, FTFM, In=32A overload protection Ir=32A fixed short-circuit protection Ii=10 x In clamp connection shunt trip (STL) 12-30V DC, 24V AC 50/60Hz | - | 0 | 0
3VA1032-2ED36-0HC0 |  | 3VA1032-2ED36-0HC0 | 1 | UN | 1 | 10 | C | D | EAR99 | N | 85362010 | 1 | 4042949075813 | 1.05 | KG | 337.45 | 337.45 | LP17 | LP17 | circuit breaker 3VA1 IEC frame 100 breaking capacity class B Icu=16kA @ 415V 3-pole, line protection TM210, FTFM, In=32A overload protection Ir=32A fixed short-circuit protection Ii=10 x In clamp connection shunt trip (STL) 12-30V DC, 24V AC 50/60Hz 2 auxiliary switches HQ | - | 0 | 0
3VA1032-2ED36-0HH0 |  | 3VA1032-2ED36-0HH0 | 1 | UN | 1 | 10 | C | D | EAR99 | N | 85362010 | 1 | 4042949088356 | 1.08 | KG | 360.4 | 360.4 | LP17 | LP17 | circuit breaker 3VA1 IEC frame 100 breaking capacity class B Icu=16kA @ 415V 3-pole, line protection TM210, FTFM, In=32A overload protection Ir=32A fixed short-circuit protection Ii=10 x In clamp connection shunt trip (STL) 12-30V DC, 24V AC 50/60Hz 2 auxiliary switches HQ 1 trip alarm switch HQ | - | 0 | 0
3VA1032-2ED36-0JA0 |  | 3VA1032-2ED36-0JA0 | 1 | UN | 1 | 10 | C | D | EAR99 | N | 85362010 | 1 | 4042949050377 | 1.05 | KG | 291.55 | 291.55 | LP17 | LP17 | circuit breaker 3VA1 IEC frame 100 breaking capacity class B Icu=16kA @ 415V 3-pole, line protection TM210, FTFM, In=32A overload protection Ir=32A fixed short-circuit protection Ii=10 x In clamp connection shunt trip (STL) 110-127V DC, AC 50/60Hz | - | 0 | 0
3VA1032-2ED36-0JC0 |  | 3VA1032-2ED36-0JC0 | 1 | UN | 1 | 10 | C | D | EAR99 | N | 85362010 | 1 | 4042949077909 | 1.05 | KG | 337.45 | 337.45 | LP17 | LP17 | circuit breaker 3VA1 IEC frame 100 breaking capacity class B Icu=16kA @ 415V 3-pole, line protection TM210, FTFM, In=32A overload protection Ir=32A fixed short-circuit protection Ii=10 x In clamp connection shunt trip (STL) 110-127V DC, AC 50/60Hz 2 auxiliary switches HQ | - | 0 | 0
3VA1032-2ED36-0JH0 |  | 3VA1032-2ED36-0JH0 | 1 | UN | 1 | 10 | C | D | EAR99 | N | 85362010 | 1 | 4042949090441 | 1.08 | KG | 360.4 | 360.4 | LP17 | LP17 | circuit breaker 3VA1 IEC frame 100 breaking capacity class B Icu=16kA @ 415V 3-pole, line protection TM210, FTFM, In=32A overload protection Ir=32A fixed short-circuit protection Ii=10 x In clamp connection shunt trip (STL) 110-127V DC, AC 50/60Hz 2 auxiliary switches HQ 1 trip alarm switch HQ | - | 0 | 0
3VA1032-2ED36-0KA0 |  | 3VA1032-2ED36-0KA0 | 1 | UN | 1 | 10 | C | D | EAR99 | N | 85362010 | 1 | 4042949052463 | 1.05 | KG | 291.55 | 291.55 | LP17 | LP17 | circuit breaker 3VA1 IEC frame 100 breaking capacity class B Icu=16kA @ 415V 3-pole, line protection TM210, FTFM, In=32A overload protection Ir=32A fixed short-circuit protection Ii=10 x In clamp connection shunt trip (STL) 220-250V DC, 208-277V AC | - | 0 | 0
3VA1032-2ED36-0KC0 |  | 3VA1032-2ED36-0KC0 | 1 | UN | 1 | 10 | C | D | EAR99 | N | 85362010 | 1 | 4042949079996 | 1.05 | KG | 337.45 | 337.45 | LP17 | LP17 | circuit breaker 3VA1 IEC frame 100 breaking capacity class B Icu=16kA @ 415V 3-pole, line protection TM210, FTFM, In=32A overload protection Ir=32A fixed short-circuit protection Ii=10 x In clamp connection shunt trip (STL) 220-250V DC, 208-277V AC 2 auxiliary switches HQ | - | 0 | 0
3VA1032-2ED36-0KH0 |  | 3VA1032-2ED36-0KH0 | 1 | UN | 1 | 10 | C | D | EAR99 | N | 85362010 | 1 | 4042949092537 | 1.08 | KG | 360.4 | 360.4 | LP17 | LP17 | circuit breaker 3VA1 IEC frame 100 breaking capacity class B Icu=16kA @ 415V 3-pole, line protection TM210, FTFM, In=32A overload protection Ir=32A fixed short-circuit protection Ii=10 x In clamp connection shunt trip (STL) 220-250V DC, 208-277V AC 2 auxiliary switches HQ 1 trip alarm switch HQ | - | 0 | 0
3VA1032-2ED42-0AA0 |  | 3VA1032-2ED42-0AA0 | 1 | UN | 1 | 5 | B | D | EAR99 | N | 85362010 | 1 | 4042948811900 | 1.2 | KG | 231.2 | 224.7 | LP17 | LP17 | circuit breaker 3VA1 IEC frame 100 breaking capacity class B Icu=16kA @ 415V 4-pole, line protection TM210, FTFM, In=32A overload protection Ir=32A fixed short-circuit protection Ii=10 x In N conductor unprotected nut keeper kit | Lista Papel 2020 SI | 0 | 0
3VA1032-2ED46-0AA0 |  | 3VA1032-2ED46-0AA0 | 1 | UN | 1 | 5 | B | D | EAR99 | N | 85362010 | 1 | 4042948820100 | 1.284 | KG | 259.9 | 252.6 | LP17 | LP17 | circuit breaker 3VA1 IEC frame 100 breaking capacity class B Icu=16kA @ 415V 4-pole, line protection TM210, FTFM, In=32A overload protection Ir=32A fixed short-circuit protection Ii=10 x In N conductor unprotected clamp connection | Lista Papel 2020 SI | 0 | 0
3VA1032-3ED32-0AA0 |  | 3VA1032-3ED32-0AA0 | 1 | UN | 1 | 5 | B | D | EAR99 | N | 85362010 | 1 | 4042948811641 | 968 | G | 182 | 177.1 | LP17 | LP17 | circuit breaker 3VA1 IEC frame 100 breaking capacity class N Icu=25kA @ 415V 3-pole, line protection TM210, FTFM, In=32A overload protection Ir=32A fixed short-circuit protection Ii=10 x In nut keeper kit | Lista Papel 2020 SI | 0 | 0
3VA1032-3ED32-0AC0 |  | 3VA1032-3ED32-0AC0 | 1 | UN | 1 | 10 | C | D | EAR99 | N | 85362010 | 1 | 4042949056638 | 0.96 | KG | 235.45 | 235.45 | LP17 | LP17 | circuit breaker 3VA1 IEC frame 100 breaking capacity class N Icu=25kA @ 415V 3-pole, line protection TM210, FTFM, In=32A overload protection Ir=32A fixed short-circuit protection Ii=10 x In nut keeper kit 2 auxiliary switches HQ | - | 0 | 0
3VA1032-3ED32-0AD0 |  | 3VA1032-3ED32-0AD0 | 1 | UN | 1 | 10 | C | D | EAR99 | N | 85362010 | 1 | 4042949058724 | 0.99 | KG | 260.1 | 260.1 | LP17 | LP17 | circuit breaker 3VA1 IEC frame 100 breaking capacity class N Icu=25kA @ 415V 3-pole, line protection TM210, FTFM, In=32A overload protection Ir=32A fixed short-circuit protection Ii=10 x In nut keeper kit 3 auxiliary switches HQ | - | 0 | 0
3VA1032-3ED32-0AE0 |  | 3VA1032-3ED32-0AE0 | 1 | UN | 1 | 10 | C | D | EAR99 | N | 85362010 | 1 | 4042949060819 | 1.02 | KG | 282.2 | 282.2 | LP17 | LP17 | circuit breaker 3VA1 IEC frame 100 breaking capacity class N Icu=25kA @ 415V 3-pole, line protection TM210, FTFM, In=32A overload protection Ir=32A fixed short-circuit protection Ii=10 x In nut keeper kit 4 auxiliary switches HQ | - | 0 | 0
3VA1032-3ED32-0AF0 |  | 3VA1032-3ED32-0AF0 | 1 | UN | 1 | 10 | C | D | EAR99 | N | 85362010 | 1 | 4042949062905 | 0.96 | KG | 235.45 | 235.45 | LP17 | LP17 | circuit breaker 3VA1 IEC frame 100 breaking capacity class N Icu=25kA @ 415V 3-pole, line protection TM210, FTFM, In=32A overload protection Ir=32A fixed short-circuit protection Ii=10 x In nut keeper kit 1 auxiliary switch HQ 1 trip alarm switch HQ | - | 0 | 0
3VA1032-3ED32-0AH0 |  | 3VA1032-3ED32-0AH0 | 1 | UN | 1 | 10 | C | D | EAR99 | N | 85362010 | 1 | 4042949067085 | 0.99 | KG | 260.1 | 260.1 | LP17 | LP17 | circuit breaker 3VA1 IEC frame 100 breaking capacity class N Icu=25kA @ 415V 3-pole, line protection TM210, FTFM, In=32A overload protection Ir=32A fixed short-circuit protection Ii=10 x In nut keeper kit 2 auxiliary switches HQ 1 trip alarm switch HQ | - | 0 | 0
3VA1032-3ED32-0BA0 |  | 3VA1032-3ED32-0BA0 | 1 | UN | 1 | 10 | C | D | EAR99 | N | 85362010 | 1 | 4042949042006 | 0.9 | KG | 298.35 | 298.35 | LP17 | LP17 | circuit breaker 3VA1 IEC frame 100 breaking capacity class N Icu=25kA @ 415V 3-pole, line protection TM210, FTFM, In=32A overload protection Ir=32A fixed short-circuit protection Ii=10 x In nut keeper kit undervoltage release (UVR) 24V DC | - | 0 | 0
3VA1032-3ED32-0BC0 |  | 3VA1032-3ED32-0BC0 | 1 | UN | 1 | 10 | C | D | EAR99 | N | 85362010 | 1 | 4042949069539 | 1.05 | KG | 343.4 | 343.4 | LP17 | LP17 | circuit breaker 3VA1 IEC frame 100 breaking capacity class N Icu=25kA @ 415V 3-pole, line protection TM210, FTFM, In=32A overload protection Ir=32A fixed short-circuit protection Ii=10 x In nut keeper kit undervoltage release (UVR) 24V DC 2 auxiliary switches HQ | - | 0 | 0
3VA1032-3ED32-0BH0 |  | 3VA1032-3ED32-0BH0 | 1 | UN | 1 | 10 | C | D | EAR99 | N | 85362010 | 1 | 4042949082071 | 1.05 | KG | 368.05 | 368.05 | LP17 | LP17 | circuit breaker 3VA1 IEC frame 100 breaking capacity class N Icu=25kA @ 415V 3-pole, line protection TM210, FTFM, In=32A overload protection Ir=32A fixed short-circuit protection Ii=10 x In nut keeper kit undervoltage release (UVR) 24V DC 2 auxiliary switches HQ 1 trip alarm switch HQ | - | 0 | 0
3VA1032-3ED32-0CA0 |  | 3VA1032-3ED32-0CA0 | 1 | UN | 1 | 10 | C | D | EAR99 | N | 85362010 | 1 | 4042949044093 | 0.9 | KG | 298.35 | 298.35 | LP17 | LP17 | circuit breaker 3VA1 IEC frame 100 breaking capacity class N Icu=25kA @ 415V 3-pole, line protection TM210, FTFM, In=32A overload protection Ir=32A fixed short-circuit protection Ii=10 x In nut keeper kit undervoltage release (UVR) 120-127V AC 50/60Hz | - | 0 | 0
3VA1032-3ED32-0CC0 |  | 3VA1032-3ED32-0CC0 | 1 | UN | 1 | 10 | C | D | EAR99 | N | 85362010 | 1 | 4042949071624 | 1.05 | KG | 343.4 | 343.4 | LP17 | LP17 | circuit breaker 3VA1 IEC frame 100 breaking capacity class N Icu=25kA @ 415V 3-pole, line protection TM210, FTFM, In=32A overload protection Ir=32A fixed short-circuit protection Ii=10 x In nut keeper kit undervoltage release (UVR) 120-127V AC 50/60Hz 2 auxiliary switches HQ | - | 0 | 0
3VA1032-3ED32-0CH0 |  | 3VA1032-3ED32-0CH0 | 1 | UN | 1 | 10 | C | D | EAR99 | N | 85362010 | 1 | 4042949084167 | 1.08 | KG | 368.05 | 368.05 | LP17 | LP17 | circuit breaker 3VA1 IEC frame 100 breaking capacity class N Icu=25kA @ 415V 3-pole, line protection TM210, FTFM, In=32A overload protection Ir=32A fixed short-circuit protection Ii=10 x In nut keeper kit undervoltage release (UVR) 120-127V AC 50/60Hz 2 auxiliary switches HQ 1 trip alarm switch HQ | - | 0 | 0
3VA1032-3ED32-0DA0 |  | 3VA1032-3ED32-0DA0 | 1 | UN | 1 | 10 | C | D | EAR99 | N | 85362010 | 1 | 4042949046189 | 0.9 | KG | 298.35 | 298.35 | LP17 | LP17 | circuit breaker 3VA1 IEC frame 100 breaking capacity class N Icu=25kA @ 415V 3-pole, line protection TM210, FTFM, In=32A overload protection Ir=32A fixed short-circuit protection Ii=10 x In nut keeper kit undervoltage release (UVR) 208-230V AC 50/60Hz | - | 0 | 0
3VA1032-3ED32-0DC0 |  | 3VA1032-3ED32-0DC0 | 1 | UN | 1 | 10 | C | D | EAR99 | N | 85362010 | 1 | 4042949073710 | 1.05 | KG | 343.4 | 343.4 | LP17 | LP17 | circuit breaker 3VA1 IEC frame 100 breaking capacity class N Icu=25kA @ 415V 3-pole, line protection TM210, FTFM, In=32A overload protection Ir=32A fixed short-circuit protection Ii=10 x In nut keeper kit undervoltage release (UVR) 208-230V AC 50/60Hz 2 auxiliary switches HQ | - | 0 | 0
3VA1032-3ED32-0DH0 |  | 3VA1032-3ED32-0DH0 | 1 | UN | 1 | 10 | C | D | EAR99 | N | 85362010 | 1 | 4042949086253 | 1.08 | KG | 368.05 | 368.05 | LP17 | LP17 | circuit breaker 3VA1 IEC frame 100 breaking capacity class N Icu=25kA @ 415V 3-pole, line protection TM210, FTFM, In=32A overload protection Ir=32A fixed short-circuit protection Ii=10 x In nut keeper kit undervoltage release (UVR) 208-230V AC 50/60Hz 2 auxiliary switches HQ 1 trip alarm switch HQ | - | 0 | 0
3VA1032-3ED32-0HA0 |  | 3VA1032-3ED32-0HA0 | 1 | UN | 1 | 10 | C | D | EAR99 | N | 85362010 | 1 | 4042949048275 | 0.9 | KG | 272.85 | 272.85 | LP17 | LP17 | circuit breaker 3VA1 IEC frame 100 breaking capacity class N Icu=25kA @ 415V 3-pole, line protection TM210, FTFM, In=32A overload protection Ir=32A fixed short-circuit protection Ii=10 x In nut keeper kit shunt trip (STL) 12-30V DC, 24V AC 50/60Hz | - | 0 | 0
3VA1032-3ED32-0HC0 |  | 3VA1032-3ED32-0HC0 | 1 | UN | 1 | 10 | C | D | EAR99 | N | 85362010 | 1 | 4042949075806 | 1.05 | KG | 318.75 | 318.75 | LP17 | LP17 | circuit breaker 3VA1 IEC frame 100 breaking capacity class N Icu=25kA @ 415V 3-pole, line protection TM210, FTFM, In=32A overload protection Ir=32A fixed short-circuit protection Ii=10 x In nut keeper kit shunt trip (STL) 12-30V DC, 24V AC 50/60Hz 2 auxiliary switches HQ | - | 0 | 0
3VA1032-3ED32-0HH0 |  | 3VA1032-3ED32-0HH0 | 1 | UN | 1 | 10 | C | D | EAR99 | N | 85362010 | 1 | 4042949088349 | 1.08 | KG | 342.55 | 342.55 | LP17 | LP17 | circuit breaker 3VA1 IEC frame 100 breaking capacity class N Icu=25kA @ 415V 3-pole, line protection TM210, FTFM, In=32A overload protection Ir=32A fixed short-circuit protection Ii=10 x In nut keeper kit shunt trip (STL) 12-30V DC, 24V AC 50/60Hz 2 auxiliary switches HQ 1 trip alarm switch HQ | - | 0 | 0
3VA1032-3ED32-0JA0 |  | 3VA1032-3ED32-0JA0 | 1 | UN | 1 | 10 | C | D | EAR99 | N | 85362010 | 1 | 4042949050360 | 1.05 | KG | 272.85 | 272.85 | LP17 | LP17 | circuit breaker 3VA1 IEC frame 100 breaking capacity class N Icu=25kA @ 415V 3-pole, line protection TM210, FTFM, In=32A overload protection Ir=32A fixed short-circuit protection Ii=10 x In nut keeper kit shunt trip (STL) 110-127V DC, AC 50/60Hz | - | 0 | 0
3VA1032-3ED32-0JC0 |  | 3VA1032-3ED32-0JC0 | 1 | UN | 1 | 10 | C | D | EAR99 | N | 85362010 | 1 | 4042949077893 | 1.05 | KG | 318.75 | 318.75 | LP17 | LP17 | circuit breaker 3VA1 IEC frame 100 breaking capacity class N Icu=25kA @ 415V 3-pole, line protection TM210, FTFM, In=32A overload protection Ir=32A fixed short-circuit protection Ii=10 x In nut keeper kit shunt trip (STL) 110-127V DC, AC 50/60Hz 2 auxiliary switches HQ | - | 0 | 0
3VA1032-3ED32-0JH0 |  | 3VA1032-3ED32-0JH0 | 1 | UN | 1 | 10 | C | D | EAR99 | N | 85362010 | 1 | 4042949090434 | 1.08 | KG | 342.55 | 342.55 | LP17 | LP17 | circuit breaker 3VA1 IEC frame 100 breaking capacity class N Icu=25kA @ 415V 3-pole, line protection TM210, FTFM, In=32A overload protection Ir=32A fixed short-circuit protection Ii=10 x In nut keeper kit shunt trip (STL) 110-127V DC, AC 50/60Hz 2 auxiliary switches HQ 1 trip alarm switch HQ | - | 0 | 0
3VA1032-3ED32-0KA0 |  | 3VA1032-3ED32-0KA0 | 1 | UN | 1 | 10 | C | D | EAR99 | N | 85362010 | 1 | 4042949052456 | 1.05 | KG | 272.85 | 272.85 | LP17 | LP17 | circuit breaker 3VA1 IEC frame 100 breaking capacity class N Icu=25kA @ 415V 3-pole, line protection TM210, FTFM, In=32A overload protection Ir=32A fixed short-circuit protection Ii=10 x In nut keeper kit shunt trip (STL) 220-250V DC, 208-277V AC | - | 0 | 0
3VA1032-3ED32-0KC0 |  | 3VA1032-3ED32-0KC0 | 1 | UN | 1 | 10 | C | D | EAR99 | N | 85362010 | 1 | 4042949079989 | 1.05 | KG | 318.75 | 318.75 | LP17 | LP17 | circuit breaker 3VA1 IEC frame 100 breaking capacity class N Icu=25kA @ 415V 3-pole, line protection TM210, FTFM, In=32A overload protection Ir=32A fixed short-circuit protection Ii=10 x In nut keeper kit shunt trip (STL) 220-250V DC, 208-277V AC 2 auxiliary switches HQ | - | 0 | 0
3VA1032-3ED32-0KH0 |  | 3VA1032-3ED32-0KH0 | 1 | UN | 1 | 10 | C | D | EAR99 | N | 85362010 | 1 | 4042949092520 | 1.08 | KG | 342.55 | 342.55 | LP17 | LP17 | circuit breaker 3VA1 IEC frame 100 breaking capacity class N Icu=25kA @ 415V 3-pole, line protection TM210, FTFM, In=32A overload protection Ir=32A fixed short-circuit protection Ii=10 x In nut keeper kit shunt trip (STL) 220-250V DC, 208-277V AC 2 auxiliary switches HQ 1 trip alarm switch HQ | - | 0 | 0
3VA1032-3ED36-0AA0 |  | 3VA1032-3ED36-0AA0 | 1 | UN | 1 | 5 | B | D | EAR99 | N | 85362010 | 1 | 4042948819845 | 1.012 | KG | 202.5 | 196.8 | LP17 | LP17 | circuit breaker 3VA1 IEC frame 100 breaking capacity class N Icu=25kA @ 415V 3-pole, line protection TM210, FTFM, In=32A overload protection Ir=32A fixed short-circuit protection Ii=10 x In clamp connection | Lista Papel 2020 SI | 0 | 0
3VA1032-3ED36-0AC0 |  | 3VA1032-3ED36-0AC0 | 1 | UN | 1 | 10 | C | D | EAR99 | N | 85362010 | 1 | 4042949056621 | 0.96 | KG | 258.4 | 258.4 | LP17 | LP17 | circuit breaker 3VA1 IEC frame 100 breaking capacity class N Icu=25kA @ 415V 3-pole, line protection TM210, FTFM, In=32A overload protection Ir=32A fixed short-circuit protection Ii=10 x In clamp connection 2 auxiliary switches HQ | - | 0 | 0
3VA1032-3ED36-0AD0 |  | 3VA1032-3ED36-0AD0 | 1 | UN | 1 | 10 | C | D | EAR99 | N | 85362010 | 1 | 4042949058717 | 0.99 | KG | 279.65 | 279.65 | LP17 | LP17 | circuit breaker 3VA1 IEC frame 100 breaking capacity class N Icu=25kA @ 415V 3-pole, line protection TM210, FTFM, In=32A overload protection Ir=32A fixed short-circuit protection Ii=10 x In clamp connection 3 auxiliary switches HQ | - | 0 | 0
3VA1032-3ED36-0AE0 |  | 3VA1032-3ED36-0AE0 | 1 | UN | 1 | 10 | C | D | EAR99 | N | 85362010 | 1 | 4042949060802 | 1.02 | KG | 304.3 | 304.3 | LP17 | LP17 | circuit breaker 3VA1 IEC frame 100 breaking capacity class N Icu=25kA @ 415V 3-pole, line protection TM210, FTFM, In=32A overload protection Ir=32A fixed short-circuit protection Ii=10 x In clamp connection 4 auxiliary switches HQ | - | 0 | 0
3VA1032-3ED36-0AF0 |  | 3VA1032-3ED36-0AF0 | 1 | UN | 1 | 10 | C | D | EAR99 | N | 85362010 | 1 | 4042949062899 | 0.96 | KG | 258.4 | 258.4 | LP17 | LP17 | circuit breaker 3VA1 IEC frame 100 breaking capacity class N Icu=25kA @ 415V 3-pole, line protection TM210, FTFM, In=32A overload protection Ir=32A fixed short-circuit protection Ii=10 x In clamp connection 1 auxiliary switch HQ 1 trip alarm switch HQ | - | 0 | 0
3VA1032-3ED36-0AH0 |  | 3VA1032-3ED36-0AH0 | 1 | UN | 1 | 10 | C | D | EAR99 | N | 85362010 | 1 | 4042949067078 | 0.99 | KG | 279.65 | 279.65 | LP17 | LP17 | circuit breaker 3VA1 IEC frame 100 breaking capacity class N Icu=25kA @ 415V 3-pole, line protection TM210, FTFM, In=32A overload protection Ir=32A fixed short-circuit protection Ii=10 x In clamp connection 2 auxiliary switches HQ 1 trip alarm switch HQ | - | 0 | 0
3VA1032-3ED36-0BA0 |  | 3VA1032-3ED36-0BA0 | 1 | UN | 1 | 10 | C | D | EAR99 | N | 85362010 | 1 | 4042949041993 | 0.9 | KG | 318.75 | 318.75 | LP17 | LP17 | circuit breaker 3VA1 IEC frame 100 breaking capacity class N Icu=25kA @ 415V 3-pole, line protection TM210, FTFM, In=32A overload protection Ir=32A fixed short-circuit protection Ii=10 x In clamp connection undervoltage release (UVR) 24V DC | - | 0 | 0
3VA1032-3ED36-0BC0 |  | 3VA1032-3ED36-0BC0 | 1 | UN | 1 | 10 | C | D | EAR99 | N | 85362010 | 1 | 4042949069522 | 1.05 | KG | 366.35 | 366.35 | LP17 | LP17 | circuit breaker 3VA1 IEC frame 100 breaking capacity class N Icu=25kA @ 415V 3-pole, line protection TM210, FTFM, In=32A overload protection Ir=32A fixed short-circuit protection Ii=10 x In clamp connection undervoltage release (UVR) 24V DC 2 auxiliary switches HQ | - | 0 | 0
3VA1032-3ED36-0BH0 |  | 3VA1032-3ED36-0BH0 | 1 | UN | 1 | 10 | C | D | EAR99 | N | 85362010 | 1 | 4042949082064 | 1.05 | KG | 389.3 | 389.3 | LP17 | LP17 | circuit breaker 3VA1 IEC frame 100 breaking capacity class N Icu=25kA @ 415V 3-pole, line protection TM210, FTFM, In=32A overload protection Ir=32A fixed short-circuit protection Ii=10 x In clamp connection undervoltage release (UVR) 24V DC 2 auxiliary switches HQ 1 trip alarm switch HQ | - | 0 | 0
3VA1032-3ED36-0CA0 |  | 3VA1032-3ED36-0CA0 | 1 | UN | 1 | 10 | C | D | EAR99 | N | 85362010 | 1 | 4042949044086 | 0.9 | KG | 318.75 | 318.75 | LP17 | LP17 | circuit breaker 3VA1 IEC frame 100 breaking capacity class N Icu=25kA @ 415V 3-pole, line protection TM210, FTFM, In=32A overload protection Ir=32A fixed short-circuit protection Ii=10 x In clamp connection undervoltage release (UVR) 120-127V AC 50/60Hz | - | 0 | 0
3VA1032-3ED36-0CC0 |  | 3VA1032-3ED36-0CC0 | 1 | UN | 1 | 10 | C | D | EAR99 | N | 85362010 | 1 | 4042949071617 | 1.05 | KG | 366.35 | 366.35 | LP17 | LP17 | circuit breaker 3VA1 IEC frame 100 breaking capacity class N Icu=25kA @ 415V 3-pole, line protection TM210, FTFM, In=32A overload protection Ir=32A fixed short-circuit protection Ii=10 x In clamp connection undervoltage release (UVR) 120-127V AC 50/60Hz 2 auxiliary switches HQ | - | 0 | 0
3VA1032-3ED36-0CH0 |  | 3VA1032-3ED36-0CH0 | 1 | UN | 1 | 10 | C | D | EAR99 | N | 85362010 | 1 | 4042949084150 | 1.08 | KG | 389.3 | 389.3 | LP17 | LP17 | circuit breaker 3VA1 IEC frame 100 breaking capacity class N Icu=25kA @ 415V 3-pole, line protection TM210, FTFM, In=32A overload protection Ir=32A fixed short-circuit protection Ii=10 x In clamp connection undervoltage release (UVR) 120-127V AC 50/60Hz 2 auxiliary switches HQ 1 trip alarm switch HQ | - | 0 | 0
3VA1032-3ED36-0DA0 |  | 3VA1032-3ED36-0DA0 | 1 | UN | 1 | 10 | C | D | EAR99 | N | 85362010 | 1 | 4042949046172 | 0.9 | KG | 318.75 | 318.75 | LP17 | LP17 | circuit breaker 3VA1 IEC frame 100 breaking capacity class N Icu=25kA @ 415V 3-pole, line protection TM210, FTFM, In=32A overload protection Ir=32A fixed short-circuit protection Ii=10 x In clamp connection undervoltage release (UVR) 208-230V AC 50/60Hz | - | 0 | 0
3VA1032-3ED36-0DC0 |  | 3VA1032-3ED36-0DC0 | 1 | UN | 1 | 10 | C | D | EAR99 | N | 85362010 | 1 | 4042949073703 | 1.05 | KG | 366.35 | 366.35 | LP17 | LP17 | circuit breaker 3VA1 IEC frame 100 breaking capacity class N Icu=25kA @ 415V 3-pole, line protection TM210, FTFM, In=32A overload protection Ir=32A fixed short-circuit protection Ii=10 x In clamp connection undervoltage release (UVR) 208-230V AC 50/60Hz 2 auxiliary switches HQ | - | 0 | 0
3VA1032-3ED36-0DH0 |  | 3VA1032-3ED36-0DH0 | 1 | UN | 1 | 10 | C | D | EAR99 | N | 85362010 | 1 | 4042949086246 | 1.08 | KG | 389.3 | 389.3 | LP17 | LP17 | circuit breaker 3VA1 IEC frame 100 breaking capacity class N Icu=25kA @ 415V 3-pole, line protection TM210, FTFM, In=32A overload protection Ir=32A fixed short-circuit protection Ii=10 x In clamp connection undervoltage release (UVR) 208-230V AC 50/60Hz 2 auxiliary switches HQ 1 trip alarm switch HQ | - | 0 | 0
3VA1032-3ED36-0HA0 |  | 3VA1032-3ED36-0HA0 | 1 | UN | 1 | 10 | C | D | EAR99 | N | 85362010 | 1 | 4042949048268 | 0.9 | KG | 294.95 | 294.95 | LP17 | LP17 | circuit breaker 3VA1 IEC frame 100 breaking capacity class N Icu=25kA @ 415V 3-pole, line protection TM210, FTFM, In=32A overload protection Ir=32A fixed short-circuit protection Ii=10 x In clamp connection shunt trip (STL) 12-30V DC, 24V AC 50/60Hz | - | 0 | 0
3VA1032-3ED36-0HC0 |  | 3VA1032-3ED36-0HC0 | 1 | UN | 1 | 10 | C | D | EAR99 | N | 85362010 | 1 | 4042949075790 | 1.05 | KG | 340.85 | 340.85 | LP17 | LP17 | circuit breaker 3VA1 IEC frame 100 breaking capacity class N Icu=25kA @ 415V 3-pole, line protection TM210, FTFM, In=32A overload protection Ir=32A fixed short-circuit protection Ii=10 x In clamp connection shunt trip (STL) 12-30V DC, 24V AC 50/60Hz 2 auxiliary switches HQ | - | 0 | 0
3VA1032-3ED36-0HH0 |  | 3VA1032-3ED36-0HH0 | 1 | UN | 1 | 10 | C | D | EAR99 | N | 85362010 | 1 | 4042949088332 | 1.08 | KG | 365.5 | 365.5 | LP17 | LP17 | circuit breaker 3VA1 IEC frame 100 breaking capacity class N Icu=25kA @ 415V 3-pole, line protection TM210, FTFM, In=32A overload protection Ir=32A fixed short-circuit protection Ii=10 x In clamp connection shunt trip (STL) 12-30V DC, 24V AC 50/60Hz 2 auxiliary switches HQ 1 trip alarm switch HQ | - | 0 | 0
3VA1032-3ED36-0JA0 |  | 3VA1032-3ED36-0JA0 | 1 | UN | 1 | 10 | C | D | EAR99 | N | 85362010 | 1 | 4042949050353 | 1.05 | KG | 294.95 | 294.95 | LP17 | LP17 | circuit breaker 3VA1 IEC frame 100 breaking capacity class N Icu=25kA @ 415V 3-pole, line protection TM210, FTFM, In=32A overload protection Ir=32A fixed short-circuit protection Ii=10 x In clamp connection shunt trip (STL) 110-127V DC, AC 50/60Hz | - | 0 | 0
3VA1032-3ED36-0JC0 |  | 3VA1032-3ED36-0JC0 | 1 | UN | 1 | 10 | C | D | EAR99 | N | 85362010 | 1 | 4042949077886 | 1.05 | KG | 340.85 | 340.85 | LP17 | LP17 | circuit breaker 3VA1 IEC frame 100 breaking capacity class N Icu=25kA @ 415V 3-pole, line protection TM210, FTFM, In=32A overload protection Ir=32A fixed short-circuit protection Ii=10 x In clamp connection shunt trip (STL) 110-127V DC, AC 50/60Hz 2 auxiliary switches HQ | - | 0 | 0
3VA1032-3ED36-0JH0 |  | 3VA1032-3ED36-0JH0 | 1 | UN | 1 | 10 | C | D | EAR99 | N | 85362010 | 1 | 4042949090427 | 1.08 | KG | 365.5 | 365.5 | LP17 | LP17 | circuit breaker 3VA1 IEC frame 100 breaking capacity class N Icu=25kA @ 415V 3-pole, line protection TM210, FTFM, In=32A overload protection Ir=32A fixed short-circuit protection Ii=10 x In clamp connection shunt trip (STL) 110-127V DC, AC 50/60Hz 2 auxiliary switches HQ 1 trip alarm switch HQ | - | 0 | 0
3VA1032-3ED36-0KA0 |  | 3VA1032-3ED36-0KA0 | 1 | UN | 1 | 10 | C | D | EAR99 | N | 85362010 | 1 | 4042949052449 | 1.05 | KG | 294.95 | 294.95 | LP17 | LP17 | circuit breaker 3VA1 IEC frame 100 breaking capacity class N Icu=25kA @ 415V 3-pole, line protection TM210, FTFM, In=32A overload protection Ir=32A fixed short-circuit protection Ii=10 x In clamp connection shunt trip (STL) 220-250V DC, 208-277V AC | - | 0 | 0
3VA1032-3ED36-0KC0 |  | 3VA1032-3ED36-0KC0 | 1 | UN | 1 | 10 | C | D | EAR99 | N | 85362010 | 1 | 4042949079972 | 1.05 | KG | 340.85 | 340.85 | LP17 | LP17 | circuit breaker 3VA1 IEC frame 100 breaking capacity class N Icu=25kA @ 415V 3-pole, line protection TM210, FTFM, In=32A overload protection Ir=32A fixed short-circuit protection Ii=10 x In clamp connection shunt trip (STL) 220-250V DC, 208-277V AC 2 auxiliary switches HQ | - | 0 | 0
3VA1032-3ED36-0KH0 |  | 3VA1032-3ED36-0KH0 | 1 | UN | 1 | 10 | C | D | EAR99 | N | 85362010 | 1 | 4042949092513 | 1.08 | KG | 365.5 | 365.5 | LP17 | LP17 | circuit breaker 3VA1 IEC frame 100 breaking capacity class N Icu=25kA @ 415V 3-pole, line protection TM210, FTFM, In=32A overload protection Ir=32A fixed short-circuit protection Ii=10 x In clamp connection shunt trip (STL) 220-250V DC, 208-277V AC 2 auxiliary switches HQ 1 trip alarm switch HQ | - | 0 | 0
3VA1032-3ED42-0AA0 |  | 3VA1032-3ED42-0AA0 | 1 | UN | 1 | 5 | B | D | EAR99 | N | 85362010 | 1 | 4042948811917 | 1.18 | KG | 235.3 | 228.8 | LP17 | LP17 | circuit breaker 3VA1 IEC frame 100 breaking capacity class N Icu=25kA @ 415V 4-pole, line protection TM210, FTFM, In=32A overload protection Ir=32A fixed short-circuit protection Ii=10 x In N conductor unprotected nut keeper kit | Lista Papel 2020 SI | 0 | 0
3VA1032-3ED46-0AA0 |  | 3VA1032-3ED46-0AA0 | 1 | UN | 1 | 5 | B | D | EAR99 | N | 85362010 | 1 | 4042948820117 | 1.17 | KG | 264.9 | 257.5 | LP17 | LP17 | circuit breaker 3VA1 IEC frame 100 breaking capacity class N Icu=25kA @ 415V 4-pole, line protection TM210, FTFM, In=32A overload protection Ir=32A fixed short-circuit protection Ii=10 x In N conductor unprotected clamp connection | Lista Papel 2020 SI | 0 | 0
3VA1032-4ED32-0AA0 |  | 3VA1032-4ED32-0AA0 | 1 | UN | 1 | 2 | A | D | N | N | 85362010 | 1 | 4042948811658 | 938 | G | 185.3 | 180.4 | LP17 | LP17 | circuit breaker 3VA1 IEC frame 100 breaking capacity class S Icu=36kA @ 415V 3-pole, line protection TM210, FTFM, In=32A overload protection Ir=32A fixed short-circuit protection Ii=10 x In nut keeper kit | Lista Papel 2020 SI | 0 | 0
3VA1032-4ED32-0AC0 |  | 3VA1032-4ED32-0AC0 | 1 | UN | 1 | 10 | C | D | EAR99 | N | 85362010 | 1 | 4042949056614 | 0.96 | KG | 238.85 | 238.85 | LP17 | LP17 | circuit breaker 3VA1 IEC frame 100 breaking capacity class S Icu=36kA @ 415V 3-pole, line protection TM210, FTFM, In=32A overload protection Ir=32A fixed short-circuit protection Ii=10 x In nut keeper kit 2 auxiliary switches HQ | - | 0 | 0
3VA1032-4ED32-0AD0 |  | 3VA1032-4ED32-0AD0 | 1 | UN | 1 | 10 | C | D | EAR99 | N | 85362010 | 1 | 4042949058700 | 0.99 | KG | 263.5 | 263.5 | LP17 | LP17 | circuit breaker 3VA1 IEC frame 100 breaking capacity class S Icu=36kA @ 415V 3-pole, line protection TM210, FTFM, In=32A overload protection Ir=32A fixed short-circuit protection Ii=10 x In nut keeper kit 3 auxiliary switches HQ | - | 0 | 0
3VA1032-4ED32-0AE0 |  | 3VA1032-4ED32-0AE0 | 1 | UN | 1 | 10 | C | D | EAR99 | N | 85362010 | 1 | 4042949060796 | 1.02 | KG | 285.6 | 285.6 | LP17 | LP17 | circuit breaker 3VA1 IEC frame 100 breaking capacity class S Icu=36kA @ 415V 3-pole, line protection TM210, FTFM, In=32A overload protection Ir=32A fixed short-circuit protection Ii=10 x In nut keeper kit 4 auxiliary switches HQ | - | 0 | 0
3VA1032-4ED32-0AF0 |  | 3VA1032-4ED32-0AF0 | 1 | UN | 1 | 10 | C | D | EAR99 | N | 85362010 | 1 | 4042949062882 | 0.96 | KG | 238.85 | 238.85 | LP17 | LP17 | circuit breaker 3VA1 IEC frame 100 breaking capacity class S Icu=36kA @ 415V 3-pole, line protection TM210, FTFM, In=32A overload protection Ir=32A fixed short-circuit protection Ii=10 x In nut keeper kit 1 auxiliary switch HQ 1 trip alarm switch HQ | - | 0 | 0
3VA1032-4ED32-0AH0 |  | 3VA1032-4ED32-0AH0 | 1 | UN | 1 | 10 | C | D | EAR99 | N | 85362010 | 1 | 4042949067061 | 0.99 | KG | 263.5 | 263.5 | LP17 | LP17 | circuit breaker 3VA1 IEC frame 100 breaking capacity class S Icu=36kA @ 415V 3-pole, line protection TM210, FTFM, In=32A overload protection Ir=32A fixed short-circuit protection Ii=10 x In nut keeper kit 2 auxiliary switches HQ 1 trip alarm switch HQ | - | 0 | 0
3VA1032-4ED32-0BA0 |  | 3VA1032-4ED32-0BA0 | 1 | UN | 1 | 10 | C | D | EAR99 | N | 85362010 | 1 | 4042949041986 | 0.9 | KG | 301.75 | 301.75 | LP17 | LP17 | circuit breaker 3VA1 IEC frame 100 breaking capacity class S Icu=36kA @ 415V 3-pole, line protection TM210, FTFM, In=32A overload protection Ir=32A fixed short-circuit protection Ii=10 x In nut keeper kit undervoltage release (UVR) 24V DC | - | 0 | 0
3VA1032-4ED32-0BC0 |  | 3VA1032-4ED32-0BC0 | 1 | UN | 1 | 10 | C | D | EAR99 | N | 85362010 | 1 | 4042949069515 | 1.05 | KG | 347.65 | 347.65 | LP17 | LP17 | circuit breaker 3VA1 IEC frame 100 breaking capacity class S Icu=36kA @ 415V 3-pole, line protection TM210, FTFM, In=32A overload protection Ir=32A fixed short-circuit protection Ii=10 x In nut keeper kit undervoltage release (UVR) 24V DC 2 auxiliary switches HQ | - | 0 | 0
3VA1032-4ED32-0BH0 |  | 3VA1032-4ED32-0BH0 | 1 | UN | 1 | 10 | C | D | EAR99 | N | 85362010 | 1 | 4042949082057 | 1.05 | KG | 371.45 | 371.45 | LP17 | LP17 | circuit breaker 3VA1 IEC frame 100 breaking capacity class S Icu=36kA @ 415V 3-pole, line protection TM210, FTFM, In=32A overload protection Ir=32A fixed short-circuit protection Ii=10 x In nut keeper kit undervoltage release (UVR) 24V DC 2 auxiliary switches HQ 1 trip alarm switch HQ | - | 0 | 0
3VA1032-4ED32-0CA0 |  | 3VA1032-4ED32-0CA0 | 1 | UN | 1 | 10 | C | D | EAR99 | N | 85362010 | 1 | 4042949044079 | 0.9 | KG | 301.75 | 301.75 | LP17 | LP17 | circuit breaker 3VA1 IEC frame 100 breaking capacity class S Icu=36kA @ 415V 3-pole, line protection TM210, FTFM, In=32A overload protection Ir=32A fixed short-circuit protection Ii=10 x In nut keeper kit undervoltage release (UVR) 120-127V AC 50/60Hz | - | 0 | 0
3VA1032-4ED32-0CC0 |  | 3VA1032-4ED32-0CC0 | 1 | UN | 1 | 10 | C | D | EAR99 | N | 85362010 | 1 | 4042949071600 | 1.05 | KG | 347.65 | 347.65 | LP17 | LP17 | circuit breaker 3VA1 IEC frame 100 breaking capacity class S Icu=36kA @ 415V 3-pole, line protection TM210, FTFM, In=32A overload protection Ir=32A fixed short-circuit protection Ii=10 x In nut keeper kit undervoltage release (UVR) 120-127V AC 50/60Hz 2 auxiliary switches HQ | - | 0 | 0
3VA1032-4ED32-0CH0 |  | 3VA1032-4ED32-0CH0 | 1 | UN | 1 | 10 | C | D | EAR99 | N | 85362010 | 1 | 4042949084143 | 1.08 | KG | 371.45 | 371.45 | LP17 | LP17 | circuit breaker 3VA1 IEC frame 100 breaking capacity class S Icu=36kA @ 415V 3-pole, line protection TM210, FTFM, In=32A overload protection Ir=32A fixed short-circuit protection Ii=10 x In nut keeper kit undervoltage release (UVR) 120-127V AC 50/60Hz 2 auxiliary switches HQ 1 trip alarm switch HQ | - | 0 | 0
3VA1032-4ED32-0DA0 |  | 3VA1032-4ED32-0DA0 | 1 | UN | 1 | 10 | C | D | EAR99 | N | 85362010 | 1 | 4042949046165 | 0.9 | KG | 301.75 | 301.75 | LP17 | LP17 | circuit breaker 3VA1 IEC frame 100 breaking capacity class S Icu=36kA @ 415V 3-pole, line protection TM210, FTFM, In=32A overload protection Ir=32A fixed short-circuit protection Ii=10 x In nut keeper kit undervoltage release (UVR) 208-230V AC 50/60Hz | - | 0 | 0
3VA1032-4ED32-0DC0 |  | 3VA1032-4ED32-0DC0 | 1 | UN | 1 | 10 | C | D | EAR99 | N | 85362010 | 1 | 4042949073697 | 1.05 | KG | 347.65 | 347.65 | LP17 | LP17 | circuit breaker 3VA1 IEC frame 100 breaking capacity class S Icu=36kA @ 415V 3-pole, line protection TM210, FTFM, In=32A overload protection Ir=32A fixed short-circuit protection Ii=10 x In nut keeper kit undervoltage release (UVR) 208-230V AC 50/60Hz 2 auxiliary switches HQ | - | 0 | 0
3VA1032-4ED32-0DH0 |  | 3VA1032-4ED32-0DH0 | 1 | UN | 1 | 10 | C | D | EAR99 | N | 85362010 | 1 | 4042949086239 | 1.08 | KG | 371.45 | 371.45 | LP17 | LP17 | circuit breaker 3VA1 IEC frame 100 breaking capacity class S Icu=36kA @ 415V 3-pole, line protection TM210, FTFM, In=32A overload protection Ir=32A fixed short-circuit protection Ii=10 x In nut keeper kit undervoltage release (UVR) 208-230V AC 50/60Hz 2 auxiliary switches HQ 1 trip alarm switch HQ | - | 0 | 0
3VA1032-4ED32-0HA0 |  | 3VA1032-4ED32-0HA0 | 1 | UN | 1 | 10 | C | D | EAR99 | N | 85362010 | 1 | 4042949048251 | 0.9 | KG | 276.25 | 276.25 | LP17 | LP17 | circuit breaker 3VA1 IEC frame 100 breaking capacity class S Icu=36kA @ 415V 3-pole, line protection TM210, FTFM, In=32A overload protection Ir=32A fixed short-circuit protection Ii=10 x In nut keeper kit shunt trip (STL) 12-30V DC, 24V AC 50/60Hz | - | 0 | 0
3VA1032-4ED32-0HC0 |  | 3VA1032-4ED32-0HC0 | 1 | UN | 1 | 10 | C | D | EAR99 | N | 85362010 | 1 | 4042949075783 | 1.05 | KG | 322.15 | 322.15 | LP17 | LP17 | circuit breaker 3VA1 IEC frame 100 breaking capacity class S Icu=36kA @ 415V 3-pole, line protection TM210, FTFM, In=32A overload protection Ir=32A fixed short-circuit protection Ii=10 x In nut keeper kit shunt trip (STL) 12-30V DC, 24V AC 50/60Hz 2 auxiliary switches HQ | - | 0 | 0
3VA1032-4ED32-0HH0 |  | 3VA1032-4ED32-0HH0 | 1 | UN | 1 | 10 | C | D | EAR99 | N | 85362010 | 1 | 4042949088325 | 1.08 | KG | 345.95 | 345.95 | LP17 | LP17 | circuit breaker 3VA1 IEC frame 100 breaking capacity class S Icu=36kA @ 415V 3-pole, line protection TM210, FTFM, In=32A overload protection Ir=32A fixed short-circuit protection Ii=10 x In nut keeper kit shunt trip (STL) 12-30V DC, 24V AC 50/60Hz 2 auxiliary switches HQ 1 trip alarm switch HQ | - | 0 | 0
3VA1032-4ED32-0JA0 |  | 3VA1032-4ED32-0JA0 | 1 | UN | 1 | 10 | C | D | EAR99 | N | 85362010 | 1 | 4042949050346 | 1.05 | KG | 276.25 | 276.25 | LP17 | LP17 | circuit breaker 3VA1 IEC frame 100 breaking capacity class S Icu=36kA @ 415V 3-pole, line protection TM210, FTFM, In=32A overload protection Ir=32A fixed short-circuit protection Ii=10 x In nut keeper kit shunt trip (STL) 110-127V DC, AC 50/60Hz | - | 0 | 0
3VA1032-4ED32-0JC0 |  | 3VA1032-4ED32-0JC0 | 1 | UN | 1 | 10 | C | D | EAR99 | N | 85362010 | 1 | 4042949077879 | 1.05 | KG | 322.15 | 322.15 | LP17 | LP17 | circuit breaker 3VA1 IEC frame 100 breaking capacity class S Icu=36kA @ 415V 3-pole, line protection TM210, FTFM, In=32A overload protection Ir=32A fixed short-circuit protection Ii=10 x In nut keeper kit shunt trip (STL) 110-127V DC, AC 50/60Hz 2 auxiliary switches HQ | - | 0 | 0
3VA1032-4ED32-0JD0 |  | 3VA1032-4ED32-0JD0 | 1 | UN | 1 | 10 | C | D | EAR99 | N | 85362010 | 1 | 4042949320678 | 1.05 | KG | 345.95 | 345.95 | LP17 | LP17 | circuit breaker 3VA1 IEC frame 100 breaking capacity class S Icu=36kA @ 415V 3-pole, line protection TM210, FTFM, In=32A overload protection Ir=32A fixed short-circuit protection Ii=10 x In nut keeper kit shunt trip (STL) 110-127V DC, AC 50/60Hz 3 auxiliary switches HQ | - | 0 | 0
3VA1032-4ED32-0JH0 |  | 3VA1032-4ED32-0JH0 | 1 | UN | 1 | 10 | C | D | EAR99 | N | 85362010 | 1 | 4042949090410 | 1.08 | KG | 345.95 | 345.95 | LP17 | LP17 | circuit breaker 3VA1 IEC frame 100 breaking capacity class S Icu=36kA @ 415V 3-pole, line protection TM210, FTFM, In=32A overload protection Ir=32A fixed short-circuit protection Ii=10 x In nut keeper kit shunt trip (STL) 110-127V DC, AC 50/60Hz 2 auxiliary switches HQ 1 trip alarm switch HQ | - | 0 | 0
3VA1032-4ED32-0KA0 |  | 3VA1032-4ED32-0KA0 | 1 | UN | 1 | 10 | C | D | EAR99 | N | 85362010 | 1 | 4042949052432 | 1.05 | KG | 276.25 | 276.25 | LP17 | LP17 | circuit breaker 3VA1 IEC frame 100 breaking capacity class S Icu=36kA @ 415V 3-pole, line protection TM210, FTFM, In=32A overload protection Ir=32A fixed short-circuit protection Ii=10 x In nut keeper kit shunt trip (STL) 220-250V DC, 208-277V AC | - | 0 | 0
3VA1032-4ED32-0KC0 |  | 3VA1032-4ED32-0KC0 | 1 | UN | 1 | 10 | C | D | EAR99 | N | 85362010 | 1 | 4042949079965 | 1.05 | KG | 322.15 | 322.15 | LP17 | LP17 | circuit breaker 3VA1 IEC frame 100 breaking capacity class S Icu=36kA @ 415V 3-pole, line protection TM210, FTFM, In=32A overload protection Ir=32A fixed short-circuit protection Ii=10 x In nut keeper kit shunt trip (STL) 220-250V DC, 208-277V AC 2 auxiliary switches HQ | - | 0 | 0
3VA1032-4ED32-0KH0 |  | 3VA1032-4ED32-0KH0 | 1 | UN | 1 | 10 | C | D | EAR99 | N | 85362010 | 1 | 4042949092506 | 1.08 | KG | 345.95 | 345.95 | LP17 | LP17 | circuit breaker 3VA1 IEC frame 100 breaking capacity class S Icu=36kA @ 415V 3-pole, line protection TM210, FTFM, In=32A overload protection Ir=32A fixed short-circuit protection Ii=10 x In nut keeper kit shunt trip (STL) 220-250V DC, 208-277V AC 2 auxiliary switches HQ 1 trip alarm switch HQ | - | 0 | 0
3VA1032-4ED36-0AA0 |  | 3VA1032-4ED36-0AA0 | 1 | UN | 1 | 5 | B | D | EAR99 | N | 85362010 | 1 | 4042948819852 | 1.037 | KG | 206.6 | 200.9 | LP17 | LP17 | circuit breaker 3VA1 IEC frame 100 breaking capacity class S Icu=36kA @ 415V 3-pole, line protection TM210, FTFM, In=32A overload protection Ir=32A fixed short-circuit protection Ii=10 x In clamp connection | Lista Papel 2020 SI | 0 | 0
3VA1032-4ED36-0AC0 |  | 3VA1032-4ED36-0AC0 | 1 | UN | 1 | 10 | C | D | EAR99 | N | 85362010 | 1 | 4042949056607 | 0.96 | KG | 261.8 | 261.8 | LP17 | LP17 | circuit breaker 3VA1 IEC frame 100 breaking capacity class S Icu=36kA @ 415V 3-pole, line protection TM210, FTFM, In=32A overload protection Ir=32A fixed short-circuit protection Ii=10 x In clamp connection 2 auxiliary switches HQ | - | 0 | 0
3VA1032-4ED36-0AD0 |  | 3VA1032-4ED36-0AD0 | 1 | UN | 1 | 10 | C | D | EAR99 | N | 85362010 | 1 | 4042949058694 | 0.99 | KG | 283.9 | 283.9 | LP17 | LP17 | circuit breaker 3VA1 IEC frame 100 breaking capacity class S Icu=36kA @ 415V 3-pole, line protection TM210, FTFM, In=32A overload protection Ir=32A fixed short-circuit protection Ii=10 x In clamp connection 3 auxiliary switches HQ | - | 0 | 0
3VA1032-4ED36-0AE0 |  | 3VA1032-4ED36-0AE0 | 1 | UN | 1 | 10 | C | D | EAR99 | N | 85362010 | 1 | 4042949060789 | 1.02 | KG | 308.55 | 308.55 | LP17 | LP17 | circuit breaker 3VA1 IEC frame 100 breaking capacity class S Icu=36kA @ 415V 3-pole, line protection TM210, FTFM, In=32A overload protection Ir=32A fixed short-circuit protection Ii=10 x In clamp connection 4 auxiliary switches HQ | - | 0 | 0
3VA1032-4ED36-0AF0 |  | 3VA1032-4ED36-0AF0 | 1 | UN | 1 | 10 | C | D | EAR99 | N | 85362010 | 1 | 4042949062875 | 0.96 | KG | 261.8 | 261.8 | LP17 | LP17 | circuit breaker 3VA1 IEC frame 100 breaking capacity class S Icu=36kA @ 415V 3-pole, line protection TM210, FTFM, In=32A overload protection Ir=32A fixed short-circuit protection Ii=10 x In clamp connection 1 auxiliary switch HQ 1 trip alarm switch HQ | - | 0 | 0
3VA1032-4ED36-0AH0 |  | 3VA1032-4ED36-0AH0 | 1 | UN | 1 | 10 | C | D | EAR99 | N | 85362010 | 1 | 4042949067054 | 0.99 | KG | 283.9 | 283.9 | LP17 | LP17 | circuit breaker 3VA1 IEC frame 100 breaking capacity class S Icu=36kA @ 415V 3-pole, line protection TM210, FTFM, In=32A overload protection Ir=32A fixed short-circuit protection Ii=10 x In clamp connection 2 auxiliary switches HQ 1 trip alarm switch HQ | - | 0 | 0
3VA1032-4ED36-0BA0 |  | 3VA1032-4ED36-0BA0 | 1 | UN | 1 | 10 | C | D | EAR99 | N | 85362010 | 1 | 4042949041979 | 0.9 | KG | 322.15 | 322.15 | LP17 | LP17 | circuit breaker 3VA1 IEC frame 100 breaking capacity class S Icu=36kA @ 415V 3-pole, line protection TM210, FTFM, In=32A overload protection Ir=32A fixed short-circuit protection Ii=10 x In clamp connection undervoltage release (UVR) 24V DC | - | 0 | 0
3VA1032-4ED36-0BC0 |  | 3VA1032-4ED36-0BC0 | 1 | UN | 1 | 10 | C | D | EAR99 | N | 85362010 | 1 | 4042949069508 | 1.05 | KG | 369.75 | 369.75 | LP17 | LP17 | circuit breaker 3VA1 IEC frame 100 breaking capacity class S Icu=36kA @ 415V 3-pole, line protection TM210, FTFM, In=32A overload protection Ir=32A fixed short-circuit protection Ii=10 x In clamp connection undervoltage release (UVR) 24V DC 2 auxiliary switches HQ | - | 0 | 0
3VA1032-4ED36-0BH0 |  | 3VA1032-4ED36-0BH0 | 1 | UN | 1 | 10 | C | D | EAR99 | N | 85362010 | 1 | 4042949082040 | 1.05 | KG | 393.55 | 393.55 | LP17 | LP17 | circuit breaker 3VA1 IEC frame 100 breaking capacity class S Icu=36kA @ 415V 3-pole, line protection TM210, FTFM, In=32A overload protection Ir=32A fixed short-circuit protection Ii=10 x In clamp connection undervoltage release (UVR) 24V DC 2 auxiliary switches HQ 1 trip alarm switch HQ | - | 0 | 0
3VA1032-4ED36-0CA0 |  | 3VA1032-4ED36-0CA0 | 1 | UN | 1 | 10 | C | D | EAR99 | N | 85362010 | 1 | 4042949044062 | 0.9 | KG | 322.15 | 322.15 | LP17 | LP17 | circuit breaker 3VA1 IEC frame 100 breaking capacity class S Icu=36kA @ 415V 3-pole, line protection TM210, FTFM, In=32A overload protection Ir=32A fixed short-circuit protection Ii=10 x In clamp connection undervoltage release (UVR) 120-127V AC 50/60Hz | - | 0 | 0
3VA1032-4ED36-0CC0 |  | 3VA1032-4ED36-0CC0 | 1 | UN | 1 | 10 | C | D | EAR99 | N | 85362010 | 1 | 4042949071594 | 1.05 | KG | 369.75 | 369.75 | LP17 | LP17 | circuit breaker 3VA1 IEC frame 100 breaking capacity class S Icu=36kA @ 415V 3-pole, line protection TM210, FTFM, In=32A overload protection Ir=32A fixed short-circuit protection Ii=10 x In clamp connection undervoltage release (UVR) 120-127V AC 50/60Hz 2 auxiliary switches HQ | - | 0 | 0
3VA1032-4ED36-0CH0 |  | 3VA1032-4ED36-0CH0 | 1 | UN | 1 | 10 | C | D | EAR99 | N | 85362010 | 1 | 4042949084136 | 1.08 | KG | 393.55 | 393.55 | LP17 | LP17 | circuit breaker 3VA1 IEC frame 100 breaking capacity class S Icu=36kA @ 415V 3-pole, line protection TM210, FTFM, In=32A overload protection Ir=32A fixed short-circuit protection Ii=10 x In clamp connection undervoltage release (UVR) 120-127V AC 50/60Hz 2 auxiliary switches HQ 1 trip alarm switch HQ | - | 0 | 0
3VA1032-4ED36-0DA0 |  | 3VA1032-4ED36-0DA0 | 1 | UN | 1 | 10 | C | D | EAR99 | N | 85362010 | 1 | 4042949046158 | 0.9 | KG | 322.15 | 322.15 | LP17 | LP17 | circuit breaker 3VA1 IEC frame 100 breaking capacity class S Icu=36kA @ 415V 3-pole, line protection TM210, FTFM, In=32A overload protection Ir=32A fixed short-circuit protection Ii=10 x In clamp connection undervoltage release (UVR) 208-230V AC 50/60Hz | - | 0 | 0
3VA1032-4ED36-0DC0 |  | 3VA1032-4ED36-0DC0 | 1 | UN | 1 | 10 | C | D | EAR99 | N | 85362010 | 1 | 4042949073680 | 1.05 | KG | 369.75 | 369.75 | LP17 | LP17 | circuit breaker 3VA1 IEC frame 100 breaking capacity class S Icu=36kA @ 415V 3-pole, line protection TM210, FTFM, In=32A overload protection Ir=32A fixed short-circuit protection Ii=10 x In clamp connection undervoltage release (UVR) 208-230V AC 50/60Hz 2 auxiliary switches HQ | - | 0 | 0
3VA1032-4ED36-0DH0 |  | 3VA1032-4ED36-0DH0 | 1 | UN | 1 | 10 | C | D | EAR99 | N | 85362010 | 1 | 4042949086222 | 1.08 | KG | 393.55 | 393.55 | LP17 | LP17 | circuit breaker 3VA1 IEC frame 100 breaking capacity class S Icu=36kA @ 415V 3-pole, line protection TM210, FTFM, In=32A overload protection Ir=32A fixed short-circuit protection Ii=10 x In clamp connection undervoltage release (UVR) 208-230V AC 50/60Hz 2 auxiliary switches HQ 1 trip alarm switch HQ | - | 0 | 0
3VA1032-4ED36-0HA0 |  | 3VA1032-4ED36-0HA0 | 1 | UN | 1 | 10 | C | D | EAR99 | N | 85362010 | 1 | 4042949048244 | 0.9 | KG | 299.2 | 299.2 | LP17 | LP17 | circuit breaker 3VA1 IEC frame 100 breaking capacity class S Icu=36kA @ 415V 3-pole, line protection TM210, FTFM, In=32A overload protection Ir=32A fixed short-circuit protection Ii=10 x In clamp connection shunt trip (STL) 12-30V DC, 24V AC 50/60Hz | - | 0 | 0
3VA1032-4ED36-0HC0 |  | 3VA1032-4ED36-0HC0 | 1 | UN | 1 | 10 | C | D | EAR99 | N | 85362010 | 1 | 4042949075776 | 1.05 | KG | 344.25 | 344.25 | LP17 | LP17 | circuit breaker 3VA1 IEC frame 100 breaking capacity class S Icu=36kA @ 415V 3-pole, line protection TM210, FTFM, In=32A overload protection Ir=32A fixed short-circuit protection Ii=10 x In clamp connection shunt trip (STL) 12-30V DC, 24V AC 50/60Hz 2 auxiliary switches HQ | - | 0 | 0
3VA1032-4ED36-0HH0 |  | 3VA1032-4ED36-0HH0 | 1 | UN | 1 | 10 | C | D | EAR99 | N | 85362010 | 1 | 4042949088318 | 1.08 | KG | 368.9 | 368.9 | LP17 | LP17 | circuit breaker 3VA1 IEC frame 100 breaking capacity class S Icu=36kA @ 415V 3-pole, line protection TM210, FTFM, In=32A overload protection Ir=32A fixed short-circuit protection Ii=10 x In clamp connection shunt trip (STL) 12-30V DC, 24V AC 50/60Hz 2 auxiliary switches HQ 1 trip alarm switch HQ | - | 0 | 0
3VA1032-4ED36-0JA0 |  | 3VA1032-4ED36-0JA0 | 1 | UN | 1 | 10 | C | D | EAR99 | N | 85362010 | 1 | 4042949050339 | 1.05 | KG | 299.2 | 299.2 | LP17 | LP17 | circuit breaker 3VA1 IEC frame 100 breaking capacity class S Icu=36kA @ 415V 3-pole, line protection TM210, FTFM, In=32A overload protection Ir=32A fixed short-circuit protection Ii=10 x In clamp connection shunt trip (STL) 110-127V DC, AC 50/60Hz | - | 0 | 0
3VA1032-4ED36-0JC0 |  | 3VA1032-4ED36-0JC0 | 1 | UN | 1 | 10 | C | D | EAR99 | N | 85362010 | 1 | 4042949077862 | 1.05 | KG | 344.25 | 344.25 | LP17 | LP17 | circuit breaker 3VA1 IEC frame 100 breaking capacity class S Icu=36kA @ 415V 3-pole, line protection TM210, FTFM, In=32A overload protection Ir=32A fixed short-circuit protection Ii=10 x In clamp connection shunt trip (STL) 110-127V DC, AC 50/60Hz 2 auxiliary switches HQ | - | 0 | 0
3VA1032-4ED36-0JH0 |  | 3VA1032-4ED36-0JH0 | 1 | UN | 1 | 10 | C | D | EAR99 | N | 85362010 | 1 | 4042949090403 | 1.08 | KG | 368.9 | 368.9 | LP17 | LP17 | circuit breaker 3VA1 IEC frame 100 breaking capacity class S Icu=36kA @ 415V 3-pole, line protection TM210, FTFM, In=32A overload protection Ir=32A fixed short-circuit protection Ii=10 x In clamp connection shunt trip (STL) 110-127V DC, AC 50/60Hz 2 auxiliary switches HQ 1 trip alarm switch HQ | - | 0 | 0
3VA1032-4ED36-0KA0 |  | 3VA1032-4ED36-0KA0 | 1 | UN | 1 | 10 | C | D | EAR99 | N | 85362010 | 1 | 4042949052425 | 1.05 | KG | 299.2 | 299.2 | LP17 | LP17 | circuit breaker 3VA1 IEC frame 100 breaking capacity class S Icu=36kA @ 415V 3-pole, line protection TM210, FTFM, In=32A overload protection Ir=32A fixed short-circuit protection Ii=10 x In clamp connection shunt trip (STL) 220-250V DC, 208-277V AC | - | 0 | 0
3VA1032-4ED36-0KC0 |  | 3VA1032-4ED36-0KC0 | 1 | UN | 1 | 10 | C | D | EAR99 | N | 85362010 | 1 | 4042949079958 | 1.05 | KG | 344.25 | 344.25 | LP17 | LP17 | circuit breaker 3VA1 IEC frame 100 breaking capacity class S Icu=36kA @ 415V 3-pole, line protection TM210, FTFM, In=32A overload protection Ir=32A fixed short-circuit protection Ii=10 x In clamp connection shunt trip (STL) 220-250V DC, 208-277V AC 2 auxiliary switches HQ | - | 0 | 0
3VA1032-4ED36-0KH0 |  | 3VA1032-4ED36-0KH0 | 1 | UN | 1 | 10 | C | D | EAR99 | N | 85362010 | 1 | 4042949092490 | 1.08 | KG | 368.9 | 368.9 | LP17 | LP17 | circuit breaker 3VA1 IEC frame 100 breaking capacity class S Icu=36kA @ 415V 3-pole, line protection TM210, FTFM, In=32A overload protection Ir=32A fixed short-circuit protection Ii=10 x In clamp connection shunt trip (STL) 220-250V DC, 208-277V AC 2 auxiliary switches HQ 1 trip alarm switch HQ | - | 0 | 0
3VA1032-4ED42-0AA0 |  | 3VA1032-4ED42-0AA0 | 1 | UN | 1 | 5 | B | D | EAR99 | N | 85362010 | 1 | 4042948811924 | 1.2 | KG | 241.9 | 235.3 | LP17 | LP17 | circuit breaker 3VA1 IEC frame 100 breaking capacity class S Icu=36kA @ 415V 4-pole, line protection TM210, FTFM, In=32A overload protection Ir=32A fixed short-circuit protection Ii=10 x In N conductor unprotected nut keeper kit | Lista Papel 2020 SI | 0 | 0
3VA1032-4ED46-0AA0 |  | 3VA1032-4ED46-0AA0 | 1 | UN | 1 | 5 | B | D | EAR99 | N | 85362010 | 1 | 4042948820124 | 1.281 | KG | 269 | 261.6 | LP17 | LP17 | circuit breaker 3VA1 IEC frame 100 breaking capacity class S Icu=36kA @ 415V 4-pole, line protection TM210, FTFM, In=32A overload protection Ir=32A fixed short-circuit protection Ii=10 x In N conductor unprotected clamp connection | Lista Papel 2020 SI | 0 | 0
3VA1040-2ED32-0AA0 |  | 3VA1040-2ED32-0AA0 | 1 | UN | 1 | 5 | B | D | EAR99 | N | 85362010 | 1 | 4042948811665 | 0.935 | KG | 177.9 | 173 | LP17 | LP17 | circuit breaker 3VA1 IEC frame 100 breaking capacity class B Icu=16kA @ 415V 3-pole, line protection TM210, FTFM, In=40A overload protection Ir=40A fixed short-circuit protection Ii=10 x In nut keeper kit | Lista Papel 2020 SI | 0 | 0
3VA1040-2ED32-0AC0 |  | 3VA1040-2ED32-0AC0 | 1 | UN | 1 | 10 | C | D | EAR99 | N | 85362010 | 1 | 4042949056591 | 0.96 | KG | 232.05 | 232.05 | LP17 | LP17 | circuit breaker 3VA1 IEC frame 100 breaking capacity class B Icu=16kA @ 415V 3-pole, line protection TM210, FTFM, In=40A overload protection Ir=40A fixed short-circuit protection Ii=10 x In nut keeper kit 2 auxiliary switches HQ | - | 0 | 0
3VA1040-2ED32-0AD0 |  | 3VA1040-2ED32-0AD0 | 1 | UN | 1 | 10 | C | D | EAR99 | N | 85362010 | 1 | 4042949058687 | 0.99 | KG | 255 | 255 | LP17 | LP17 | circuit breaker 3VA1 IEC frame 100 breaking capacity class B Icu=16kA @ 415V 3-pole, line protection TM210, FTFM, In=40A overload protection Ir=40A fixed short-circuit protection Ii=10 x In nut keeper kit 3 auxiliary switches HQ | - | 0 | 0
3VA1040-2ED32-0AE0 |  | 3VA1040-2ED32-0AE0 | 1 | UN | 1 | 10 | C | D | EAR99 | N | 85362010 | 1 | 4042949060772 | 1.02 | KG | 277.95 | 277.95 | LP17 | LP17 | circuit breaker 3VA1 IEC frame 100 breaking capacity class B Icu=16kA @ 415V 3-pole, line protection TM210, FTFM, In=40A overload protection Ir=40A fixed short-circuit protection Ii=10 x In nut keeper kit 4 auxiliary switches HQ | - | 0 | 0
3VA1040-2ED32-0AF0 |  | 3VA1040-2ED32-0AF0 | 1 | UN | 1 | 10 | C | D | EAR99 | N | 85362010 | 1 | 4042949062868 | 0.96 | KG | 232.05 | 232.05 | LP17 | LP17 | circuit breaker 3VA1 IEC frame 100 breaking capacity class B Icu=16kA @ 415V 3-pole, line protection TM210, FTFM, In=40A overload protection Ir=40A fixed short-circuit protection Ii=10 x In nut keeper kit 1 auxiliary switch HQ 1 trip alarm switch HQ | - | 0 | 0
3VA1040-2ED32-0AH0 |  | 3VA1040-2ED32-0AH0 | 1 | UN | 1 | 10 | C | D | EAR99 | N | 85362010 | 1 | 4042949067047 | 0.99 | KG | 255 | 255 | LP17 | LP17 | circuit breaker 3VA1 IEC frame 100 breaking capacity class B Icu=16kA @ 415V 3-pole, line protection TM210, FTFM, In=40A overload protection Ir=40A fixed short-circuit protection Ii=10 x In nut keeper kit 2 auxiliary switches HQ 1 trip alarm switch HQ | - | 0 | 0
3VA1040-2ED32-0BA0 |  | 3VA1040-2ED32-0BA0 | 1 | UN | 1 | 10 | C | D | EAR99 | N | 85362010 | 1 | 4042949041962 | 0.9 | KG | 294.1 | 294.1 | LP17 | LP17 | circuit breaker 3VA1 IEC frame 100 breaking capacity class B Icu=16kA @ 415V 3-pole, line protection TM210, FTFM, In=40A overload protection Ir=40A fixed short-circuit protection Ii=10 x In nut keeper kit undervoltage release (UVR) 24V DC | - | 0 | 0
3VA1040-2ED32-0BC0 |  | 3VA1040-2ED32-0BC0 | 1 | UN | 1 | 10 | C | D | EAR99 | N | 85362010 | 1 | 4042949069492 | 1.05 | KG | 340 | 340 | LP17 | LP17 | circuit breaker 3VA1 IEC frame 100 breaking capacity class B Icu=16kA @ 415V 3-pole, line protection TM210, FTFM, In=40A overload protection Ir=40A fixed short-circuit protection Ii=10 x In nut keeper kit undervoltage release (UVR) 24V DC 2 auxiliary switches HQ | - | 0 | 0
3VA1040-2ED32-0BH0 |  | 3VA1040-2ED32-0BH0 | 1 | UN | 1 | 10 | C | D | EAR99 | N | 85362010 | 1 | 4042949082033 | 1.05 | KG | 363.8 | 363.8 | LP17 | LP17 | circuit breaker 3VA1 IEC frame 100 breaking capacity class B Icu=16kA @ 415V 3-pole, line protection TM210, FTFM, In=40A overload protection Ir=40A fixed short-circuit protection Ii=10 x In nut keeper kit undervoltage release (UVR) 24V DC 2 auxiliary switches HQ 1 trip alarm switch HQ | - | 0 | 0
3VA1040-2ED32-0CA0 |  | 3VA1040-2ED32-0CA0 | 1 | UN | 1 | 10 | C | D | EAR99 | N | 85362010 | 1 | 4042949044055 | 0.9 | KG | 294.1 | 294.1 | LP17 | LP17 | circuit breaker 3VA1 IEC frame 100 breaking capacity class B Icu=16kA @ 415V 3-pole, line protection TM210, FTFM, In=40A overload protection Ir=40A fixed short-circuit protection Ii=10 x In nut keeper kit undervoltage release (UVR) 120-127V AC 50/60Hz | - | 0 | 0
3VA1040-2ED32-0CC0 |  | 3VA1040-2ED32-0CC0 | 1 | UN | 1 | 10 | C | D | EAR99 | N | 85362010 | 1 | 4042949071587 | 1.05 | KG | 340 | 340 | LP17 | LP17 | circuit breaker 3VA1 IEC frame 100 breaking capacity class B Icu=16kA @ 415V 3-pole, line protection TM210, FTFM, In=40A overload protection Ir=40A fixed short-circuit protection Ii=10 x In nut keeper kit undervoltage release (UVR) 120-127V AC 50/60Hz 2 auxiliary switches HQ | - | 0 | 0
3VA1040-2ED32-0CH0 |  | 3VA1040-2ED32-0CH0 | 1 | UN | 1 | 10 | C | D | EAR99 | N | 85362010 | 1 | 4042949084129 | 1.08 | KG | 363.8 | 363.8 | LP17 | LP17 | circuit breaker 3VA1 IEC frame 100 breaking capacity class B Icu=16kA @ 415V 3-pole, line protection TM210, FTFM, In=40A overload protection Ir=40A fixed short-circuit protection Ii=10 x In nut keeper kit undervoltage release (UVR) 120-127V AC 50/60Hz 2 auxiliary switches HQ 1 trip alarm switch HQ | - | 0 | 0
3VA1040-2ED32-0DA0 |  | 3VA1040-2ED32-0DA0 | 1 | UN | 1 | 10 | C | D | EAR99 | N | 85362010 | 1 | 4042949046141 | 0.9 | KG | 294.1 | 294.1 | LP17 | LP17 | circuit breaker 3VA1 IEC frame 100 breaking capacity class B Icu=16kA @ 415V 3-pole, line protection TM210, FTFM, In=40A overload protection Ir=40A fixed short-circuit protection Ii=10 x In nut keeper kit undervoltage release (UVR) 208-230V AC 50/60Hz | - | 0 | 0
3VA1040-2ED32-0DC0 |  | 3VA1040-2ED32-0DC0 | 1 | UN | 1 | 10 | C | D | EAR99 | N | 85362010 | 1 | 4042949073673 | 1.05 | KG | 340 | 340 | LP17 | LP17 | circuit breaker 3VA1 IEC frame 100 breaking capacity class B Icu=16kA @ 415V 3-pole, line protection TM210, FTFM, In=40A overload protection Ir=40A fixed short-circuit protection Ii=10 x In nut keeper kit undervoltage release (UVR) 208-230V AC 50/60Hz 2 auxiliary switches HQ | - | 0 | 0
3VA1040-2ED32-0DH0 |  | 3VA1040-2ED32-0DH0 | 1 | UN | 1 | 10 | C | D | EAR99 | N | 85362010 | 1 | 4042949086215 | 1.08 | KG | 363.8 | 363.8 | LP17 | LP17 | circuit breaker 3VA1 IEC frame 100 breaking capacity class B Icu=16kA @ 415V 3-pole, line protection TM210, FTFM, In=40A overload protection Ir=40A fixed short-circuit protection Ii=10 x In nut keeper kit undervoltage release (UVR) 208-230V AC 50/60Hz 2 auxiliary switches HQ 1 trip alarm switch HQ | - | 0 | 0
3VA1040-2ED32-0HA0 |  | 3VA1040-2ED32-0HA0 | 1 | UN | 1 | 10 | C | D | EAR99 | N | 85362010 | 1 | 4042949048237 | 0.9 | KG | 268.6 | 268.6 | LP17 | LP17 | circuit breaker 3VA1 IEC frame 100 breaking capacity class B Icu=16kA @ 415V 3-pole, line protection TM210, FTFM, In=40A overload protection Ir=40A fixed short-circuit protection Ii=10 x In nut keeper kit shunt trip (STL) 12-30V DC, 24V AC 50/60Hz | - | 0 | 0
3VA1040-2ED32-0HC0 |  | 3VA1040-2ED32-0HC0 | 1 | UN | 1 | 10 | C | D | EAR99 | N | 85362010 | 1 | 4042949075769 | 1.05 | KG | 314.5 | 314.5 | LP17 | LP17 | circuit breaker 3VA1 IEC frame 100 breaking capacity class B Icu=16kA @ 415V 3-pole, line protection TM210, FTFM, In=40A overload protection Ir=40A fixed short-circuit protection Ii=10 x In nut keeper kit shunt trip (STL) 12-30V DC, 24V AC 50/60Hz 2 auxiliary switches HQ | - | 0 | 0
3VA1040-2ED32-0HH0 |  | 3VA1040-2ED32-0HH0 | 1 | UN | 1 | 10 | C | D | EAR99 | N | 85362010 | 1 | 4042949088301 | 1.08 | KG | 339.15 | 339.15 | LP17 | LP17 | circuit breaker 3VA1 IEC frame 100 breaking capacity class B Icu=16kA @ 415V 3-pole, line protection TM210, FTFM, In=40A overload protection Ir=40A fixed short-circuit protection Ii=10 x In nut keeper kit shunt trip (STL) 12-30V DC, 24V AC 50/60Hz 2 auxiliary switches HQ 1 trip alarm switch HQ | - | 0 | 0
3VA1040-2ED32-0JA0 |  | 3VA1040-2ED32-0JA0 | 1 | UN | 1 | 10 | C | D | EAR99 | N | 85362010 | 1 | 4042949050322 | 1.05 | KG | 268.6 | 268.6 | LP17 | LP17 | circuit breaker 3VA1 IEC frame 100 breaking capacity class B Icu=16kA @ 415V 3-pole, line protection TM210, FTFM, In=40A overload protection Ir=40A fixed short-circuit protection Ii=10 x In nut keeper kit shunt trip (STL) 110-127V DC, AC 50/60Hz | - | 0 | 0
3VA1040-2ED32-0JC0 |  | 3VA1040-2ED32-0JC0 | 1 | UN | 1 | 10 | C | D | EAR99 | N | 85362010 | 1 | 4042949077855 | 1.05 | KG | 314.5 | 314.5 | LP17 | LP17 | circuit breaker 3VA1 IEC frame 100 breaking capacity class B Icu=16kA @ 415V 3-pole, line protection TM210, FTFM, In=40A overload protection Ir=40A fixed short-circuit protection Ii=10 x In nut keeper kit shunt trip (STL) 110-127V DC, AC 50/60Hz 2 auxiliary switches HQ | - | 0 | 0
3VA1040-2ED32-0JH0 |  | 3VA1040-2ED32-0JH0 | 1 | UN | 1 | 10 | C | D | EAR99 | N | 85362010 | 1 | 4042949090397 | 1.08 | KG | 339.15 | 339.15 | LP17 | LP17 | circuit breaker 3VA1 IEC frame 100 breaking capacity class B Icu=16kA @ 415V 3-pole, line protection TM210, FTFM, In=40A overload protection Ir=40A fixed short-circuit protection Ii=10 x In nut keeper kit shunt trip (STL) 110-127V DC, AC 50/60Hz 2 auxiliary switches HQ 1 trip alarm switch HQ | - | 0 | 0
3VA1040-2ED32-0KA0 |  | 3VA1040-2ED32-0KA0 | 1 | UN | 1 | 10 | C | D | EAR99 | N | 85362010 | 1 | 4042949052418 | 1.05 | KG | 268.6 | 268.6 | LP17 | LP17 | circuit breaker 3VA1 IEC frame 100 breaking capacity class B Icu=16kA @ 415V 3-pole, line protection TM210, FTFM, In=40A overload protection Ir=40A fixed short-circuit protection Ii=10 x In nut keeper kit shunt trip (STL) 220-250V DC, 208-277V AC | - | 0 | 0
3VA1040-2ED32-0KC0 |  | 3VA1040-2ED32-0KC0 | 1 | UN | 1 | 10 | C | D | EAR99 | N | 85362010 | 1 | 4042949079941 | 1.05 | KG | 314.5 | 314.5 | LP17 | LP17 | circuit breaker 3VA1 IEC frame 100 breaking capacity class B Icu=16kA @ 415V 3-pole, line protection TM210, FTFM, In=40A overload protection Ir=40A fixed short-circuit protection Ii=10 x In nut keeper kit shunt trip (STL) 220-250V DC, 208-277V AC 2 auxiliary switches HQ | - | 0 | 0
3VA1040-2ED32-0KH0 |  | 3VA1040-2ED32-0KH0 | 1 | UN | 1 | 10 | C | D | EAR99 | N | 85362010 | 1 | 4042949092483 | 1.08 | KG | 339.15 | 339.15 | LP17 | LP17 | circuit breaker 3VA1 IEC frame 100 breaking capacity class B Icu=16kA @ 415V 3-pole, line protection TM210, FTFM, In=40A overload protection Ir=40A fixed short-circuit protection Ii=10 x In nut keeper kit shunt trip (STL) 220-250V DC, 208-277V AC 2 auxiliary switches HQ 1 trip alarm switch HQ | - | 0 | 0
3VA1040-2ED36-0AA0 |  | 3VA1040-2ED36-0AA0 | 1 | UN | 1 | 5 | B | D | EAR99 | N | 85362010 | 1 | 4042948819869 | 1.013 | KG | 199.3 | 193.5 | LP17 | LP17 | circuit breaker 3VA1 IEC frame 100 breaking capacity class B Icu=16kA @ 415V 3-pole, line protection TM210, FTFM, In=40A overload protection Ir=40A fixed short-circuit protection Ii=10 x In clamp connection | Lista Papel 2020 SI | 0 | 0
3VA1040-2ED36-0DA0 |  | 3VA1040-2ED36-0DA0 | 1 | UN | 1 | 10 | C | D | EAR99 | N | 85362010 | 1 | 4042949327004 | 1.097 | KG | 315.35 | 315.35 | LP17 | LP17 | circuit breaker 3VA1 IEC frame 100 breaking capacity class B Icu=16kA @ 415V 3-pole, line protection TM210, FTFM, In=40A overload protection Ir=40A fixed short-circuit protection Ii=10 x In clamp connection circuit breaker 3VA1 IEC frame 100 breaking capacity class B Icu=16kA @ 415V 3-pole, line protection TM210, FTFM, In=40A overload protection Ir=40A fixed short-circuit protection Ii=10 x In clamp connection undervoltage release 208-230V AC 50/60Hz accessory for: 3VA1 |  | 0 | 0
3VA1040-2ED42-0AA0 |  | 3VA1040-2ED42-0AA0 | 1 | UN | 1 | 5 | B | D | EAR99 | N | 85362010 | 1 | 4042948811931 | 1.2 | KG | 231.2 | 224.7 | LP17 | LP17 | circuit breaker 3VA1 IEC frame 100 breaking capacity class B Icu=16kA @ 415V 4-pole, line protection TM210, FTFM, In=40A overload protection Ir=40A fixed short-circuit protection Ii=10 x In N conductor unprotected nut keeper kit | Lista Papel 2020 SI | 0 | 0
3VA1040-2ED46-0AA0 |  | 3VA1040-2ED46-0AA0 | 1 | UN | 1 | 5 | B | D | EAR99 | N | 85362010 | 1 | 4042948820131 | 1.17 | KG | 259.9 | 252.6 | LP17 | LP17 | circuit breaker 3VA1 IEC frame 100 breaking capacity class B Icu=16kA @ 415V 4-pole, line protection TM210, FTFM, In=40A overload protection Ir=40A fixed short-circuit protection Ii=10 x In N conductor unprotected clamp connection | Lista Papel 2020 SI | 0 | 0
3VA1040-3ED32-0AA0 |  | 3VA1040-3ED32-0AA0 | 1 | UN | 1 | 5 | B | D | EAR99 | N | 85362010 | 1 | 4042948811672 | 971 | G | 182 | 177.1 | LP17 | LP17 | circuit breaker 3VA1 IEC frame 100 breaking capacity class N Icu=25kA @ 415V 3-pole, line protection TM210, FTFM, In=40A overload protection Ir=40A fixed short-circuit protection Ii=10 x In nut keeper kit | Lista Papel 2020 SI | 0 | 0
3VA1040-3ED32-0AC0 |  | 3VA1040-3ED32-0AC0 | 1 | UN | 1 | 10 | C | D | EAR99 | N | 85362010 | 1 | 4042949056584 | 0.96 | KG | 235.45 | 235.45 | LP17 | LP17 | circuit breaker 3VA1 IEC frame 100 breaking capacity class N Icu=25kA @ 415V 3-pole, line protection TM210, FTFM, In=40A overload protection Ir=40A fixed short-circuit protection Ii=10 x In nut keeper kit 2 auxiliary switches HQ | - | 0 | 0
3VA1040-3ED32-0AD0 |  | 3VA1040-3ED32-0AD0 | 1 | UN | 1 | 10 | C | D | EAR99 | N | 85362010 | 1 | 4042949058670 | 0.99 | KG | 260.1 | 260.1 | LP17 | LP17 | circuit breaker 3VA1 IEC frame 100 breaking capacity class N Icu=25kA @ 415V 3-pole, line protection TM210, FTFM, In=40A overload protection Ir=40A fixed short-circuit protection Ii=10 x In nut keeper kit 3 auxiliary switches HQ | - | 0 | 0
3VA1040-3ED32-0AE0 |  | 3VA1040-3ED32-0AE0 | 1 | UN | 1 | 10 | C | D | EAR99 | N | 85362010 | 1 | 4042949060765 | 1.02 | KG | 282.2 | 282.2 | LP17 | LP17 | circuit breaker 3VA1 IEC frame 100 breaking capacity class N Icu=25kA @ 415V 3-pole, line protection TM210, FTFM, In=40A overload protection Ir=40A fixed short-circuit protection Ii=10 x In nut keeper kit 4 auxiliary switches HQ | - | 0 | 0
3VA1040-3ED32-0AF0 |  | 3VA1040-3ED32-0AF0 | 1 | UN | 1 | 10 | C | D | EAR99 | N | 85362010 | 1 | 4042949062851 | 0.96 | KG | 235.45 | 235.45 | LP17 | LP17 | circuit breaker 3VA1 IEC frame 100 breaking capacity class N Icu=25kA @ 415V 3-pole, line protection TM210, FTFM, In=40A overload protection Ir=40A fixed short-circuit protection Ii=10 x In nut keeper kit 1 auxiliary switch HQ 1 trip alarm switch HQ | - | 0 | 0
3VA1040-3ED32-0AH0 |  | 3VA1040-3ED32-0AH0 | 1 | UN | 1 | 10 | C | D | EAR99 | N | 85362010 | 1 | 4042949067030 | 0.99 | KG | 260.1 | 260.1 | LP17 | LP17 | circuit breaker 3VA1 IEC frame 100 breaking capacity class N Icu=25kA @ 415V 3-pole, line protection TM210, FTFM, In=40A overload protection Ir=40A fixed short-circuit protection Ii=10 x In nut keeper kit 2 auxiliary switches HQ 1 trip alarm switch HQ | - | 0 | 0
3VA1040-3ED32-0BA0 |  | 3VA1040-3ED32-0BA0 | 1 | UN | 1 | 10 | C | D | EAR99 | N | 85362010 | 1 | 4042949041955 | 0.9 | KG | 298.35 | 298.35 | LP17 | LP17 | circuit breaker 3VA1 IEC frame 100 breaking capacity class N Icu=25kA @ 415V 3-pole, line protection TM210, FTFM, In=40A overload protection Ir=40A fixed short-circuit protection Ii=10 x In nut keeper kit undervoltage release (UVR) 24V DC | - | 0 | 0
3VA1040-3ED32-0BC0 |  | 3VA1040-3ED32-0BC0 | 1 | UN | 1 | 10 | C | D | EAR99 | N | 85362010 | 1 | 4042949069485 | 1.05 | KG | 343.4 | 343.4 | LP17 | LP17 | circuit breaker 3VA1 IEC frame 100 breaking capacity class N Icu=25kA @ 415V 3-pole, line protection TM210, FTFM, In=40A overload protection Ir=40A fixed short-circuit protection Ii=10 x In nut keeper kit undervoltage release (UVR) 24V DC 2 auxiliary switches HQ | - | 0 | 0
3VA1040-3ED32-0BH0 |  | 3VA1040-3ED32-0BH0 | 1 | UN | 1 | 10 | C | D | EAR99 | N | 85362010 | 1 | 4042949082026 | 1.05 | KG | 368.05 | 368.05 | LP17 | LP17 | circuit breaker 3VA1 IEC frame 100 breaking capacity class N Icu=25kA @ 415V 3-pole, line protection TM210, FTFM, In=40A overload protection Ir=40A fixed short-circuit protection Ii=10 x In nut keeper kit undervoltage release (UVR) 24V DC 2 auxiliary switches HQ 1 trip alarm switch HQ | - | 0 | 0
3VA1040-3ED32-0CA0 |  | 3VA1040-3ED32-0CA0 | 1 | UN | 1 | 10 | C | D | EAR99 | N | 85362010 | 1 | 4042949044048 | 0.9 | KG | 298.35 | 298.35 | LP17 | LP17 | circuit breaker 3VA1 IEC frame 100 breaking capacity class N Icu=25kA @ 415V 3-pole, line protection TM210, FTFM, In=40A overload protection Ir=40A fixed short-circuit protection Ii=10 x In nut keeper kit undervoltage release (UVR) 120-127V AC 50/60Hz | - | 0 | 0
3VA1040-3ED32-0CC0 |  | 3VA1040-3ED32-0CC0 | 1 | UN | 1 | 10 | C | D | EAR99 | N | 85362010 | 1 | 4042949071570 | 1.05 | KG | 343.4 | 343.4 | LP17 | LP17 | circuit breaker 3VA1 IEC frame 100 breaking capacity class N Icu=25kA @ 415V 3-pole, line protection TM210, FTFM, In=40A overload protection Ir=40A fixed short-circuit protection Ii=10 x In nut keeper kit undervoltage release (UVR) 120-127V AC 50/60Hz 2 auxiliary switches HQ | - | 0 | 0
3VA1040-3ED32-0CH0 |  | 3VA1040-3ED32-0CH0 | 1 | UN | 1 | 10 | C | D | EAR99 | N | 85362010 | 1 | 4042949084112 | 1.08 | KG | 368.05 | 368.05 | LP17 | LP17 | circuit breaker 3VA1 IEC frame 100 breaking capacity class N Icu=25kA @ 415V 3-pole, line protection TM210, FTFM, In=40A overload protection Ir=40A fixed short-circuit protection Ii=10 x In nut keeper kit undervoltage release (UVR) 120-127V AC 50/60Hz 2 auxiliary switches HQ 1 trip alarm switch HQ | - | 0 | 0
3VA1040-3ED32-0DA0 |  | 3VA1040-3ED32-0DA0 | 1 | UN | 1 | 10 | C | D | EAR99 | N | 85362010 | 1 | 4042949046134 | 0.9 | KG | 298.35 | 298.35 | LP17 | LP17 | circuit breaker 3VA1 IEC frame 100 breaking capacity class N Icu=25kA @ 415V 3-pole, line protection TM210, FTFM, In=40A overload protection Ir=40A fixed short-circuit protection Ii=10 x In nut keeper kit undervoltage release (UVR) 208-230V AC 50/60Hz | - | 0 | 0
3VA1040-3ED32-0DC0 |  | 3VA1040-3ED32-0DC0 | 1 | UN | 1 | 10 | C | D | EAR99 | N | 85362010 | 1 | 4042949073666 | 1.05 | KG | 343.4 | 343.4 | LP17 | LP17 | circuit breaker 3VA1 IEC frame 100 breaking capacity class N Icu=25kA @ 415V 3-pole, line protection TM210, FTFM, In=40A overload protection Ir=40A fixed short-circuit protection Ii=10 x In nut keeper kit undervoltage release (UVR) 208-230V AC 50/60Hz 2 auxiliary switches HQ | - | 0 | 0
3VA1040-3ED32-0DH0 |  | 3VA1040-3ED32-0DH0 | 1 | UN | 1 | 10 | C | D | EAR99 | N | 85362010 | 1 | 4042949086208 | 1.08 | KG | 368.05 | 368.05 | LP17 | LP17 | circuit breaker 3VA1 IEC frame 100 breaking capacity class N Icu=25kA @ 415V 3-pole, line protection TM210, FTFM, In=40A overload protection Ir=40A fixed short-circuit protection Ii=10 x In nut keeper kit undervoltage release (UVR) 208-230V AC 50/60Hz 2 auxiliary switches HQ 1 trip alarm switch HQ | - | 0 | 0
3VA1040-3ED32-0HA0 |  | 3VA1040-3ED32-0HA0 | 1 | UN | 1 | 10 | C | D | EAR99 | N | 85362010 | 1 | 4042949048220 | 0.9 | KG | 272.85 | 272.85 | LP17 | LP17 | circuit breaker 3VA1 IEC frame 100 breaking capacity class N Icu=25kA @ 415V 3-pole, line protection TM210, FTFM, In=40A overload protection Ir=40A fixed short-circuit protection Ii=10 x In nut keeper kit shunt trip (STL) 12-30V DC, 24V AC 50/60Hz | - | 0 | 0
3VA1040-3ED32-0HC0 |  | 3VA1040-3ED32-0HC0 | 1 | UN | 1 | 10 | C | D | EAR99 | N | 85362010 | 1 | 4042949075752 | 1.05 | KG | 318.75 | 318.75 | LP17 | LP17 | circuit breaker 3VA1 IEC frame 100 breaking capacity class N Icu=25kA @ 415V 3-pole, line protection TM210, FTFM, In=40A overload protection Ir=40A fixed short-circuit protection Ii=10 x In nut keeper kit shunt trip (STL) 12-30V DC, 24V AC 50/60Hz 2 auxiliary switches HQ | - | 0 | 0
3VA1040-3ED32-0HH0 |  | 3VA1040-3ED32-0HH0 | 1 | UN | 1 | 10 | C | D | EAR99 | N | 85362010 | 1 | 4042949088295 | 1.08 | KG | 342.55 | 342.55 | LP17 | LP17 | circuit breaker 3VA1 IEC frame 100 breaking capacity class N Icu=25kA @ 415V 3-pole, line protection TM210, FTFM, In=40A overload protection Ir=40A fixed short-circuit protection Ii=10 x In nut keeper kit shunt trip (STL) 12-30V DC, 24V AC 50/60Hz 2 auxiliary switches HQ 1 trip alarm switch HQ | - | 0 | 0
3VA1040-3ED32-0JA0 |  | 3VA1040-3ED32-0JA0 | 1 | UN | 1 | 10 | C | D | EAR99 | N | 85362010 | 1 | 4042949050315 | 1.05 | KG | 272.85 | 272.85 | LP17 | LP17 | circuit breaker 3VA1 IEC frame 100 breaking capacity class N Icu=25kA @ 415V 3-pole, line protection TM210, FTFM, In=40A overload protection Ir=40A fixed short-circuit protection Ii=10 x In nut keeper kit shunt trip (STL) 110-127V DC, AC 50/60Hz | - | 0 | 0
3VA1040-3ED32-0JC0 |  | 3VA1040-3ED32-0JC0 | 1 | UN | 1 | 10 | C | D | EAR99 | N | 85362010 | 1 | 4042949077848 | 1.05 | KG | 318.75 | 318.75 | LP17 | LP17 | circuit breaker 3VA1 IEC frame 100 breaking capacity class N Icu=25kA @ 415V 3-pole, line protection TM210, FTFM, In=40A overload protection Ir=40A fixed short-circuit protection Ii=10 x In nut keeper kit shunt trip (STL) 110-127V DC, AC 50/60Hz 2 auxiliary switches HQ | - | 0 | 0
3VA1040-3ED32-0JH0 |  | 3VA1040-3ED32-0JH0 | 1 | UN | 1 | 10 | C | D | EAR99 | N | 85362010 | 1 | 4042949090380 | 1.08 | KG | 342.55 | 342.55 | LP17 | LP17 | circuit breaker 3VA1 IEC frame 100 breaking capacity class N Icu=25kA @ 415V 3-pole, line protection TM210, FTFM, In=40A overload protection Ir=40A fixed short-circuit protection Ii=10 x In nut keeper kit shunt trip (STL) 110-127V DC, AC 50/60Hz 2 auxiliary switches HQ 1 trip alarm switch HQ | - | 0 | 0
3VA1040-3ED32-0KA0 |  | 3VA1040-3ED32-0KA0 | 1 | UN | 1 | 10 | C | D | EAR99 | N | 85362010 | 1 | 4042949052401 | 1.05 | KG | 272.85 | 272.85 | LP17 | LP17 | circuit breaker 3VA1 IEC frame 100 breaking capacity class N Icu=25kA @ 415V 3-pole, line protection TM210, FTFM, In=40A overload protection Ir=40A fixed short-circuit protection Ii=10 x In nut keeper kit shunt trip (STL) 220-250V DC, 208-277V AC | - | 0 | 0
3VA1040-3ED32-0KC0 |  | 3VA1040-3ED32-0KC0 | 1 | UN | 1 | 10 | C | D | EAR99 | N | 85362010 | 1 | 4042949079934 | 1.05 | KG | 318.75 | 318.75 | LP17 | LP17 | circuit breaker 3VA1 IEC frame 100 breaking capacity class N Icu=25kA @ 415V 3-pole, line protection TM210, FTFM, In=40A overload protection Ir=40A fixed short-circuit protection Ii=10 x In nut keeper kit shunt trip (STL) 220-250V DC, 208-277V AC 2 auxiliary switches HQ | - | 0 | 0
3VA1040-3ED32-0KH0 |  | 3VA1040-3ED32-0KH0 | 1 | UN | 1 | 10 | C | D | EAR99 | N | 85362010 | 1 | 4042949092476 | 1.08 | KG | 342.55 | 342.55 | LP17 | LP17 | circuit breaker 3VA1 IEC frame 100 breaking capacity class N Icu=25kA @ 415V 3-pole, line protection TM210, FTFM, In=40A overload protection Ir=40A fixed short-circuit protection Ii=10 x In nut keeper kit shunt trip (STL) 220-250V DC, 208-277V AC 2 auxiliary switches HQ 1 trip alarm switch HQ | - | 0 | 0
3VA1040-3ED36-0AA0 |  | 3VA1040-3ED36-0AA0 | 1 | UN | 1 | 5 | B | D | EAR99 | N | 85362010 | 1 | 4042948819876 | 1.012 | KG | 202.5 | 196.8 | LP17 | LP17 | circuit breaker 3VA1 IEC frame 100 breaking capacity class N Icu=25kA @ 415V 3-pole, line protection TM210, FTFM, In=40A overload protection Ir=40A fixed short-circuit protection Ii=10 x In clamp connection | Lista Papel 2020 SI | 0 | 0
3VA1040-3ED36-0AC0 |  | 3VA1040-3ED36-0AC0 | 1 | UN | 1 | 10 | C | D | EAR99 | N | 85362010 | 1 | 4042949056577 | 0.96 | KG | 258.4 | 258.4 | LP17 | LP17 | circuit breaker 3VA1 IEC frame 100 breaking capacity class N Icu=25kA @ 415V 3-pole, line protection TM210, FTFM, In=40A overload protection Ir=40A fixed short-circuit protection Ii=10 x In clamp connection 2 auxiliary switches HQ | - | 0 | 0
3VA1040-3ED36-0AD0 |  | 3VA1040-3ED36-0AD0 | 1 | UN | 1 | 10 | C | D | EAR99 | N | 85362010 | 1 | 4042949058663 | 0.99 | KG | 279.65 | 279.65 | LP17 | LP17 | circuit breaker 3VA1 IEC frame 100 breaking capacity class N Icu=25kA @ 415V 3-pole, line protection TM210, FTFM, In=40A overload protection Ir=40A fixed short-circuit protection Ii=10 x In clamp connection 3 auxiliary switches HQ | - | 0 | 0
3VA1040-3ED36-0AE0 |  | 3VA1040-3ED36-0AE0 | 1 | UN | 1 | 10 | C | D | EAR99 | N | 85362010 | 1 | 4042949060758 | 1.02 | KG | 304.3 | 304.3 | LP17 | LP17 | circuit breaker 3VA1 IEC frame 100 breaking capacity class N Icu=25kA @ 415V 3-pole, line protection TM210, FTFM, In=40A overload protection Ir=40A fixed short-circuit protection Ii=10 x In clamp connection 4 auxiliary switches HQ | - | 0 | 0
3VA1040-3ED36-0AF0 |  | 3VA1040-3ED36-0AF0 | 1 | UN | 1 | 10 | C | D | EAR99 | N | 85362010 | 1 | 4042949062844 | 0.96 | KG | 258.4 | 258.4 | LP17 | LP17 | circuit breaker 3VA1 IEC frame 100 breaking capacity class N Icu=25kA @ 415V 3-pole, line protection TM210, FTFM, In=40A overload protection Ir=40A fixed short-circuit protection Ii=10 x In clamp connection 1 auxiliary switch HQ 1 trip alarm switch HQ | - | 0 | 0
3VA1040-3ED36-0AH0 |  | 3VA1040-3ED36-0AH0 | 1 | UN | 1 | 10 | C | D | EAR99 | N | 85362010 | 1 | 4042949067023 | 0.99 | KG | 279.65 | 279.65 | LP17 | LP17 | circuit breaker 3VA1 IEC frame 100 breaking capacity class N Icu=25kA @ 415V 3-pole, line protection TM210, FTFM, In=40A overload protection Ir=40A fixed short-circuit protection Ii=10 x In clamp connection 2 auxiliary switches HQ 1 trip alarm switch HQ | - | 0 | 0
3VA1040-3ED36-0BA0 |  | 3VA1040-3ED36-0BA0 | 1 | UN | 1 | 10 | C | D | EAR99 | N | 85362010 | 1 | 4042949041948 | 0.9 | KG | 318.75 | 318.75 | LP17 | LP17 | circuit breaker 3VA1 IEC frame 100 breaking capacity class N Icu=25kA @ 415V 3-pole, line protection TM210, FTFM, In=40A overload protection Ir=40A fixed short-circuit protection Ii=10 x In clamp connection undervoltage release (UVR) 24V DC | - | 0 | 0
3VA1040-3ED36-0BC0 |  | 3VA1040-3ED36-0BC0 | 1 | UN | 1 | 10 | C | D | EAR99 | N | 85362010 | 1 | 4042949069478 | 1.05 | KG | 366.35 | 366.35 | LP17 | LP17 | circuit breaker 3VA1 IEC frame 100 breaking capacity class N Icu=25kA @ 415V 3-pole, line protection TM210, FTFM, In=40A overload protection Ir=40A fixed short-circuit protection Ii=10 x In clamp connection undervoltage release (UVR) 24V DC 2 auxiliary switches HQ | - | 0 | 0
3VA1040-3ED36-0BH0 |  | 3VA1040-3ED36-0BH0 | 1 | UN | 1 | 10 | C | D | EAR99 | N | 85362010 | 1 | 4042949082019 | 1.05 | KG | 389.3 | 389.3 | LP17 | LP17 | circuit breaker 3VA1 IEC frame 100 breaking capacity class N Icu=25kA @ 415V 3-pole, line protection TM210, FTFM, In=40A overload protection Ir=40A fixed short-circuit protection Ii=10 x In clamp connection undervoltage release (UVR) 24V DC 2 auxiliary switches HQ 1 trip alarm switch HQ | - | 0 | 0
3VA1040-3ED36-0CA0 |  | 3VA1040-3ED36-0CA0 | 1 | UN | 1 | 10 | C | D | EAR99 | N | 85362010 | 1 | 4042949044031 | 0.9 | KG | 318.75 | 318.75 | LP17 | LP17 | circuit breaker 3VA1 IEC frame 100 breaking capacity class N Icu=25kA @ 415V 3-pole, line protection TM210, FTFM, In=40A overload protection Ir=40A fixed short-circuit protection Ii=10 x In clamp connection undervoltage release (UVR) 120-127V AC 50/60Hz | - | 0 | 0
3VA1040-3ED36-0CC0 |  | 3VA1040-3ED36-0CC0 | 1 | UN | 1 | 10 | C | D | EAR99 | N | 85362010 | 1 | 4042949071563 | 1.05 | KG | 366.35 | 366.35 | LP17 | LP17 | circuit breaker 3VA1 IEC frame 100 breaking capacity class N Icu=25kA @ 415V 3-pole, line protection TM210, FTFM, In=40A overload protection Ir=40A fixed short-circuit protection Ii=10 x In clamp connection undervoltage release (UVR) 120-127V AC 50/60Hz 2 auxiliary switches HQ | - | 0 | 0
3VA1040-3ED36-0CH0 |  | 3VA1040-3ED36-0CH0 | 1 | UN | 1 | 10 | C | D | EAR99 | N | 85362010 | 1 | 4042949084105 | 1.08 | KG | 389.3 | 389.3 | LP17 | LP17 | circuit breaker 3VA1 IEC frame 100 breaking capacity class N Icu=25kA @ 415V 3-pole, line protection TM210, FTFM, In=40A overload protection Ir=40A fixed short-circuit protection Ii=10 x In clamp connection undervoltage release (UVR) 120-127V AC 50/60Hz 2 auxiliary switches HQ 1 trip alarm switch HQ | - | 0 | 0
3VA1040-3ED36-0DA0 |  | 3VA1040-3ED36-0DA0 | 1 | UN | 1 | 10 | C | D | EAR99 | N | 85362010 | 1 | 4042949046127 | 0.9 | KG | 318.75 | 318.75 | LP17 | LP17 | circuit breaker 3VA1 IEC frame 100 breaking capacity class N Icu=25kA @ 415V 3-pole, line protection TM210, FTFM, In=40A overload protection Ir=40A fixed short-circuit protection Ii=10 x In clamp connection undervoltage release (UVR) 208-230V AC 50/60Hz | - | 0 | 0
3VA1040-3ED36-0DC0 |  | 3VA1040-3ED36-0DC0 | 1 | UN | 1 | 10 | C | D | EAR99 | N | 85362010 | 1 | 4042949073659 | 1.05 | KG | 366.35 | 366.35 | LP17 | LP17 | circuit breaker 3VA1 IEC frame 100 breaking capacity class N Icu=25kA @ 415V 3-pole, line protection TM210, FTFM, In=40A overload protection Ir=40A fixed short-circuit protection Ii=10 x In clamp connection undervoltage release (UVR) 208-230V AC 50/60Hz 2 auxiliary switches HQ | - | 0 | 0
3VA1040-3ED36-0DH0 |  | 3VA1040-3ED36-0DH0 | 1 | UN | 1 | 10 | C | D | EAR99 | N | 85362010 | 1 | 4042949086192 | 1.08 | KG | 389.3 | 389.3 | LP17 | LP17 | circuit breaker 3VA1 IEC frame 100 breaking capacity class N Icu=25kA @ 415V 3-pole, line protection TM210, FTFM, In=40A overload protection Ir=40A fixed short-circuit protection Ii=10 x In clamp connection undervoltage release (UVR) 208-230V AC 50/60Hz 2 auxiliary switches HQ 1 trip alarm switch HQ | - | 0 | 0
3VA1040-3ED36-0HA0 |  | 3VA1040-3ED36-0HA0 | 1 | UN | 1 | 10 | C | D | EAR99 | N | 85362010 | 1 | 4042949048213 | 0.9 | KG | 294.95 | 294.95 | LP17 | LP17 | circuit breaker 3VA1 IEC frame 100 breaking capacity class N Icu=25kA @ 415V 3-pole, line protection TM210, FTFM, In=40A overload protection Ir=40A fixed short-circuit protection Ii=10 x In clamp connection shunt trip (STL) 12-30V DC, 24V AC 50/60Hz | - | 0 | 0
3VA1040-3ED36-0HC0 |  | 3VA1040-3ED36-0HC0 | 1 | UN | 1 | 10 | C | D | EAR99 | N | 85362010 | 1 | 4042949075745 | 1.05 | KG | 340.85 | 340.85 | LP17 | LP17 | circuit breaker 3VA1 IEC frame 100 breaking capacity class N Icu=25kA @ 415V 3-pole, line protection TM210, FTFM, In=40A overload protection Ir=40A fixed short-circuit protection Ii=10 x In clamp connection shunt trip (STL) 12-30V DC, 24V AC 50/60Hz 2 auxiliary switches HQ | - | 0 | 0
3VA1040-3ED36-0HH0 |  | 3VA1040-3ED36-0HH0 | 1 | UN | 1 | 10 | C | D | EAR99 | N | 85362010 | 1 | 4042949088288 | 1.08 | KG | 365.5 | 365.5 | LP17 | LP17 | circuit breaker 3VA1 IEC frame 100 breaking capacity class N Icu=25kA @ 415V 3-pole, line protection TM210, FTFM, In=40A overload protection Ir=40A fixed short-circuit protection Ii=10 x In clamp connection shunt trip (STL) 12-30V DC, 24V AC 50/60Hz 2 auxiliary switches HQ 1 trip alarm switch HQ | - | 0 | 0
3VA1040-3ED36-0JA0 |  | 3VA1040-3ED36-0JA0 | 1 | UN | 1 | 10 | C | D | EAR99 | N | 85362010 | 1 | 4042949050308 | 1.05 | KG | 294.95 | 294.95 | LP17 | LP17 | circuit breaker 3VA1 IEC frame 100 breaking capacity class N Icu=25kA @ 415V 3-pole, line protection TM210, FTFM, In=40A overload protection Ir=40A fixed short-circuit protection Ii=10 x In clamp connection shunt trip (STL) 110-127V DC, AC 50/60Hz | - | 0 | 0
3VA1040-3ED36-0JC0 |  | 3VA1040-3ED36-0JC0 | 1 | UN | 1 | 10 | C | D | EAR99 | N | 85362010 | 1 | 4042949077831 | 1.05 | KG | 340.85 | 340.85 | LP17 | LP17 | circuit breaker 3VA1 IEC frame 100 breaking capacity class N Icu=25kA @ 415V 3-pole, line protection TM210, FTFM, In=40A overload protection Ir=40A fixed short-circuit protection Ii=10 x In clamp connection shunt trip (STL) 110-127V DC, AC 50/60Hz 2 auxiliary switches HQ | - | 0 | 0
3VA1040-3ED36-0JH0 |  | 3VA1040-3ED36-0JH0 | 1 | UN | 1 | 10 | C | D | EAR99 | N | 85362010 | 1 | 4042949090373 | 1.08 | KG | 365.5 | 365.5 | LP17 | LP17 | circuit breaker 3VA1 IEC frame 100 breaking capacity class N Icu=25kA @ 415V 3-pole, line protection TM210, FTFM, In=40A overload protection Ir=40A fixed short-circuit protection Ii=10 x In clamp connection shunt trip (STL) 110-127V DC, AC 50/60Hz 2 auxiliary switches HQ 1 trip alarm switch HQ | - | 0 | 0
3VA1040-3ED36-0KA0 |  | 3VA1040-3ED36-0KA0 | 1 | UN | 1 | 10 | C | D | EAR99 | N | 85362010 | 1 | 4042949052395 | 1.05 | KG | 294.95 | 294.95 | LP17 | LP17 | circuit breaker 3VA1 IEC frame 100 breaking capacity class N Icu=25kA @ 415V 3-pole, line protection TM210, FTFM, In=40A overload protection Ir=40A fixed short-circuit protection Ii=10 x In clamp connection shunt trip (STL) 220-250V DC, 208-277V AC | - | 0 | 0
3VA1040-3ED36-0KC0 |  | 3VA1040-3ED36-0KC0 | 1 | UN | 1 | 10 | C | D | EAR99 | N | 85362010 | 1 | 4042949079927 | 1.05 | KG | 340.85 | 340.85 | LP17 | LP17 | circuit breaker 3VA1 IEC frame 100 breaking capacity class N Icu=25kA @ 415V 3-pole, line protection TM210, FTFM, In=40A overload protection Ir=40A fixed short-circuit protection Ii=10 x In clamp connection shunt trip (STL) 220-250V DC, 208-277V AC 2 auxiliary switches HQ | - | 0 | 0
3VA1040-3ED36-0KH0 |  | 3VA1040-3ED36-0KH0 | 1 | UN | 1 | 10 | C | D | EAR99 | N | 85362010 | 1 | 4042949092469 | 1.08 | KG | 365.5 | 365.5 | LP17 | LP17 | circuit breaker 3VA1 IEC frame 100 breaking capacity class N Icu=25kA @ 415V 3-pole, line protection TM210, FTFM, In=40A overload protection Ir=40A fixed short-circuit protection Ii=10 x In clamp connection shunt trip (STL) 220-250V DC, 208-277V AC 2 auxiliary switches HQ 1 trip alarm switch HQ | - | 0 | 0
3VA1040-3ED42-0AA0 |  | 3VA1040-3ED42-0AA0 | 1 | UN | 1 | 5 | B | D | EAR99 | N | 85362010 | 1 | 4042948811948 | 1.183 | KG | 235.3 | 228.8 | LP17 | LP17 | circuit breaker 3VA1 IEC frame 100 breaking capacity class N Icu=25kA @ 415V 4-pole, line protection TM210, FTFM, In=40A overload protection Ir=40A fixed short-circuit protection Ii=10 x In N conductor unprotected nut keeper kit | Lista Papel 2020 SI | 0 | 0
3VA1040-3ED46-0AA0 |  | 3VA1040-3ED46-0AA0 | 1 | UN | 1 | 5 | B | D | EAR99 | N | 85362010 | 1 | 4042948820148 | 1.274 | KG | 264.9 | 257.5 | LP17 | LP17 | circuit breaker 3VA1 IEC frame 100 breaking capacity class N Icu=25kA @ 415V 4-pole, line protection TM210, FTFM, In=40A overload protection Ir=40A fixed short-circuit protection Ii=10 x In N conductor unprotected clamp connection | Lista Papel 2020 SI | 0 | 0
3VA1040-4ED32-0AA0 |  | 3VA1040-4ED32-0AA0 | 1 | UN | 1 | 5 | B | D | EAR99 | N | 85362010 | 1 | 4042948811689 | 967 | G | 185.3 | 180.4 | LP17 | LP17 | circuit breaker 3VA1 IEC frame 100 breaking capacity class S Icu=36kA @ 415V 3-pole, line protection TM210, FTFM, In=40A overload protection Ir=40A fixed short-circuit protection Ii=10 x In nut keeper kit | Lista Papel 2020 SI | 0 | 0
3VA1040-4ED32-0AC0 |  | 3VA1040-4ED32-0AC0 | 1 | UN | 1 | 10 | C | D | EAR99 | N | 85362010 | 1 | 4042949056560 | 0.96 | KG | 238.85 | 238.85 | LP17 | LP17 | circuit breaker 3VA1 IEC frame 100 breaking capacity class S Icu=36kA @ 415V 3-pole, line protection TM210, FTFM, In=40A overload protection Ir=40A fixed short-circuit protection Ii=10 x In nut keeper kit 2 auxiliary switches HQ | - | 0 | 0
3VA1040-4ED32-0AD0 |  | 3VA1040-4ED32-0AD0 | 1 | UN | 1 | 10 | C | D | EAR99 | N | 85362010 | 1 | 4042949058656 | 0.99 | KG | 263.5 | 263.5 | LP17 | LP17 | circuit breaker 3VA1 IEC frame 100 breaking capacity class S Icu=36kA @ 415V 3-pole, line protection TM210, FTFM, In=40A overload protection Ir=40A fixed short-circuit protection Ii=10 x In nut keeper kit 3 auxiliary switches HQ | - | 0 | 0
3VA1040-4ED32-0AE0 |  | 3VA1040-4ED32-0AE0 | 1 | UN | 1 | 10 | C | D | EAR99 | N | 85362010 | 1 | 4042949060741 | 1.02 | KG | 285.6 | 285.6 | LP17 | LP17 | circuit breaker 3VA1 IEC frame 100 breaking capacity class S Icu=36kA @ 415V 3-pole, line protection TM210, FTFM, In=40A overload protection Ir=40A fixed short-circuit protection Ii=10 x In nut keeper kit 4 auxiliary switches HQ | - | 0 | 0
3VA1040-4ED32-0AF0 |  | 3VA1040-4ED32-0AF0 | 1 | UN | 1 | 10 | C | D | EAR99 | N | 85362010 | 1 | 4042949062837 | 0.96 | KG | 238.85 | 238.85 | LP17 | LP17 | circuit breaker 3VA1 IEC frame 100 breaking capacity class S Icu=36kA @ 415V 3-pole, line protection TM210, FTFM, In=40A overload protection Ir=40A fixed short-circuit protection Ii=10 x In nut keeper kit 1 auxiliary switch HQ 1 trip alarm switch HQ | - | 0 | 0
3VA1040-4ED32-0AH0 |  | 3VA1040-4ED32-0AH0 | 1 | UN | 1 | 10 | C | D | EAR99 | N | 85362010 | 1 | 4042949067016 | 0.99 | KG | 263.5 | 263.5 | LP17 | LP17 | circuit breaker 3VA1 IEC frame 100 breaking capacity class S Icu=36kA @ 415V 3-pole, line protection TM210, FTFM, In=40A overload protection Ir=40A fixed short-circuit protection Ii=10 x In nut keeper kit 2 auxiliary switches HQ 1 trip alarm switch HQ | - | 0 | 0
3VA1040-4ED32-0BA0 |  | 3VA1040-4ED32-0BA0 | 1 | UN | 1 | 10 | C | D | EAR99 | N | 85362010 | 1 | 4042949041931 | 0.9 | KG | 301.75 | 301.75 | LP17 | LP17 | circuit breaker 3VA1 IEC frame 100 breaking capacity class S Icu=36kA @ 415V 3-pole, line protection TM210, FTFM, In=40A overload protection Ir=40A fixed short-circuit protection Ii=10 x In nut keeper kit undervoltage release (UVR) 24V DC | - | 0 | 0
3VA1040-4ED32-0BC0 |  | 3VA1040-4ED32-0BC0 | 1 | UN | 1 | 10 | C | D | EAR99 | N | 85362010 | 1 | 4042949069461 | 1.05 | KG | 347.65 | 347.65 | LP17 | LP17 | circuit breaker 3VA1 IEC frame 100 breaking capacity class S Icu=36kA @ 415V 3-pole, line protection TM210, FTFM, In=40A overload protection Ir=40A fixed short-circuit protection Ii=10 x In nut keeper kit undervoltage release (UVR) 24V DC 2 auxiliary switches HQ | - | 0 | 0
3VA1040-4ED32-0BH0 |  | 3VA1040-4ED32-0BH0 | 1 | UN | 1 | 10 | C | D | EAR99 | N | 85362010 | 1 | 4042949082002 | 1.05 | KG | 371.45 | 371.45 | LP17 | LP17 | circuit breaker 3VA1 IEC frame 100 breaking capacity class S Icu=36kA @ 415V 3-pole, line protection TM210, FTFM, In=40A overload protection Ir=40A fixed short-circuit protection Ii=10 x In nut keeper kit undervoltage release (UVR) 24V DC 2 auxiliary switches HQ 1 trip alarm switch HQ | - | 0 | 0
3VA1040-4ED32-0CA0 |  | 3VA1040-4ED32-0CA0 | 1 | UN | 1 | 10 | C | D | EAR99 | N | 85362010 | 1 | 4042949044024 | 0.9 | KG | 301.75 | 301.75 | LP17 | LP17 | circuit breaker 3VA1 IEC frame 100 breaking capacity class S Icu=36kA @ 415V 3-pole, line protection TM210, FTFM, In=40A overload protection Ir=40A fixed short-circuit protection Ii=10 x In nut keeper kit undervoltage release (UVR) 120-127V AC 50/60Hz | - | 0 | 0
3VA1040-4ED32-0CC0 |  | 3VA1040-4ED32-0CC0 | 1 | UN | 1 | 10 | C | D | EAR99 | N | 85362010 | 1 | 4042949071556 | 1.05 | KG | 347.65 | 347.65 | LP17 | LP17 | circuit breaker 3VA1 IEC frame 100 breaking capacity class S Icu=36kA @ 415V 3-pole, line protection TM210, FTFM, In=40A overload protection Ir=40A fixed short-circuit protection Ii=10 x In nut keeper kit undervoltage release (UVR) 120-127V AC 50/60Hz 2 auxiliary switches HQ | - | 0 | 0
3VA1040-4ED32-0CH0 |  | 3VA1040-4ED32-0CH0 | 1 | UN | 1 | 10 | C | D | EAR99 | N | 85362010 | 1 | 4042949084099 | 1.08 | KG | 371.45 | 371.45 | LP17 | LP17 | circuit breaker 3VA1 IEC frame 100 breaking capacity class S Icu=36kA @ 415V 3-pole, line protection TM210, FTFM, In=40A overload protection Ir=40A fixed short-circuit protection Ii=10 x In nut keeper kit undervoltage release (UVR) 120-127V AC 50/60Hz 2 auxiliary switches HQ 1 trip alarm switch HQ | - | 0 | 0
3VA1040-4ED32-0DA0 |  | 3VA1040-4ED32-0DA0 | 1 | UN | 1 | 10 | C | D | EAR99 | N | 85362010 | 1 | 4042949046110 | 0.9 | KG | 301.75 | 301.75 | LP17 | LP17 | circuit breaker 3VA1 IEC frame 100 breaking capacity class S Icu=36kA @ 415V 3-pole, line protection TM210, FTFM, In=40A overload protection Ir=40A fixed short-circuit protection Ii=10 x In nut keeper kit undervoltage release (UVR) 208-230V AC 50/60Hz | - | 0 | 0
3VA1040-4ED32-0DC0 |  | 3VA1040-4ED32-0DC0 | 1 | UN | 1 | 10 | C | D | EAR99 | N | 85362010 | 1 | 4042949073642 | 1.05 | KG | 347.65 | 347.65 | LP17 | LP17 | circuit breaker 3VA1 IEC frame 100 breaking capacity class S Icu=36kA @ 415V 3-pole, line protection TM210, FTFM, In=40A overload protection Ir=40A fixed short-circuit protection Ii=10 x In nut keeper kit undervoltage release (UVR) 208-230V AC 50/60Hz 2 auxiliary switches HQ | - | 0 | 0
3VA1040-4ED32-0DH0 |  | 3VA1040-4ED32-0DH0 | 1 | UN | 1 | 10 | C | D | EAR99 | N | 85362010 | 1 | 4042949086185 | 1.08 | KG | 371.45 | 371.45 | LP17 | LP17 | circuit breaker 3VA1 IEC frame 100 breaking capacity class S Icu=36kA @ 415V 3-pole, line protection TM210, FTFM, In=40A overload protection Ir=40A fixed short-circuit protection Ii=10 x In nut keeper kit undervoltage release (UVR) 208-230V AC 50/60Hz 2 auxiliary switches HQ 1 trip alarm switch HQ | - | 0 | 0
3VA1040-4ED32-0HA0 |  | 3VA1040-4ED32-0HA0 | 1 | UN | 1 | 10 | C | D | EAR99 | N | 85362010 | 1 | 4042949048206 | 0.9 | KG | 276.25 | 276.25 | LP17 | LP17 | circuit breaker 3VA1 IEC frame 100 breaking capacity class S Icu=36kA @ 415V 3-pole, line protection TM210, FTFM, In=40A overload protection Ir=40A fixed short-circuit protection Ii=10 x In nut keeper kit shunt trip (STL) 12-30V DC, 24V AC 50/60Hz | - | 0 | 0
3VA1040-4ED32-0HC0 |  | 3VA1040-4ED32-0HC0 | 1 | UN | 1 | 10 | C | D | EAR99 | N | 85362010 | 1 | 4042949075738 | 1.05 | KG | 322.15 | 322.15 | LP17 | LP17 | circuit breaker 3VA1 IEC frame 100 breaking capacity class S Icu=36kA @ 415V 3-pole, line protection TM210, FTFM, In=40A overload protection Ir=40A fixed short-circuit protection Ii=10 x In nut keeper kit shunt trip (STL) 12-30V DC, 24V AC 50/60Hz 2 auxiliary switches HQ | - | 0 | 0
3VA1040-4ED32-0HH0 |  | 3VA1040-4ED32-0HH0 | 1 | UN | 1 | 10 | C | D | EAR99 | N | 85362010 | 1 | 4042949088271 | 1.08 | KG | 345.95 | 345.95 | LP17 | LP17 | circuit breaker 3VA1 IEC frame 100 breaking capacity class S Icu=36kA @ 415V 3-pole, line protection TM210, FTFM, In=40A overload protection Ir=40A fixed short-circuit protection Ii=10 x In nut keeper kit shunt trip (STL) 12-30V DC, 24V AC 50/60Hz 2 auxiliary switches HQ 1 trip alarm switch HQ | - | 0 | 0
3VA1040-4ED32-0JA0 |  | 3VA1040-4ED32-0JA0 | 1 | UN | 1 | 10 | C | D | EAR99 | N | 85362010 | 1 | 4042949050292 | 1.05 | KG | 276.25 | 276.25 | LP17 | LP17 | circuit breaker 3VA1 IEC frame 100 breaking capacity class S Icu=36kA @ 415V 3-pole, line protection TM210, FTFM, In=40A overload protection Ir=40A fixed short-circuit protection Ii=10 x In nut keeper kit shunt trip (STL) 110-127V DC, AC 50/60Hz | - | 0 | 0
3VA1040-4ED32-0JC0 |  | 3VA1040-4ED32-0JC0 | 1 | UN | 1 | 10 | C | D | EAR99 | N | 85362010 | 1 | 4042949077824 | 1.05 | KG | 322.15 | 322.15 | LP17 | LP17 | circuit breaker 3VA1 IEC frame 100 breaking capacity class S Icu=36kA @ 415V 3-pole, line protection TM210, FTFM, In=40A overload protection Ir=40A fixed short-circuit protection Ii=10 x In nut keeper kit shunt trip (STL) 110-127V DC, AC 50/60Hz 2 auxiliary switches HQ | - | 0 | 0
3VA1040-4ED32-0JH0 |  | 3VA1040-4ED32-0JH0 | 1 | UN | 1 | 10 | C | D | EAR99 | N | 85362010 | 1 | 4042949090366 | 1.08 | KG | 345.95 | 345.95 | LP17 | LP17 | circuit breaker 3VA1 IEC frame 100 breaking capacity class S Icu=36kA @ 415V 3-pole, line protection TM210, FTFM, In=40A overload protection Ir=40A fixed short-circuit protection Ii=10 x In nut keeper kit shunt trip (STL) 110-127V DC, AC 50/60Hz 2 auxiliary switches HQ 1 trip alarm switch HQ | - | 0 | 0
3VA1040-4ED32-0KA0 |  | 3VA1040-4ED32-0KA0 | 1 | UN | 1 | 10 | C | D | EAR99 | N | 85362010 | 1 | 4042949052388 | 1.05 | KG | 276.25 | 276.25 | LP17 | LP17 | circuit breaker 3VA1 IEC frame 100 breaking capacity class S Icu=36kA @ 415V 3-pole, line protection TM210, FTFM, In=40A overload protection Ir=40A fixed short-circuit protection Ii=10 x In nut keeper kit shunt trip (STL) 220-250V DC, 208-277V AC | - | 0 | 0
3VA1040-4ED32-0KC0 |  | 3VA1040-4ED32-0KC0 | 1 | UN | 1 | 10 | C | D | EAR99 | N | 85362010 | 1 | 4042949079910 | 1.05 | KG | 322.15 | 322.15 | LP17 | LP17 | circuit breaker 3VA1 IEC frame 100 breaking capacity class S Icu=36kA @ 415V 3-pole, line protection TM210, FTFM, In=40A overload protection Ir=40A fixed short-circuit protection Ii=10 x In nut keeper kit shunt trip (STL) 220-250V DC, 208-277V AC 2 auxiliary switches HQ | - | 0 | 0
3VA1040-4ED32-0KH0 |  | 3VA1040-4ED32-0KH0 | 1 | UN | 1 | 10 | C | D | EAR99 | N | 85362010 | 1 | 4042949092452 | 1.08 | KG | 345.95 | 345.95 | LP17 | LP17 | circuit breaker 3VA1 IEC frame 100 breaking capacity class S Icu=36kA @ 415V 3-pole, line protection TM210, FTFM, In=40A overload protection Ir=40A fixed short-circuit protection Ii=10 x In nut keeper kit shunt trip (STL) 220-250V DC, 208-277V AC 2 auxiliary switches HQ 1 trip alarm switch HQ | - | 0 | 0
3VA1040-4ED36-0AA0 |  | 3VA1040-4ED36-0AA0 | 1 | UN | 1 | 5 | B | D | EAR99 | N | 85362010 | 1 | 4042948819883 | 1.017 | KG | 206.6 | 200.9 | LP17 | LP17 | circuit breaker 3VA1 IEC frame 100 breaking capacity class S Icu=36kA @ 415V 3-pole, line protection TM210, FTFM, In=40A overload protection Ir=40A fixed short-circuit protection Ii=10 x In clamp connection | Lista Papel 2020 SI | 0 | 0
3VA1040-4ED42-0AA0 |  | 3VA1040-4ED42-0AA0 | 1 | UN | 1 | 5 | B | D | EAR99 | N | 85362010 | 1 | 4042948811955 | 1.186 | KG | 241.9 | 235.3 | LP17 | LP17 | circuit breaker 3VA1 IEC frame 100 breaking capacity class S Icu=36kA @ 415V 4-pole, line protection TM210, FTFM, In=40A overload protection Ir=40A fixed short-circuit protection Ii=10 x In N conductor unprotected nut keeper kit | Lista Papel 2020 SI | 0 | 0
3VA1040-4ED46-0AA0 |  | 3VA1040-4ED46-0AA0 | 1 | UN | 1 | 5 | B | D | EAR99 | N | 85362010 | 1 | 4042948820155 | 1.17 | KG | 269 | 261.6 | LP17 | LP17 | circuit breaker 3VA1 IEC frame 100 breaking capacity class S Icu=36kA @ 415V 4-pole, line protection TM210, FTFM, In=40A overload protection Ir=40A fixed short-circuit protection Ii=10 x In N conductor unprotected clamp connection | Lista Papel 2020 SI | 0 | 0
3VA1050-2ED32-0AA0 |  | 3VA1050-2ED32-0AA0 | 1 | UN | 1 | 5 | B | D | EAR99 | N | 85362010 | 1 | 4042948811696 | 969 | G | 177.9 | 173 | LP17 | LP17 | circuit breaker 3VA1 IEC frame 100 breaking capacity class B Icu=16kA @ 415V 3-pole, line protection TM210, FTFM, In=50A overload protection Ir=50A fixed short-circuit protection Ii=10 x In nut keeper kit | Lista Papel 2020 SI | 0 | 0
3VA1050-2ED32-0AC0 |  | 3VA1050-2ED32-0AC0 | 1 | UN | 1 | 10 | C | D | EAR99 | N | 85362010 | 1 | 4042949056553 | 0.96 | KG | 232.05 | 232.05 | LP17 | LP17 | circuit breaker 3VA1 IEC frame 100 breaking capacity class B Icu=16kA @ 415V 3-pole, line protection TM210, FTFM, In=50A overload protection Ir=50A fixed short-circuit protection Ii=10 x In nut keeper kit 2 auxiliary switches HQ | - | 0 | 0
3VA1050-2ED32-0AD0 |  | 3VA1050-2ED32-0AD0 | 1 | UN | 1 | 10 | C | D | EAR99 | N | 85362010 | 1 | 4042949058649 | 0.99 | KG | 255 | 255 | LP17 | LP17 | circuit breaker 3VA1 IEC frame 100 breaking capacity class B Icu=16kA @ 415V 3-pole, line protection TM210, FTFM, In=50A overload protection Ir=50A fixed short-circuit protection Ii=10 x In nut keeper kit 3 auxiliary switches HQ | - | 0 | 0
3VA1050-2ED32-0AE0 |  | 3VA1050-2ED32-0AE0 | 1 | UN | 1 | 10 | C | D | EAR99 | N | 85362010 | 1 | 4042949060734 | 1.02 | KG | 277.95 | 277.95 | LP17 | LP17 | circuit breaker 3VA1 IEC frame 100 breaking capacity class B Icu=16kA @ 415V 3-pole, line protection TM210, FTFM, In=50A overload protection Ir=50A fixed short-circuit protection Ii=10 x In nut keeper kit 4 auxiliary switches HQ | - | 0 | 0
3VA1050-2ED32-0AF0 |  | 3VA1050-2ED32-0AF0 | 1 | UN | 1 | 10 | C | D | EAR99 | N | 85362010 | 1 | 4042949062820 | 0.96 | KG | 232.05 | 232.05 | LP17 | LP17 | circuit breaker 3VA1 IEC frame 100 breaking capacity class B Icu=16kA @ 415V 3-pole, line protection TM210, FTFM, In=50A overload protection Ir=50A fixed short-circuit protection Ii=10 x In nut keeper kit 1 auxiliary switch HQ 1 trip alarm switch HQ | - | 0 | 0
3VA1050-2ED32-0AH0 |  | 3VA1050-2ED32-0AH0 | 1 | UN | 1 | 10 | C | D | EAR99 | N | 85362010 | 1 | 4042949067009 | 0.99 | KG | 255 | 255 | LP17 | LP17 | circuit breaker 3VA1 IEC frame 100 breaking capacity class B Icu=16kA @ 415V 3-pole, line protection TM210, FTFM, In=50A overload protection Ir=50A fixed short-circuit protection Ii=10 x In nut keeper kit 2 auxiliary switches HQ 1 trip alarm switch HQ | - | 0 | 0
3VA1050-2ED32-0BA0 |  | 3VA1050-2ED32-0BA0 | 1 | UN | 1 | 10 | C | D | EAR99 | N | 85362010 | 1 | 4042949041924 | 0.9 | KG | 294.1 | 294.1 | LP17 | LP17 | circuit breaker 3VA1 IEC frame 100 breaking capacity class B Icu=16kA @ 415V 3-pole, line protection TM210, FTFM, In=50A overload protection Ir=50A fixed short-circuit protection Ii=10 x In nut keeper kit undervoltage release (UVR) 24V DC | - | 0 | 0
3VA1050-2ED32-0BC0 |  | 3VA1050-2ED32-0BC0 | 1 | UN | 1 | 10 | C | D | EAR99 | N | 85362010 | 1 | 4042949069454 | 1.05 | KG | 340 | 340 | LP17 | LP17 | circuit breaker 3VA1 IEC frame 100 breaking capacity class B Icu=16kA @ 415V 3-pole, line protection TM210, FTFM, In=50A overload protection Ir=50A fixed short-circuit protection Ii=10 x In nut keeper kit undervoltage release (UVR) 24V DC 2 auxiliary switches HQ | - | 0 | 0
3VA1050-2ED32-0BH0 |  | 3VA1050-2ED32-0BH0 | 1 | UN | 1 | 10 | C | D | EAR99 | N | 85362010 | 1 | 4042949081999 | 1.05 | KG | 363.8 | 363.8 | LP17 | LP17 | circuit breaker 3VA1 IEC frame 100 breaking capacity class B Icu=16kA @ 415V 3-pole, line protection TM210, FTFM, In=50A overload protection Ir=50A fixed short-circuit protection Ii=10 x In nut keeper kit undervoltage release (UVR) 24V DC 2 auxiliary switches HQ 1 trip alarm switch HQ | - | 0 | 0
3VA1050-2ED32-0CA0 |  | 3VA1050-2ED32-0CA0 | 1 | UN | 1 | 10 | C | D | EAR99 | N | 85362010 | 1 | 4042949044017 | 0.9 | KG | 294.1 | 294.1 | LP17 | LP17 | circuit breaker 3VA1 IEC frame 100 breaking capacity class B Icu=16kA @ 415V 3-pole, line protection TM210, FTFM, In=50A overload protection Ir=50A fixed short-circuit protection Ii=10 x In nut keeper kit undervoltage release (UVR) 120-127V AC 50/60Hz | - | 0 | 0
3VA1050-2ED32-0CC0 |  | 3VA1050-2ED32-0CC0 | 1 | UN | 1 | 10 | C | D | EAR99 | N | 85362010 | 1 | 4042949071549 | 1.05 | KG | 340 | 340 | LP17 | LP17 | circuit breaker 3VA1 IEC frame 100 breaking capacity class B Icu=16kA @ 415V 3-pole, line protection TM210, FTFM, In=50A overload protection Ir=50A fixed short-circuit protection Ii=10 x In nut keeper kit undervoltage release (UVR) 120-127V AC 50/60Hz 2 auxiliary switches HQ | - | 0 | 0
3VA1050-2ED32-0CH0 |  | 3VA1050-2ED32-0CH0 | 1 | UN | 1 | 10 | C | D | EAR99 | N | 85362010 | 1 | 4042949084082 | 1.08 | KG | 363.8 | 363.8 | LP17 | LP17 | circuit breaker 3VA1 IEC frame 100 breaking capacity class B Icu=16kA @ 415V 3-pole, line protection TM210, FTFM, In=50A overload protection Ir=50A fixed short-circuit protection Ii=10 x In nut keeper kit undervoltage release (UVR) 120-127V AC 50/60Hz 2 auxiliary switches HQ 1 trip alarm switch HQ | - | 0 | 0
3VA1050-2ED32-0DA0 |  | 3VA1050-2ED32-0DA0 | 1 | UN | 1 | 10 | C | D | EAR99 | N | 85362010 | 1 | 4042949046103 | 0.9 | KG | 294.1 | 294.1 | LP17 | LP17 | circuit breaker 3VA1 IEC frame 100 breaking capacity class B Icu=16kA @ 415V 3-pole, line protection TM210, FTFM, In=50A overload protection Ir=50A fixed short-circuit protection Ii=10 x In nut keeper kit undervoltage release (UVR) 208-230V AC 50/60Hz | - | 0 | 0
3VA1050-2ED32-0DC0 |  | 3VA1050-2ED32-0DC0 | 1 | UN | 1 | 10 | C | D | EAR99 | N | 85362010 | 1 | 4042949073635 | 1.05 | KG | 340 | 340 | LP17 | LP17 | circuit breaker 3VA1 IEC frame 100 breaking capacity class B Icu=16kA @ 415V 3-pole, line protection TM210, FTFM, In=50A overload protection Ir=50A fixed short-circuit protection Ii=10 x In nut keeper kit undervoltage release (UVR) 208-230V AC 50/60Hz 2 auxiliary switches HQ | - | 0 | 0
3VA1050-2ED32-0DH0 |  | 3VA1050-2ED32-0DH0 | 1 | UN | 1 | 10 | C | D | EAR99 | N | 85362010 | 1 | 4042949086178 | 1.08 | KG | 363.8 | 363.8 | LP17 | LP17 | circuit breaker 3VA1 IEC frame 100 breaking capacity class B Icu=16kA @ 415V 3-pole, line protection TM210, FTFM, In=50A overload protection Ir=50A fixed short-circuit protection Ii=10 x In nut keeper kit undervoltage release (UVR) 208-230V AC 50/60Hz 2 auxiliary switches HQ 1 trip alarm switch HQ | - | 0 | 0
3VA1050-2ED32-0HA0 |  | 3VA1050-2ED32-0HA0 | 1 | UN | 1 | 10 | C | D | EAR99 | N | 85362010 | 1 | 4042949048190 | 0.9 | KG | 268.6 | 268.6 | LP17 | LP17 | circuit breaker 3VA1 IEC frame 100 breaking capacity class B Icu=16kA @ 415V 3-pole, line protection TM210, FTFM, In=50A overload protection Ir=50A fixed short-circuit protection Ii=10 x In nut keeper kit shunt trip (STL) 12-30V DC, 24V AC 50/60Hz | - | 0 | 0
3VA1050-2ED32-0HC0 |  | 3VA1050-2ED32-0HC0 | 1 | UN | 1 | 10 | C | D | EAR99 | N | 85362010 | 1 | 4042949075721 | 1.05 | KG | 314.5 | 314.5 | LP17 | LP17 | circuit breaker 3VA1 IEC frame 100 breaking capacity class B Icu=16kA @ 415V 3-pole, line protection TM210, FTFM, In=50A overload protection Ir=50A fixed short-circuit protection Ii=10 x In nut keeper kit shunt trip (STL) 12-30V DC, 24V AC 50/60Hz 2 auxiliary switches HQ | - | 0 | 0
3VA1050-2ED32-0HH0 |  | 3VA1050-2ED32-0HH0 | 1 | UN | 1 | 10 | C | D | EAR99 | N | 85362010 | 1 | 4042949088264 | 1.08 | KG | 339.15 | 339.15 | LP17 | LP17 | circuit breaker 3VA1 IEC frame 100 breaking capacity class B Icu=16kA @ 415V 3-pole, line protection TM210, FTFM, In=50A overload protection Ir=50A fixed short-circuit protection Ii=10 x In nut keeper kit shunt trip (STL) 12-30V DC, 24V AC 50/60Hz 2 auxiliary switches HQ 1 trip alarm switch HQ | - | 0 | 0
3VA1050-2ED32-0JA0 |  | 3VA1050-2ED32-0JA0 | 1 | UN | 1 | 10 | C | D | EAR99 | N | 85362010 | 1 | 4042949050285 | 1.05 | KG | 268.6 | 268.6 | LP17 | LP17 | circuit breaker 3VA1 IEC frame 100 breaking capacity class B Icu=16kA @ 415V 3-pole, line protection TM210, FTFM, In=50A overload protection Ir=50A fixed short-circuit protection Ii=10 x In nut keeper kit shunt trip (STL) 110-127V DC, AC 50/60Hz | - | 0 | 0
3VA1050-2ED32-0JC0 |  | 3VA1050-2ED32-0JC0 | 1 | UN | 1 | 10 | C | D | EAR99 | N | 85362010 | 1 | 4042949077817 | 1.05 | KG | 314.5 | 314.5 | LP17 | LP17 | circuit breaker 3VA1 IEC frame 100 breaking capacity class B Icu=16kA @ 415V 3-pole, line protection TM210, FTFM, In=50A overload protection Ir=50A fixed short-circuit protection Ii=10 x In nut keeper kit shunt trip (STL) 110-127V DC, AC 50/60Hz 2 auxiliary switches HQ | - | 0 | 0
3VA1050-2ED32-0JH0 |  | 3VA1050-2ED32-0JH0 | 1 | UN | 1 | 10 | C | D | EAR99 | N | 85362010 | 1 | 4042949090359 | 1.08 | KG | 339.15 | 339.15 | LP17 | LP17 | circuit breaker 3VA1 IEC frame 100 breaking capacity class B Icu=16kA @ 415V 3-pole, line protection TM210, FTFM, In=50A overload protection Ir=50A fixed short-circuit protection Ii=10 x In nut keeper kit shunt trip (STL) 110-127V DC, AC 50/60Hz 2 auxiliary switches HQ 1 trip alarm switch HQ | - | 0 | 0
3VA1050-2ED32-0KA0 |  | 3VA1050-2ED32-0KA0 | 1 | UN | 1 | 10 | C | D | EAR99 | N | 85362010 | 1 | 4042949052371 | 1.05 | KG | 268.6 | 268.6 | LP17 | LP17 | circuit breaker 3VA1 IEC frame 100 breaking capacity class B Icu=16kA @ 415V 3-pole, line protection TM210, FTFM, In=50A overload protection Ir=50A fixed short-circuit protection Ii=10 x In nut keeper kit shunt trip (STL) 220-250V DC, 208-277V AC | - | 0 | 0
3VA1050-2ED32-0KC0 |  | 3VA1050-2ED32-0KC0 | 1 | UN | 1 | 10 | C | D | EAR99 | N | 85362010 | 1 | 4042949079903 | 1.05 | KG | 314.5 | 314.5 | LP17 | LP17 | circuit breaker 3VA1 IEC frame 100 breaking capacity class B Icu=16kA @ 415V 3-pole, line protection TM210, FTFM, In=50A overload protection Ir=50A fixed short-circuit protection Ii=10 x In nut keeper kit shunt trip (STL) 220-250V DC, 208-277V AC 2 auxiliary switches HQ | - | 0 | 0
3VA1050-2ED32-0KF0 |  | 3VA1050-2ED32-0KF0 | 1 | UN | 1 | 10 | C | D | EAR99 | N | 85362010 | 1 | 4042949326175 | 1.065 | KG | 304.3 | 304.3 | LP17 | LP17 | circuit breaker 3VA1 IEC frame 100 breaking capacity class B Icu=16kA @ 415V 3-pole, line protection TM210, FTFM, In=50A overload protection Ir=50A fixed short-circuit protection Ii=10 x In nut keeper kit circuit breaker 3VA1 IEC frame 100 breaking capacity class B Icu=16kA @ 415V shunt trip left 208-277V AC 50/60Hz 1 auxiliary switch HQ 1 trip alarm switch HQ | - | 0 | 0
3VA1050-2ED32-0KH0 |  | 3VA1050-2ED32-0KH0 | 1 | UN | 1 | 10 | C | D | EAR99 | N | 85362010 | 1 | 4042949092445 | 1.08 | KG | 339.15 | 339.15 | LP17 | LP17 | circuit breaker 3VA1 IEC frame 100 breaking capacity class B Icu=16kA @ 415V 3-pole, line protection TM210, FTFM, In=50A overload protection Ir=50A fixed short-circuit protection Ii=10 x In nut keeper kit shunt trip (STL) 220-250V DC, 208-277V AC 2 auxiliary switches HQ 1 trip alarm switch HQ | - | 0 | 0
3VA1050-2ED36-0AA0 |  | 3VA1050-2ED36-0AA0 | 1 | UN | 1 | 2 | A | D | EAR99 | N | 85362010 | 1 | 4042948819890 | 1.009 | KG | 199.3 | 193.5 | LP17 | LP17 | circuit breaker 3VA1 IEC frame 100 breaking capacity class B Icu=16kA @ 415V 3-pole, line protection TM210, FTFM, In=50A overload protection Ir=50A fixed short-circuit protection Ii=10 x In clamp connection | Lista Papel 2020 SI | 0 | 0
3VA1050-2ED36-0AC0 |  | 3VA1050-2ED36-0AC0 | 1 | UN | 1 | 10 | C | D | EAR99 | N | 85362010 | 1 | 4042949056546 | 0.96 | KG | 252.45 | 252.45 | LP17 | LP17 | circuit breaker 3VA1 IEC frame 100 breaking capacity class B Icu=16kA @ 415V 3-pole, line protection TM210, FTFM, In=50A overload protection Ir=50A fixed short-circuit protection Ii=10 x In clamp connection 2 auxiliary switches HQ | - | 0 | 0
3VA1050-2ED36-0AD0 |  | 3VA1050-2ED36-0AD0 | 1 | UN | 1 | 10 | C | D | EAR99 | N | 85362010 | 1 | 4042949058632 | 0.99 | KG | 276.25 | 276.25 | LP17 | LP17 | circuit breaker 3VA1 IEC frame 100 breaking capacity class B Icu=16kA @ 415V 3-pole, line protection TM210, FTFM, In=50A overload protection Ir=50A fixed short-circuit protection Ii=10 x In clamp connection 3 auxiliary switches HQ | - | 0 | 0
3VA1050-2ED36-0AE0 |  | 3VA1050-2ED36-0AE0 | 1 | UN | 1 | 10 | C | D | EAR99 | N | 85362010 | 1 | 4042949060727 | 1.02 | KG | 300.9 | 300.9 | LP17 | LP17 | circuit breaker 3VA1 IEC frame 100 breaking capacity class B Icu=16kA @ 415V 3-pole, line protection TM210, FTFM, In=50A overload protection Ir=50A fixed short-circuit protection Ii=10 x In clamp connection 4 auxiliary switches HQ | - | 0 | 0
3VA1050-2ED36-0AF0 |  | 3VA1050-2ED36-0AF0 | 1 | UN | 1 | 10 | C | D | EAR99 | N | 85362010 | 1 | 4042949062813 | 0.96 | KG | 252.45 | 252.45 | LP17 | LP17 | circuit breaker 3VA1 IEC frame 100 breaking capacity class B Icu=16kA @ 415V 3-pole, line protection TM210, FTFM, In=50A overload protection Ir=50A fixed short-circuit protection Ii=10 x In clamp connection 1 auxiliary switch HQ 1 trip alarm switch HQ | - | 0 | 0
3VA1050-2ED36-0AH0 |  | 3VA1050-2ED36-0AH0 | 1 | UN | 1 | 10 | C | D | EAR99 | N | 85362010 | 1 | 4042949066996 | 0.99 | KG | 276.25 | 276.25 | LP17 | LP17 | circuit breaker 3VA1 IEC frame 100 breaking capacity class B Icu=16kA @ 415V 3-pole, line protection TM210, FTFM, In=50A overload protection Ir=50A fixed short-circuit protection Ii=10 x In clamp connection 2 auxiliary switches HQ 1 trip alarm switch HQ | - | 0 | 0
3VA1050-2ED36-0BA0 |  | 3VA1050-2ED36-0BA0 | 1 | UN | 1 | 10 | C | D | EAR99 | N | 85362010 | 1 | 4042949041917 | 0.9 | KG | 314.5 | 314.5 | LP17 | LP17 | circuit breaker 3VA1 IEC frame 100 breaking capacity class B Icu=16kA @ 415V 3-pole, line protection TM210, FTFM, In=50A overload protection Ir=50A fixed short-circuit protection Ii=10 x In clamp connection undervoltage release (UVR) 24V DC | - | 0 | 0
3VA1050-2ED36-0BC0 |  | 3VA1050-2ED36-0BC0 | 1 | UN | 1 | 10 | C | D | EAR99 | N | 85362010 | 1 | 4042949069447 | 1.05 | KG | 362.1 | 362.1 | LP17 | LP17 | circuit breaker 3VA1 IEC frame 100 breaking capacity class B Icu=16kA @ 415V 3-pole, line protection TM210, FTFM, In=50A overload protection Ir=50A fixed short-circuit protection Ii=10 x In clamp connection undervoltage release (UVR) 24V DC 2 auxiliary switches HQ | - | 0 | 0
3VA1050-2ED36-0BH0 |  | 3VA1050-2ED36-0BH0 | 1 | UN | 1 | 10 | C | D | EAR99 | N | 85362010 | 1 | 4042949081982 | 1.05 | KG | 385.05 | 385.05 | LP17 | LP17 | circuit breaker 3VA1 IEC frame 100 breaking capacity class B Icu=16kA @ 415V 3-pole, line protection TM210, FTFM, In=50A overload protection Ir=50A fixed short-circuit protection Ii=10 x In clamp connection undervoltage release (UVR) 24V DC 2 auxiliary switches HQ 1 trip alarm switch HQ | - | 0 | 0
3VA1050-2ED36-0CA0 |  | 3VA1050-2ED36-0CA0 | 1 | UN | 1 | 10 | C | D | EAR99 | N | 85362010 | 1 | 4042949044000 | 0.9 | KG | 314.5 | 314.5 | LP17 | LP17 | circuit breaker 3VA1 IEC frame 100 breaking capacity class B Icu=16kA @ 415V 3-pole, line protection TM210, FTFM, In=50A overload protection Ir=50A fixed short-circuit protection Ii=10 x In clamp connection undervoltage release (UVR) 120-127V AC 50/60Hz | - | 0 | 0
3VA1050-2ED36-0CC0 |  | 3VA1050-2ED36-0CC0 | 1 | UN | 1 | 10 | C | D | EAR99 | N | 85362010 | 1 | 4042949071532 | 1.05 | KG | 362.1 | 362.1 | LP17 | LP17 | circuit breaker 3VA1 IEC frame 100 breaking capacity class B Icu=16kA @ 415V 3-pole, line protection TM210, FTFM, In=50A overload protection Ir=50A fixed short-circuit protection Ii=10 x In clamp connection undervoltage release (UVR) 120-127V AC 50/60Hz 2 auxiliary switches HQ | - | 0 | 0
3VA1050-2ED36-0CH0 |  | 3VA1050-2ED36-0CH0 | 1 | UN | 1 | 10 | C | D | EAR99 | N | 85362010 | 1 | 4042949084075 | 1.08 | KG | 385.05 | 385.05 | LP17 | LP17 | circuit breaker 3VA1 IEC frame 100 breaking capacity class B Icu=16kA @ 415V 3-pole, line protection TM210, FTFM, In=50A overload protection Ir=50A fixed short-circuit protection Ii=10 x In clamp connection undervoltage release (UVR) 120-127V AC 50/60Hz 2 auxiliary switches HQ 1 trip alarm switch HQ | - | 0 | 0
3VA1050-2ED36-0DA0 |  | 3VA1050-2ED36-0DA0 | 1 | UN | 1 | 10 | C | D | EAR99 | N | 85362010 | 1 | 4042949046097 | 0.9 | KG | 314.5 | 314.5 | LP17 | LP17 | circuit breaker 3VA1 IEC frame 100 breaking capacity class B Icu=16kA @ 415V 3-pole, line protection TM210, FTFM, In=50A overload protection Ir=50A fixed short-circuit protection Ii=10 x In clamp connection undervoltage release (UVR) 208-230V AC 50/60Hz | - | 0 | 0
3VA1050-2ED36-0DC0 |  | 3VA1050-2ED36-0DC0 | 1 | UN | 1 | 10 | C | D | EAR99 | N | 85362010 | 1 | 4042949073628 | 1.05 | KG | 362.1 | 362.1 | LP17 | LP17 | circuit breaker 3VA1 IEC frame 100 breaking capacity class B Icu=16kA @ 415V 3-pole, line protection TM210, FTFM, In=50A overload protection Ir=50A fixed short-circuit protection Ii=10 x In clamp connection undervoltage release (UVR) 208-230V AC 50/60Hz 2 auxiliary switches HQ | - | 0 | 0
3VA1050-2ED36-0DH0 |  | 3VA1050-2ED36-0DH0 | 1 | UN | 1 | 10 | C | D | EAR99 | N | 85362010 | 1 | 4042949086161 | 1.08 | KG | 385.05 | 385.05 | LP17 | LP17 | circuit breaker 3VA1 IEC frame 100 breaking capacity class B Icu=16kA @ 415V 3-pole, line protection TM210, FTFM, In=50A overload protection Ir=50A fixed short-circuit protection Ii=10 x In clamp connection undervoltage release (UVR) 208-230V AC 50/60Hz 2 auxiliary switches HQ 1 trip alarm switch HQ | - | 0 | 0
3VA1050-2ED36-0HA0 |  | 3VA1050-2ED36-0HA0 | 1 | UN | 1 | 10 | C | D | EAR99 | N | 85362010 | 1 | 4042949048183 | 0.9 | KG | 291.55 | 291.55 | LP17 | LP17 | circuit breaker 3VA1 IEC frame 100 breaking capacity class B Icu=16kA @ 415V 3-pole, line protection TM210, FTFM, In=50A overload protection Ir=50A fixed short-circuit protection Ii=10 x In clamp connection shunt trip (STL) 12-30V DC, 24V AC 50/60Hz | - | 0 | 0
3VA1050-2ED36-0HC0 |  | 3VA1050-2ED36-0HC0 | 1 | UN | 1 | 10 | C | D | EAR99 | N | 85362010 | 1 | 4042949075714 | 1.05 | KG | 337.45 | 337.45 | LP17 | LP17 | circuit breaker 3VA1 IEC frame 100 breaking capacity class B Icu=16kA @ 415V 3-pole, line protection TM210, FTFM, In=50A overload protection Ir=50A fixed short-circuit protection Ii=10 x In clamp connection shunt trip (STL) 12-30V DC, 24V AC 50/60Hz 2 auxiliary switches HQ | - | 0 | 0
3VA1050-2ED36-0HH0 |  | 3VA1050-2ED36-0HH0 | 1 | UN | 1 | 10 | C | D | EAR99 | N | 85362010 | 1 | 4042949088257 | 1.08 | KG | 360.4 | 360.4 | LP17 | LP17 | circuit breaker 3VA1 IEC frame 100 breaking capacity class B Icu=16kA @ 415V 3-pole, line protection TM210, FTFM, In=50A overload protection Ir=50A fixed short-circuit protection Ii=10 x In clamp connection shunt trip (STL) 12-30V DC, 24V AC 50/60Hz 2 auxiliary switches HQ 1 trip alarm switch HQ | - | 0 | 0
3VA1050-2ED36-0JA0 |  | 3VA1050-2ED36-0JA0 | 1 | UN | 1 | 10 | C | D | EAR99 | N | 85362010 | 1 | 4042949050278 | 1.05 | KG | 291.55 | 291.55 | LP17 | LP17 | circuit breaker 3VA1 IEC frame 100 breaking capacity class B Icu=16kA @ 415V 3-pole, line protection TM210, FTFM, In=50A overload protection Ir=50A fixed short-circuit protection Ii=10 x In clamp connection shunt trip (STL) 110-127V DC, AC 50/60Hz | - | 0 | 0
3VA1050-2ED36-0JC0 |  | 3VA1050-2ED36-0JC0 | 1 | UN | 1 | 10 | C | D | EAR99 | N | 85362010 | 1 | 4042949077800 | 1.05 | KG | 337.45 | 337.45 | LP17 | LP17 | circuit breaker 3VA1 IEC frame 100 breaking capacity class B Icu=16kA @ 415V 3-pole, line protection TM210, FTFM, In=50A overload protection Ir=50A fixed short-circuit protection Ii=10 x In clamp connection shunt trip (STL) 110-127V DC, AC 50/60Hz 2 auxiliary switches HQ | - | 0 | 0
3VA1050-2ED36-0JH0 |  | 3VA1050-2ED36-0JH0 | 1 | UN | 1 | 10 | C | D | EAR99 | N | 85362010 | 1 | 4042949090342 | 1.08 | KG | 360.4 | 360.4 | LP17 | LP17 | circuit breaker 3VA1 IEC frame 100 breaking capacity class B Icu=16kA @ 415V 3-pole, line protection TM210, FTFM, In=50A overload protection Ir=50A fixed short-circuit protection Ii=10 x In clamp connection shunt trip (STL) 110-127V DC, AC 50/60Hz 2 auxiliary switches HQ 1 trip alarm switch HQ | - | 0 | 0
3VA1050-2ED36-0KA0 |  | 3VA1050-2ED36-0KA0 | 1 | UN | 1 | 10 | C | D | EAR99 | N | 85362010 | 1 | 4042949052364 | 1.05 | KG | 291.55 | 291.55 | LP17 | LP17 | circuit breaker 3VA1 IEC frame 100 breaking capacity class B Icu=16kA @ 415V 3-pole, line protection TM210, FTFM, In=50A overload protection Ir=50A fixed short-circuit protection Ii=10 x In clamp connection shunt trip (STL) 220-250V DC, 208-277V AC | - | 0 | 0
3VA1050-2ED36-0KC0 |  | 3VA1050-2ED36-0KC0 | 1 | UN | 1 | 10 | C | D | EAR99 | N | 85362010 | 1 | 4042949079897 | 1.05 | KG | 337.45 | 337.45 | LP17 | LP17 | circuit breaker 3VA1 IEC frame 100 breaking capacity class B Icu=16kA @ 415V 3-pole, line protection TM210, FTFM, In=50A overload protection Ir=50A fixed short-circuit protection Ii=10 x In clamp connection shunt trip (STL) 220-250V DC, 208-277V AC 2 auxiliary switches HQ | - | 0 | 0
3VA1050-2ED36-0KH0 |  | 3VA1050-2ED36-0KH0 | 1 | UN | 1 | 10 | C | D | EAR99 | N | 85362010 | 1 | 4042949092438 | 1.08 | KG | 360.4 | 360.4 | LP17 | LP17 | circuit breaker 3VA1 IEC frame 100 breaking capacity class B Icu=16kA @ 415V 3-pole, line protection TM210, FTFM, In=50A overload protection Ir=50A fixed short-circuit protection Ii=10 x In clamp connection shunt trip (STL) 220-250V DC, 208-277V AC 2 auxiliary switches HQ 1 trip alarm switch HQ | - | 0 | 0
3VA1050-2ED42-0AA0 |  | 3VA1050-2ED42-0AA0 | 1 | UN | 1 | 5 | B | D | EAR99 | N | 85362010 | 1 | 4042948811962 | 1.2 | KG | 231.2 | 224.7 | LP17 | LP17 | circuit breaker 3VA1 IEC frame 100 breaking capacity class B Icu=16kA @ 415V 4-pole, line protection TM210, FTFM, In=50A overload protection Ir=50A fixed short-circuit protection Ii=10 x In N conductor unprotected nut keeper kit | Lista Papel 2020 SI | 0 | 0
3VA1050-2ED42-0AC0 |  | 3VA1050-2ED42-0AC0 | 1 | UN | 1 | 10 | C | D | EAR99 | N | 85362010 | 1 | 4042949056539 | 1.26 | KG | 285.6 | 285.6 | LP17 | LP17 | circuit breaker 3VA1 IEC frame 100 breaking capacity class B Icu=16kA @ 415V 4-pole, line protection TM210, FTFM, In=50A overload protection Ir=50A fixed short-circuit protection Ii=10 x In N conductor unprotected nut keeper kit 2 auxiliary switches HQ | - | 0 | 0
3VA1050-2ED42-0AD0 |  | 3VA1050-2ED42-0AD0 | 1 | UN | 1 | 10 | C | D | EAR99 | N | 85362010 | 1 | 4042949058625 | 1.29 | KG | 310.25 | 310.25 | LP17 | LP17 | circuit breaker 3VA1 IEC frame 100 breaking capacity class B Icu=16kA @ 415V 4-pole, line protection TM210, FTFM, In=50A overload protection Ir=50A fixed short-circuit protection Ii=10 x In N conductor unprotected nut keeper kit 3 auxiliary switches HQ | - | 0 | 0
3VA1050-2ED42-0AE0 |  | 3VA1050-2ED42-0AE0 | 1 | UN | 1 | 10 | C | D | EAR99 | N | 85362010 | 1 | 4042949060710 | 1.32 | KG | 334.9 | 334.9 | LP17 | LP17 | circuit breaker 3VA1 IEC frame 100 breaking capacity class B Icu=16kA @ 415V 4-pole, line protection TM210, FTFM, In=50A overload protection Ir=50A fixed short-circuit protection Ii=10 x In N conductor unprotected nut keeper kit 4 auxiliary switches HQ | - | 0 | 0
3VA1050-2ED42-0AF0 |  | 3VA1050-2ED42-0AF0 | 1 | UN | 1 | 10 | C | D | EAR99 | N | 85362010 | 1 | 4042949062806 | 1.26 | KG | 285.6 | 285.6 | LP17 | LP17 | circuit breaker 3VA1 IEC frame 100 breaking capacity class B Icu=16kA @ 415V 4-pole, line protection TM210, FTFM, In=50A overload protection Ir=50A fixed short-circuit protection Ii=10 x In N conductor unprotected nut keeper kit 1 auxiliary switch HQ 1 trip alarm switch HQ | - | 0 | 0
3VA1050-2ED42-0AH0 |  | 3VA1050-2ED42-0AH0 | 1 | UN | 1 | 10 | C | D | EAR99 | N | 85362010 | 1 | 4042949066989 | 1.29 | KG | 310.25 | 310.25 | LP17 | LP17 | circuit breaker 3VA1 IEC frame 100 breaking capacity class B Icu=16kA @ 415V 4-pole, line protection TM210, FTFM, In=50A overload protection Ir=50A fixed short-circuit protection Ii=10 x In N conductor unprotected nut keeper kit 2 auxiliary switches HQ 1 trip alarm switch HQ | - | 0 | 0
3VA1050-2ED42-0BA0 |  | 3VA1050-2ED42-0BA0 | 1 | UN | 1 | 10 | C | D | EAR99 | N | 85362010 | 1 | 4042949041900 | 1.2 | KG | 348.5 | 348.5 | LP17 | LP17 | circuit breaker 3VA1 IEC frame 100 breaking capacity class B Icu=16kA @ 415V 4-pole, line protection TM210, FTFM, In=50A overload protection Ir=50A fixed short-circuit protection Ii=10 x In N conductor unprotected nut keeper kit undervoltage release (UVR) 24V DC | - | 0 | 0
3VA1050-2ED42-0BC0 |  | 3VA1050-2ED42-0BC0 | 1 | UN | 1 | 10 | C | D | EAR99 | N | 85362010 | 1 | 4042949069430 | 1.35 | KG | 395.25 | 395.25 | LP17 | LP17 | circuit breaker 3VA1 IEC frame 100 breaking capacity class B Icu=16kA @ 415V 4-pole, line protection TM210, FTFM, In=50A overload protection Ir=50A fixed short-circuit protection Ii=10 x In N conductor unprotected nut keeper kit undervoltage release (UVR) 24V DC 2 auxiliary switches HQ | - | 0 | 0
3VA1050-2ED42-0BH0 |  | 3VA1050-2ED42-0BH0 | 1 | UN | 1 | 10 | C | D | EAR99 | N | 85362010 | 1 | 4042949081975 | 1.38 | KG | 419.05 | 419.05 | LP17 | LP17 | circuit breaker 3VA1 IEC frame 100 breaking capacity class B Icu=16kA @ 415V 4-pole, line protection TM210, FTFM, In=50A overload protection Ir=50A fixed short-circuit protection Ii=10 x In N conductor unprotected nut keeper kit undervoltage release (UVR) 24V DC 2 auxiliary switches HQ 1 trip alarm switch HQ | - | 0 | 0
3VA1050-2ED42-0CA0 |  | 3VA1050-2ED42-0CA0 | 1 | UN | 1 | 10 | C | D | EAR99 | N | 85362010 | 1 | 4042949043997 | 1.2 | KG | 348.5 | 348.5 | LP17 | LP17 | circuit breaker 3VA1 IEC frame 100 breaking capacity class B Icu=16kA @ 415V 4-pole, line protection TM210, FTFM, In=50A overload protection Ir=50A fixed short-circuit protection Ii=10 x In N conductor unprotected nut keeper kit undervoltage release (UVR) 120-127V AC 50/60Hz | - | 0 | 0
3VA1050-2ED42-0CC0 |  | 3VA1050-2ED42-0CC0 | 1 | UN | 1 | 10 | C | D | EAR99 | N | 85362010 | 1 | 4042949071525 | 1.35 | KG | 395.25 | 395.25 | LP17 | LP17 | circuit breaker 3VA1 IEC frame 100 breaking capacity class B Icu=16kA @ 415V 4-pole, line protection TM210, FTFM, In=50A overload protection Ir=50A fixed short-circuit protection Ii=10 x In N conductor unprotected nut keeper kit undervoltage release (UVR) 120-127V AC 50/60Hz 2 auxiliary switches HQ | - | 0 | 0
3VA1050-2ED42-0CH0 |  | 3VA1050-2ED42-0CH0 | 1 | UN | 1 | 10 | C | D | EAR99 | N | 85362010 | 1 | 4042949084068 | 1.38 | KG | 419.05 | 419.05 | LP17 | LP17 | circuit breaker 3VA1 IEC frame 100 breaking capacity class B Icu=16kA @ 415V 4-pole, line protection TM210, FTFM, In=50A overload protection Ir=50A fixed short-circuit protection Ii=10 x In N conductor unprotected nut keeper kit undervoltage release (UVR) 120-127V AC 50/60Hz 2 auxiliary switches HQ 1 trip alarm switch HQ | - | 0 | 0
3VA1050-2ED42-0DA0 |  | 3VA1050-2ED42-0DA0 | 1 | UN | 1 | 10 | C | D | EAR99 | N | 85362010 | 1 | 4042949046080 | 1.2 | KG | 348.5 | 348.5 | LP17 | LP17 | circuit breaker 3VA1 IEC frame 100 breaking capacity class B Icu=16kA @ 415V 4-pole, line protection TM210, FTFM, In=50A overload protection Ir=50A fixed short-circuit protection Ii=10 x In N conductor unprotected nut keeper kit undervoltage release (UVR) 208-230V AC 50/60Hz | - | 0 | 0
3VA1050-2ED42-0DC0 |  | 3VA1050-2ED42-0DC0 | 1 | UN | 1 | 10 | C | D | EAR99 | N | 85362010 | 1 | 4042949073611 | 1.35 | KG | 395.25 | 395.25 | LP17 | LP17 | circuit breaker 3VA1 IEC frame 100 breaking capacity class B Icu=16kA @ 415V 4-pole, line protection TM210, FTFM, In=50A overload protection Ir=50A fixed short-circuit protection Ii=10 x In N conductor unprotected nut keeper kit undervoltage release (UVR) 208-230V AC 50/60Hz 2 auxiliary switches HQ | - | 0 | 0
3VA1050-2ED42-0DH0 |  | 3VA1050-2ED42-0DH0 | 1 | UN | 1 | 10 | C | D | EAR99 | N | 85362010 | 1 | 4042949086154 | 1.38 | KG | 419.05 | 419.05 | LP17 | LP17 | circuit breaker 3VA1 IEC frame 100 breaking capacity class B Icu=16kA @ 415V 4-pole, line protection TM210, FTFM, In=50A overload protection Ir=50A fixed short-circuit protection Ii=10 x In N conductor unprotected nut keeper kit undervoltage release (UVR) 208-230V AC 50/60Hz 2 auxiliary switches HQ 1 trip alarm switch HQ | - | 0 | 0
3VA1050-2ED42-0HA0 |  | 3VA1050-2ED42-0HA0 | 1 | UN | 1 | 10 | C | D | EAR99 | N | 85362010 | 1 | 4042949048176 | 1.2 | KG | 324.7 | 324.7 | LP17 | LP17 | circuit breaker 3VA1 IEC frame 100 breaking capacity class B Icu=16kA @ 415V 4-pole, line protection TM210, FTFM, In=50A overload protection Ir=50A fixed short-circuit protection Ii=10 x In N conductor unprotected nut keeper kit shunt trip (STL) 12-30V DC; 24V AC 50/60Hz | - | 0 | 0
3VA1050-2ED42-0HC0 |  | 3VA1050-2ED42-0HC0 | 1 | UN | 1 | 10 | C | D | EAR99 | N | 85362010 | 1 | 4042949075707 | 1.35 | KG | 370.6 | 370.6 | LP17 | LP17 | circuit breaker 3VA1 IEC frame 100 breaking capacity class B Icu=16kA @ 415V 4-pole, line protection TM210, FTFM, In=50A overload protection Ir=50A fixed short-circuit protection Ii=10 x In N conductor unprotected nut keeper kit shunt trip (STL) 12-30V DC; 24V AC 50/60Hz 2 auxiliary switches HQ | - | 0 | 0
3VA1050-2ED42-0HH0 |  | 3VA1050-2ED42-0HH0 | 1 | UN | 1 | 10 | C | D | EAR99 | N | 85362010 | 1 | 4042949088240 | 1.38 | KG | 394.4 | 394.4 | LP17 | LP17 | circuit breaker 3VA1 IEC frame 100 breaking capacity class B Icu=16kA @ 415V 4-pole, line protection TM210, FTFM, In=50A overload protection Ir=50A fixed short-circuit protection Ii=10 x In N conductor unprotected nut keeper kit shunt trip (STL) 12-30V DC; 24V AC 50/60Hz 2 auxiliary switches HQ 1 trip alarm switch HQ | - | 0 | 0
3VA1050-2ED42-0JA0 |  | 3VA1050-2ED42-0JA0 | 1 | UN | 1 | 10 | C | D | EAR99 | N | 85362010 | 1 | 4042949050261 | 1.35 | KG | 324.7 | 324.7 | LP17 | LP17 | circuit breaker 3VA1 IEC frame 100 breaking capacity class B Icu=16kA @ 415V 4-pole, line protection TM210, FTFM, In=50A overload protection Ir=50A fixed short-circuit protection Ii=10 x In N conductor unprotected nut keeper kit shunt trip (STL) 110-127V DC, AC 50/60Hz | - | 0 | 0
3VA1050-2ED42-0JC0 |  | 3VA1050-2ED42-0JC0 | 1 | UN | 1 | 10 | C | D | EAR99 | N | 85362010 | 1 | 4042949077794 | 1.35 | KG | 370.6 | 370.6 | LP17 | LP17 | circuit breaker 3VA1 IEC frame 100 breaking capacity class B Icu=16kA @ 415V 4-pole, line protection TM210, FTFM, In=50A overload protection Ir=50A fixed short-circuit protection Ii=10 x In N conductor unprotected nut keeper kit shunt trip (STL) 110-127V DC, AC 50/60Hz 2 auxiliary switches HQ | - | 0 | 0
3VA1050-2ED42-0JH0 |  | 3VA1050-2ED42-0JH0 | 1 | UN | 1 | 10 | C | D | EAR99 | N | 85362010 | 1 | 4042949090335 | 1.38 | KG | 394.4 | 394.4 | LP17 | LP17 | circuit breaker 3VA1 IEC frame 100 breaking capacity class B Icu=16kA @ 415V 4-pole, line protection TM210, FTFM, In=50A overload protection Ir=50A fixed short-circuit protection Ii=10 x In N conductor unprotected nut keeper kit shunt trip (STL) 110-127V DC, AC 50/60Hz 2 auxiliary switches HQ 1 trip alarm switch HQ | - | 0 | 0
3VA1050-2ED42-0KA0 |  | 3VA1050-2ED42-0KA0 | 1 | UN | 1 | 10 | C | D | EAR99 | N | 85362010 | 1 | 4042949052357 | 1.35 | KG | 324.7 | 324.7 | LP17 | LP17 | circuit breaker 3VA1 IEC frame 100 breaking capacity class B Icu=16kA @ 415V 4-pole, line protection TM210, FTFM, In=50A overload protection Ir=50A fixed short-circuit protection Ii=10 x In N conductor unprotected nut keeper kit shunt trip (STL) 220-250V DC; 208-277V AC | - | 0 | 0
3VA1050-2ED42-0KC0 |  | 3VA1050-2ED42-0KC0 | 1 | UN | 1 | 10 | C | D | EAR99 | N | 85362010 | 1 | 4042949079880 | 1.35 | KG | 370.6 | 370.6 | LP17 | LP17 | circuit breaker 3VA1 IEC frame 100 breaking capacity class B Icu=16kA @ 415V 4-pole, line protection TM210, FTFM, In=50A overload protection Ir=50A fixed short-circuit protection Ii=10 x In N conductor unprotected nut keeper kit shunt trip (STL) 220-250V DC; 208-277V AC 2 auxiliary switches HQ | - | 0 | 0
3VA1050-2ED42-0KH0 |  | 3VA1050-2ED42-0KH0 | 1 | UN | 1 | 10 | C | D | EAR99 | N | 85362010 | 1 | 4042949092421 | 1.38 | KG | 394.4 | 394.4 | LP17 | LP17 | circuit breaker 3VA1 IEC frame 100 breaking capacity class B Icu=16kA @ 415V 4-pole, line protection TM210, FTFM, In=50A overload protection Ir=50A fixed short-circuit protection Ii=10 x In N conductor unprotected nut keeper kit shunt trip (STL) 220-250V DC; 208-277V AC 2 auxiliary switches HQ 1 trip alarm switch HQ | - | 0 | 0
3VA1050-2ED46-0AA0 |  | 3VA1050-2ED46-0AA0 | 1 | UN | 1 | 5 | B | D | EAR99 | N | 85362010 | 1 | 4042948820162 | 1.295 | KG | 259.9 | 252.6 | LP17 | LP17 | circuit breaker 3VA1 IEC frame 100 breaking capacity class B Icu=16kA @ 415V 4-pole, line protection TM210, FTFM, In=50A overload protection Ir=50A fixed short-circuit protection Ii=10 x In N conductor unprotected clamp connection | Lista Papel 2020 SI | 0 | 0
3VA1050-3ED32-0AA0 |  | 3VA1050-3ED32-0AA0 | 1 | UN | 1 | 5 | B | D | EAR99 | N | 85362010 | 1 | 4042948811702 | 956 | G | 182 | 177.1 | LP17 | LP17 | circuit breaker 3VA1 IEC frame 100 breaking capacity class N Icu=25kA @ 415V 3-pole, line protection TM210, FTFM, In=50A overload protection Ir=50A fixed short-circuit protection Ii=10 x In nut keeper kit | Lista Papel 2020 SI | 0 | 0
3VA1050-3ED32-0AC0 |  | 3VA1050-3ED32-0AC0 | 1 | UN | 1 | 10 | C | D | EAR99 | N | 85362010 | 1 | 4042949056522 | 0.96 | KG | 235.45 | 235.45 | LP17 | LP17 | circuit breaker 3VA1 IEC frame 100 breaking capacity class N Icu=25kA @ 415V 3-pole, line protection TM210, FTFM, In=50A overload protection Ir=50A fixed short-circuit protection Ii=10 x In nut keeper kit 2 auxiliary switches HQ | - | 0 | 0
3VA1050-3ED32-0AD0 |  | 3VA1050-3ED32-0AD0 | 1 | UN | 1 | 10 | C | D | EAR99 | N | 85362010 | 1 | 4042949058618 | 0.99 | KG | 260.1 | 260.1 | LP17 | LP17 | circuit breaker 3VA1 IEC frame 100 breaking capacity class N Icu=25kA @ 415V 3-pole, line protection TM210, FTFM, In=50A overload protection Ir=50A fixed short-circuit protection Ii=10 x In nut keeper kit 3 auxiliary switches HQ | - | 0 | 0
3VA1050-3ED32-0AE0 |  | 3VA1050-3ED32-0AE0 | 1 | UN | 1 | 10 | C | D | EAR99 | N | 85362010 | 1 | 4042949060703 | 1.02 | KG | 282.2 | 282.2 | LP17 | LP17 | circuit breaker 3VA1 IEC frame 100 breaking capacity class N Icu=25kA @ 415V 3-pole, line protection TM210, FTFM, In=50A overload protection Ir=50A fixed short-circuit protection Ii=10 x In nut keeper kit 4 auxiliary switches HQ | - | 0 | 0
3VA1050-3ED32-0AF0 |  | 3VA1050-3ED32-0AF0 | 1 | UN | 1 | 10 | C | D | EAR99 | N | 85362010 | 1 | 4042949062790 | 0.96 | KG | 235.45 | 235.45 | LP17 | LP17 | circuit breaker 3VA1 IEC frame 100 breaking capacity class N Icu=25kA @ 415V 3-pole, line protection TM210, FTFM, In=50A overload protection Ir=50A fixed short-circuit protection Ii=10 x In nut keeper kit 1 auxiliary switch HQ 1 trip alarm switch HQ | - | 0 | 0
3VA1050-3ED32-0AH0 |  | 3VA1050-3ED32-0AH0 | 1 | UN | 1 | 10 | C | D | EAR99 | N | 85362010 | 1 | 4042949066972 | 0.99 | KG | 260.1 | 260.1 | LP17 | LP17 | circuit breaker 3VA1 IEC frame 100 breaking capacity class N Icu=25kA @ 415V 3-pole, line protection TM210, FTFM, In=50A overload protection Ir=50A fixed short-circuit protection Ii=10 x In nut keeper kit 2 auxiliary switches HQ 1 trip alarm switch HQ | - | 0 | 0
3VA1050-3ED32-0BA0 |  | 3VA1050-3ED32-0BA0 | 1 | UN | 1 | 10 | C | D | EAR99 | N | 85362010 | 1 | 4042949041894 | 0.9 | KG | 298.35 | 298.35 | LP17 | LP17 | circuit breaker 3VA1 IEC frame 100 breaking capacity class N Icu=25kA @ 415V 3-pole, line protection TM210, FTFM, In=50A overload protection Ir=50A fixed short-circuit protection Ii=10 x In nut keeper kit undervoltage release (UVR) 24V DC | - | 0 | 0
3VA1050-3ED32-0BC0 |  | 3VA1050-3ED32-0BC0 | 1 | UN | 1 | 10 | C | D | EAR99 | N | 85362010 | 1 | 4042949069423 | 1.05 | KG | 343.4 | 343.4 | LP17 | LP17 | circuit breaker 3VA1 IEC frame 100 breaking capacity class N Icu=25kA @ 415V 3-pole, line protection TM210, FTFM, In=50A overload protection Ir=50A fixed short-circuit protection Ii=10 x In nut keeper kit undervoltage release (UVR) 24V DC 2 auxiliary switches HQ | - | 0 | 0
3VA1050-3ED32-0BH0 |  | 3VA1050-3ED32-0BH0 | 1 | UN | 1 | 10 | C | D | EAR99 | N | 85362010 | 1 | 4042949081968 | 1.05 | KG | 368.05 | 368.05 | LP17 | LP17 | circuit breaker 3VA1 IEC frame 100 breaking capacity class N Icu=25kA @ 415V 3-pole, line protection TM210, FTFM, In=50A overload protection Ir=50A fixed short-circuit protection Ii=10 x In nut keeper kit undervoltage release (UVR) 24V DC 2 auxiliary switches HQ 1 trip alarm switch HQ | - | 0 | 0
3VA1050-3ED32-0CA0 |  | 3VA1050-3ED32-0CA0 | 1 | UN | 1 | 10 | C | D | EAR99 | N | 85362010 | 1 | 4042949043980 | 0.9 | KG | 298.35 | 298.35 | LP17 | LP17 | circuit breaker 3VA1 IEC frame 100 breaking capacity class N Icu=25kA @ 415V 3-pole, line protection TM210, FTFM, In=50A overload protection Ir=50A fixed short-circuit protection Ii=10 x In nut keeper kit undervoltage release (UVR) 120-127V AC 50/60Hz | - | 0 | 0
3VA1050-3ED32-0CC0 |  | 3VA1050-3ED32-0CC0 | 1 | UN | 1 | 10 | C | D | EAR99 | N | 85362010 | 1 | 4042949071518 | 1.05 | KG | 343.4 | 343.4 | LP17 | LP17 | circuit breaker 3VA1 IEC frame 100 breaking capacity class N Icu=25kA @ 415V 3-pole, line protection TM210, FTFM, In=50A overload protection Ir=50A fixed short-circuit protection Ii=10 x In nut keeper kit undervoltage release (UVR) 120-127V AC 50/60Hz 2 auxiliary switches HQ | - | 0 | 0
3VA1050-3ED32-0CH0 |  | 3VA1050-3ED32-0CH0 | 1 | UN | 1 | 10 | C | D | EAR99 | N | 85362010 | 1 | 4042949084051 | 1.08 | KG | 368.05 | 368.05 | LP17 | LP17 | circuit breaker 3VA1 IEC frame 100 breaking capacity class N Icu=25kA @ 415V 3-pole, line protection TM210, FTFM, In=50A overload protection Ir=50A fixed short-circuit protection Ii=10 x In nut keeper kit undervoltage release (UVR) 120-127V AC 50/60Hz 2 auxiliary switches HQ 1 trip alarm switch HQ | - | 0 | 0
3VA1050-3ED32-0DA0 |  | 3VA1050-3ED32-0DA0 | 1 | UN | 1 | 10 | C | D | EAR99 | N | 85362010 | 1 | 4042949046073 | 0.9 | KG | 298.35 | 298.35 | LP17 | LP17 | circuit breaker 3VA1 IEC frame 100 breaking capacity class N Icu=25kA @ 415V 3-pole, line protection TM210, FTFM, In=50A overload protection Ir=50A fixed short-circuit protection Ii=10 x In nut keeper kit undervoltage release (UVR) 208-230V AC 50/60Hz | - | 0 | 0
3VA1050-3ED32-0DC0 |  | 3VA1050-3ED32-0DC0 | 1 | UN | 1 | 10 | C | D | EAR99 | N | 85362010 | 1 | 4042949073604 | 1.05 | KG | 343.4 | 343.4 | LP17 | LP17 | circuit breaker 3VA1 IEC frame 100 breaking capacity class N Icu=25kA @ 415V 3-pole, line protection TM210, FTFM, In=50A overload protection Ir=50A fixed short-circuit protection Ii=10 x In nut keeper kit undervoltage release (UVR) 208-230V AC 50/60Hz 2 auxiliary switches HQ | - | 0 | 0
3VA1050-3ED32-0DH0 |  | 3VA1050-3ED32-0DH0 | 1 | UN | 1 | 10 | C | D | EAR99 | N | 85362010 | 1 | 4042949086147 | 1.08 | KG | 368.05 | 368.05 | LP17 | LP17 | circuit breaker 3VA1 IEC frame 100 breaking capacity class N Icu=25kA @ 415V 3-pole, line protection TM210, FTFM, In=50A overload protection Ir=50A fixed short-circuit protection Ii=10 x In nut keeper kit undervoltage release (UVR) 208-230V AC 50/60Hz 2 auxiliary switches HQ 1 trip alarm switch HQ | - | 0 | 0
3VA1050-3ED32-0HA0 |  | 3VA1050-3ED32-0HA0 | 1 | UN | 1 | 10 | C | D | EAR99 | N | 85362010 | 1 | 4042949048169 | 0.9 | KG | 272.85 | 272.85 | LP17 | LP17 | circuit breaker 3VA1 IEC frame 100 breaking capacity class N Icu=25kA @ 415V 3-pole, line protection TM210, FTFM, In=50A overload protection Ir=50A fixed short-circuit protection Ii=10 x In nut keeper kit shunt trip (STL) 12-30V DC, 24V AC 50/60Hz | - | 0 | 0
3VA1050-3ED32-0HC0 |  | 3VA1050-3ED32-0HC0 | 1 | UN | 1 | 10 | C | D | EAR99 | N | 85362010 | 1 | 4042949075691 | 1.05 | KG | 318.75 | 318.75 | LP17 | LP17 | circuit breaker 3VA1 IEC frame 100 breaking capacity class N Icu=25kA @ 415V 3-pole, line protection TM210, FTFM, In=50A overload protection Ir=50A fixed short-circuit protection Ii=10 x In nut keeper kit shunt trip (STL) 12-30V DC, 24V AC 50/60Hz 2 auxiliary switches HQ | - | 0 | 0
3VA1050-3ED32-0HH0 |  | 3VA1050-3ED32-0HH0 | 1 | UN | 1 | 10 | C | D | EAR99 | N | 85362010 | 1 | 4042949088233 | 1.08 | KG | 342.55 | 342.55 | LP17 | LP17 | circuit breaker 3VA1 IEC frame 100 breaking capacity class N Icu=25kA @ 415V 3-pole, line protection TM210, FTFM, In=50A overload protection Ir=50A fixed short-circuit protection Ii=10 x In nut keeper kit shunt trip (STL) 12-30V DC, 24V AC 50/60Hz 2 auxiliary switches HQ 1 trip alarm switch HQ | - | 0 | 0
3VA1050-3ED32-0JA0 |  | 3VA1050-3ED32-0JA0 | 1 | UN | 1 | 10 | C | D | EAR99 | N | 85362010 | 1 | 4042949050254 | 1.05 | KG | 272.85 | 272.85 | LP17 | LP17 | circuit breaker 3VA1 IEC frame 100 breaking capacity class N Icu=25kA @ 415V 3-pole, line protection TM210, FTFM, In=50A overload protection Ir=50A fixed short-circuit protection Ii=10 x In nut keeper kit shunt trip (STL) 110-127V DC, AC 50/60Hz | - | 0 | 0
3VA1050-3ED32-0JC0 |  | 3VA1050-3ED32-0JC0 | 1 | UN | 1 | 10 | C | D | EAR99 | N | 85362010 | 1 | 4042949077787 | 1.05 | KG | 318.75 | 318.75 | LP17 | LP17 | circuit breaker 3VA1 IEC frame 100 breaking capacity class N Icu=25kA @ 415V 3-pole, line protection TM210, FTFM, In=50A overload protection Ir=50A fixed short-circuit protection Ii=10 x In nut keeper kit shunt trip (STL) 110-127V DC, AC 50/60Hz 2 auxiliary switches HQ | - | 0 | 0
3VA1050-3ED32-0JH0 |  | 3VA1050-3ED32-0JH0 | 1 | UN | 1 | 10 | C | D | EAR99 | N | 85362010 | 1 | 4042949090328 | 1.08 | KG | 342.55 | 342.55 | LP17 | LP17 | circuit breaker 3VA1 IEC frame 100 breaking capacity class N Icu=25kA @ 415V 3-pole, line protection TM210, FTFM, In=50A overload protection Ir=50A fixed short-circuit protection Ii=10 x In nut keeper kit shunt trip (STL) 110-127V DC, AC 50/60Hz 2 auxiliary switches HQ 1 trip alarm switch HQ | - | 0 | 0
3VA1050-3ED32-0KA0 |  | 3VA1050-3ED32-0KA0 | 1 | UN | 1 | 10 | C | D | EAR99 | N | 85362010 | 1 | 4042949052340 | 1.05 | KG | 272.85 | 272.85 | LP17 | LP17 | circuit breaker 3VA1 IEC frame 100 breaking capacity class N Icu=25kA @ 415V 3-pole, line protection TM210, FTFM, In=50A overload protection Ir=50A fixed short-circuit protection Ii=10 x In nut keeper kit shunt trip (STL) 220-250V DC, 208-277V AC | - | 0 | 0
3VA1050-3ED32-0KC0 |  | 3VA1050-3ED32-0KC0 | 1 | UN | 1 | 10 | C | D | EAR99 | N | 85362010 | 1 | 4042949079873 | 1.05 | KG | 318.75 | 318.75 | LP17 | LP17 | circuit breaker 3VA1 IEC frame 100 breaking capacity class N Icu=25kA @ 415V 3-pole, line protection TM210, FTFM, In=50A overload protection Ir=50A fixed short-circuit protection Ii=10 x In nut keeper kit shunt trip (STL) 220-250V DC, 208-277V AC 2 auxiliary switches HQ | - | 0 | 0
3VA1050-3ED32-0KH0 |  | 3VA1050-3ED32-0KH0 | 1 | UN | 1 | 10 | C | D | EAR99 | N | 85362010 | 1 | 4042949092414 | 1.08 | KG | 342.55 | 342.55 | LP17 | LP17 | circuit breaker 3VA1 IEC frame 100 breaking capacity class N Icu=25kA @ 415V 3-pole, line protection TM210, FTFM, In=50A overload protection Ir=50A fixed short-circuit protection Ii=10 x In nut keeper kit shunt trip (STL) 220-250V DC, 208-277V AC 2 auxiliary switches HQ 1 trip alarm switch HQ | - | 0 | 0
3VA1050-3ED36-0AA0 |  | 3VA1050-3ED36-0AA0 | 1 | UN | 1 | 2 | A | D | EAR99 | N | 85362010 | 1 | 4042948819906 | 1.025 | KG | 202.5 | 196.8 | LP17 | LP17 | circuit breaker 3VA1 IEC frame 100 breaking capacity class N Icu=25kA @ 415V 3-pole, line protection TM210, FTFM, In=50A overload protection Ir=50A fixed short-circuit protection Ii=10 x In clamp connection | Lista Papel 2020 SI | 0 | 0
3VA1050-3ED36-0AC0 |  | 3VA1050-3ED36-0AC0 | 1 | UN | 1 | 10 | C | D | EAR99 | N | 85362010 | 1 | 4042949056515 | 0.96 | KG | 258.4 | 258.4 | LP17 | LP17 | circuit breaker 3VA1 IEC frame 100 breaking capacity class N Icu=25kA @ 415V 3-pole, line protection TM210, FTFM, In=50A overload protection Ir=50A fixed short-circuit protection Ii=10 x In clamp connection 2 auxiliary switches HQ | - | 0 | 0
3VA1050-3ED36-0AD0 |  | 3VA1050-3ED36-0AD0 | 1 | UN | 1 | 10 | C | D | EAR99 | N | 85362010 | 1 | 4042949058601 | 0.99 | KG | 279.65 | 279.65 | LP17 | LP17 | circuit breaker 3VA1 IEC frame 100 breaking capacity class N Icu=25kA @ 415V 3-pole, line protection TM210, FTFM, In=50A overload protection Ir=50A fixed short-circuit protection Ii=10 x In clamp connection 3 auxiliary switches HQ | - | 0 | 0
3VA1050-3ED36-0AE0 |  | 3VA1050-3ED36-0AE0 | 1 | UN | 1 | 10 | C | D | EAR99 | N | 85362010 | 1 | 4042949060697 | 1.02 | KG | 304.3 | 304.3 | LP17 | LP17 | circuit breaker 3VA1 IEC frame 100 breaking capacity class N Icu=25kA @ 415V 3-pole, line protection TM210, FTFM, In=50A overload protection Ir=50A fixed short-circuit protection Ii=10 x In clamp connection 4 auxiliary switches HQ | - | 0 | 0
3VA1050-3ED36-0AF0 |  | 3VA1050-3ED36-0AF0 | 1 | UN | 1 | 10 | C | D | EAR99 | N | 85362010 | 1 | 4042949062783 | 0.96 | KG | 258.4 | 258.4 | LP17 | LP17 | circuit breaker 3VA1 IEC frame 100 breaking capacity class N Icu=25kA @ 415V 3-pole, line protection TM210, FTFM, In=50A overload protection Ir=50A fixed short-circuit protection Ii=10 x In clamp connection 1 auxiliary switch HQ 1 trip alarm switch HQ | - | 0 | 0
3VA1050-3ED36-0AH0 |  | 3VA1050-3ED36-0AH0 | 1 | UN | 1 | 10 | C | D | EAR99 | N | 85362010 | 1 | 4042949066965 | 0.99 | KG | 279.65 | 279.65 | LP17 | LP17 | circuit breaker 3VA1 IEC frame 100 breaking capacity class N Icu=25kA @ 415V 3-pole, line protection TM210, FTFM, In=50A overload protection Ir=50A fixed short-circuit protection Ii=10 x In clamp connection 2 auxiliary switches HQ 1 trip alarm switch HQ | - | 0 | 0
3VA1050-3ED36-0BA0 |  | 3VA1050-3ED36-0BA0 | 1 | UN | 1 | 10 | C | D | EAR99 | N | 85362010 | 1 | 4042949041887 | 0.9 | KG | 318.75 | 318.75 | LP17 | LP17 | circuit breaker 3VA1 IEC frame 100 breaking capacity class N Icu=25kA @ 415V 3-pole, line protection TM210, FTFM, In=50A overload protection Ir=50A fixed short-circuit protection Ii=10 x In clamp connection undervoltage release (UVR) 24V DC | - | 0 | 0
3VA1050-3ED36-0BC0 |  | 3VA1050-3ED36-0BC0 | 1 | UN | 1 | 10 | C | D | EAR99 | N | 85362010 | 1 | 4042949069416 | 1.05 | KG | 366.35 | 366.35 | LP17 | LP17 | circuit breaker 3VA1 IEC frame 100 breaking capacity class N Icu=25kA @ 415V 3-pole, line protection TM210, FTFM, In=50A overload protection Ir=50A fixed short-circuit protection Ii=10 x In clamp connection undervoltage release (UVR) 24V DC 2 auxiliary switches HQ | - | 0 | 0
3VA1050-3ED36-0BH0 |  | 3VA1050-3ED36-0BH0 | 1 | UN | 1 | 10 | C | D | EAR99 | N | 85362010 | 1 | 4042949081951 | 1.05 | KG | 389.3 | 389.3 | LP17 | LP17 | circuit breaker 3VA1 IEC frame 100 breaking capacity class N Icu=25kA @ 415V 3-pole, line protection TM210, FTFM, In=50A overload protection Ir=50A fixed short-circuit protection Ii=10 x In clamp connection undervoltage release (UVR) 24V DC 2 auxiliary switches HQ 1 trip alarm switch HQ | - | 0 | 0
3VA1050-3ED36-0CA0 |  | 3VA1050-3ED36-0CA0 | 1 | UN | 1 | 10 | C | D | EAR99 | N | 85362010 | 1 | 4042949043973 | 0.9 | KG | 318.75 | 318.75 | LP17 | LP17 | circuit breaker 3VA1 IEC frame 100 breaking capacity class N Icu=25kA @ 415V 3-pole, line protection TM210, FTFM, In=50A overload protection Ir=50A fixed short-circuit protection Ii=10 x In clamp connection undervoltage release (UVR) 120-127V AC 50/60Hz | - | 0 | 0
3VA1050-3ED36-0CC0 |  | 3VA1050-3ED36-0CC0 | 1 | UN | 1 | 10 | C | D | EAR99 | N | 85362010 | 1 | 4042949071501 | 1.05 | KG | 366.35 | 366.35 | LP17 | LP17 | circuit breaker 3VA1 IEC frame 100 breaking capacity class N Icu=25kA @ 415V 3-pole, line protection TM210, FTFM, In=50A overload protection Ir=50A fixed short-circuit protection Ii=10 x In clamp connection undervoltage release (UVR) 120-127V AC 50/60Hz 2 auxiliary switches HQ | - | 0 | 0
3VA1050-3ED36-0CH0 |  | 3VA1050-3ED36-0CH0 | 1 | UN | 1 | 10 | C | D | EAR99 | N | 85362010 | 1 | 4042949084044 | 1.08 | KG | 389.3 | 389.3 | LP17 | LP17 | circuit breaker 3VA1 IEC frame 100 breaking capacity class N Icu=25kA @ 415V 3-pole, line protection TM210, FTFM, In=50A overload protection Ir=50A fixed short-circuit protection Ii=10 x In clamp connection undervoltage release (UVR) 120-127V AC 50/60Hz 2 auxiliary switches HQ 1 trip alarm switch HQ | - | 0 | 0
3VA1050-3ED36-0DA0 |  | 3VA1050-3ED36-0DA0 | 1 | UN | 1 | 10 | C | D | EAR99 | N | 85362010 | 1 | 4042949046066 | 0.9 | KG | 318.75 | 318.75 | LP17 | LP17 | circuit breaker 3VA1 IEC frame 100 breaking capacity class N Icu=25kA @ 415V 3-pole, line protection TM210, FTFM, In=50A overload protection Ir=50A fixed short-circuit protection Ii=10 x In clamp connection undervoltage release (UVR) 208-230V AC 50/60Hz | - | 0 | 0
3VA1050-3ED36-0DC0 |  | 3VA1050-3ED36-0DC0 | 1 | UN | 1 | 10 | C | D | EAR99 | N | 85362010 | 1 | 4042949073598 | 1.05 | KG | 366.35 | 366.35 | LP17 | LP17 | circuit breaker 3VA1 IEC frame 100 breaking capacity class N Icu=25kA @ 415V 3-pole, line protection TM210, FTFM, In=50A overload protection Ir=50A fixed short-circuit protection Ii=10 x In clamp connection undervoltage release (UVR) 208-230V AC 50/60Hz 2 auxiliary switches HQ | - | 0 | 0
3VA1050-3ED36-0DH0 |  | 3VA1050-3ED36-0DH0 | 1 | UN | 1 | 10 | C | D | EAR99 | N | 85362010 | 1 | 4042949086130 | 1.08 | KG | 389.3 | 389.3 | LP17 | LP17 | circuit breaker 3VA1 IEC frame 100 breaking capacity class N Icu=25kA @ 415V 3-pole, line protection TM210, FTFM, In=50A overload protection Ir=50A fixed short-circuit protection Ii=10 x In clamp connection undervoltage release (UVR) 208-230V AC 50/60Hz 2 auxiliary switches HQ 1 trip alarm switch HQ | - | 0 | 0
3VA1050-3ED36-0HA0 |  | 3VA1050-3ED36-0HA0 | 1 | UN | 1 | 10 | C | D | EAR99 | N | 85362010 | 1 | 4042949048152 | 0.9 | KG | 294.95 | 294.95 | LP17 | LP17 | circuit breaker 3VA1 IEC frame 100 breaking capacity class N Icu=25kA @ 415V 3-pole, line protection TM210, FTFM, In=50A overload protection Ir=50A fixed short-circuit protection Ii=10 x In clamp connection shunt trip (STL) 12-30V DC, 24V AC 50/60Hz | - | 0 | 0
3VA1050-3ED36-0HC0 |  | 3VA1050-3ED36-0HC0 | 1 | UN | 1 | 10 | C | D | EAR99 | N | 85362010 | 1 | 4042949075684 | 1.05 | KG | 340.85 | 340.85 | LP17 | LP17 | circuit breaker 3VA1 IEC frame 100 breaking capacity class N Icu=25kA @ 415V 3-pole, line protection TM210, FTFM, In=50A overload protection Ir=50A fixed short-circuit protection Ii=10 x In clamp connection shunt trip (STL) 12-30V DC, 24V AC 50/60Hz 2 auxiliary switches HQ | - | 0 | 0
3VA1050-3ED36-0HH0 |  | 3VA1050-3ED36-0HH0 | 1 | UN | 1 | 10 | C | D | EAR99 | N | 85362010 | 1 | 4042949088226 | 1.08 | KG | 365.5 | 365.5 | LP17 | LP17 | circuit breaker 3VA1 IEC frame 100 breaking capacity class N Icu=25kA @ 415V 3-pole, line protection TM210, FTFM, In=50A overload protection Ir=50A fixed short-circuit protection Ii=10 x In clamp connection shunt trip (STL) 12-30V DC, 24V AC 50/60Hz 2 auxiliary switches HQ 1 trip alarm switch HQ | - | 0 | 0
3VA1050-3ED36-0JA0 |  | 3VA1050-3ED36-0JA0 | 1 | UN | 1 | 10 | C | D | EAR99 | N | 85362010 | 1 | 4042949050247 | 1.05 | KG | 294.95 | 294.95 | LP17 | LP17 | circuit breaker 3VA1 IEC frame 100 breaking capacity class N Icu=25kA @ 415V 3-pole, line protection TM210, FTFM, In=50A overload protection Ir=50A fixed short-circuit protection Ii=10 x In clamp connection shunt trip (STL) 110-127V DC, AC 50/60Hz | - | 0 | 0
3VA1050-3ED36-0JC0 |  | 3VA1050-3ED36-0JC0 | 1 | UN | 1 | 10 | C | D | EAR99 | N | 85362010 | 1 | 4042949077770 | 1.05 | KG | 340.85 | 340.85 | LP17 | LP17 | circuit breaker 3VA1 IEC frame 100 breaking capacity class N Icu=25kA @ 415V 3-pole, line protection TM210, FTFM, In=50A overload protection Ir=50A fixed short-circuit protection Ii=10 x In clamp connection shunt trip (STL) 110-127V DC, AC 50/60Hz 2 auxiliary switches HQ | - | 0 | 0
3VA1050-3ED36-0JH0 |  | 3VA1050-3ED36-0JH0 | 1 | UN | 1 | 10 | C | D | EAR99 | N | 85362010 | 1 | 4042949090311 | 1.08 | KG | 365.5 | 365.5 | LP17 | LP17 | circuit breaker 3VA1 IEC frame 100 breaking capacity class N Icu=25kA @ 415V 3-pole, line protection TM210, FTFM, In=50A overload protection Ir=50A fixed short-circuit protection Ii=10 x In clamp connection shunt trip (STL) 110-127V DC, AC 50/60Hz 2 auxiliary switches HQ 1 trip alarm switch HQ | - | 0 | 0
3VA1050-3ED36-0KA0 |  | 3VA1050-3ED36-0KA0 | 1 | UN | 1 | 10 | C | D | EAR99 | N | 85362010 | 1 | 4042949052333 | 1.05 | KG | 294.95 | 294.95 | LP17 | LP17 | circuit breaker 3VA1 IEC frame 100 breaking capacity class N Icu=25kA @ 415V 3-pole, line protection TM210, FTFM, In=50A overload protection Ir=50A fixed short-circuit protection Ii=10 x In clamp connection shunt trip (STL) 220-250V DC, 208-277V AC | - | 0 | 0
3VA1050-3ED36-0KC0 |  | 3VA1050-3ED36-0KC0 | 1 | UN | 1 | 10 | C | D | EAR99 | N | 85362010 | 1 | 4042949079866 | 1.05 | KG | 340.85 | 340.85 | LP17 | LP17 | circuit breaker 3VA1 IEC frame 100 breaking capacity class N Icu=25kA @ 415V 3-pole, line protection TM210, FTFM, In=50A overload protection Ir=50A fixed short-circuit protection Ii=10 x In clamp connection shunt trip (STL) 220-250V DC, 208-277V AC 2 auxiliary switches HQ | - | 0 | 0
3VA1050-3ED36-0KH0 |  | 3VA1050-3ED36-0KH0 | 1 | UN | 1 | 10 | C | D | EAR99 | N | 85362010 | 1 | 4042949092407 | 1.08 | KG | 365.5 | 365.5 | LP17 | LP17 | circuit breaker 3VA1 IEC frame 100 breaking capacity class N Icu=25kA @ 415V 3-pole, line protection TM210, FTFM, In=50A overload protection Ir=50A fixed short-circuit protection Ii=10 x In clamp connection shunt trip (STL) 220-250V DC, 208-277V AC 2 auxiliary switches HQ 1 trip alarm switch HQ | - | 0 | 0
3VA1050-3ED42-0AA0 |  | 3VA1050-3ED42-0AA0 | 1 | UN | 1 | 5 | B | D | EAR99 | N | 85362010 | 1 | 4042948811979 | 1.211 | KG | 235.3 | 228.8 | LP17 | LP17 | circuit breaker 3VA1 IEC frame 100 breaking capacity class N Icu=25kA @ 415V 4-pole, line protection TM210, FTFM, In=50A overload protection Ir=50A fixed short-circuit protection Ii=10 x In N conductor unprotected nut keeper kit | Lista Papel 2020 SI | 0 | 0
3VA1050-3ED42-0AC0 |  | 3VA1050-3ED42-0AC0 | 1 | UN | 1 | 10 | C | D | EAR99 | N | 85362010 | 1 | 4042949056508 | 1.26 | KG | 292.4 | 292.4 | LP17 | LP17 | circuit breaker 3VA1 IEC frame 100 breaking capacity class N Icu=25kA @ 415V 4-pole, line protection TM210, FTFM, In=50A overload protection Ir=50A fixed short-circuit protection Ii=10 x In N conductor unprotected nut keeper kit 2 auxiliary switches HQ | - | 0 | 0
3VA1050-3ED42-0AD0 |  | 3VA1050-3ED42-0AD0 | 1 | UN | 1 | 10 | C | D | EAR99 | N | 85362010 | 1 | 4042949058595 | 1.29 | KG | 314.5 | 314.5 | LP17 | LP17 | circuit breaker 3VA1 IEC frame 100 breaking capacity class N Icu=25kA @ 415V 4-pole, line protection TM210, FTFM, In=50A overload protection Ir=50A fixed short-circuit protection Ii=10 x In N conductor unprotected nut keeper kit 3 auxiliary switches HQ | - | 0 | 0
3VA1050-3ED42-0AE0 |  | 3VA1050-3ED42-0AE0 | 1 | UN | 1 | 10 | C | D | EAR99 | N | 85362010 | 1 | 4042949060680 | 1.32 | KG | 339.15 | 339.15 | LP17 | LP17 | circuit breaker 3VA1 IEC frame 100 breaking capacity class N Icu=25kA @ 415V 4-pole, line protection TM210, FTFM, In=50A overload protection Ir=50A fixed short-circuit protection Ii=10 x In N conductor unprotected nut keeper kit 4 auxiliary switches HQ | - | 0 | 0
3VA1050-3ED42-0AF0 |  | 3VA1050-3ED42-0AF0 | 1 | UN | 1 | 10 | C | D | EAR99 | N | 85362010 | 1 | 4042949062776 | 1.26 | KG | 292.4 | 292.4 | LP17 | LP17 | circuit breaker 3VA1 IEC frame 100 breaking capacity class N Icu=25kA @ 415V 4-pole, line protection TM210, FTFM, In=50A overload protection Ir=50A fixed short-circuit protection Ii=10 x In N conductor unprotected nut keeper kit 1 auxiliary switch HQ 1 trip alarm switch HQ | - | 0 | 0
3VA1050-3ED42-0AH0 |  | 3VA1050-3ED42-0AH0 | 1 | UN | 1 | 10 | C | D | EAR99 | N | 85362010 | 1 | 4042949066958 | 1.29 | KG | 314.5 | 314.5 | LP17 | LP17 | circuit breaker 3VA1 IEC frame 100 breaking capacity class N Icu=25kA @ 415V 4-pole, line protection TM210, FTFM, In=50A overload protection Ir=50A fixed short-circuit protection Ii=10 x In N conductor unprotected nut keeper kit 2 auxiliary switches HQ 1 trip alarm switch HQ | - | 0 | 0
3VA1050-3ED42-0BA0 |  | 3VA1050-3ED42-0BA0 | 1 | UN | 1 | 10 | C | D | EAR99 | N | 85362010 | 1 | 4042949041870 | 1.2 | KG | 353.6 | 353.6 | LP17 | LP17 | circuit breaker 3VA1 IEC frame 100 breaking capacity class N Icu=25kA @ 415V 4-pole, line protection TM210, FTFM, In=50A overload protection Ir=50A fixed short-circuit protection Ii=10 x In N conductor unprotected nut keeper kit undervoltage release (UVR) 24V DC | - | 0 | 0
3VA1050-3ED42-0BC0 |  | 3VA1050-3ED42-0BC0 | 1 | UN | 1 | 10 | C | D | EAR99 | N | 85362010 | 1 | 4042949069409 | 1.35 | KG | 399.5 | 399.5 | LP17 | LP17 | circuit breaker 3VA1 IEC frame 100 breaking capacity class N Icu=25kA @ 415V 4-pole, line protection TM210, FTFM, In=50A overload protection Ir=50A fixed short-circuit protection Ii=10 x In N conductor unprotected nut keeper kit undervoltage release (UVR) 24V DC 2 auxiliary switches HQ | - | 0 | 0
3VA1050-3ED42-0BH0 |  | 3VA1050-3ED42-0BH0 | 1 | UN | 1 | 10 | C | D | EAR99 | N | 85362010 | 1 | 4042949081944 | 1.38 | KG | 423.3 | 423.3 | LP17 | LP17 | circuit breaker 3VA1 IEC frame 100 breaking capacity class N Icu=25kA @ 415V 4-pole, line protection TM210, FTFM, In=50A overload protection Ir=50A fixed short-circuit protection Ii=10 x In N conductor unprotected nut keeper kit undervoltage release (UVR) 24V DC 2 auxiliary switches HQ 1 trip alarm switch HQ | - | 0 | 0
3VA1050-3ED42-0CA0 |  | 3VA1050-3ED42-0CA0 | 1 | UN | 1 | 10 | C | D | EAR99 | N | 85362010 | 1 | 4042949043966 | 1.2 | KG | 353.6 | 353.6 | LP17 | LP17 | circuit breaker 3VA1 IEC frame 100 breaking capacity class N Icu=25kA @ 415V 4-pole, line protection TM210, FTFM, In=50A overload protection Ir=50A fixed short-circuit protection Ii=10 x In N conductor unprotected nut keeper kit undervoltage release (UVR) 120-127V AC 50/60Hz | - | 0 | 0
3VA1050-3ED42-0CC0 |  | 3VA1050-3ED42-0CC0 | 1 | UN | 1 | 10 | C | D | EAR99 | N | 85362010 | 1 | 4042949071495 | 1.35 | KG | 399.5 | 399.5 | LP17 | LP17 | circuit breaker 3VA1 IEC frame 100 breaking capacity class N Icu=25kA @ 415V 4-pole, line protection TM210, FTFM, In=50A overload protection Ir=50A fixed short-circuit protection Ii=10 x In N conductor unprotected nut keeper kit undervoltage release (UVR) 120-127V AC 50/60Hz 2 auxiliary switches HQ | - | 0 | 0
3VA1050-3ED42-0CH0 |  | 3VA1050-3ED42-0CH0 | 1 | UN | 1 | 10 | C | D | EAR99 | N | 85362010 | 1 | 4042949084037 | 1.38 | KG | 423.3 | 423.3 | LP17 | LP17 | circuit breaker 3VA1 IEC frame 100 breaking capacity class N Icu=25kA @ 415V 4-pole, line protection TM210, FTFM, In=50A overload protection Ir=50A fixed short-circuit protection Ii=10 x In N conductor unprotected nut keeper kit undervoltage release (UVR) 120-127V AC 50/60Hz 2 auxiliary switches HQ 1 trip alarm switch HQ | - | 0 | 0
3VA1050-3ED42-0DA0 |  | 3VA1050-3ED42-0DA0 | 1 | UN | 1 | 10 | C | D | EAR99 | N | 85362010 | 1 | 4042949046059 | 1.2 | KG | 353.6 | 353.6 | LP17 | LP17 | circuit breaker 3VA1 IEC frame 100 breaking capacity class N Icu=25kA @ 415V 4-pole, line protection TM210, FTFM, In=50A overload protection Ir=50A fixed short-circuit protection Ii=10 x In N conductor unprotected nut keeper kit undervoltage release (UVR) 208-230V AC 50/60Hz | - | 0 | 0
3VA1050-3ED42-0DC0 |  | 3VA1050-3ED42-0DC0 | 1 | UN | 1 | 10 | C | D | EAR99 | N | 85362010 | 1 | 4042949073581 | 1.35 | KG | 399.5 | 399.5 | LP17 | LP17 | circuit breaker 3VA1 IEC frame 100 breaking capacity class N Icu=25kA @ 415V 4-pole, line protection TM210, FTFM, In=50A overload protection Ir=50A fixed short-circuit protection Ii=10 x In N conductor unprotected nut keeper kit undervoltage release (UVR) 208-230V AC 50/60Hz 2 auxiliary switches HQ | - | 0 | 0
3VA1050-3ED42-0DH0 |  | 3VA1050-3ED42-0DH0 | 1 | UN | 1 | 10 | C | D | EAR99 | N | 85362010 | 1 | 4042949086123 | 1.38 | KG | 423.3 | 423.3 | LP17 | LP17 | circuit breaker 3VA1 IEC frame 100 breaking capacity class N Icu=25kA @ 415V 4-pole, line protection TM210, FTFM, In=50A overload protection Ir=50A fixed short-circuit protection Ii=10 x In N conductor unprotected nut keeper kit undervoltage release (UVR) 208-230V AC 50/60Hz 2 auxiliary switches HQ 1 trip alarm switch HQ | - | 0 | 0
3VA1050-3ED42-0HA0 |  | 3VA1050-3ED42-0HA0 | 1 | UN | 1 | 10 | C | D | EAR99 | N | 85362010 | 1 | 4042949048145 | 1.2 | KG | 329.8 | 329.8 | LP17 | LP17 | circuit breaker 3VA1 IEC frame 100 breaking capacity class N Icu=25kA @ 415V 4-pole, line protection TM210, FTFM, In=50A overload protection Ir=50A fixed short-circuit protection Ii=10 x In N conductor unprotected nut keeper kit shunt trip (STL) 12-30V DC; 24V AC 50/60Hz | - | 0 | 0
3VA1050-3ED42-0HC0 |  | 3VA1050-3ED42-0HC0 | 1 | UN | 1 | 10 | C | D | EAR99 | N | 85362010 | 1 | 4042949075677 | 1.35 | KG | 375.7 | 375.7 | LP17 | LP17 | circuit breaker 3VA1 IEC frame 100 breaking capacity class N Icu=25kA @ 415V 4-pole, line protection TM210, FTFM, In=50A overload protection Ir=50A fixed short-circuit protection Ii=10 x In N conductor unprotected nut keeper kit shunt trip (STL) 12-30V DC; 24V AC 50/60Hz 2 auxiliary switches HQ | - | 0 | 0
3VA1050-3ED42-0HH0 |  | 3VA1050-3ED42-0HH0 | 1 | UN | 1 | 10 | C | D | EAR99 | N | 85362010 | 1 | 4042949088219 | 1.38 | KG | 398.65 | 398.65 | LP17 | LP17 | circuit breaker 3VA1 IEC frame 100 breaking capacity class N Icu=25kA @ 415V 4-pole, line protection TM210, FTFM, In=50A overload protection Ir=50A fixed short-circuit protection Ii=10 x In N conductor unprotected nut keeper kit shunt trip (STL) 12-30V DC; 24V AC 50/60Hz 2 auxiliary switches HQ 1 trip alarm switch HQ | - | 0 | 0
3VA1050-3ED42-0JA0 |  | 3VA1050-3ED42-0JA0 | 1 | UN | 1 | 10 | C | D | EAR99 | N | 85362010 | 1 | 4042949050230 | 1.35 | KG | 329.8 | 329.8 | LP17 | LP17 | circuit breaker 3VA1 IEC frame 100 breaking capacity class N Icu=25kA @ 415V 4-pole, line protection TM210, FTFM, In=50A overload protection Ir=50A fixed short-circuit protection Ii=10 x In N conductor unprotected nut keeper kit shunt trip (STL) 110-127V DC, AC 50/60Hz | - | 0 | 0
3VA1050-3ED42-0JC0 |  | 3VA1050-3ED42-0JC0 | 1 | UN | 1 | 10 | C | D | EAR99 | N | 85362010 | 1 | 4042949077763 | 1.35 | KG | 375.7 | 375.7 | LP17 | LP17 | circuit breaker 3VA1 IEC frame 100 breaking capacity class N Icu=25kA @ 415V 4-pole, line protection TM210, FTFM, In=50A overload protection Ir=50A fixed short-circuit protection Ii=10 x In N conductor unprotected nut keeper kit shunt trip (STL) 110-127V DC, AC 50/60Hz 2 auxiliary switches HQ | - | 0 | 0
3VA1050-3ED42-0JH0 |  | 3VA1050-3ED42-0JH0 | 1 | UN | 1 | 10 | C | D | EAR99 | N | 85362010 | 1 | 4042949090304 | 1.38 | KG | 398.65 | 398.65 | LP17 | LP17 | circuit breaker 3VA1 IEC frame 100 breaking capacity class N Icu=25kA @ 415V 4-pole, line protection TM210, FTFM, In=50A overload protection Ir=50A fixed short-circuit protection Ii=10 x In N conductor unprotected nut keeper kit shunt trip (STL) 110-127V DC, AC 50/60Hz 2 auxiliary switches HQ 1 trip alarm switch HQ | - | 0 | 0
3VA1050-3ED42-0KA0 |  | 3VA1050-3ED42-0KA0 | 1 | UN | 1 | 10 | C | D | EAR99 | N | 85362010 | 1 | 4042949052326 | 1.35 | KG | 329.8 | 329.8 | LP17 | LP17 | circuit breaker 3VA1 IEC frame 100 breaking capacity class N Icu=25kA @ 415V 4-pole, line protection TM210, FTFM, In=50A overload protection Ir=50A fixed short-circuit protection Ii=10 x In N conductor unprotected nut keeper kit shunt trip (STL) 220-250V DC; 208-277V AC | - | 0 | 0
3VA1050-3ED42-0KC0 |  | 3VA1050-3ED42-0KC0 | 1 | UN | 1 | 10 | C | D | EAR99 | N | 85362010 | 1 | 4042949079859 | 1.35 | KG | 375.7 | 375.7 | LP17 | LP17 | circuit breaker 3VA1 IEC frame 100 breaking capacity class N Icu=25kA @ 415V 4-pole, line protection TM210, FTFM, In=50A overload protection Ir=50A fixed short-circuit protection Ii=10 x In N conductor unprotected nut keeper kit shunt trip (STL) 220-250V DC; 208-277V AC 2 auxiliary switches HQ | - | 0 | 0
3VA1050-3ED42-0KH0 |  | 3VA1050-3ED42-0KH0 | 1 | UN | 1 | 10 | C | D | EAR99 | N | 85362010 | 1 | 4042949092391 | 1.38 | KG | 398.65 | 398.65 | LP17 | LP17 | circuit breaker 3VA1 IEC frame 100 breaking capacity class N Icu=25kA @ 415V 4-pole, line protection TM210, FTFM, In=50A overload protection Ir=50A fixed short-circuit protection Ii=10 x In N conductor unprotected nut keeper kit shunt trip (STL) 220-250V DC; 208-277V AC 2 auxiliary switches HQ 1 trip alarm switch HQ | - | 0 | 0
3VA1050-3ED46-0AA0 |  | 3VA1050-3ED46-0AA0 | 1 | UN | 1 | 5 | B | D | EAR99 | N | 85362010 | 1 | 4042948820179 | 1.276 | KG | 264.9 | 257.5 | LP17 | LP17 | circuit breaker 3VA1 IEC frame 100 breaking capacity class N Icu=25kA @ 415V 4-pole, line protection TM210, FTFM, In=50A overload protection Ir=50A fixed short-circuit protection Ii=10 x In N conductor unprotected clamp connection | Lista Papel 2020 SI | 0 | 0
3VA1050-4ED32-0AA0 |  | 3VA1050-4ED32-0AA0 | 1 | UN | 1 | 5 | B | D | EAR99 | N | 85362010 | 1 | 4042948811719 | 0.955 | KG | 185.3 | 180.4 | LP17 | LP17 | circuit breaker 3VA1 IEC frame 100 breaking capacity class S Icu=36kA @ 415V 3-pole, line protection TM210, FTFM, In=50A overload protection Ir=50A fixed short-circuit protection Ii=10 x In nut keeper kit | Lista Papel 2020 SI | 0 | 0
3VA1050-4ED32-0AC0 |  | 3VA1050-4ED32-0AC0 | 1 | UN | 1 | 10 | C | D | EAR99 | N | 85362010 | 1 | 4042949056492 | 0.96 | KG | 238.85 | 238.85 | LP17 | LP17 | circuit breaker 3VA1 IEC frame 100 breaking capacity class S Icu=36kA @ 415V 3-pole, line protection TM210, FTFM, In=50A overload protection Ir=50A fixed short-circuit protection Ii=10 x In nut keeper kit 2 auxiliary switches HQ | - | 0 | 0
3VA1050-4ED32-0AD0 |  | 3VA1050-4ED32-0AD0 | 1 | UN | 1 | 10 | C | D | EAR99 | N | 85362010 | 1 | 4042949058588 | 0.99 | KG | 263.5 | 263.5 | LP17 | LP17 | circuit breaker 3VA1 IEC frame 100 breaking capacity class S Icu=36kA @ 415V 3-pole, line protection TM210, FTFM, In=50A overload protection Ir=50A fixed short-circuit protection Ii=10 x In nut keeper kit 3 auxiliary switches HQ | - | 0 | 0
3VA1050-4ED32-0AE0 |  | 3VA1050-4ED32-0AE0 | 1 | UN | 1 | 10 | C | D | EAR99 | N | 85362010 | 1 | 4042949060673 | 1.02 | KG | 285.6 | 285.6 | LP17 | LP17 | circuit breaker 3VA1 IEC frame 100 breaking capacity class S Icu=36kA @ 415V 3-pole, line protection TM210, FTFM, In=50A overload protection Ir=50A fixed short-circuit protection Ii=10 x In nut keeper kit 4 auxiliary switches HQ | - | 0 | 0
3VA1050-4ED32-0AF0 |  | 3VA1050-4ED32-0AF0 | 1 | UN | 1 | 10 | C | D | EAR99 | N | 85362010 | 1 | 4042949062769 | 0.96 | KG | 238.85 | 238.85 | LP17 | LP17 | circuit breaker 3VA1 IEC frame 100 breaking capacity class S Icu=36kA @ 415V 3-pole, line protection TM210, FTFM, In=50A overload protection Ir=50A fixed short-circuit protection Ii=10 x In nut keeper kit 1 auxiliary switch HQ 1 trip alarm switch HQ | - | 0 | 0
3VA1050-4ED32-0AH0 |  | 3VA1050-4ED32-0AH0 | 1 | UN | 1 | 10 | C | D | EAR99 | N | 85362010 | 1 | 4042949066941 | 0.99 | KG | 263.5 | 263.5 | LP17 | LP17 | circuit breaker 3VA1 IEC frame 100 breaking capacity class S Icu=36kA @ 415V 3-pole, line protection TM210, FTFM, In=50A overload protection Ir=50A fixed short-circuit protection Ii=10 x In nut keeper kit 2 auxiliary switches HQ 1 trip alarm switch HQ | - | 0 | 0
3VA1050-4ED32-0BA0 |  | 3VA1050-4ED32-0BA0 | 1 | UN | 1 | 10 | C | D | EAR99 | N | 85362010 | 1 | 4042949041863 | 0.9 | KG | 301.75 | 301.75 | LP17 | LP17 | circuit breaker 3VA1 IEC frame 100 breaking capacity class S Icu=36kA @ 415V 3-pole, line protection TM210, FTFM, In=50A overload protection Ir=50A fixed short-circuit protection Ii=10 x In nut keeper kit undervoltage release (UVR) 24V DC | - | 0 | 0
3VA1050-4ED32-0BC0 |  | 3VA1050-4ED32-0BC0 | 1 | UN | 1 | 10 | C | D | EAR99 | N | 85362010 | 1 | 4042949069393 | 1.05 | KG | 347.65 | 347.65 | LP17 | LP17 | circuit breaker 3VA1 IEC frame 100 breaking capacity class S Icu=36kA @ 415V 3-pole, line protection TM210, FTFM, In=50A overload protection Ir=50A fixed short-circuit protection Ii=10 x In nut keeper kit undervoltage release (UVR) 24V DC 2 auxiliary switches HQ | - | 0 | 0
3VA1050-4ED32-0BH0 |  | 3VA1050-4ED32-0BH0 | 1 | UN | 1 | 10 | C | D | EAR99 | N | 85362010 | 1 | 4042949081937 | 1.05 | KG | 371.45 | 371.45 | LP17 | LP17 | circuit breaker 3VA1 IEC frame 100 breaking capacity class S Icu=36kA @ 415V 3-pole, line protection TM210, FTFM, In=50A overload protection Ir=50A fixed short-circuit protection Ii=10 x In nut keeper kit undervoltage release (UVR) 24V DC 2 auxiliary switches HQ 1 trip alarm switch HQ | - | 0 | 0
3VA1050-4ED32-0CA0 |  | 3VA1050-4ED32-0CA0 | 1 | UN | 1 | 10 | C | D | EAR99 | N | 85362010 | 1 | 4042949043959 | 0.9 | KG | 301.75 | 301.75 | LP17 | LP17 | circuit breaker 3VA1 IEC frame 100 breaking capacity class S Icu=36kA @ 415V 3-pole, line protection TM210, FTFM, In=50A overload protection Ir=50A fixed short-circuit protection Ii=10 x In nut keeper kit undervoltage release (UVR) 120-127V AC 50/60Hz | - | 0 | 0
3VA1050-4ED32-0CC0 |  | 3VA1050-4ED32-0CC0 | 1 | UN | 1 | 10 | C | D | EAR99 | N | 85362010 | 1 | 4042949071488 | 1.05 | KG | 347.65 | 347.65 | LP17 | LP17 | circuit breaker 3VA1 IEC frame 100 breaking capacity class S Icu=36kA @ 415V 3-pole, line protection TM210, FTFM, In=50A overload protection Ir=50A fixed short-circuit protection Ii=10 x In nut keeper kit undervoltage release (UVR) 120-127V AC 50/60Hz 2 auxiliary switches HQ | - | 0 | 0
3VA1050-4ED32-0CH0 |  | 3VA1050-4ED32-0CH0 | 1 | UN | 1 | 10 | C | D | EAR99 | N | 85362010 | 1 | 4042949084020 | 1.08 | KG | 371.45 | 371.45 | LP17 | LP17 | circuit breaker 3VA1 IEC frame 100 breaking capacity class S Icu=36kA @ 415V 3-pole, line protection TM210, FTFM, In=50A overload protection Ir=50A fixed short-circuit protection Ii=10 x In nut keeper kit undervoltage release (UVR) 120-127V AC 50/60Hz 2 auxiliary switches HQ 1 trip alarm switch HQ | - | 0 | 0
3VA1050-4ED32-0DA0 |  | 3VA1050-4ED32-0DA0 | 1 | UN | 1 | 10 | C | D | EAR99 | N | 85362010 | 1 | 4042949046042 | 0.9 | KG | 301.75 | 301.75 | LP17 | LP17 | circuit breaker 3VA1 IEC frame 100 breaking capacity class S Icu=36kA @ 415V 3-pole, line protection TM210, FTFM, In=50A overload protection Ir=50A fixed short-circuit protection Ii=10 x In nut keeper kit undervoltage release (UVR) 208-230V AC 50/60Hz | - | 0 | 0
3VA1050-4ED32-0DC0 |  | 3VA1050-4ED32-0DC0 | 1 | UN | 1 | 10 | C | D | EAR99 | N | 85362010 | 1 | 4042949073574 | 1.05 | KG | 347.65 | 347.65 | LP17 | LP17 | circuit breaker 3VA1 IEC frame 100 breaking capacity class S Icu=36kA @ 415V 3-pole, line protection TM210, FTFM, In=50A overload protection Ir=50A fixed short-circuit protection Ii=10 x In nut keeper kit undervoltage release (UVR) 208-230V AC 50/60Hz 2 auxiliary switches HQ | - | 0 | 0
3VA1050-4ED32-0DH0 |  | 3VA1050-4ED32-0DH0 | 1 | UN | 1 | 10 | C | D | EAR99 | N | 85362010 | 1 | 4042949086116 | 1.08 | KG | 371.45 | 371.45 | LP17 | LP17 | circuit breaker 3VA1 IEC frame 100 breaking capacity class S Icu=36kA @ 415V 3-pole, line protection TM210, FTFM, In=50A overload protection Ir=50A fixed short-circuit protection Ii=10 x In nut keeper kit undervoltage release (UVR) 208-230V AC 50/60Hz 2 auxiliary switches HQ 1 trip alarm switch HQ | - | 0 | 0
3VA1050-4ED32-0HA0 |  | 3VA1050-4ED32-0HA0 | 1 | UN | 1 | 10 | C | D | EAR99 | N | 85362010 | 1 | 4042949048138 | 0.9 | KG | 276.25 | 276.25 | LP17 | LP17 | circuit breaker 3VA1 IEC frame 100 breaking capacity class S Icu=36kA @ 415V 3-pole, line protection TM210, FTFM, In=50A overload protection Ir=50A fixed short-circuit protection Ii=10 x In nut keeper kit shunt trip (STL) 12-30V DC, 24V AC 50/60Hz | - | 0 | 0
3VA1050-4ED32-0HC0 |  | 3VA1050-4ED32-0HC0 | 1 | UN | 1 | 10 | C | D | EAR99 | N | 85362010 | 1 | 4042949075660 | 1.05 | KG | 322.15 | 322.15 | LP17 | LP17 | circuit breaker 3VA1 IEC frame 100 breaking capacity class S Icu=36kA @ 415V 3-pole, line protection TM210, FTFM, In=50A overload protection Ir=50A fixed short-circuit protection Ii=10 x In nut keeper kit shunt trip (STL) 12-30V DC, 24V AC 50/60Hz 2 auxiliary switches HQ | - | 0 | 0
3VA1050-4ED32-0HH0 |  | 3VA1050-4ED32-0HH0 | 1 | UN | 1 | 10 | C | D | EAR99 | N | 85362010 | 1 | 4042949088202 | 1.08 | KG | 345.95 | 345.95 | LP17 | LP17 | circuit breaker 3VA1 IEC frame 100 breaking capacity class S Icu=36kA @ 415V 3-pole, line protection TM210, FTFM, In=50A overload protection Ir=50A fixed short-circuit protection Ii=10 x In nut keeper kit shunt trip (STL) 12-30V DC, 24V AC 50/60Hz 2 auxiliary switches HQ 1 trip alarm switch HQ | - | 0 | 0
3VA1050-4ED32-0JA0 |  | 3VA1050-4ED32-0JA0 | 1 | UN | 1 | 10 | C | D | EAR99 | N | 85362010 | 1 | 4042949050223 | 1.05 | KG | 276.25 | 276.25 | LP17 | LP17 | circuit breaker 3VA1 IEC frame 100 breaking capacity class S Icu=36kA @ 415V 3-pole, line protection TM210, FTFM, In=50A overload protection Ir=50A fixed short-circuit protection Ii=10 x In nut keeper kit shunt trip (STL) 110-127V DC, AC 50/60Hz | - | 0 | 0
3VA1050-4ED32-0JC0 |  | 3VA1050-4ED32-0JC0 | 1 | UN | 1 | 10 | C | D | EAR99 | N | 85362010 | 1 | 4042949077756 | 1.05 | KG | 322.15 | 322.15 | LP17 | LP17 | circuit breaker 3VA1 IEC frame 100 breaking capacity class S Icu=36kA @ 415V 3-pole, line protection TM210, FTFM, In=50A overload protection Ir=50A fixed short-circuit protection Ii=10 x In nut keeper kit shunt trip (STL) 110-127V DC, AC 50/60Hz 2 auxiliary switches HQ | - | 0 | 0
3VA1050-4ED32-0JH0 |  | 3VA1050-4ED32-0JH0 | 1 | UN | 1 | 10 | C | D | EAR99 | N | 85362010 | 1 | 4042949090298 | 1.08 | KG | 345.95 | 345.95 | LP17 | LP17 | circuit breaker 3VA1 IEC frame 100 breaking capacity class S Icu=36kA @ 415V 3-pole, line protection TM210, FTFM, In=50A overload protection Ir=50A fixed short-circuit protection Ii=10 x In nut keeper kit shunt trip (STL) 110-127V DC, AC 50/60Hz 2 auxiliary switches HQ 1 trip alarm switch HQ | - | 0 | 0
3VA1050-4ED32-0KA0 |  | 3VA1050-4ED32-0KA0 | 1 | UN | 1 | 10 | C | D | EAR99 | N | 85362010 | 1 | 4042949052319 | 1.05 | KG | 276.25 | 276.25 | LP17 | LP17 | circuit breaker 3VA1 IEC frame 100 breaking capacity class S Icu=36kA @ 415V 3-pole, line protection TM210, FTFM, In=50A overload protection Ir=50A fixed short-circuit protection Ii=10 x In nut keeper kit shunt trip (STL) 220-250V DC, 208-277V AC | - | 0 | 0
3VA1050-4ED32-0KC0 |  | 3VA1050-4ED32-0KC0 | 1 | UN | 1 | 10 | C | D | EAR99 | N | 85362010 | 1 | 4042949079842 | 1.05 | KG | 322.15 | 322.15 | LP17 | LP17 | circuit breaker 3VA1 IEC frame 100 breaking capacity class S Icu=36kA @ 415V 3-pole, line protection TM210, FTFM, In=50A overload protection Ir=50A fixed short-circuit protection Ii=10 x In nut keeper kit shunt trip (STL) 220-250V DC, 208-277V AC 2 auxiliary switches HQ | - | 0 | 0
3VA1050-4ED32-0KH0 |  | 3VA1050-4ED32-0KH0 | 1 | UN | 1 | 10 | C | D | EAR99 | N | 85362010 | 1 | 4042949092384 | 1.08 | KG | 345.95 | 345.95 | LP17 | LP17 | circuit breaker 3VA1 IEC frame 100 breaking capacity class S Icu=36kA @ 415V 3-pole, line protection TM210, FTFM, In=50A overload protection Ir=50A fixed short-circuit protection Ii=10 x In nut keeper kit shunt trip (STL) 220-250V DC, 208-277V AC 2 auxiliary switches HQ 1 trip alarm switch HQ | - | 0 | 0
3VA1050-4ED36-0AA0 |  | 3VA1050-4ED36-0AA0 | 1 | UN | 1 | 2 | A | D | EAR99 | N | 85362010 | 1 | 4042948819913 | 1.024 | KG | 206.6 | 200.9 | LP17 | LP17 | circuit breaker 3VA1 IEC frame 100 breaking capacity class S Icu=36kA @ 415V 3-pole, line protection TM210, FTFM, In=50A overload protection Ir=50A fixed short-circuit protection Ii=10 x In clamp connection | Lista Papel 2020 SI | 0 | 0
3VA1050-4ED36-0AC0 |  | 3VA1050-4ED36-0AC0 | 1 | UN | 1 | 10 | C | D | EAR99 | N | 85362010 | 1 | 4042949056485 | 0.96 | KG | 261.8 | 261.8 | LP17 | LP17 | circuit breaker 3VA1 IEC frame 100 breaking capacity class S Icu=36kA @ 415V 3-pole, line protection TM210, FTFM, In=50A overload protection Ir=50A fixed short-circuit protection Ii=10 x In clamp connection 2 auxiliary switches HQ | - | 0 | 0
3VA1050-4ED36-0AD0 |  | 3VA1050-4ED36-0AD0 | 1 | UN | 1 | 10 | C | D | EAR99 | N | 85362010 | 1 | 4042949058571 | 0.99 | KG | 283.9 | 283.9 | LP17 | LP17 | circuit breaker 3VA1 IEC frame 100 breaking capacity class S Icu=36kA @ 415V 3-pole, line protection TM210, FTFM, In=50A overload protection Ir=50A fixed short-circuit protection Ii=10 x In clamp connection 3 auxiliary switches HQ | - | 0 | 0
3VA1050-4ED36-0AE0 |  | 3VA1050-4ED36-0AE0 | 1 | UN | 1 | 10 | C | D | EAR99 | N | 85362010 | 1 | 4042949060666 | 1.02 | KG | 308.55 | 308.55 | LP17 | LP17 | circuit breaker 3VA1 IEC frame 100 breaking capacity class S Icu=36kA @ 415V 3-pole, line protection TM210, FTFM, In=50A overload protection Ir=50A fixed short-circuit protection Ii=10 x In clamp connection 4 auxiliary switches HQ | - | 0 | 0
3VA1050-4ED36-0AF0 |  | 3VA1050-4ED36-0AF0 | 1 | UN | 1 | 10 | C | D | EAR99 | N | 85362010 | 1 | 4042949062752 | 0.96 | KG | 261.8 | 261.8 | LP17 | LP17 | circuit breaker 3VA1 IEC frame 100 breaking capacity class S Icu=36kA @ 415V 3-pole, line protection TM210, FTFM, In=50A overload protection Ir=50A fixed short-circuit protection Ii=10 x In clamp connection 1 auxiliary switch HQ 1 trip alarm switch HQ | - | 0 | 0
3VA1050-4ED36-0AH0 |  | 3VA1050-4ED36-0AH0 | 1 | UN | 1 | 10 | C | D | EAR99 | N | 85362010 | 1 | 4042949066934 | 0.99 | KG | 283.9 | 283.9 | LP17 | LP17 | circuit breaker 3VA1 IEC frame 100 breaking capacity class S Icu=36kA @ 415V 3-pole, line protection TM210, FTFM, In=50A overload protection Ir=50A fixed short-circuit protection Ii=10 x In clamp connection 2 auxiliary switches HQ 1 trip alarm switch HQ | - | 0 | 0
3VA1050-4ED36-0BA0 |  | 3VA1050-4ED36-0BA0 | 1 | UN | 1 | 10 | C | D | EAR99 | N | 85362010 | 1 | 4042949041856 | 0.9 | KG | 322.15 | 322.15 | LP17 | LP17 | circuit breaker 3VA1 IEC frame 100 breaking capacity class S Icu=36kA @ 415V 3-pole, line protection TM210, FTFM, In=50A overload protection Ir=50A fixed short-circuit protection Ii=10 x In clamp connection undervoltage release (UVR) 24V DC | - | 0 | 0
3VA1050-4ED36-0BC0 |  | 3VA1050-4ED36-0BC0 | 1 | UN | 1 | 10 | C | D | EAR99 | N | 85362010 | 1 | 4042949069386 | 1.05 | KG | 369.75 | 369.75 | LP17 | LP17 | circuit breaker 3VA1 IEC frame 100 breaking capacity class S Icu=36kA @ 415V 3-pole, line protection TM210, FTFM, In=50A overload protection Ir=50A fixed short-circuit protection Ii=10 x In clamp connection undervoltage release (UVR) 24V DC 2 auxiliary switches HQ | - | 0 | 0
3VA1050-4ED36-0BH0 |  | 3VA1050-4ED36-0BH0 | 1 | UN | 1 | 10 | C | D | EAR99 | N | 85362010 | 1 | 4042949081920 | 1.05 | KG | 393.55 | 393.55 | LP17 | LP17 | circuit breaker 3VA1 IEC frame 100 breaking capacity class S Icu=36kA @ 415V 3-pole, line protection TM210, FTFM, In=50A overload protection Ir=50A fixed short-circuit protection Ii=10 x In clamp connection undervoltage release (UVR) 24V DC 2 auxiliary switches HQ 1 trip alarm switch HQ | - | 0 | 0
3VA1050-4ED36-0CA0 |  | 3VA1050-4ED36-0CA0 | 1 | UN | 1 | 10 | C | D | EAR99 | N | 85362010 | 1 | 4042949043942 | 0.9 | KG | 322.15 | 322.15 | LP17 | LP17 | circuit breaker 3VA1 IEC frame 100 breaking capacity class S Icu=36kA @ 415V 3-pole, line protection TM210, FTFM, In=50A overload protection Ir=50A fixed short-circuit protection Ii=10 x In clamp connection undervoltage release (UVR) 120-127V AC 50/60Hz | - | 0 | 0
3VA1050-4ED36-0CC0 |  | 3VA1050-4ED36-0CC0 | 1 | UN | 1 | 10 | C | D | EAR99 | N | 85362010 | 1 | 4042949071471 | 1.05 | KG | 369.75 | 369.75 | LP17 | LP17 | circuit breaker 3VA1 IEC frame 100 breaking capacity class S Icu=36kA @ 415V 3-pole, line protection TM210, FTFM, In=50A overload protection Ir=50A fixed short-circuit protection Ii=10 x In clamp connection undervoltage release (UVR) 120-127V AC 50/60Hz 2 auxiliary switches HQ | - | 0 | 0
3VA1050-4ED36-0CH0 |  | 3VA1050-4ED36-0CH0 | 1 | UN | 1 | 10 | C | D | EAR99 | N | 85362010 | 1 | 4042949084013 | 1.08 | KG | 393.55 | 393.55 | LP17 | LP17 | circuit breaker 3VA1 IEC frame 100 breaking capacity class S Icu=36kA @ 415V 3-pole, line protection TM210, FTFM, In=50A overload protection Ir=50A fixed short-circuit protection Ii=10 x In clamp connection undervoltage release (UVR) 120-127V AC 50/60Hz 2 auxiliary switches HQ 1 trip alarm switch HQ | - | 0 | 0
3VA1050-4ED36-0DA0 |  | 3VA1050-4ED36-0DA0 | 1 | UN | 1 | 10 | C | D | EAR99 | N | 85362010 | 1 | 4042949046035 | 0.9 | KG | 322.15 | 322.15 | LP17 | LP17 | circuit breaker 3VA1 IEC frame 100 breaking capacity class S Icu=36kA @ 415V 3-pole, line protection TM210, FTFM, In=50A overload protection Ir=50A fixed short-circuit protection Ii=10 x In clamp connection undervoltage release (UVR) 208-230V AC 50/60Hz | - | 0 | 0
3VA1050-4ED36-0DC0 |  | 3VA1050-4ED36-0DC0 | 1 | UN | 1 | 10 | C | D | EAR99 | N | 85362010 | 1 | 4042949073567 | 1.05 | KG | 369.75 | 369.75 | LP17 | LP17 | circuit breaker 3VA1 IEC frame 100 breaking capacity class S Icu=36kA @ 415V 3-pole, line protection TM210, FTFM, In=50A overload protection Ir=50A fixed short-circuit protection Ii=10 x In clamp connection undervoltage release (UVR) 208-230V AC 50/60Hz 2 auxiliary switches HQ | - | 0 | 0
3VA1050-4ED36-0DH0 |  | 3VA1050-4ED36-0DH0 | 1 | UN | 1 | 10 | C | D | EAR99 | N | 85362010 | 1 | 4042949086109 | 1.08 | KG | 393.55 | 393.55 | LP17 | LP17 | circuit breaker 3VA1 IEC frame 100 breaking capacity class S Icu=36kA @ 415V 3-pole, line protection TM210, FTFM, In=50A overload protection Ir=50A fixed short-circuit protection Ii=10 x In clamp connection undervoltage release (UVR) 208-230V AC 50/60Hz 2 auxiliary switches HQ 1 trip alarm switch HQ | - | 0 | 0
3VA1050-4ED36-0HA0 |  | 3VA1050-4ED36-0HA0 | 1 | UN | 1 | 10 | C | D | EAR99 | N | 85362010 | 1 | 4042949048121 | 0.9 | KG | 299.2 | 299.2 | LP17 | LP17 | circuit breaker 3VA1 IEC frame 100 breaking capacity class S Icu=36kA @ 415V 3-pole, line protection TM210, FTFM, In=50A overload protection Ir=50A fixed short-circuit protection Ii=10 x In clamp connection shunt trip (STL) 12-30V DC, 24V AC 50/60Hz | - | 0 | 0
3VA1050-4ED36-0HC0 |  | 3VA1050-4ED36-0HC0 | 1 | UN | 1 | 10 | C | D | EAR99 | N | 85362010 | 1 | 4042949075653 | 1.05 | KG | 344.25 | 344.25 | LP17 | LP17 | circuit breaker 3VA1 IEC frame 100 breaking capacity class S Icu=36kA @ 415V 3-pole, line protection TM210, FTFM, In=50A overload protection Ir=50A fixed short-circuit protection Ii=10 x In clamp connection shunt trip (STL) 12-30V DC, 24V AC 50/60Hz 2 auxiliary switches HQ | - | 0 | 0
3VA1050-4ED36-0HH0 |  | 3VA1050-4ED36-0HH0 | 1 | UN | 1 | 10 | C | D | EAR99 | N | 85362010 | 1 | 4042949088196 | 1.08 | KG | 368.9 | 368.9 | LP17 | LP17 | circuit breaker 3VA1 IEC frame 100 breaking capacity class S Icu=36kA @ 415V 3-pole, line protection TM210, FTFM, In=50A overload protection Ir=50A fixed short-circuit protection Ii=10 x In clamp connection shunt trip (STL) 12-30V DC, 24V AC 50/60Hz 2 auxiliary switches HQ 1 trip alarm switch HQ | - | 0 | 0
3VA1050-4ED36-0JA0 |  | 3VA1050-4ED36-0JA0 | 1 | UN | 1 | 10 | C | D | EAR99 | N | 85362010 | 1 | 4042949050216 | 1.05 | KG | 299.2 | 299.2 | LP17 | LP17 | circuit breaker 3VA1 IEC frame 100 breaking capacity class S Icu=36kA @ 415V 3-pole, line protection TM210, FTFM, In=50A overload protection Ir=50A fixed short-circuit protection Ii=10 x In clamp connection shunt trip (STL) 110-127V DC, AC 50/60Hz | - | 0 | 0
3VA1050-4ED36-0JC0 |  | 3VA1050-4ED36-0JC0 | 1 | UN | 1 | 10 | C | D | EAR99 | N | 85362010 | 1 | 4042949077749 | 1.05 | KG | 344.25 | 344.25 | LP17 | LP17 | circuit breaker 3VA1 IEC frame 100 breaking capacity class S Icu=36kA @ 415V 3-pole, line protection TM210, FTFM, In=50A overload protection Ir=50A fixed short-circuit protection Ii=10 x In clamp connection shunt trip (STL) 110-127V DC, AC 50/60Hz 2 auxiliary switches HQ | - | 0 | 0
3VA1050-4ED36-0JH0 |  | 3VA1050-4ED36-0JH0 | 1 | UN | 1 | 10 | C | D | EAR99 | N | 85362010 | 1 | 4042949090281 | 1.08 | KG | 368.9 | 368.9 | LP17 | LP17 | circuit breaker 3VA1 IEC frame 100 breaking capacity class S Icu=36kA @ 415V 3-pole, line protection TM210, FTFM, In=50A overload protection Ir=50A fixed short-circuit protection Ii=10 x In clamp connection shunt trip (STL) 110-127V DC, AC 50/60Hz 2 auxiliary switches HQ 1 trip alarm switch HQ | - | 0 | 0
3VA1050-4ED36-0KA0 |  | 3VA1050-4ED36-0KA0 | 1 | UN | 1 | 10 | C | D | EAR99 | N | 85362010 | 1 | 4042949052302 | 1.05 | KG | 299.2 | 299.2 | LP17 | LP17 | circuit breaker 3VA1 IEC frame 100 breaking capacity class S Icu=36kA @ 415V 3-pole, line protection TM210, FTFM, In=50A overload protection Ir=50A fixed short-circuit protection Ii=10 x In clamp connection shunt trip (STL) 220-250V DC, 208-277V AC | - | 0 | 0
3VA1050-4ED36-0KC0 |  | 3VA1050-4ED36-0KC0 | 1 | UN | 1 | 10 | C | D | EAR99 | N | 85362010 | 1 | 4042949079835 | 1.05 | KG | 344.25 | 344.25 | LP17 | LP17 | circuit breaker 3VA1 IEC frame 100 breaking capacity class S Icu=36kA @ 415V 3-pole, line protection TM210, FTFM, In=50A overload protection Ir=50A fixed short-circuit protection Ii=10 x In clamp connection shunt trip (STL) 220-250V DC, 208-277V AC 2 auxiliary switches HQ | - | 0 | 0
3VA1050-4ED36-0KH0 |  | 3VA1050-4ED36-0KH0 | 1 | UN | 1 | 10 | C | D | EAR99 | N | 85362010 | 1 | 4042949092377 | 1.08 | KG | 368.9 | 368.9 | LP17 | LP17 | circuit breaker 3VA1 IEC frame 100 breaking capacity class S Icu=36kA @ 415V 3-pole, line protection TM210, FTFM, In=50A overload protection Ir=50A fixed short-circuit protection Ii=10 x In clamp connection shunt trip (STL) 220-250V DC, 208-277V AC 2 auxiliary switches HQ 1 trip alarm switch HQ | - | 0 | 0
3VA1050-4ED42-0AA0 |  | 3VA1050-4ED42-0AA0 | 1 | UN | 1 | 5 | B | D | EAR99 | N | 85362010 | 1 | 4042948811986 | 1.199 | KG | 241.9 | 235.3 | LP17 | LP17 | circuit breaker 3VA1 IEC frame 100 breaking capacity class S Icu=36kA @ 415V 4-pole, line protection TM210, FTFM, In=50A overload protection Ir=50A fixed short-circuit protection Ii=10 x In N conductor unprotected nut keeper kit | Lista Papel 2020 SI | 0 | 0
3VA1050-4ED42-0AC0 |  | 3VA1050-4ED42-0AC0 | 1 | UN | 1 | 10 | C | D | EAR99 | N | 85362010 | 1 | 4042949056478 | 1.26 | KG | 298.35 | 298.35 | LP17 | LP17 | circuit breaker 3VA1 IEC frame 100 breaking capacity class S Icu=36kA @ 415V 4-pole, line protection TM210, FTFM, In=50A overload protection Ir=50A fixed short-circuit protection Ii=10 x In N conductor unprotected nut keeper kit 2 auxiliary switches HQ | - | 0 | 0
3VA1050-4ED42-0AD0 |  | 3VA1050-4ED42-0AD0 | 1 | UN | 1 | 10 | C | D | EAR99 | N | 85362010 | 1 | 4042949058564 | 1.29 | KG | 320.45 | 320.45 | LP17 | LP17 | circuit breaker 3VA1 IEC frame 100 breaking capacity class S Icu=36kA @ 415V 4-pole, line protection TM210, FTFM, In=50A overload protection Ir=50A fixed short-circuit protection Ii=10 x In N conductor unprotected nut keeper kit 3 auxiliary switches HQ | - | 0 | 0
3VA1050-4ED42-0AE0 |  | 3VA1050-4ED42-0AE0 | 1 | UN | 1 | 10 | C | D | EAR99 | N | 85362010 | 1 | 4042949060659 | 1.32 | KG | 344.25 | 344.25 | LP17 | LP17 | circuit breaker 3VA1 IEC frame 100 breaking capacity class S Icu=36kA @ 415V 4-pole, line protection TM210, FTFM, In=50A overload protection Ir=50A fixed short-circuit protection Ii=10 x In N conductor unprotected nut keeper kit 4 auxiliary switches HQ | - | 0 | 0
3VA1050-4ED42-0AF0 |  | 3VA1050-4ED42-0AF0 | 1 | UN | 1 | 10 | C | D | EAR99 | N | 85362010 | 1 | 4042949062745 | 1.26 | KG | 298.35 | 298.35 | LP17 | LP17 | circuit breaker 3VA1 IEC frame 100 breaking capacity class S Icu=36kA @ 415V 4-pole, line protection TM210, FTFM, In=50A overload protection Ir=50A fixed short-circuit protection Ii=10 x In N conductor unprotected nut keeper kit 1 auxiliary switch HQ 1 trip alarm switch HQ | - | 0 | 0
3VA1050-4ED42-0AH0 |  | 3VA1050-4ED42-0AH0 | 1 | UN | 1 | 10 | C | D | EAR99 | N | 85362010 | 1 | 4042949066927 | 1.29 | KG | 320.45 | 320.45 | LP17 | LP17 | circuit breaker 3VA1 IEC frame 100 breaking capacity class S Icu=36kA @ 415V 4-pole, line protection TM210, FTFM, In=50A overload protection Ir=50A fixed short-circuit protection Ii=10 x In N conductor unprotected nut keeper kit 2 auxiliary switches HQ 1 trip alarm switch HQ | - | 0 | 0
3VA1050-4ED42-0BA0 |  | 3VA1050-4ED42-0BA0 | 1 | UN | 1 | 10 | C | D | EAR99 | N | 85362010 | 1 | 4042949041849 | 1.2 | KG | 359.55 | 359.55 | LP17 | LP17 | circuit breaker 3VA1 IEC frame 100 breaking capacity class S Icu=36kA @ 415V 4-pole, line protection TM210, FTFM, In=50A overload protection Ir=50A fixed short-circuit protection Ii=10 x In N conductor unprotected nut keeper kit undervoltage release (UVR) 24V DC | - | 0 | 0
3VA1050-4ED42-0BC0 |  | 3VA1050-4ED42-0BC0 | 1 | UN | 1 | 10 | C | D | EAR99 | N | 85362010 | 1 | 4042949069379 | 1.35 | KG | 406.3 | 406.3 | LP17 | LP17 | circuit breaker 3VA1 IEC frame 100 breaking capacity class S Icu=36kA @ 415V 4-pole, line protection TM210, FTFM, In=50A overload protection Ir=50A fixed short-circuit protection Ii=10 x In N conductor unprotected nut keeper kit undervoltage release (UVR) 24V DC 2 auxiliary switches HQ | - | 0 | 0
3VA1050-4ED42-0BH0 |  | 3VA1050-4ED42-0BH0 | 1 | UN | 1 | 10 | C | D | EAR99 | N | 85362010 | 1 | 4042949081913 | 1.38 | KG | 430.1 | 430.1 | LP17 | LP17 | circuit breaker 3VA1 IEC frame 100 breaking capacity class S Icu=36kA @ 415V 4-pole, line protection TM210, FTFM, In=50A overload protection Ir=50A fixed short-circuit protection Ii=10 x In N conductor unprotected nut keeper kit undervoltage release (UVR) 24V DC 2 auxiliary switches HQ 1 trip alarm switch HQ | - | 0 | 0
3VA1050-4ED42-0CA0 |  | 3VA1050-4ED42-0CA0 | 1 | UN | 1 | 10 | C | D | EAR99 | N | 85362010 | 1 | 4042949043935 | 1.2 | KG | 359.55 | 359.55 | LP17 | LP17 | circuit breaker 3VA1 IEC frame 100 breaking capacity class S Icu=36kA @ 415V 4-pole, line protection TM210, FTFM, In=50A overload protection Ir=50A fixed short-circuit protection Ii=10 x In N conductor unprotected nut keeper kit undervoltage release (UVR) 120-127V AC 50/60Hz | - | 0 | 0
3VA1050-4ED42-0CC0 |  | 3VA1050-4ED42-0CC0 | 1 | UN | 1 | 10 | C | D | EAR99 | N | 85362010 | 1 | 4042949071464 | 1.35 | KG | 406.3 | 406.3 | LP17 | LP17 | circuit breaker 3VA1 IEC frame 100 breaking capacity class S Icu=36kA @ 415V 4-pole, line protection TM210, FTFM, In=50A overload protection Ir=50A fixed short-circuit protection Ii=10 x In N conductor unprotected nut keeper kit undervoltage release (UVR) 120-127V AC 50/60Hz 2 auxiliary switches HQ | - | 0 | 0
3VA1050-4ED42-0CH0 |  | 3VA1050-4ED42-0CH0 | 1 | UN | 1 | 10 | C | D | EAR99 | N | 85362010 | 1 | 4042949084006 | 1.38 | KG | 430.1 | 430.1 | LP17 | LP17 | circuit breaker 3VA1 IEC frame 100 breaking capacity class S Icu=36kA @ 415V 4-pole, line protection TM210, FTFM, In=50A overload protection Ir=50A fixed short-circuit protection Ii=10 x In N conductor unprotected nut keeper kit undervoltage release (UVR) 120-127V AC 50/60Hz 2 auxiliary switches HQ 1 trip alarm switch HQ | - | 0 | 0
3VA1050-4ED42-0DA0 |  | 3VA1050-4ED42-0DA0 | 1 | UN | 1 | 10 | C | D | EAR99 | N | 85362010 | 1 | 4042949046028 | 1.2 | KG | 359.55 | 359.55 | LP17 | LP17 | circuit breaker 3VA1 IEC frame 100 breaking capacity class S Icu=36kA @ 415V 4-pole, line protection TM210, FTFM, In=50A overload protection Ir=50A fixed short-circuit protection Ii=10 x In N conductor unprotected nut keeper kit undervoltage release (UVR) 208-230V AC 50/60Hz | - | 0 | 0
3VA1050-4ED42-0DC0 |  | 3VA1050-4ED42-0DC0 | 1 | UN | 1 | 10 | C | D | EAR99 | N | 85362010 | 1 | 4042949073550 | 1.35 | KG | 406.3 | 406.3 | LP17 | LP17 | circuit breaker 3VA1 IEC frame 100 breaking capacity class S Icu=36kA @ 415V 4-pole, line protection TM210, FTFM, In=50A overload protection Ir=50A fixed short-circuit protection Ii=10 x In N conductor unprotected nut keeper kit undervoltage release (UVR) 208-230V AC 50/60Hz 2 auxiliary switches HQ | - | 0 | 0
3VA1050-4ED42-0DH0 |  | 3VA1050-4ED42-0DH0 | 1 | UN | 1 | 10 | C | D | EAR99 | N | 85362010 | 1 | 4042949086093 | 1.38 | KG | 430.1 | 430.1 | LP17 | LP17 | circuit breaker 3VA1 IEC frame 100 breaking capacity class S Icu=36kA @ 415V 4-pole, line protection TM210, FTFM, In=50A overload protection Ir=50A fixed short-circuit protection Ii=10 x In N conductor unprotected nut keeper kit undervoltage release (UVR) 208-230V AC 50/60Hz 2 auxiliary switches HQ 1 trip alarm switch HQ | - | 0 | 0
3VA1050-4ED42-0HA0 |  | 3VA1050-4ED42-0HA0 | 1 | UN | 1 | 10 | C | D | EAR99 | N | 85362010 | 1 | 4042949048114 | 1.2 | KG | 335.75 | 335.75 | LP17 | LP17 | circuit breaker 3VA1 IEC frame 100 breaking capacity class S Icu=36kA @ 415V 4-pole, line protection TM210, FTFM, In=50A overload protection Ir=50A fixed short-circuit protection Ii=10 x In N conductor unprotected nut keeper kit shunt trip (STL) 12-30V DC; 24V AC 50/60Hz | - | 0 | 0
3VA1050-4ED42-0HC0 |  | 3VA1050-4ED42-0HC0 | 1 | UN | 1 | 10 | C | D | EAR99 | N | 85362010 | 1 | 4042949075646 | 1.35 | KG | 381.65 | 381.65 | LP17 | LP17 | circuit breaker 3VA1 IEC frame 100 breaking capacity class S Icu=36kA @ 415V 4-pole, line protection TM210, FTFM, In=50A overload protection Ir=50A fixed short-circuit protection Ii=10 x In N conductor unprotected nut keeper kit shunt trip (STL) 12-30V DC; 24V AC 50/60Hz 2 auxiliary switches HQ | - | 0 | 0
3VA1050-4ED42-0HH0 |  | 3VA1050-4ED42-0HH0 | 1 | UN | 1 | 10 | C | D | EAR99 | N | 85362010 | 1 | 4042949088189 | 1.38 | KG | 405.45 | 405.45 | LP17 | LP17 | circuit breaker 3VA1 IEC frame 100 breaking capacity class S Icu=36kA @ 415V 4-pole, line protection TM210, FTFM, In=50A overload protection Ir=50A fixed short-circuit protection Ii=10 x In N conductor unprotected nut keeper kit shunt trip (STL) 12-30V DC; 24V AC 50/60Hz 2 auxiliary switches HQ 1 trip alarm switch HQ | - | 0 | 0
3VA1050-4ED42-0JA0 |  | 3VA1050-4ED42-0JA0 | 1 | UN | 1 | 10 | C | D | EAR99 | N | 85362010 | 1 | 4042949050209 | 1.35 | KG | 335.75 | 335.75 | LP17 | LP17 | circuit breaker 3VA1 IEC frame 100 breaking capacity class S Icu=36kA @ 415V 4-pole, line protection TM210, FTFM, In=50A overload protection Ir=50A fixed short-circuit protection Ii=10 x In N conductor unprotected nut keeper kit shunt trip (STL) 110-127V DC, AC 50/60Hz | - | 0 | 0
3VA1050-4ED42-0JC0 |  | 3VA1050-4ED42-0JC0 | 1 | UN | 1 | 10 | C | D | EAR99 | N | 85362010 | 1 | 4042949077732 | 1.35 | KG | 381.65 | 381.65 | LP17 | LP17 | circuit breaker 3VA1 IEC frame 100 breaking capacity class S Icu=36kA @ 415V 4-pole, line protection TM210, FTFM, In=50A overload protection Ir=50A fixed short-circuit protection Ii=10 x In N conductor unprotected nut keeper kit shunt trip (STL) 110-127V DC, AC 50/60Hz 2 auxiliary switches HQ | - | 0 | 0
3VA1050-4ED42-0JH0 |  | 3VA1050-4ED42-0JH0 | 1 | UN | 1 | 10 | C | D | EAR99 | N | 85362010 | 1 | 4042949090274 | 1.38 | KG | 405.45 | 405.45 | LP17 | LP17 | circuit breaker 3VA1 IEC frame 100 breaking capacity class S Icu=36kA @ 415V 4-pole, line protection TM210, FTFM, In=50A overload protection Ir=50A fixed short-circuit protection Ii=10 x In N conductor unprotected nut keeper kit shunt trip (STL) 110-127V DC, AC 50/60Hz 2 auxiliary switches HQ 1 trip alarm switch HQ | - | 0 | 0
3VA1050-4ED42-0KA0 |  | 3VA1050-4ED42-0KA0 | 1 | UN | 1 | 10 | C | D | EAR99 | N | 85362010 | 1 | 4042949052296 | 1.35 | KG | 335.75 | 335.75 | LP17 | LP17 | circuit breaker 3VA1 IEC frame 100 breaking capacity class S Icu=36kA @ 415V 4-pole, line protection TM210, FTFM, In=50A overload protection Ir=50A fixed short-circuit protection Ii=10 x In N conductor unprotected nut keeper kit shunt trip (STL) 220-250V DC; 208-277V AC | - | 0 | 0
3VA1050-4ED42-0KC0 |  | 3VA1050-4ED42-0KC0 | 1 | UN | 1 | 10 | C | D | EAR99 | N | 85362010 | 1 | 4042949079828 | 1.35 | KG | 381.65 | 381.65 | LP17 | LP17 | circuit breaker 3VA1 IEC frame 100 breaking capacity class S Icu=36kA @ 415V 4-pole, line protection TM210, FTFM, In=50A overload protection Ir=50A fixed short-circuit protection Ii=10 x In N conductor unprotected nut keeper kit shunt trip (STL) 220-250V DC; 208-277V AC 2 auxiliary switches HQ | - | 0 | 0
3VA1050-4ED42-0KH0 |  | 3VA1050-4ED42-0KH0 | 1 | UN | 1 | 10 | C | D | EAR99 | N | 85362010 | 1 | 4042949092360 | 1.38 | KG | 405.45 | 405.45 | LP17 | LP17 | circuit breaker 3VA1 IEC frame 100 breaking capacity class S Icu=36kA @ 415V 4-pole, line protection TM210, FTFM, In=50A overload protection Ir=50A fixed short-circuit protection Ii=10 x In N conductor unprotected nut keeper kit shunt trip (STL) 220-250V DC; 208-277V AC 2 auxiliary switches HQ 1 trip alarm switch HQ | - | 0 | 0
3VA1050-4ED46-0AA0 |  | 3VA1050-4ED46-0AA0 | 1 | UN | 1 | 5 | B | D | EAR99 | N | 85362010 | 1 | 4042948820186 | 1.291 | KG | 269 | 261.6 | LP17 | LP17 | circuit breaker 3VA1 IEC frame 100 breaking capacity class S Icu=36kA @ 415V 4-pole, line protection TM210, FTFM, In=50A overload protection Ir=50A fixed short-circuit protection Ii=10 x In N conductor unprotected clamp connection | Lista Papel 2020 SI | 0 | 0
3VA1063-2ED32-0AA0 |  | 3VA1063-2ED32-0AA0 | 1 | UN | 1 | 2 | A | D | EAR99 | N | 85362010 | 1 | 4042948811726 | 970 | G | 177.9 | 173 | LP17 | LP17 | circuit breaker 3VA1 IEC frame 100 breaking capacity class B Icu=16kA @ 415V 3-pole, line protection TM210, FTFM, In=63A overload protection Ir=63A fixed short-circuit protection Ii=10 x In nut keeper kit | Lista Papel 2020 SI | 0 | 0
3VA1063-2ED32-0AC0 |  | 3VA1063-2ED32-0AC0 | 1 | UN | 1 | 10 | C | D | EAR99 | N | 85362010 | 1 | 4042949056461 | 0.96 | KG | 232.05 | 232.05 | LP17 | LP17 | circuit breaker 3VA1 IEC frame 100 breaking capacity class B Icu=16kA @ 415V 3-pole, line protection TM210, FTFM, In=63A overload protection Ir=63A fixed short-circuit protection Ii=10 x In nut keeper kit 2 auxiliary switches HQ | - | 0 | 0
3VA1063-2ED32-0AD0 |  | 3VA1063-2ED32-0AD0 | 1 | UN | 1 | 10 | C | D | EAR99 | N | 85362010 | 1 | 4042949058557 | 0.99 | KG | 255 | 255 | LP17 | LP17 | circuit breaker 3VA1 IEC frame 100 breaking capacity class B Icu=16kA @ 415V 3-pole, line protection TM210, FTFM, In=63A overload protection Ir=63A fixed short-circuit protection Ii=10 x In nut keeper kit 3 auxiliary switches HQ | - | 0 | 0
3VA1063-2ED32-0AE0 |  | 3VA1063-2ED32-0AE0 | 1 | UN | 1 | 10 | C | D | EAR99 | N | 85362010 | 1 | 4042949060642 | 1.02 | KG | 277.95 | 277.95 | LP17 | LP17 | circuit breaker 3VA1 IEC frame 100 breaking capacity class B Icu=16kA @ 415V 3-pole, line protection TM210, FTFM, In=63A overload protection Ir=63A fixed short-circuit protection Ii=10 x In nut keeper kit 4 auxiliary switches HQ | - | 0 | 0
3VA1063-2ED32-0AF0 |  | 3VA1063-2ED32-0AF0 | 1 | UN | 1 | 10 | C | D | EAR99 | N | 85362010 | 1 | 4042949062738 | 0.96 | KG | 232.05 | 232.05 | LP17 | LP17 | circuit breaker 3VA1 IEC frame 100 breaking capacity class B Icu=16kA @ 415V 3-pole, line protection TM210, FTFM, In=63A overload protection Ir=63A fixed short-circuit protection Ii=10 x In nut keeper kit 1 auxiliary switch HQ 1 trip alarm switch HQ | - | 0 | 0
3VA1063-2ED32-0AH0 |  | 3VA1063-2ED32-0AH0 | 1 | UN | 1 | 10 | C | D | EAR99 | N | 85362010 | 1 | 4042949066910 | 0.99 | KG | 255 | 255 | LP17 | LP17 | circuit breaker 3VA1 IEC frame 100 breaking capacity class B Icu=16kA @ 415V 3-pole, line protection TM210, FTFM, In=63A overload protection Ir=63A fixed short-circuit protection Ii=10 x In nut keeper kit 2 auxiliary switches HQ 1 trip alarm switch HQ | - | 0 | 0
3VA1063-2ED32-0BA0 |  | 3VA1063-2ED32-0BA0 | 1 | UN | 1 | 10 | C | D | EAR99 | N | 85362010 | 1 | 4042949041832 | 0.9 | KG | 294.1 | 294.1 | LP17 | LP17 | circuit breaker 3VA1 IEC frame 100 breaking capacity class B Icu=16kA @ 415V 3-pole, line protection TM210, FTFM, In=63A overload protection Ir=63A fixed short-circuit protection Ii=10 x In nut keeper kit undervoltage release (UVR) 24V DC | - | 0 | 0
3VA1063-2ED32-0BC0 |  | 3VA1063-2ED32-0BC0 | 1 | UN | 1 | 10 | C | D | EAR99 | N | 85362010 | 1 | 4042949069362 | 1.05 | KG | 340 | 340 | LP17 | LP17 | circuit breaker 3VA1 IEC frame 100 breaking capacity class B Icu=16kA @ 415V 3-pole, line protection TM210, FTFM, In=63A overload protection Ir=63A fixed short-circuit protection Ii=10 x In nut keeper kit undervoltage release (UVR) 24V DC 2 auxiliary switches HQ | - | 0 | 0
3VA1063-2ED32-0BH0 |  | 3VA1063-2ED32-0BH0 | 1 | UN | 1 | 10 | C | D | EAR99 | N | 85362010 | 1 | 4042949081906 | 1.05 | KG | 363.8 | 363.8 | LP17 | LP17 | circuit breaker 3VA1 IEC frame 100 breaking capacity class B Icu=16kA @ 415V 3-pole, line protection TM210, FTFM, In=63A overload protection Ir=63A fixed short-circuit protection Ii=10 x In nut keeper kit undervoltage release (UVR) 24V DC 2 auxiliary switches HQ 1 trip alarm switch HQ | - | 0 | 0
3VA1063-2ED32-0CA0 |  | 3VA1063-2ED32-0CA0 | 1 | UN | 1 | 10 | C | D | EAR99 | N | 85362010 | 1 | 4042949043928 | 0.9 | KG | 294.1 | 294.1 | LP17 | LP17 | circuit breaker 3VA1 IEC frame 100 breaking capacity class B Icu=16kA @ 415V 3-pole, line protection TM210, FTFM, In=63A overload protection Ir=63A fixed short-circuit protection Ii=10 x In nut keeper kit undervoltage release (UVR) 120-127V AC 50/60Hz | - | 0 | 0
3VA1063-2ED32-0CC0 |  | 3VA1063-2ED32-0CC0 | 1 | UN | 1 | 10 | C | D | EAR99 | N | 85362010 | 1 | 4042949071457 | 1.05 | KG | 340 | 340 | LP17 | LP17 | circuit breaker 3VA1 IEC frame 100 breaking capacity class B Icu=16kA @ 415V 3-pole, line protection TM210, FTFM, In=63A overload protection Ir=63A fixed short-circuit protection Ii=10 x In nut keeper kit undervoltage release (UVR) 120-127V AC 50/60Hz 2 auxiliary switches HQ | - | 0 | 0
3VA1063-2ED32-0CH0 |  | 3VA1063-2ED32-0CH0 | 1 | UN | 1 | 10 | C | D | EAR99 | N | 85362010 | 1 | 4042949083993 | 1.08 | KG | 363.8 | 363.8 | LP17 | LP17 | circuit breaker 3VA1 IEC frame 100 breaking capacity class B Icu=16kA @ 415V 3-pole, line protection TM210, FTFM, In=63A overload protection Ir=63A fixed short-circuit protection Ii=10 x In nut keeper kit undervoltage release (UVR) 120-127V AC 50/60Hz 2 auxiliary switches HQ 1 trip alarm switch HQ | - | 0 | 0
3VA1063-2ED32-0DA0 |  | 3VA1063-2ED32-0DA0 | 1 | UN | 1 | 10 | C | D | EAR99 | N | 85362010 | 1 | 4042949046011 | 0.9 | KG | 294.1 | 294.1 | LP17 | LP17 | circuit breaker 3VA1 IEC frame 100 breaking capacity class B Icu=16kA @ 415V 3-pole, line protection TM210, FTFM, In=63A overload protection Ir=63A fixed short-circuit protection Ii=10 x In nut keeper kit undervoltage release (UVR) 208-230V AC 50/60Hz | - | 0 | 0
3VA1063-2ED32-0DC0 |  | 3VA1063-2ED32-0DC0 | 1 | UN | 1 | 10 | C | D | EAR99 | N | 85362010 | 1 | 4042949073543 | 1.05 | KG | 340 | 340 | LP17 | LP17 | circuit breaker 3VA1 IEC frame 100 breaking capacity class B Icu=16kA @ 415V 3-pole, line protection TM210, FTFM, In=63A overload protection Ir=63A fixed short-circuit protection Ii=10 x In nut keeper kit undervoltage release (UVR) 208-230V AC 50/60Hz 2 auxiliary switches HQ | - | 0 | 0
3VA1063-2ED32-0DH0 |  | 3VA1063-2ED32-0DH0 | 1 | UN | 1 | 10 | C | D | EAR99 | N | 85362010 | 1 | 4042949086086 | 1.08 | KG | 363.8 | 363.8 | LP17 | LP17 | circuit breaker 3VA1 IEC frame 100 breaking capacity class B Icu=16kA @ 415V 3-pole, line protection TM210, FTFM, In=63A overload protection Ir=63A fixed short-circuit protection Ii=10 x In nut keeper kit undervoltage release (UVR) 208-230V AC 50/60Hz 2 auxiliary switches HQ 1 trip alarm switch HQ | - | 0 | 0
3VA1063-2ED32-0HA0 |  | 3VA1063-2ED32-0HA0 | 1 | UN | 1 | 10 | C | D | EAR99 | N | 85362010 | 1 | 4042949048107 | 0.9 | KG | 268.6 | 268.6 | LP17 | LP17 | circuit breaker 3VA1 IEC frame 100 breaking capacity class B Icu=16kA @ 415V 3-pole, line protection TM210, FTFM, In=63A overload protection Ir=63A fixed short-circuit protection Ii=10 x In nut keeper kit shunt trip (STL) 12-30V DC, 24V AC 50/60Hz | - | 0 | 0
3VA1063-2ED32-0HC0 |  | 3VA1063-2ED32-0HC0 | 1 | UN | 1 | 10 | C | D | EAR99 | N | 85362010 | 1 | 4042949075639 | 1.05 | KG | 314.5 | 314.5 | LP17 | LP17 | circuit breaker 3VA1 IEC frame 100 breaking capacity class B Icu=16kA @ 415V 3-pole, line protection TM210, FTFM, In=63A overload protection Ir=63A fixed short-circuit protection Ii=10 x In nut keeper kit shunt trip (STL) 12-30V DC, 24V AC 50/60Hz 2 auxiliary switches HQ | - | 0 | 0
3VA1063-2ED32-0HH0 |  | 3VA1063-2ED32-0HH0 | 1 | UN | 1 | 10 | C | D | EAR99 | N | 85362010 | 1 | 4042949088172 | 1.08 | KG | 339.15 | 339.15 | LP17 | LP17 | circuit breaker 3VA1 IEC frame 100 breaking capacity class B Icu=16kA @ 415V 3-pole, line protection TM210, FTFM, In=63A overload protection Ir=63A fixed short-circuit protection Ii=10 x In nut keeper kit shunt trip (STL) 12-30V DC, 24V AC 50/60Hz 2 auxiliary switches HQ 1 trip alarm switch HQ | - | 0 | 0
3VA1063-2ED32-0JA0 |  | 3VA1063-2ED32-0JA0 | 1 | UN | 1 | 10 | C | D | EAR99 | N | 85362010 | 1 | 4042949050193 | 1.05 | KG | 268.6 | 268.6 | LP17 | LP17 | circuit breaker 3VA1 IEC frame 100 breaking capacity class B Icu=16kA @ 415V 3-pole, line protection TM210, FTFM, In=63A overload protection Ir=63A fixed short-circuit protection Ii=10 x In nut keeper kit shunt trip (STL) 110-127V DC, AC 50/60Hz | - | 0 | 0
3VA1063-2ED32-0JC0 |  | 3VA1063-2ED32-0JC0 | 1 | UN | 1 | 10 | C | D | EAR99 | N | 85362010 | 1 | 4042949077725 | 1.05 | KG | 314.5 | 314.5 | LP17 | LP17 | circuit breaker 3VA1 IEC frame 100 breaking capacity class B Icu=16kA @ 415V 3-pole, line protection TM210, FTFM, In=63A overload protection Ir=63A fixed short-circuit protection Ii=10 x In nut keeper kit shunt trip (STL) 110-127V DC, AC 50/60Hz 2 auxiliary switches HQ | - | 0 | 0
3VA1063-2ED32-0JH0 |  | 3VA1063-2ED32-0JH0 | 1 | UN | 1 | 10 | C | D | EAR99 | N | 85362010 | 1 | 4042949090267 | 1.08 | KG | 339.15 | 339.15 | LP17 | LP17 | circuit breaker 3VA1 IEC frame 100 breaking capacity class B Icu=16kA @ 415V 3-pole, line protection TM210, FTFM, In=63A overload protection Ir=63A fixed short-circuit protection Ii=10 x In nut keeper kit shunt trip (STL) 110-127V DC, AC 50/60Hz 2 auxiliary switches HQ 1 trip alarm switch HQ | - | 0 | 0
3VA1063-2ED32-0KA0 |  | 3VA1063-2ED32-0KA0 | 1 | UN | 1 | 10 | C | D | EAR99 | N | 85362010 | 1 | 4042949052289 | 1.05 | KG | 268.6 | 268.6 | LP17 | LP17 | circuit breaker 3VA1 IEC frame 100 breaking capacity class B Icu=16kA @ 415V 3-pole, line protection TM210, FTFM, In=63A overload protection Ir=63A fixed short-circuit protection Ii=10 x In nut keeper kit shunt trip (STL) 220-250V DC, 208-277V AC | - | 0 | 0
3VA1063-2ED32-0KC0 |  | 3VA1063-2ED32-0KC0 | 1 | UN | 1 | 10 | C | D | EAR99 | N | 85362010 | 1 | 4042949079811 | 1.05 | KG | 314.5 | 314.5 | LP17 | LP17 | circuit breaker 3VA1 IEC frame 100 breaking capacity class B Icu=16kA @ 415V 3-pole, line protection TM210, FTFM, In=63A overload protection Ir=63A fixed short-circuit protection Ii=10 x In nut keeper kit shunt trip (STL) 220-250V DC, 208-277V AC 2 auxiliary switches HQ | - | 0 | 0
3VA1063-2ED32-0KH0 |  | 3VA1063-2ED32-0KH0 | 1 | UN | 1 | 10 | C | D | EAR99 | N | 85362010 | 1 | 4042949092353 | 1.08 | KG | 339.15 | 339.15 | LP17 | LP17 | circuit breaker 3VA1 IEC frame 100 breaking capacity class B Icu=16kA @ 415V 3-pole, line protection TM210, FTFM, In=63A overload protection Ir=63A fixed short-circuit protection Ii=10 x In nut keeper kit shunt trip (STL) 220-250V DC, 208-277V AC 2 auxiliary switches HQ 1 trip alarm switch HQ | - | 0 | 0
3VA1063-2ED36-0AA0 |  | 3VA1063-2ED36-0AA0 | 1 | UN | 1 | 2 | A | D | EAR99 | N | 85362010 | 1 | 4042948819920 | 1.018 | KG | 199.3 | 193.5 | LP17 | LP17 | circuit breaker 3VA1 IEC frame 100 breaking capacity class B Icu=16kA @ 415V 3-pole, line protection TM210, FTFM, In=63A overload protection Ir=63A fixed short-circuit protection Ii=10 x In clamp connection | Lista Papel 2020 SI | 0 | 0
3VA1063-2ED36-0AC0 |  | 3VA1063-2ED36-0AC0 | 1 | UN | 1 | 10 | C | D | EAR99 | N | 85362010 | 1 | 4042949056454 | 0.96 | KG | 252.45 | 252.45 | LP17 | LP17 | circuit breaker 3VA1 IEC frame 100 breaking capacity class B Icu=16kA @ 415V 3-pole, line protection TM210, FTFM, In=63A overload protection Ir=63A fixed short-circuit protection Ii=10 x In clamp connection 2 auxiliary switches HQ | - | 0 | 0
3VA1063-2ED36-0AD0 |  | 3VA1063-2ED36-0AD0 | 1 | UN | 1 | 10 | C | D | EAR99 | N | 85362010 | 1 | 4042949058540 | 0.99 | KG | 276.25 | 276.25 | LP17 | LP17 | circuit breaker 3VA1 IEC frame 100 breaking capacity class B Icu=16kA @ 415V 3-pole, line protection TM210, FTFM, In=63A overload protection Ir=63A fixed short-circuit protection Ii=10 x In clamp connection 3 auxiliary switches HQ | - | 0 | 0
3VA1063-2ED36-0AE0 |  | 3VA1063-2ED36-0AE0 | 1 | UN | 1 | 10 | C | D | EAR99 | N | 85362010 | 1 | 4042949060635 | 1.02 | KG | 300.9 | 300.9 | LP17 | LP17 | circuit breaker 3VA1 IEC frame 100 breaking capacity class B Icu=16kA @ 415V 3-pole, line protection TM210, FTFM, In=63A overload protection Ir=63A fixed short-circuit protection Ii=10 x In clamp connection 4 auxiliary switches HQ | - | 0 | 0
3VA1063-2ED36-0AF0 |  | 3VA1063-2ED36-0AF0 | 1 | UN | 1 | 10 | C | D | EAR99 | N | 85362010 | 1 | 4042949062721 | 0.96 | KG | 252.45 | 252.45 | LP17 | LP17 | circuit breaker 3VA1 IEC frame 100 breaking capacity class B Icu=16kA @ 415V 3-pole, line protection TM210, FTFM, In=63A overload protection Ir=63A fixed short-circuit protection Ii=10 x In clamp connection 1 auxiliary switch HQ 1 trip alarm switch HQ | - | 0 | 0
3VA1063-2ED36-0AH0 |  | 3VA1063-2ED36-0AH0 | 1 | UN | 1 | 10 | C | D | EAR99 | N | 85362010 | 1 | 4042949066903 | 0.99 | KG | 276.25 | 276.25 | LP17 | LP17 | circuit breaker 3VA1 IEC frame 100 breaking capacity class B Icu=16kA @ 415V 3-pole, line protection TM210, FTFM, In=63A overload protection Ir=63A fixed short-circuit protection Ii=10 x In clamp connection 2 auxiliary switches HQ 1 trip alarm switch HQ | - | 0 | 0
3VA1063-2ED36-0BA0 |  | 3VA1063-2ED36-0BA0 | 1 | UN | 1 | 10 | C | D | EAR99 | N | 85362010 | 1 | 4042949041825 | 0.9 | KG | 314.5 | 314.5 | LP17 | LP17 | circuit breaker 3VA1 IEC frame 100 breaking capacity class B Icu=16kA @ 415V 3-pole, line protection TM210, FTFM, In=63A overload protection Ir=63A fixed short-circuit protection Ii=10 x In clamp connection undervoltage release (UVR) 24V DC | - | 0 | 0
3VA1063-2ED36-0BC0 |  | 3VA1063-2ED36-0BC0 | 1 | UN | 1 | 10 | C | D | EAR99 | N | 85362010 | 1 | 4042949069355 | 1.05 | KG | 362.1 | 362.1 | LP17 | LP17 | circuit breaker 3VA1 IEC frame 100 breaking capacity class B Icu=16kA @ 415V 3-pole, line protection TM210, FTFM, In=63A overload protection Ir=63A fixed short-circuit protection Ii=10 x In clamp connection undervoltage release (UVR) 24V DC 2 auxiliary switches HQ | - | 0 | 0
3VA1063-2ED36-0BF0 |  | 3VA1063-2ED36-0BF0 | 1 | UN | 1 | 10 | C | D | EAR99 | N | 85362010 | 1 | 4042949325970 | 1.146 | KG | 362.95 | 362.95 | LP17 | LP17 | circuit breaker 3VA1 IEC frame 100 breaking capacity class B Icu=16kA @ 415V 3-pole, line protection TM210, FTFM, In=63A overload protection Ir=63A fixed short-circuit protection Ii=10 x In clamp connection circuit breaker 3VA1 IEC frame 100 breaking capacity class B Icu=16kA @ 415V undervoltage release 24V DC 1 auxiliary switch HQ 1 trip alarm switch HQ | - | 0 | 0
3VA1063-2ED36-0BH0 |  | 3VA1063-2ED36-0BH0 | 1 | UN | 1 | 10 | C | D | EAR99 | N | 85362010 | 1 | 4042949081890 | 1.05 | KG | 385.05 | 385.05 | LP17 | LP17 | circuit breaker 3VA1 IEC frame 100 breaking capacity class B Icu=16kA @ 415V 3-pole, line protection TM210, FTFM, In=63A overload protection Ir=63A fixed short-circuit protection Ii=10 x In clamp connection undervoltage release (UVR) 24V DC 2 auxiliary switches HQ 1 trip alarm switch HQ | - | 0 | 0
3VA1063-2ED36-0CA0 |  | 3VA1063-2ED36-0CA0 | 1 | UN | 1 | 10 | C | D | EAR99 | N | 85362010 | 1 | 4042949043911 | 0.9 | KG | 314.5 | 314.5 | LP17 | LP17 | circuit breaker 3VA1 IEC frame 100 breaking capacity class B Icu=16kA @ 415V 3-pole, line protection TM210, FTFM, In=63A overload protection Ir=63A fixed short-circuit protection Ii=10 x In clamp connection undervoltage release (UVR) 120-127V AC 50/60Hz | - | 0 | 0
3VA1063-2ED36-0CC0 |  | 3VA1063-2ED36-0CC0 | 1 | UN | 1 | 10 | C | D | EAR99 | N | 85362010 | 1 | 4042949071440 | 1.05 | KG | 362.1 | 362.1 | LP17 | LP17 | circuit breaker 3VA1 IEC frame 100 breaking capacity class B Icu=16kA @ 415V 3-pole, line protection TM210, FTFM, In=63A overload protection Ir=63A fixed short-circuit protection Ii=10 x In clamp connection undervoltage release (UVR) 120-127V AC 50/60Hz 2 auxiliary switches HQ | - | 0 | 0
3VA1063-2ED36-0CH0 |  | 3VA1063-2ED36-0CH0 | 1 | UN | 1 | 10 | C | D | EAR99 | N | 85362010 | 1 | 4042949083986 | 1.08 | KG | 385.05 | 385.05 | LP17 | LP17 | circuit breaker 3VA1 IEC frame 100 breaking capacity class B Icu=16kA @ 415V 3-pole, line protection TM210, FTFM, In=63A overload protection Ir=63A fixed short-circuit protection Ii=10 x In clamp connection undervoltage release (UVR) 120-127V AC 50/60Hz 2 auxiliary switches HQ 1 trip alarm switch HQ | - | 0 | 0
3VA1063-2ED36-0DA0 |  | 3VA1063-2ED36-0DA0 | 1 | UN | 1 | 10 | C | D | EAR99 | N | 85362010 | 1 | 4042949046004 | 0.9 | KG | 314.5 | 314.5 | LP17 | LP17 | circuit breaker 3VA1 IEC frame 100 breaking capacity class B Icu=16kA @ 415V 3-pole, line protection TM210, FTFM, In=63A overload protection Ir=63A fixed short-circuit protection Ii=10 x In clamp connection undervoltage release (UVR) 208-230V AC 50/60Hz | - | 0 | 0
3VA1063-2ED36-0DC0 |  | 3VA1063-2ED36-0DC0 | 1 | UN | 1 | 10 | C | D | EAR99 | N | 85362010 | 1 | 4042949073536 | 1.05 | KG | 362.1 | 362.1 | LP17 | LP17 | circuit breaker 3VA1 IEC frame 100 breaking capacity class B Icu=16kA @ 415V 3-pole, line protection TM210, FTFM, In=63A overload protection Ir=63A fixed short-circuit protection Ii=10 x In clamp connection undervoltage release (UVR) 208-230V AC 50/60Hz 2 auxiliary switches HQ | - | 0 | 0
3VA1063-2ED36-0DH0 |  | 3VA1063-2ED36-0DH0 | 1 | UN | 1 | 10 | C | D | EAR99 | N | 85362010 | 1 | 4042949086079 | 1.08 | KG | 385.05 | 385.05 | LP17 | LP17 | circuit breaker 3VA1 IEC frame 100 breaking capacity class B Icu=16kA @ 415V 3-pole, line protection TM210, FTFM, In=63A overload protection Ir=63A fixed short-circuit protection Ii=10 x In clamp connection undervoltage release (UVR) 208-230V AC 50/60Hz 2 auxiliary switches HQ 1 trip alarm switch HQ | - | 0 | 0
3VA1063-2ED36-0HA0 |  | 3VA1063-2ED36-0HA0 | 1 | UN | 1 | 10 | C | D | EAR99 | N | 85362010 | 1 | 4042949048091 | 0.9 | KG | 291.55 | 291.55 | LP17 | LP17 | circuit breaker 3VA1 IEC frame 100 breaking capacity class B Icu=16kA @ 415V 3-pole, line protection TM210, FTFM, In=63A overload protection Ir=63A fixed short-circuit protection Ii=10 x In clamp connection shunt trip (STL) 12-30V DC, 24V AC 50/60Hz | - | 0 | 0
3VA1063-2ED36-0HC0 |  | 3VA1063-2ED36-0HC0 | 1 | UN | 1 | 10 | C | D | EAR99 | N | 85362010 | 1 | 4042949075622 | 1.05 | KG | 337.45 | 337.45 | LP17 | LP17 | circuit breaker 3VA1 IEC frame 100 breaking capacity class B Icu=16kA @ 415V 3-pole, line protection TM210, FTFM, In=63A overload protection Ir=63A fixed short-circuit protection Ii=10 x In clamp connection shunt trip (STL) 12-30V DC, 24V AC 50/60Hz 2 auxiliary switches HQ | - | 0 | 0
3VA1063-2ED36-0HH0 |  | 3VA1063-2ED36-0HH0 | 1 | UN | 1 | 10 | C | D | EAR99 | N | 85362010 | 1 | 4042949088165 | 1.08 | KG | 360.4 | 360.4 | LP17 | LP17 | circuit breaker 3VA1 IEC frame 100 breaking capacity class B Icu=16kA @ 415V 3-pole, line protection TM210, FTFM, In=63A overload protection Ir=63A fixed short-circuit protection Ii=10 x In clamp connection shunt trip (STL) 12-30V DC, 24V AC 50/60Hz 2 auxiliary switches HQ 1 trip alarm switch HQ | - | 0 | 0
3VA1063-2ED36-0JA0 |  | 3VA1063-2ED36-0JA0 | 1 | UN | 1 | 10 | C | D | EAR99 | N | 85362010 | 1 | 4042949050186 | 1.05 | KG | 291.55 | 291.55 | LP17 | LP17 | circuit breaker 3VA1 IEC frame 100 breaking capacity class B Icu=16kA @ 415V 3-pole, line protection TM210, FTFM, In=63A overload protection Ir=63A fixed short-circuit protection Ii=10 x In clamp connection shunt trip (STL) 110-127V DC, AC 50/60Hz | - | 0 | 0
3VA1063-2ED36-0JC0 |  | 3VA1063-2ED36-0JC0 | 1 | UN | 1 | 10 | C | D | EAR99 | N | 85362010 | 1 | 4042949077718 | 1.05 | KG | 337.45 | 337.45 | LP17 | LP17 | circuit breaker 3VA1 IEC frame 100 breaking capacity class B Icu=16kA @ 415V 3-pole, line protection TM210, FTFM, In=63A overload protection Ir=63A fixed short-circuit protection Ii=10 x In clamp connection shunt trip (STL) 110-127V DC, AC 50/60Hz 2 auxiliary switches HQ | - | 0 | 0
3VA1063-2ED36-0JH0 |  | 3VA1063-2ED36-0JH0 | 1 | UN | 1 | 10 | C | D | EAR99 | N | 85362010 | 1 | 4042949090250 | 1.08 | KG | 360.4 | 360.4 | LP17 | LP17 | circuit breaker 3VA1 IEC frame 100 breaking capacity class B Icu=16kA @ 415V 3-pole, line protection TM210, FTFM, In=63A overload protection Ir=63A fixed short-circuit protection Ii=10 x In clamp connection shunt trip (STL) 110-127V DC, AC 50/60Hz 2 auxiliary switches HQ 1 trip alarm switch HQ | - | 0 | 0
3VA1063-2ED36-0KA0 |  | 3VA1063-2ED36-0KA0 | 1 | UN | 1 | 10 | C | D | EAR99 | N | 85362010 | 1 | 4042949052272 | 1.05 | KG | 291.55 | 291.55 | LP17 | LP17 | circuit breaker 3VA1 IEC frame 100 breaking capacity class B Icu=16kA @ 415V 3-pole, line protection TM210, FTFM, In=63A overload protection Ir=63A fixed short-circuit protection Ii=10 x In clamp connection shunt trip (STL) 220-250V DC, 208-277V AC | - | 0 | 0
3VA1063-2ED36-0KC0 |  | 3VA1063-2ED36-0KC0 | 1 | UN | 1 | 10 | C | D | EAR99 | N | 85362010 | 1 | 4042949079804 | 1.05 | KG | 337.45 | 337.45 | LP17 | LP17 | circuit breaker 3VA1 IEC frame 100 breaking capacity class B Icu=16kA @ 415V 3-pole, line protection TM210, FTFM, In=63A overload protection Ir=63A fixed short-circuit protection Ii=10 x In clamp connection shunt trip (STL) 220-250V DC, 208-277V AC 2 auxiliary switches HQ | - | 0 | 0
3VA1063-2ED36-0KH0 |  | 3VA1063-2ED36-0KH0 | 1 | UN | 1 | 10 | C | D | EAR99 | N | 85362010 | 1 | 4042949092346 | 1.08 | KG | 360.4 | 360.4 | LP17 | LP17 | circuit breaker 3VA1 IEC frame 100 breaking capacity class B Icu=16kA @ 415V 3-pole, line protection TM210, FTFM, In=63A overload protection Ir=63A fixed short-circuit protection Ii=10 x In clamp connection shunt trip (STL) 220-250V DC, 208-277V AC 2 auxiliary switches HQ 1 trip alarm switch HQ | - | 0 | 0
3VA1063-2ED42-0AA0 |  | 3VA1063-2ED42-0AA0 | 1 | UN | 1 | 5 | B | D | EAR99 | N | 85362010 | 1 | 4042948811993 | 1.2 | KG | 231.2 | 224.7 | LP17 | LP17 | circuit breaker 3VA1 IEC frame 100 breaking capacity class B Icu=16kA @ 415V 4-pole, line protection TM210, FTFM, In=63A overload protection Ir=63A fixed short-circuit protection Ii=10 x In N conductor unprotected nut keeper kit | Lista Papel 2020 SI | 0 | 0
3VA1063-2ED42-0AC0 |  | 3VA1063-2ED42-0AC0 | 1 | UN | 1 | 10 | C | D | EAR99 | N | 85362010 | 1 | 4042949056447 | 1.26 | KG | 285.6 | 285.6 | LP17 | LP17 | circuit breaker 3VA1 IEC frame 100 breaking capacity class B Icu=16kA @ 415V 4-pole, line protection TM210, FTFM, In=63A overload protection Ir=63A fixed short-circuit protection Ii=10 x In N conductor unprotected nut keeper kit 2 auxiliary switches HQ | - | 0 | 0
3VA1063-2ED42-0AD0 |  | 3VA1063-2ED42-0AD0 | 1 | UN | 1 | 10 | C | D | EAR99 | N | 85362010 | 1 | 4042949058533 | 1.29 | KG | 310.25 | 310.25 | LP17 | LP17 | circuit breaker 3VA1 IEC frame 100 breaking capacity class B Icu=16kA @ 415V 4-pole, line protection TM210, FTFM, In=63A overload protection Ir=63A fixed short-circuit protection Ii=10 x In N conductor unprotected nut keeper kit 3 auxiliary switches HQ | - | 0 | 0
3VA1063-2ED42-0AE0 |  | 3VA1063-2ED42-0AE0 | 1 | UN | 1 | 10 | C | D | EAR99 | N | 85362010 | 1 | 4042949060628 | 1.32 | KG | 334.9 | 334.9 | LP17 | LP17 | circuit breaker 3VA1 IEC frame 100 breaking capacity class B Icu=16kA @ 415V 4-pole, line protection TM210, FTFM, In=63A overload protection Ir=63A fixed short-circuit protection Ii=10 x In N conductor unprotected nut keeper kit 4 auxiliary switches HQ | - | 0 | 0
3VA1063-2ED42-0AF0 |  | 3VA1063-2ED42-0AF0 | 1 | UN | 1 | 10 | C | D | EAR99 | N | 85362010 | 1 | 4042949062714 | 1.26 | KG | 285.6 | 285.6 | LP17 | LP17 | circuit breaker 3VA1 IEC frame 100 breaking capacity class B Icu=16kA @ 415V 4-pole, line protection TM210, FTFM, In=63A overload protection Ir=63A fixed short-circuit protection Ii=10 x In N conductor unprotected nut keeper kit 1 auxiliary switch HQ 1 trip alarm switch HQ | - | 0 | 0
3VA1063-2ED42-0AH0 |  | 3VA1063-2ED42-0AH0 | 1 | UN | 1 | 10 | C | D | EAR99 | N | 85362010 | 1 | 4042949066897 | 1.29 | KG | 310.25 | 310.25 | LP17 | LP17 | circuit breaker 3VA1 IEC frame 100 breaking capacity class B Icu=16kA @ 415V 4-pole, line protection TM210, FTFM, In=63A overload protection Ir=63A fixed short-circuit protection Ii=10 x In N conductor unprotected nut keeper kit 2 auxiliary switches HQ 1 trip alarm switch HQ | - | 0 | 0
3VA1063-2ED42-0BA0 |  | 3VA1063-2ED42-0BA0 | 1 | UN | 1 | 10 | C | D | EAR99 | N | 85362010 | 1 | 4042949041818 | 1.2 | KG | 348.5 | 348.5 | LP17 | LP17 | circuit breaker 3VA1 IEC frame 100 breaking capacity class B Icu=16kA @ 415V 4-pole, line protection TM210, FTFM, In=63A overload protection Ir=63A fixed short-circuit protection Ii=10 x In N conductor unprotected nut keeper kit undervoltage release (UVR) 24V DC | - | 0 | 0
3VA1063-2ED42-0BC0 |  | 3VA1063-2ED42-0BC0 | 1 | UN | 1 | 10 | C | D | EAR99 | N | 85362010 | 1 | 4042949069348 | 1.35 | KG | 395.25 | 395.25 | LP17 | LP17 | circuit breaker 3VA1 IEC frame 100 breaking capacity class B Icu=16kA @ 415V 4-pole, line protection TM210, FTFM, In=63A overload protection Ir=63A fixed short-circuit protection Ii=10 x In N conductor unprotected nut keeper kit undervoltage release (UVR) 24V DC 2 auxiliary switches HQ | - | 0 | 0
3VA1063-2ED42-0BH0 |  | 3VA1063-2ED42-0BH0 | 1 | UN | 1 | 10 | C | D | EAR99 | N | 85362010 | 1 | 4042949081883 | 1.38 | KG | 419.05 | 419.05 | LP17 | LP17 | circuit breaker 3VA1 IEC frame 100 breaking capacity class B Icu=16kA @ 415V 4-pole, line protection TM210, FTFM, In=63A overload protection Ir=63A fixed short-circuit protection Ii=10 x In N conductor unprotected nut keeper kit undervoltage release (UVR) 24V DC 2 auxiliary switches HQ 1 trip alarm switch HQ | - | 0 | 0
3VA1063-2ED42-0CA0 |  | 3VA1063-2ED42-0CA0 | 1 | UN | 1 | 10 | C | D | EAR99 | N | 85362010 | 1 | 4042949043904 | 1.2 | KG | 348.5 | 348.5 | LP17 | LP17 | circuit breaker 3VA1 IEC frame 100 breaking capacity class B Icu=16kA @ 415V 4-pole, line protection TM210, FTFM, In=63A overload protection Ir=63A fixed short-circuit protection Ii=10 x In N conductor unprotected nut keeper kit undervoltage release (UVR) 120-127V AC 50/60Hz | - | 0 | 0
3VA1063-2ED42-0CC0 |  | 3VA1063-2ED42-0CC0 | 1 | UN | 1 | 10 | C | D | EAR99 | N | 85362010 | 1 | 4042949071433 | 1.35 | KG | 395.25 | 395.25 | LP17 | LP17 | circuit breaker 3VA1 IEC frame 100 breaking capacity class B Icu=16kA @ 415V 4-pole, line protection TM210, FTFM, In=63A overload protection Ir=63A fixed short-circuit protection Ii=10 x In N conductor unprotected nut keeper kit undervoltage release (UVR) 120-127V AC 50/60Hz 2 auxiliary switches HQ | - | 0 | 0
3VA1063-2ED42-0CH0 |  | 3VA1063-2ED42-0CH0 | 1 | UN | 1 | 10 | C | D | EAR99 | N | 85362010 | 1 | 4042949083979 | 1.38 | KG | 419.05 | 419.05 | LP17 | LP17 | circuit breaker 3VA1 IEC frame 100 breaking capacity class B Icu=16kA @ 415V 4-pole, line protection TM210, FTFM, In=63A overload protection Ir=63A fixed short-circuit protection Ii=10 x In N conductor unprotected nut keeper kit undervoltage release (UVR) 120-127V AC 50/60Hz 2 auxiliary switches HQ 1 trip alarm switch HQ | - | 0 | 0
3VA1063-2ED42-0DA0 |  | 3VA1063-2ED42-0DA0 | 1 | UN | 1 | 10 | C | D | EAR99 | N | 85362010 | 1 | 4042949045991 | 1.2 | KG | 348.5 | 348.5 | LP17 | LP17 | circuit breaker 3VA1 IEC frame 100 breaking capacity class B Icu=16kA @ 415V 4-pole, line protection TM210, FTFM, In=63A overload protection Ir=63A fixed short-circuit protection Ii=10 x In N conductor unprotected nut keeper kit undervoltage release (UVR) 208-230V AC 50/60Hz | - | 0 | 0
3VA1063-2ED42-0DC0 |  | 3VA1063-2ED42-0DC0 | 1 | UN | 1 | 10 | C | D | EAR99 | N | 85362010 | 1 | 4042949073529 | 1.35 | KG | 395.25 | 395.25 | LP17 | LP17 | circuit breaker 3VA1 IEC frame 100 breaking capacity class B Icu=16kA @ 415V 4-pole, line protection TM210, FTFM, In=63A overload protection Ir=63A fixed short-circuit protection Ii=10 x In N conductor unprotected nut keeper kit undervoltage release (UVR) 208-230V AC 50/60Hz 2 auxiliary switches HQ | - | 0 | 0
3VA1063-2ED42-0DH0 |  | 3VA1063-2ED42-0DH0 | 1 | UN | 1 | 10 | C | D | EAR99 | N | 85362010 | 1 | 4042949086062 | 1.38 | KG | 419.05 | 419.05 | LP17 | LP17 | circuit breaker 3VA1 IEC frame 100 breaking capacity class B Icu=16kA @ 415V 4-pole, line protection TM210, FTFM, In=63A overload protection Ir=63A fixed short-circuit protection Ii=10 x In N conductor unprotected nut keeper kit undervoltage release (UVR) 208-230V AC 50/60Hz 2 auxiliary switches HQ 1 trip alarm switch HQ | - | 0 | 0
3VA1063-2ED42-0HA0 |  | 3VA1063-2ED42-0HA0 | 1 | UN | 1 | 10 | C | D | EAR99 | N | 85362010 | 1 | 4042949048084 | 1.2 | KG | 324.7 | 324.7 | LP17 | LP17 | circuit breaker 3VA1 IEC frame 100 breaking capacity class B Icu=16kA @ 415V 4-pole, line protection TM210, FTFM, In=63A overload protection Ir=63A fixed short-circuit protection Ii=10 x In N conductor unprotected nut keeper kit shunt trip (STL) 12-30V DC; 24V AC 50/60Hz | - | 0 | 0
3VA1063-2ED42-0HC0 |  | 3VA1063-2ED42-0HC0 | 1 | UN | 1 | 10 | C | D | EAR99 | N | 85362010 | 1 | 4042949075615 | 1.35 | KG | 370.6 | 370.6 | LP17 | LP17 | circuit breaker 3VA1 IEC frame 100 breaking capacity class B Icu=16kA @ 415V 4-pole, line protection TM210, FTFM, In=63A overload protection Ir=63A fixed short-circuit protection Ii=10 x In N conductor unprotected nut keeper kit shunt trip (STL) 12-30V DC; 24V AC 50/60Hz 2 auxiliary switches HQ | - | 0 | 0
3VA1063-2ED42-0HH0 |  | 3VA1063-2ED42-0HH0 | 1 | UN | 1 | 10 | C | D | EAR99 | N | 85362010 | 1 | 4042949088158 | 1.38 | KG | 394.4 | 394.4 | LP17 | LP17 | circuit breaker 3VA1 IEC frame 100 breaking capacity class B Icu=16kA @ 415V 4-pole, line protection TM210, FTFM, In=63A overload protection Ir=63A fixed short-circuit protection Ii=10 x In N conductor unprotected nut keeper kit shunt trip (STL) 12-30V DC; 24V AC 50/60Hz 2 auxiliary switches HQ 1 trip alarm switch HQ | - | 0 | 0
3VA1063-2ED42-0JA0 |  | 3VA1063-2ED42-0JA0 | 1 | UN | 1 | 10 | C | D | EAR99 | N | 85362010 | 1 | 4042949050179 | 1.35 | KG | 324.7 | 324.7 | LP17 | LP17 | circuit breaker 3VA1 IEC frame 100 breaking capacity class B Icu=16kA @ 415V 4-pole, line protection TM210, FTFM, In=63A overload protection Ir=63A fixed short-circuit protection Ii=10 x In N conductor unprotected nut keeper kit shunt trip (STL) 110-127V DC, AC 50/60Hz | - | 0 | 0
3VA1063-2ED42-0JC0 |  | 3VA1063-2ED42-0JC0 | 1 | UN | 1 | 10 | C | D | EAR99 | N | 85362010 | 1 | 4042949077701 | 1.35 | KG | 370.6 | 370.6 | LP17 | LP17 | circuit breaker 3VA1 IEC frame 100 breaking capacity class B Icu=16kA @ 415V 4-pole, line protection TM210, FTFM, In=63A overload protection Ir=63A fixed short-circuit protection Ii=10 x In N conductor unprotected nut keeper kit shunt trip (STL) 110-127V DC, AC 50/60Hz 2 auxiliary switches HQ | - | 0 | 0
3VA1063-2ED42-0JH0 |  | 3VA1063-2ED42-0JH0 | 1 | UN | 1 | 10 | C | D | EAR99 | N | 85362010 | 1 | 4042949090243 | 1.38 | KG | 394.4 | 394.4 | LP17 | LP17 | circuit breaker 3VA1 IEC frame 100 breaking capacity class B Icu=16kA @ 415V 4-pole, line protection TM210, FTFM, In=63A overload protection Ir=63A fixed short-circuit protection Ii=10 x In N conductor unprotected nut keeper kit shunt trip (STL) 110-127V DC, AC 50/60Hz 2 auxiliary switches HQ 1 trip alarm switch HQ | - | 0 | 0
3VA1063-2ED42-0KA0 |  | 3VA1063-2ED42-0KA0 | 1 | UN | 1 | 10 | C | D | EAR99 | N | 85362010 | 1 | 4042949052265 | 1.35 | KG | 324.7 | 324.7 | LP17 | LP17 | circuit breaker 3VA1 IEC frame 100 breaking capacity class B Icu=16kA @ 415V 4-pole, line protection TM210, FTFM, In=63A overload protection Ir=63A fixed short-circuit protection Ii=10 x In N conductor unprotected nut keeper kit shunt trip (STL) 220-250V DC; 208-277V AC | - | 0 | 0
3VA1063-2ED42-0KC0 |  | 3VA1063-2ED42-0KC0 | 1 | UN | 1 | 10 | C | D | EAR99 | N | 85362010 | 1 | 4042949079798 | 1.35 | KG | 370.6 | 370.6 | LP17 | LP17 | circuit breaker 3VA1 IEC frame 100 breaking capacity class B Icu=16kA @ 415V 4-pole, line protection TM210, FTFM, In=63A overload protection Ir=63A fixed short-circuit protection Ii=10 x In N conductor unprotected nut keeper kit shunt trip (STL) 220-250V DC; 208-277V AC 2 auxiliary switches HQ | - | 0 | 0
3VA1063-2ED42-0KH0 |  | 3VA1063-2ED42-0KH0 | 1 | UN | 1 | 10 | C | D | EAR99 | N | 85362010 | 1 | 4042949092339 | 1.38 | KG | 394.4 | 394.4 | LP17 | LP17 | circuit breaker 3VA1 IEC frame 100 breaking capacity class B Icu=16kA @ 415V 4-pole, line protection TM210, FTFM, In=63A overload protection Ir=63A fixed short-circuit protection Ii=10 x In N conductor unprotected nut keeper kit shunt trip (STL) 220-250V DC; 208-277V AC 2 auxiliary switches HQ 1 trip alarm switch HQ | - | 0 | 0
3VA1063-2ED46-0AA0 |  | 3VA1063-2ED46-0AA0 | 1 | UN | 1 | 5 | B | D | EAR99 | N | 85362010 | 1 | 4042948820193 | 1.17 | KG | 259.9 | 252.6 | LP17 | LP17 | circuit breaker 3VA1 IEC frame 100 breaking capacity class B Icu=16kA @ 415V 4-pole, line protection TM210, FTFM, In=63A overload protection Ir=63A fixed short-circuit protection Ii=10 x In N conductor unprotected clamp connection | Lista Papel 2020 SI | 0 | 0
3VA1063-3ED32-0AA0 |  | 3VA1063-3ED32-0AA0 | 1 | UN | 1 | 2 | A | D | EAR99 | N | 85362010 | 1 | 4042948811733 | 972 | G | 182 | 177.1 | LP17 | LP17 | circuit breaker 3VA1 IEC frame 100 breaking capacity class N Icu=25kA @ 415V 3-pole, line protection TM210, FTFM, In=63A overload protection Ir=63A fixed short-circuit protection Ii=10 x In nut keeper kit | Lista Papel 2020 SI | 0 | 0
3VA1063-3ED32-0AC0 |  | 3VA1063-3ED32-0AC0 | 1 | UN | 1 | 10 | C | D | EAR99 | N | 85362010 | 1 | 4042949056430 | 0.96 | KG | 235.45 | 235.45 | LP17 | LP17 | circuit breaker 3VA1 IEC frame 100 breaking capacity class N Icu=25kA @ 415V 3-pole, line protection TM210, FTFM, In=63A overload protection Ir=63A fixed short-circuit protection Ii=10 x In nut keeper kit 2 auxiliary switches HQ | - | 0 | 0
3VA1063-3ED32-0AD0 |  | 3VA1063-3ED32-0AD0 | 1 | UN | 1 | 10 | C | D | EAR99 | N | 85362010 | 1 | 4042949058526 | 0.99 | KG | 260.1 | 260.1 | LP17 | LP17 | circuit breaker 3VA1 IEC frame 100 breaking capacity class N Icu=25kA @ 415V 3-pole, line protection TM210, FTFM, In=63A overload protection Ir=63A fixed short-circuit protection Ii=10 x In nut keeper kit 3 auxiliary switches HQ | - | 0 | 0
3VA1063-3ED32-0AE0 |  | 3VA1063-3ED32-0AE0 | 1 | UN | 1 | 10 | C | D | EAR99 | N | 85362010 | 1 | 4042949060611 | 1.02 | KG | 282.2 | 282.2 | LP17 | LP17 | circuit breaker 3VA1 IEC frame 100 breaking capacity class N Icu=25kA @ 415V 3-pole, line protection TM210, FTFM, In=63A overload protection Ir=63A fixed short-circuit protection Ii=10 x In nut keeper kit 4 auxiliary switches HQ | - | 0 | 0
3VA1063-3ED32-0AF0 |  | 3VA1063-3ED32-0AF0 | 1 | UN | 1 | 10 | C | D | EAR99 | N | 85362010 | 1 | 4042949062707 | 0.96 | KG | 235.45 | 235.45 | LP17 | LP17 | circuit breaker 3VA1 IEC frame 100 breaking capacity class N Icu=25kA @ 415V 3-pole, line protection TM210, FTFM, In=63A overload protection Ir=63A fixed short-circuit protection Ii=10 x In nut keeper kit 1 auxiliary switch HQ 1 trip alarm switch HQ | - | 0 | 0
3VA1063-3ED32-0AH0 |  | 3VA1063-3ED32-0AH0 | 1 | UN | 1 | 10 | C | D | EAR99 | N | 85362010 | 1 | 4042949066880 | 0.99 | KG | 260.1 | 260.1 | LP17 | LP17 | circuit breaker 3VA1 IEC frame 100 breaking capacity class N Icu=25kA @ 415V 3-pole, line protection TM210, FTFM, In=63A overload protection Ir=63A fixed short-circuit protection Ii=10 x In nut keeper kit 2 auxiliary switches HQ 1 trip alarm switch HQ | - | 0 | 0
3VA1063-3ED32-0BA0 |  | 3VA1063-3ED32-0BA0 | 1 | UN | 1 | 10 | C | D | EAR99 | N | 85362010 | 1 | 4042949041801 | 0.9 | KG | 298.35 | 298.35 | LP17 | LP17 | circuit breaker 3VA1 IEC frame 100 breaking capacity class N Icu=25kA @ 415V 3-pole, line protection TM210, FTFM, In=63A overload protection Ir=63A fixed short-circuit protection Ii=10 x In nut keeper kit undervoltage release (UVR) 24V DC | - | 0 | 0
3VA1063-3ED32-0BC0 |  | 3VA1063-3ED32-0BC0 | 1 | UN | 1 | 10 | C | D | EAR99 | N | 85362010 | 1 | 4042949069331 | 1.05 | KG | 343.4 | 343.4 | LP17 | LP17 | circuit breaker 3VA1 IEC frame 100 breaking capacity class N Icu=25kA @ 415V 3-pole, line protection TM210, FTFM, In=63A overload protection Ir=63A fixed short-circuit protection Ii=10 x In nut keeper kit undervoltage release (UVR) 24V DC 2 auxiliary switches HQ | - | 0 | 0
3VA1063-3ED32-0BH0 |  | 3VA1063-3ED32-0BH0 | 1 | UN | 1 | 10 | C | D | EAR99 | N | 85362010 | 1 | 4042949081876 | 1.05 | KG | 368.05 | 368.05 | LP17 | LP17 | circuit breaker 3VA1 IEC frame 100 breaking capacity class N Icu=25kA @ 415V 3-pole, line protection TM210, FTFM, In=63A overload protection Ir=63A fixed short-circuit protection Ii=10 x In nut keeper kit undervoltage release (UVR) 24V DC 2 auxiliary switches HQ 1 trip alarm switch HQ | - | 0 | 0
3VA1063-3ED32-0CA0 |  | 3VA1063-3ED32-0CA0 | 1 | UN | 1 | 10 | C | D | EAR99 | N | 85362010 | 1 | 4042949043898 | 0.9 | KG | 298.35 | 298.35 | LP17 | LP17 | circuit breaker 3VA1 IEC frame 100 breaking capacity class N Icu=25kA @ 415V 3-pole, line protection TM210, FTFM, In=63A overload protection Ir=63A fixed short-circuit protection Ii=10 x In nut keeper kit undervoltage release (UVR) 120-127V AC 50/60Hz | - | 0 | 0
3VA1063-3ED32-0CC0 |  | 3VA1063-3ED32-0CC0 | 1 | UN | 1 | 10 | C | D | EAR99 | N | 85362010 | 1 | 4042949071426 | 1.05 | KG | 343.4 | 343.4 | LP17 | LP17 | circuit breaker 3VA1 IEC frame 100 breaking capacity class N Icu=25kA @ 415V 3-pole, line protection TM210, FTFM, In=63A overload protection Ir=63A fixed short-circuit protection Ii=10 x In nut keeper kit undervoltage release (UVR) 120-127V AC 50/60Hz 2 auxiliary switches HQ | - | 0 | 0
3VA1063-3ED32-0CH0 |  | 3VA1063-3ED32-0CH0 | 1 | UN | 1 | 10 | C | D | EAR99 | N | 85362010 | 1 | 4042949083962 | 1.08 | KG | 368.05 | 368.05 | LP17 | LP17 | circuit breaker 3VA1 IEC frame 100 breaking capacity class N Icu=25kA @ 415V 3-pole, line protection TM210, FTFM, In=63A overload protection Ir=63A fixed short-circuit protection Ii=10 x In nut keeper kit undervoltage release (UVR) 120-127V AC 50/60Hz 2 auxiliary switches HQ 1 trip alarm switch HQ | - | 0 | 0
3VA1063-3ED32-0DA0 |  | 3VA1063-3ED32-0DA0 | 1 | UN | 1 | 10 | C | D | EAR99 | N | 85362010 | 1 | 4042949045984 | 0.9 | KG | 298.35 | 298.35 | LP17 | LP17 | circuit breaker 3VA1 IEC frame 100 breaking capacity class N Icu=25kA @ 415V 3-pole, line protection TM210, FTFM, In=63A overload protection Ir=63A fixed short-circuit protection Ii=10 x In nut keeper kit undervoltage release (UVR) 208-230V AC 50/60Hz | - | 0 | 0
3VA1063-3ED32-0DC0 |  | 3VA1063-3ED32-0DC0 | 1 | UN | 1 | 10 | C | D | EAR99 | N | 85362010 | 1 | 4042949073512 | 1.05 | KG | 343.4 | 343.4 | LP17 | LP17 | circuit breaker 3VA1 IEC frame 100 breaking capacity class N Icu=25kA @ 415V 3-pole, line protection TM210, FTFM, In=63A overload protection Ir=63A fixed short-circuit protection Ii=10 x In nut keeper kit undervoltage release (UVR) 208-230V AC 50/60Hz 2 auxiliary switches HQ | - | 0 | 0
3VA1063-3ED32-0DH0 |  | 3VA1063-3ED32-0DH0 | 1 | UN | 1 | 10 | C | D | EAR99 | N | 85362010 | 1 | 4042949086055 | 1.08 | KG | 368.05 | 368.05 | LP17 | LP17 | circuit breaker 3VA1 IEC frame 100 breaking capacity class N Icu=25kA @ 415V 3-pole, line protection TM210, FTFM, In=63A overload protection Ir=63A fixed short-circuit protection Ii=10 x In nut keeper kit undervoltage release (UVR) 208-230V AC 50/60Hz 2 auxiliary switches HQ 1 trip alarm switch HQ | - | 0 | 0
3VA1063-3ED32-0HA0 |  | 3VA1063-3ED32-0HA0 | 1 | UN | 1 | 10 | C | D | EAR99 | N | 85362010 | 1 | 4042949048077 | 0.9 | KG | 272.85 | 272.85 | LP17 | LP17 | circuit breaker 3VA1 IEC frame 100 breaking capacity class N Icu=25kA @ 415V 3-pole, line protection TM210, FTFM, In=63A overload protection Ir=63A fixed short-circuit protection Ii=10 x In nut keeper kit shunt trip (STL) 12-30V DC, 24V AC 50/60Hz | - | 0 | 0
3VA1063-3ED32-0HC0 |  | 3VA1063-3ED32-0HC0 | 1 | UN | 1 | 10 | C | D | EAR99 | N | 85362010 | 1 | 4042949075608 | 1.05 | KG | 318.75 | 318.75 | LP17 | LP17 | circuit breaker 3VA1 IEC frame 100 breaking capacity class N Icu=25kA @ 415V 3-pole, line protection TM210, FTFM, In=63A overload protection Ir=63A fixed short-circuit protection Ii=10 x In nut keeper kit shunt trip (STL) 12-30V DC, 24V AC 50/60Hz 2 auxiliary switches HQ | - | 0 | 0
3VA1063-3ED32-0HH0 |  | 3VA1063-3ED32-0HH0 | 1 | UN | 1 | 10 | C | D | EAR99 | N | 85362010 | 1 | 4042949088141 | 1.08 | KG | 342.55 | 342.55 | LP17 | LP17 | circuit breaker 3VA1 IEC frame 100 breaking capacity class N Icu=25kA @ 415V 3-pole, line protection TM210, FTFM, In=63A overload protection Ir=63A fixed short-circuit protection Ii=10 x In nut keeper kit shunt trip (STL) 12-30V DC, 24V AC 50/60Hz 2 auxiliary switches HQ 1 trip alarm switch HQ | - | 0 | 0
3VA1063-3ED32-0JA0 |  | 3VA1063-3ED32-0JA0 | 1 | UN | 1 | 10 | C | D | EAR99 | N | 85362010 | 1 | 4042949050162 | 1.05 | KG | 272.85 | 272.85 | LP17 | LP17 | circuit breaker 3VA1 IEC frame 100 breaking capacity class N Icu=25kA @ 415V 3-pole, line protection TM210, FTFM, In=63A overload protection Ir=63A fixed short-circuit protection Ii=10 x In nut keeper kit shunt trip (STL) 110-127V DC, AC 50/60Hz | - | 0 | 0
3VA1063-3ED32-0JC0 |  | 3VA1063-3ED32-0JC0 | 1 | UN | 1 | 10 | C | D | EAR99 | N | 85362010 | 1 | 4042949077695 | 1.05 | KG | 318.75 | 318.75 | LP17 | LP17 | circuit breaker 3VA1 IEC frame 100 breaking capacity class N Icu=25kA @ 415V 3-pole, line protection TM210, FTFM, In=63A overload protection Ir=63A fixed short-circuit protection Ii=10 x In nut keeper kit shunt trip (STL) 110-127V DC, AC 50/60Hz 2 auxiliary switches HQ | - | 0 | 0
3VA1063-3ED32-0JH0 |  | 3VA1063-3ED32-0JH0 | 1 | UN | 1 | 10 | C | D | EAR99 | N | 85362010 | 1 | 4042949090236 | 1.08 | KG | 342.55 | 342.55 | LP17 | LP17 | circuit breaker 3VA1 IEC frame 100 breaking capacity class N Icu=25kA @ 415V 3-pole, line protection TM210, FTFM, In=63A overload protection Ir=63A fixed short-circuit protection Ii=10 x In nut keeper kit shunt trip (STL) 110-127V DC, AC 50/60Hz 2 auxiliary switches HQ 1 trip alarm switch HQ | - | 0 | 0
3VA1063-3ED32-0KA0 |  | 3VA1063-3ED32-0KA0 | 1 | UN | 1 | 10 | C | D | EAR99 | N | 85362010 | 1 | 4042949052258 | 1.05 | KG | 272.85 | 272.85 | LP17 | LP17 | circuit breaker 3VA1 IEC frame 100 breaking capacity class N Icu=25kA @ 415V 3-pole, line protection TM210, FTFM, In=63A overload protection Ir=63A fixed short-circuit protection Ii=10 x In nut keeper kit shunt trip (STL) 220-250V DC, 208-277V AC | - | 0 | 0
3VA1063-3ED32-0KC0 |  | 3VA1063-3ED32-0KC0 | 1 | UN | 1 | 10 | C | D | EAR99 | N | 85362010 | 1 | 4042949079781 | 1.05 | KG | 318.75 | 318.75 | LP17 | LP17 | circuit breaker 3VA1 IEC frame 100 breaking capacity class N Icu=25kA @ 415V 3-pole, line protection TM210, FTFM, In=63A overload protection Ir=63A fixed short-circuit protection Ii=10 x In nut keeper kit shunt trip (STL) 220-250V DC, 208-277V AC 2 auxiliary switches HQ | - | 0 | 0
3VA1063-3ED32-0KH0 |  | 3VA1063-3ED32-0KH0 | 1 | UN | 1 | 10 | C | D | EAR99 | N | 85362010 | 1 | 4042949092322 | 1.08 | KG | 342.55 | 342.55 | LP17 | LP17 | circuit breaker 3VA1 IEC frame 100 breaking capacity class N Icu=25kA @ 415V 3-pole, line protection TM210, FTFM, In=63A overload protection Ir=63A fixed short-circuit protection Ii=10 x In nut keeper kit shunt trip (STL) 220-250V DC, 208-277V AC 2 auxiliary switches HQ 1 trip alarm switch HQ | - | 0 | 0
3VA1063-3ED32-0LC0 |  | 3VA1063-3ED32-0LC0 | 1 | UN | 1 | 10 | C | D | EAR99 | N | 85362010 | 1 | 4042949329985 | 1.116 | KG | 428.4 |  | LP17 |  | circuit breaker 3VA1 IEC frame 100 breaking capacity class N Icu=25kA @ 415V 3-pole, line protection TM210, FTFM, In=63A overload protection Ir=63A fixed short-circuit protection Ii=10 x In nut keeper kit circuit breaker 3VA1 IEC frame 100 breaking capacity class N Icu=25kA @ 415V 3-pole, line protection TM210, FTFM, In=63A overload protection Ir=63A fixed short-circuit protection Ii=10 x In nut keeper kit UNIVERSAL RELEASE 24 V DC ACCESSORY FOR 3VA1 and 3VA20 up 2 AUXILIARY SWITCH CHANGEOVER H |  | 0 | 0
3VA1063-3ED36-0AA0 |  | 3VA1063-3ED36-0AA0 | 1 | UN | 1 | 5 | B | D | EAR99 | N | 85362010 | 1 | 4042948819937 | 1.024 | KG | 202.5 | 196.8 | LP17 | LP17 | circuit breaker 3VA1 IEC frame 100 breaking capacity class N Icu=25kA @ 415V 3-pole, line protection TM210, FTFM, In=63A overload protection Ir=63A fixed short-circuit protection Ii=10 x In clamp connection | Lista Papel 2020 SI | 0 | 0
3VA1063-3ED36-0AC0 |  | 3VA1063-3ED36-0AC0 | 1 | UN | 1 | 10 | C | D | EAR99 | N | 85362010 | 1 | 4042949056423 | 0.96 | KG | 258.4 | 258.4 | LP17 | LP17 | circuit breaker 3VA1 IEC frame 100 breaking capacity class N Icu=25kA @ 415V 3-pole, line protection TM210, FTFM, In=63A overload protection Ir=63A fixed short-circuit protection Ii=10 x In clamp connection 2 auxiliary switches HQ | - | 0 | 0
3VA1063-3ED36-0AD0 |  | 3VA1063-3ED36-0AD0 | 1 | UN | 1 | 10 | C | D | EAR99 | N | 85362010 | 1 | 4042949058519 | 0.99 | KG | 279.65 | 279.65 | LP17 | LP17 | circuit breaker 3VA1 IEC frame 100 breaking capacity class N Icu=25kA @ 415V 3-pole, line protection TM210, FTFM, In=63A overload protection Ir=63A fixed short-circuit protection Ii=10 x In clamp connection 3 auxiliary switches HQ | - | 0 | 0
3VA1063-3ED36-0AE0 |  | 3VA1063-3ED36-0AE0 | 1 | UN | 1 | 10 | C | D | EAR99 | N | 85362010 | 1 | 4042949060604 | 1.02 | KG | 304.3 | 304.3 | LP17 | LP17 | circuit breaker 3VA1 IEC frame 100 breaking capacity class N Icu=25kA @ 415V 3-pole, line protection TM210, FTFM, In=63A overload protection Ir=63A fixed short-circuit protection Ii=10 x In clamp connection 4 auxiliary switches HQ | - | 0 | 0
3VA1063-3ED36-0AF0 |  | 3VA1063-3ED36-0AF0 | 1 | UN | 1 | 10 | C | D | EAR99 | N | 85362010 | 1 | 4042949062691 | 0.96 | KG | 258.4 | 258.4 | LP17 | LP17 | circuit breaker 3VA1 IEC frame 100 breaking capacity class N Icu=25kA @ 415V 3-pole, line protection TM210, FTFM, In=63A overload protection Ir=63A fixed short-circuit protection Ii=10 x In clamp connection 1 auxiliary switch HQ 1 trip alarm switch HQ | - | 0 | 0
3VA1063-3ED36-0AH0 |  | 3VA1063-3ED36-0AH0 | 1 | UN | 1 | 10 | C | D | EAR99 | N | 85362010 | 1 | 4042949066873 | 0.99 | KG | 279.65 | 279.65 | LP17 | LP17 | circuit breaker 3VA1 IEC frame 100 breaking capacity class N Icu=25kA @ 415V 3-pole, line protection TM210, FTFM, In=63A overload protection Ir=63A fixed short-circuit protection Ii=10 x In clamp connection 2 auxiliary switches HQ 1 trip alarm switch HQ | - | 0 | 0
3VA1063-3ED36-0BA0 |  | 3VA1063-3ED36-0BA0 | 1 | UN | 1 | 10 | C | D | EAR99 | N | 85362010 | 1 | 4042949041795 | 0.9 | KG | 318.75 | 318.75 | LP17 | LP17 | circuit breaker 3VA1 IEC frame 100 breaking capacity class N Icu=25kA @ 415V 3-pole, line protection TM210, FTFM, In=63A overload protection Ir=63A fixed short-circuit protection Ii=10 x In clamp connection undervoltage release (UVR) 24V DC | - | 0 | 0
3VA1063-3ED36-0BC0 |  | 3VA1063-3ED36-0BC0 | 1 | UN | 1 | 10 | C | D | EAR99 | N | 85362010 | 1 | 4042949069324 | 1.05 | KG | 366.35 | 366.35 | LP17 | LP17 | circuit breaker 3VA1 IEC frame 100 breaking capacity class N Icu=25kA @ 415V 3-pole, line protection TM210, FTFM, In=63A overload protection Ir=63A fixed short-circuit protection Ii=10 x In clamp connection undervoltage release (UVR) 24V DC 2 auxiliary switches HQ | - | 0 | 0
3VA1063-3ED36-0BH0 |  | 3VA1063-3ED36-0BH0 | 1 | UN | 1 | 10 | C | D | EAR99 | N | 85362010 | 1 | 4042949081869 | 1.05 | KG | 389.3 | 389.3 | LP17 | LP17 | circuit breaker 3VA1 IEC frame 100 breaking capacity class N Icu=25kA @ 415V 3-pole, line protection TM210, FTFM, In=63A overload protection Ir=63A fixed short-circuit protection Ii=10 x In clamp connection undervoltage release (UVR) 24V DC 2 auxiliary switches HQ 1 trip alarm switch HQ | - | 0 | 0
3VA1063-3ED36-0CA0 |  | 3VA1063-3ED36-0CA0 | 1 | UN | 1 | 10 | C | D | EAR99 | N | 85362010 | 1 | 4042949043881 | 0.9 | KG | 318.75 | 318.75 | LP17 | LP17 | circuit breaker 3VA1 IEC frame 100 breaking capacity class N Icu=25kA @ 415V 3-pole, line protection TM210, FTFM, In=63A overload protection Ir=63A fixed short-circuit protection Ii=10 x In clamp connection undervoltage release (UVR) 120-127V AC 50/60Hz | - | 0 | 0
3VA1063-3ED36-0CC0 |  | 3VA1063-3ED36-0CC0 | 1 | UN | 1 | 10 | C | D | EAR99 | N | 85362010 | 1 | 4042949071419 | 1.05 | KG | 366.35 | 366.35 | LP17 | LP17 | circuit breaker 3VA1 IEC frame 100 breaking capacity class N Icu=25kA @ 415V 3-pole, line protection TM210, FTFM, In=63A overload protection Ir=63A fixed short-circuit protection Ii=10 x In clamp connection undervoltage release (UVR) 120-127V AC 50/60Hz 2 auxiliary switches HQ | - | 0 | 0
3VA1063-3ED36-0CH0 |  | 3VA1063-3ED36-0CH0 | 1 | UN | 1 | 10 | C | D | EAR99 | N | 85362010 | 1 | 4042949083955 | 1.08 | KG | 389.3 | 389.3 | LP17 | LP17 | circuit breaker 3VA1 IEC frame 100 breaking capacity class N Icu=25kA @ 415V 3-pole, line protection TM210, FTFM, In=63A overload protection Ir=63A fixed short-circuit protection Ii=10 x In clamp connection undervoltage release (UVR) 120-127V AC 50/60Hz 2 auxiliary switches HQ 1 trip alarm switch HQ | - | 0 | 0
3VA1063-3ED36-0DA0 |  | 3VA1063-3ED36-0DA0 | 1 | UN | 1 | 10 | C | D | EAR99 | N | 85362010 | 1 | 4042949045977 | 0.9 | KG | 318.75 | 318.75 | LP17 | LP17 | circuit breaker 3VA1 IEC frame 100 breaking capacity class N Icu=25kA @ 415V 3-pole, line protection TM210, FTFM, In=63A overload protection Ir=63A fixed short-circuit protection Ii=10 x In clamp connection undervoltage release (UVR) 208-230V AC 50/60Hz | - | 0 | 0
3VA1063-3ED36-0DC0 |  | 3VA1063-3ED36-0DC0 | 1 | UN | 1 | 10 | C | D | EAR99 | N | 85362010 | 1 | 4042949073505 | 1.05 | KG | 366.35 | 366.35 | LP17 | LP17 | circuit breaker 3VA1 IEC frame 100 breaking capacity class N Icu=25kA @ 415V 3-pole, line protection TM210, FTFM, In=63A overload protection Ir=63A fixed short-circuit protection Ii=10 x In clamp connection undervoltage release (UVR) 208-230V AC 50/60Hz 2 auxiliary switches HQ | - | 0 | 0
3VA1063-3ED36-0DH0 |  | 3VA1063-3ED36-0DH0 | 1 | UN | 1 | 10 | C | D | EAR99 | N | 85362010 | 1 | 4042949086048 | 1.08 | KG | 389.3 | 389.3 | LP17 | LP17 | circuit breaker 3VA1 IEC frame 100 breaking capacity class N Icu=25kA @ 415V 3-pole, line protection TM210, FTFM, In=63A overload protection Ir=63A fixed short-circuit protection Ii=10 x In clamp connection undervoltage release (UVR) 208-230V AC 50/60Hz 2 auxiliary switches HQ 1 trip alarm switch HQ | - | 0 | 0
3VA1063-3ED36-0HA0 |  | 3VA1063-3ED36-0HA0 | 1 | UN | 1 | 10 | C | D | EAR99 | N | 85362010 | 1 | 4042949048060 | 0.9 | KG | 294.95 | 294.95 | LP17 | LP17 | circuit breaker 3VA1 IEC frame 100 breaking capacity class N Icu=25kA @ 415V 3-pole, line protection TM210, FTFM, In=63A overload protection Ir=63A fixed short-circuit protection Ii=10 x In clamp connection shunt trip (STL) 12-30V DC, 24V AC 50/60Hz | - | 0 | 0
3VA1063-3ED36-0HC0 |  | 3VA1063-3ED36-0HC0 | 1 | UN | 1 | 10 | C | D | EAR99 | N | 85362010 | 1 | 4042949075592 | 1.05 | KG | 340.85 | 340.85 | LP17 | LP17 | circuit breaker 3VA1 IEC frame 100 breaking capacity class N Icu=25kA @ 415V 3-pole, line protection TM210, FTFM, In=63A overload protection Ir=63A fixed short-circuit protection Ii=10 x In clamp connection shunt trip (STL) 12-30V DC, 24V AC 50/60Hz 2 auxiliary switches HQ | - | 0 | 0
3VA1063-3ED36-0HH0 |  | 3VA1063-3ED36-0HH0 | 1 | UN | 1 | 10 | C | D | EAR99 | N | 85362010 | 1 | 4042949088134 | 1.08 | KG | 365.5 | 365.5 | LP17 | LP17 | circuit breaker 3VA1 IEC frame 100 breaking capacity class N Icu=25kA @ 415V 3-pole, line protection TM210, FTFM, In=63A overload protection Ir=63A fixed short-circuit protection Ii=10 x In clamp connection shunt trip (STL) 12-30V DC, 24V AC 50/60Hz 2 auxiliary switches HQ 1 trip alarm switch HQ | - | 0 | 0
3VA1063-3ED36-0JA0 |  | 3VA1063-3ED36-0JA0 | 1 | UN | 1 | 10 | C | D | EAR99 | N | 85362010 | 1 | 4042949050155 | 1.05 | KG | 294.95 | 294.95 | LP17 | LP17 | circuit breaker 3VA1 IEC frame 100 breaking capacity class N Icu=25kA @ 415V 3-pole, line protection TM210, FTFM, In=63A overload protection Ir=63A fixed short-circuit protection Ii=10 x In clamp connection shunt trip (STL) 110-127V DC, AC 50/60Hz | - | 0 | 0
3VA1063-3ED36-0JC0 |  | 3VA1063-3ED36-0JC0 | 1 | UN | 1 | 10 | C | D | EAR99 | N | 85362010 | 1 | 4042949077688 | 1.05 | KG | 340.85 | 340.85 | LP17 | LP17 | circuit breaker 3VA1 IEC frame 100 breaking capacity class N Icu=25kA @ 415V 3-pole, line protection TM210, FTFM, In=63A overload protection Ir=63A fixed short-circuit protection Ii=10 x In clamp connection shunt trip (STL) 110-127V DC, AC 50/60Hz 2 auxiliary switches HQ | - | 0 | 0
3VA1063-3ED36-0JH0 |  | 3VA1063-3ED36-0JH0 | 1 | UN | 1 | 10 | C | D | EAR99 | N | 85362010 | 1 | 4042949090229 | 1.08 | KG | 365.5 | 365.5 | LP17 | LP17 | circuit breaker 3VA1 IEC frame 100 breaking capacity class N Icu=25kA @ 415V 3-pole, line protection TM210, FTFM, In=63A overload protection Ir=63A fixed short-circuit protection Ii=10 x In clamp connection shunt trip (STL) 110-127V DC, AC 50/60Hz 2 auxiliary switches HQ 1 trip alarm switch HQ | - | 0 | 0
3VA1063-3ED36-0KA0 |  | 3VA1063-3ED36-0KA0 | 1 | UN | 1 | 10 | C | D | EAR99 | N | 85362010 | 1 | 4042949052241 | 1.05 | KG | 294.95 | 294.95 | LP17 | LP17 | circuit breaker 3VA1 IEC frame 100 breaking capacity class N Icu=25kA @ 415V 3-pole, line protection TM210, FTFM, In=63A overload protection Ir=63A fixed short-circuit protection Ii=10 x In clamp connection shunt trip (STL) 220-250V DC, 208-277V AC | - | 0 | 0
3VA1063-3ED36-0KC0 |  | 3VA1063-3ED36-0KC0 | 1 | UN | 1 | 10 | C | D | EAR99 | N | 85362010 | 1 | 4042949079774 | 1.05 | KG | 340.85 | 340.85 | LP17 | LP17 | circuit breaker 3VA1 IEC frame 100 breaking capacity class N Icu=25kA @ 415V 3-pole, line protection TM210, FTFM, In=63A overload protection Ir=63A fixed short-circuit protection Ii=10 x In clamp connection shunt trip (STL) 220-250V DC, 208-277V AC 2 auxiliary switches HQ | - | 0 | 0
3VA1063-3ED36-0KH0 |  | 3VA1063-3ED36-0KH0 | 1 | UN | 1 | 10 | C | D | EAR99 | N | 85362010 | 1 | 4042949092315 | 1.08 | KG | 365.5 | 365.5 | LP17 | LP17 | circuit breaker 3VA1 IEC frame 100 breaking capacity class N Icu=25kA @ 415V 3-pole, line protection TM210, FTFM, In=63A overload protection Ir=63A fixed short-circuit protection Ii=10 x In clamp connection shunt trip (STL) 220-250V DC, 208-277V AC 2 auxiliary switches HQ 1 trip alarm switch HQ | - | 0 | 0
3VA1063-3ED42-0AA0 |  | 3VA1063-3ED42-0AA0 | 1 | UN | 1 | 5 | B | D | EAR99 | N | 85362010 | 1 | 4042948812006 | 1.204 | KG | 235.3 | 228.8 | LP17 | LP17 | circuit breaker 3VA1 IEC frame 100 breaking capacity class N Icu=25kA @ 415V 4-pole, line protection TM210, FTFM, In=63A overload protection Ir=63A fixed short-circuit protection Ii=10 x In N conductor unprotected nut keeper kit | Lista Papel 2020 SI | 0 | 0
3VA1063-3ED42-0AC0 |  | 3VA1063-3ED42-0AC0 | 1 | UN | 1 | 10 | C | D | EAR99 | N | 85362010 | 1 | 4042949056416 | 1.26 | KG | 292.4 | 292.4 | LP17 | LP17 | circuit breaker 3VA1 IEC frame 100 breaking capacity class N Icu=25kA @ 415V 4-pole, line protection TM210, FTFM, In=63A overload protection Ir=63A fixed short-circuit protection Ii=10 x In N conductor unprotected nut keeper kit 2 auxiliary switches HQ | - | 0 | 0
3VA1063-3ED42-0AD0 |  | 3VA1063-3ED42-0AD0 | 1 | UN | 1 | 10 | C | D | EAR99 | N | 85362010 | 1 | 4042949058502 | 1.29 | KG | 314.5 | 314.5 | LP17 | LP17 | circuit breaker 3VA1 IEC frame 100 breaking capacity class N Icu=25kA @ 415V 4-pole, line protection TM210, FTFM, In=63A overload protection Ir=63A fixed short-circuit protection Ii=10 x In N conductor unprotected nut keeper kit 3 auxiliary switches HQ | - | 0 | 0
3VA1063-3ED42-0AE0 |  | 3VA1063-3ED42-0AE0 | 1 | UN | 1 | 10 | C | D | EAR99 | N | 85362010 | 1 | 4042949060598 | 1.32 | KG | 339.15 | 339.15 | LP17 | LP17 | circuit breaker 3VA1 IEC frame 100 breaking capacity class N Icu=25kA @ 415V 4-pole, line protection TM210, FTFM, In=63A overload protection Ir=63A fixed short-circuit protection Ii=10 x In N conductor unprotected nut keeper kit 4 auxiliary switches HQ | - | 0 | 0
3VA1063-3ED42-0AF0 |  | 3VA1063-3ED42-0AF0 | 1 | UN | 1 | 10 | C | D | EAR99 | N | 85362010 | 1 | 4042949062684 | 1.26 | KG | 292.4 | 292.4 | LP17 | LP17 | circuit breaker 3VA1 IEC frame 100 breaking capacity class N Icu=25kA @ 415V 4-pole, line protection TM210, FTFM, In=63A overload protection Ir=63A fixed short-circuit protection Ii=10 x In N conductor unprotected nut keeper kit 1 auxiliary switch HQ 1 trip alarm switch HQ | - | 0 | 0
3VA1063-3ED42-0AH0 |  | 3VA1063-3ED42-0AH0 | 1 | UN | 1 | 10 | C | D | EAR99 | N | 85362010 | 1 | 4042949066866 | 1.29 | KG | 314.5 | 314.5 | LP17 | LP17 | circuit breaker 3VA1 IEC frame 100 breaking capacity class N Icu=25kA @ 415V 4-pole, line protection TM210, FTFM, In=63A overload protection Ir=63A fixed short-circuit protection Ii=10 x In N conductor unprotected nut keeper kit 2 auxiliary switches HQ 1 trip alarm switch HQ | - | 0 | 0
3VA1063-3ED42-0BA0 |  | 3VA1063-3ED42-0BA0 | 1 | UN | 1 | 10 | C | D | EAR99 | N | 85362010 | 1 | 4042949041788 | 1.2 | KG | 353.6 | 353.6 | LP17 | LP17 | circuit breaker 3VA1 IEC frame 100 breaking capacity class N Icu=25kA @ 415V 4-pole, line protection TM210, FTFM, In=63A overload protection Ir=63A fixed short-circuit protection Ii=10 x In N conductor unprotected nut keeper kit undervoltage release (UVR) 24V DC | - | 0 | 0
3VA1063-3ED42-0BC0 |  | 3VA1063-3ED42-0BC0 | 1 | UN | 1 | 10 | C | D | EAR99 | N | 85362010 | 1 | 4042949069317 | 1.35 | KG | 399.5 | 399.5 | LP17 | LP17 | circuit breaker 3VA1 IEC frame 100 breaking capacity class N Icu=25kA @ 415V 4-pole, line protection TM210, FTFM, In=63A overload protection Ir=63A fixed short-circuit protection Ii=10 x In N conductor unprotected nut keeper kit undervoltage release (UVR) 24V DC 2 auxiliary switches HQ | - | 0 | 0
3VA1063-3ED42-0BH0 |  | 3VA1063-3ED42-0BH0 | 1 | UN | 1 | 10 | C | D | EAR99 | N | 85362010 | 1 | 4042949081852 | 1.38 | KG | 423.3 | 423.3 | LP17 | LP17 | circuit breaker 3VA1 IEC frame 100 breaking capacity class N Icu=25kA @ 415V 4-pole, line protection TM210, FTFM, In=63A overload protection Ir=63A fixed short-circuit protection Ii=10 x In N conductor unprotected nut keeper kit undervoltage release (UVR) 24V DC 2 auxiliary switches HQ 1 trip alarm switch HQ | - | 0 | 0
3VA1063-3ED42-0CA0 |  | 3VA1063-3ED42-0CA0 | 1 | UN | 1 | 10 | C | D | EAR99 | N | 85362010 | 1 | 4042949043874 | 1.2 | KG | 353.6 | 353.6 | LP17 | LP17 | circuit breaker 3VA1 IEC frame 100 breaking capacity class N Icu=25kA @ 415V 4-pole, line protection TM210, FTFM, In=63A overload protection Ir=63A fixed short-circuit protection Ii=10 x In N conductor unprotected nut keeper kit undervoltage release (UVR) 120-127V AC 50/60Hz | - | 0 | 0
3VA1063-3ED42-0CC0 |  | 3VA1063-3ED42-0CC0 | 1 | UN | 1 | 10 | C | D | EAR99 | N | 85362010 | 1 | 4042949071402 | 1.35 | KG | 399.5 | 399.5 | LP17 | LP17 | circuit breaker 3VA1 IEC frame 100 breaking capacity class N Icu=25kA @ 415V 4-pole, line protection TM210, FTFM, In=63A overload protection Ir=63A fixed short-circuit protection Ii=10 x In N conductor unprotected nut keeper kit undervoltage release (UVR) 120-127V AC 50/60Hz 2 auxiliary switches HQ | - | 0 | 0
3VA1063-3ED42-0CH0 |  | 3VA1063-3ED42-0CH0 | 1 | UN | 1 | 10 | C | D | EAR99 | N | 85362010 | 1 | 4042949083948 | 1.38 | KG | 423.3 | 423.3 | LP17 | LP17 | circuit breaker 3VA1 IEC frame 100 breaking capacity class N Icu=25kA @ 415V 4-pole, line protection TM210, FTFM, In=63A overload protection Ir=63A fixed short-circuit protection Ii=10 x In N conductor unprotected nut keeper kit undervoltage release (UVR) 120-127V AC 50/60Hz 2 auxiliary switches HQ 1 trip alarm switch HQ | - | 0 | 0
3VA1063-3ED42-0DA0 |  | 3VA1063-3ED42-0DA0 | 1 | UN | 1 | 10 | C | D | EAR99 | N | 85362010 | 1 | 4042949045960 | 1.2 | KG | 353.6 | 353.6 | LP17 | LP17 | circuit breaker 3VA1 IEC frame 100 breaking capacity class N Icu=25kA @ 415V 4-pole, line protection TM210, FTFM, In=63A overload protection Ir=63A fixed short-circuit protection Ii=10 x In N conductor unprotected nut keeper kit undervoltage release (UVR) 208-230V AC 50/60Hz | - | 0 | 0
3VA1063-3ED42-0DC0 |  | 3VA1063-3ED42-0DC0 | 1 | UN | 1 | 10 | C | D | EAR99 | N | 85362010 | 1 | 4042949073499 | 1.35 | KG | 399.5 | 399.5 | LP17 | LP17 | circuit breaker 3VA1 IEC frame 100 breaking capacity class N Icu=25kA @ 415V 4-pole, line protection TM210, FTFM, In=63A overload protection Ir=63A fixed short-circuit protection Ii=10 x In N conductor unprotected nut keeper kit undervoltage release (UVR) 208-230V AC 50/60Hz 2 auxiliary switches HQ | - | 0 | 0
3VA1063-3ED42-0DH0 |  | 3VA1063-3ED42-0DH0 | 1 | UN | 1 | 10 | C | D | EAR99 | N | 85362010 | 1 | 4042949086031 | 1.38 | KG | 423.3 | 423.3 | LP17 | LP17 | circuit breaker 3VA1 IEC frame 100 breaking capacity class N Icu=25kA @ 415V 4-pole, line protection TM210, FTFM, In=63A overload protection Ir=63A fixed short-circuit protection Ii=10 x In N conductor unprotected nut keeper kit undervoltage release (UVR) 208-230V AC 50/60Hz 2 auxiliary switches HQ 1 trip alarm switch HQ | - | 0 | 0
3VA1063-3ED42-0HA0 |  | 3VA1063-3ED42-0HA0 | 1 | UN | 1 | 10 | C | D | EAR99 | N | 85362010 | 1 | 4042949048053 | 1.2 | KG | 329.8 | 329.8 | LP17 | LP17 | circuit breaker 3VA1 IEC frame 100 breaking capacity class N Icu=25kA @ 415V 4-pole, line protection TM210, FTFM, In=63A overload protection Ir=63A fixed short-circuit protection Ii=10 x In N conductor unprotected nut keeper kit shunt trip (STL) 12-30V DC; 24V AC 50/60Hz | - | 0 | 0
3VA1063-3ED42-0HC0 |  | 3VA1063-3ED42-0HC0 | 1 | UN | 1 | 10 | C | D | EAR99 | N | 85362010 | 1 | 4042949075585 | 1.35 | KG | 375.7 | 375.7 | LP17 | LP17 | circuit breaker 3VA1 IEC frame 100 breaking capacity class N Icu=25kA @ 415V 4-pole, line protection TM210, FTFM, In=63A overload protection Ir=63A fixed short-circuit protection Ii=10 x In N conductor unprotected nut keeper kit shunt trip (STL) 12-30V DC; 24V AC 50/60Hz 2 auxiliary switches HQ | - | 0 | 0
3VA1063-3ED42-0HH0 |  | 3VA1063-3ED42-0HH0 | 1 | UN | 1 | 10 | C | D | EAR99 | N | 85362010 | 1 | 4042949088127 | 1.38 | KG | 398.65 | 398.65 | LP17 | LP17 | circuit breaker 3VA1 IEC frame 100 breaking capacity class N Icu=25kA @ 415V 4-pole, line protection TM210, FTFM, In=63A overload protection Ir=63A fixed short-circuit protection Ii=10 x In N conductor unprotected nut keeper kit shunt trip (STL) 12-30V DC; 24V AC 50/60Hz 2 auxiliary switches HQ 1 trip alarm switch HQ | - | 0 | 0
3VA1063-3ED42-0JA0 |  | 3VA1063-3ED42-0JA0 | 1 | UN | 1 | 10 | C | D | EAR99 | N | 85362010 | 1 | 4042949050148 | 1.35 | KG | 329.8 | 329.8 | LP17 | LP17 | circuit breaker 3VA1 IEC frame 100 breaking capacity class N Icu=25kA @ 415V 4-pole, line protection TM210, FTFM, In=63A overload protection Ir=63A fixed short-circuit protection Ii=10 x In N conductor unprotected nut keeper kit shunt trip (STL) 110-127V DC, AC 50/60Hz | - | 0 | 0
3VA1063-3ED42-0JC0 |  | 3VA1063-3ED42-0JC0 | 1 | UN | 1 | 10 | C | D | EAR99 | N | 85362010 | 1 | 4042949077671 | 1.35 | KG | 375.7 | 375.7 | LP17 | LP17 | circuit breaker 3VA1 IEC frame 100 breaking capacity class N Icu=25kA @ 415V 4-pole, line protection TM210, FTFM, In=63A overload protection Ir=63A fixed short-circuit protection Ii=10 x In N conductor unprotected nut keeper kit shunt trip (STL) 110-127V DC, AC 50/60Hz 2 auxiliary switches HQ | - | 0 | 0
3VA1063-3ED42-0JH0 |  | 3VA1063-3ED42-0JH0 | 1 | UN | 1 | 10 | C | D | EAR99 | N | 85362010 | 1 | 4042949090212 | 1.38 | KG | 398.65 | 398.65 | LP17 | LP17 | circuit breaker 3VA1 IEC frame 100 breaking capacity class N Icu=25kA @ 415V 4-pole, line protection TM210, FTFM, In=63A overload protection Ir=63A fixed short-circuit protection Ii=10 x In N conductor unprotected nut keeper kit shunt trip (STL) 110-127V DC, AC 50/60Hz 2 auxiliary switches HQ 1 trip alarm switch HQ | - | 0 | 0
3VA1063-3ED42-0KA0 |  | 3VA1063-3ED42-0KA0 | 1 | UN | 1 | 10 | C | D | EAR99 | N | 85362010 | 1 | 4042949052234 | 1.35 | KG | 329.8 | 329.8 | LP17 | LP17 | circuit breaker 3VA1 IEC frame 100 breaking capacity class N Icu=25kA @ 415V 4-pole, line protection TM210, FTFM, In=63A overload protection Ir=63A fixed short-circuit protection Ii=10 x In N conductor unprotected nut keeper kit shunt trip (STL) 220-250V DC; 208-277V AC | - | 0 | 0
3VA1063-3ED42-0KC0 |  | 3VA1063-3ED42-0KC0 | 1 | UN | 1 | 10 | C | D | EAR99 | N | 85362010 | 1 | 4042949079767 | 1.35 | KG | 375.7 | 375.7 | LP17 | LP17 | circuit breaker 3VA1 IEC frame 100 breaking capacity class N Icu=25kA @ 415V 4-pole, line protection TM210, FTFM, In=63A overload protection Ir=63A fixed short-circuit protection Ii=10 x In N conductor unprotected nut keeper kit shunt trip (STL) 220-250V DC; 208-277V AC 2 auxiliary switches HQ | - | 0 | 0
3VA1063-3ED42-0KH0 |  | 3VA1063-3ED42-0KH0 | 1 | UN | 1 | 10 | C | D | EAR99 | N | 85362010 | 1 | 4042949092308 | 1.38 | KG | 398.65 | 398.65 | LP17 | LP17 | circuit breaker 3VA1 IEC frame 100 breaking capacity class N Icu=25kA @ 415V 4-pole, line protection TM210, FTFM, In=63A overload protection Ir=63A fixed short-circuit protection Ii=10 x In N conductor unprotected nut keeper kit shunt trip (STL) 220-250V DC; 208-277V AC 2 auxiliary switches HQ 1 trip alarm switch HQ | - | 0 | 0
3VA1063-3ED46-0AA0 |  | 3VA1063-3ED46-0AA0 | 1 | UN | 1 | 5 | B | D | EAR99 | N | 85362010 | 1 | 4042948820209 | 1.272 | KG | 264.9 | 257.5 | LP17 | LP17 | circuit breaker 3VA1 IEC frame 100 breaking capacity class N Icu=25kA @ 415V 4-pole, line protection TM210, FTFM, In=63A overload protection Ir=63A fixed short-circuit protection Ii=10 x In N conductor unprotected clamp connection | Lista Papel 2020 SI | 0 | 0
3VA1063-4ED32-0AA0 |  | 3VA1063-4ED32-0AA0 | 1 | UN | 1 | 2 | A | D | EAR99 | N | 85362010 | 1 | 4042948811740 | 965 | G | 185.3 | 180.4 | LP17 | LP17 | circuit breaker 3VA1 IEC frame 100 breaking capacity class S Icu=36kA @ 415V 3-pole, line protection TM210, FTFM, In=63A overload protection Ir=63A fixed short-circuit protection Ii=10 x In nut keeper kit | Lista Papel 2020 SI | 0 | 0
3VA1063-4ED32-0AC0 |  | 3VA1063-4ED32-0AC0 | 1 | UN | 1 | 10 | C | D | EAR99 | N | 85362010 | 1 | 4042949056409 | 0.96 | KG | 238.85 | 238.85 | LP17 | LP17 | circuit breaker 3VA1 IEC frame 100 breaking capacity class S Icu=36kA @ 415V 3-pole, line protection TM210, FTFM, In=63A overload protection Ir=63A fixed short-circuit protection Ii=10 x In nut keeper kit 2 auxiliary switches HQ | - | 0 | 0
3VA1063-4ED32-0AD0 |  | 3VA1063-4ED32-0AD0 | 1 | UN | 1 | 10 | C | D | EAR99 | N | 85362010 | 1 | 4042949058496 | 0.99 | KG | 263.5 | 263.5 | LP17 | LP17 | circuit breaker 3VA1 IEC frame 100 breaking capacity class S Icu=36kA @ 415V 3-pole, line protection TM210, FTFM, In=63A overload protection Ir=63A fixed short-circuit protection Ii=10 x In nut keeper kit 3 auxiliary switches HQ | - | 0 | 0
3VA1063-4ED32-0AE0 |  | 3VA1063-4ED32-0AE0 | 1 | UN | 1 | 10 | C | D | EAR99 | N | 85362010 | 1 | 4042949060581 | 1.02 | KG | 285.6 | 285.6 | LP17 | LP17 | circuit breaker 3VA1 IEC frame 100 breaking capacity class S Icu=36kA @ 415V 3-pole, line protection TM210, FTFM, In=63A overload protection Ir=63A fixed short-circuit protection Ii=10 x In nut keeper kit 4 auxiliary switches HQ | - | 0 | 0
3VA1063-4ED32-0AF0 |  | 3VA1063-4ED32-0AF0 | 1 | UN | 1 | 10 | C | D | EAR99 | N | 85362010 | 1 | 4042949062677 | 0.96 | KG | 238.85 | 238.85 | LP17 | LP17 | circuit breaker 3VA1 IEC frame 100 breaking capacity class S Icu=36kA @ 415V 3-pole, line protection TM210, FTFM, In=63A overload protection Ir=63A fixed short-circuit protection Ii=10 x In nut keeper kit 1 auxiliary switch HQ 1 trip alarm switch HQ | - | 0 | 0
3VA1063-4ED32-0AH0 |  | 3VA1063-4ED32-0AH0 | 1 | UN | 1 | 10 | C | D | EAR99 | N | 85362010 | 1 | 4042949066859 | 0.99 | KG | 263.5 | 263.5 | LP17 | LP17 | circuit breaker 3VA1 IEC frame 100 breaking capacity class S Icu=36kA @ 415V 3-pole, line protection TM210, FTFM, In=63A overload protection Ir=63A fixed short-circuit protection Ii=10 x In nut keeper kit 2 auxiliary switches HQ 1 trip alarm switch HQ | - | 0 | 0
3VA1063-4ED32-0BA0 |  | 3VA1063-4ED32-0BA0 | 1 | UN | 1 | 10 | C | D | EAR99 | N | 85362010 | 1 | 4042949041771 | 0.9 | KG | 301.75 | 301.75 | LP17 | LP17 | circuit breaker 3VA1 IEC frame 100 breaking capacity class S Icu=36kA @ 415V 3-pole, line protection TM210, FTFM, In=63A overload protection Ir=63A fixed short-circuit protection Ii=10 x In nut keeper kit undervoltage release (UVR) 24V DC | - | 0 | 0
3VA1063-4ED32-0BC0 |  | 3VA1063-4ED32-0BC0 | 1 | UN | 1 | 10 | C | D | EAR99 | N | 85362010 | 1 | 4042949069300 | 1.05 | KG | 347.65 | 347.65 | LP17 | LP17 | circuit breaker 3VA1 IEC frame 100 breaking capacity class S Icu=36kA @ 415V 3-pole, line protection TM210, FTFM, In=63A overload protection Ir=63A fixed short-circuit protection Ii=10 x In nut keeper kit undervoltage release (UVR) 24V DC 2 auxiliary switches HQ | - | 0 | 0
3VA1063-4ED32-0BH0 |  | 3VA1063-4ED32-0BH0 | 1 | UN | 1 | 10 | C | D | EAR99 | N | 85362010 | 1 | 4042949081845 | 1.05 | KG | 371.45 | 371.45 | LP17 | LP17 | circuit breaker 3VA1 IEC frame 100 breaking capacity class S Icu=36kA @ 415V 3-pole, line protection TM210, FTFM, In=63A overload protection Ir=63A fixed short-circuit protection Ii=10 x In nut keeper kit undervoltage release (UVR) 24V DC 2 auxiliary switches HQ 1 trip alarm switch HQ | - | 0 | 0
3VA1063-4ED32-0CA0 |  | 3VA1063-4ED32-0CA0 | 1 | UN | 1 | 10 | C | D | EAR99 | N | 85362010 | 1 | 4042949043867 | 0.9 | KG | 301.75 | 301.75 | LP17 | LP17 | circuit breaker 3VA1 IEC frame 100 breaking capacity class S Icu=36kA @ 415V 3-pole, line protection TM210, FTFM, In=63A overload protection Ir=63A fixed short-circuit protection Ii=10 x In nut keeper kit undervoltage release (UVR) 120-127V AC 50/60Hz | - | 0 | 0
3VA1063-4ED32-0CC0 |  | 3VA1063-4ED32-0CC0 | 1 | UN | 1 | 10 | C | D | EAR99 | N | 85362010 | 1 | 4042949071396 | 1.05 | KG | 347.65 | 347.65 | LP17 | LP17 | circuit breaker 3VA1 IEC frame 100 breaking capacity class S Icu=36kA @ 415V 3-pole, line protection TM210, FTFM, In=63A overload protection Ir=63A fixed short-circuit protection Ii=10 x In nut keeper kit undervoltage release (UVR) 120-127V AC 50/60Hz 2 auxiliary switches HQ | - | 0 | 0
3VA1063-4ED32-0CH0 |  | 3VA1063-4ED32-0CH0 | 1 | UN | 1 | 10 | C | D | EAR99 | N | 85362010 | 1 | 4042949083931 | 1.08 | KG | 371.45 | 371.45 | LP17 | LP17 | circuit breaker 3VA1 IEC frame 100 breaking capacity class S Icu=36kA @ 415V 3-pole, line protection TM210, FTFM, In=63A overload protection Ir=63A fixed short-circuit protection Ii=10 x In nut keeper kit undervoltage release (UVR) 120-127V AC 50/60Hz 2 auxiliary switches HQ 1 trip alarm switch HQ | - | 0 | 0
3VA1063-4ED32-0DA0 |  | 3VA1063-4ED32-0DA0 | 1 | UN | 1 | 10 | C | D | EAR99 | N | 85362010 | 1 | 4042949045953 | 0.9 | KG | 301.75 | 301.75 | LP17 | LP17 | circuit breaker 3VA1 IEC frame 100 breaking capacity class S Icu=36kA @ 415V 3-pole, line protection TM210, FTFM, In=63A overload protection Ir=63A fixed short-circuit protection Ii=10 x In nut keeper kit undervoltage release (UVR) 208-230V AC 50/60Hz | - | 0 | 0
3VA1063-4ED32-0DC0 |  | 3VA1063-4ED32-0DC0 | 1 | UN | 1 | 10 | C | D | EAR99 | N | 85362010 | 1 | 4042949073482 | 1.05 | KG | 347.65 | 347.65 | LP17 | LP17 | circuit breaker 3VA1 IEC frame 100 breaking capacity class S Icu=36kA @ 415V 3-pole, line protection TM210, FTFM, In=63A overload protection Ir=63A fixed short-circuit protection Ii=10 x In nut keeper kit undervoltage release (UVR) 208-230V AC 50/60Hz 2 auxiliary switches HQ | - | 0 | 0
3VA1063-4ED32-0DH0 |  | 3VA1063-4ED32-0DH0 | 1 | UN | 1 | 10 | C | D | EAR99 | N | 85362010 | 1 | 4042949086024 | 1.08 | KG | 371.45 | 371.45 | LP17 | LP17 | circuit breaker 3VA1 IEC frame 100 breaking capacity class S Icu=36kA @ 415V 3-pole, line protection TM210, FTFM, In=63A overload protection Ir=63A fixed short-circuit protection Ii=10 x In nut keeper kit undervoltage release (UVR) 208-230V AC 50/60Hz 2 auxiliary switches HQ 1 trip alarm switch HQ | - | 0 | 0
3VA1063-4ED32-0HA0 |  | 3VA1063-4ED32-0HA0 | 1 | UN | 1 | 10 | C | D | EAR99 | N | 85362010 | 1 | 4042949048046 | 0.9 | KG | 276.25 | 276.25 | LP17 | LP17 | circuit breaker 3VA1 IEC frame 100 breaking capacity class S Icu=36kA @ 415V 3-pole, line protection TM210, FTFM, In=63A overload protection Ir=63A fixed short-circuit protection Ii=10 x In nut keeper kit shunt trip (STL) 12-30V DC, 24V AC 50/60Hz | - | 0 | 0
3VA1063-4ED32-0HC0 |  | 3VA1063-4ED32-0HC0 | 1 | UN | 1 | 10 | C | D | EAR99 | N | 85362010 | 1 | 4042949075578 | 1.05 | KG | 322.15 | 322.15 | LP17 | LP17 | circuit breaker 3VA1 IEC frame 100 breaking capacity class S Icu=36kA @ 415V 3-pole, line protection TM210, FTFM, In=63A overload protection Ir=63A fixed short-circuit protection Ii=10 x In nut keeper kit shunt trip (STL) 12-30V DC, 24V AC 50/60Hz 2 auxiliary switches HQ | - | 0 | 0
3VA1063-4ED32-0HH0 |  | 3VA1063-4ED32-0HH0 | 1 | UN | 1 | 10 | C | D | EAR99 | N | 85362010 | 1 | 4042949088110 | 1.08 | KG | 345.95 | 345.95 | LP17 | LP17 | circuit breaker 3VA1 IEC frame 100 breaking capacity class S Icu=36kA @ 415V 3-pole, line protection TM210, FTFM, In=63A overload protection Ir=63A fixed short-circuit protection Ii=10 x In nut keeper kit shunt trip (STL) 12-30V DC, 24V AC 50/60Hz 2 auxiliary switches HQ 1 trip alarm switch HQ | - | 0 | 0
3VA1063-4ED32-0JA0 |  | 3VA1063-4ED32-0JA0 | 1 | UN | 1 | 10 | C | D | EAR99 | N | 85362010 | 1 | 4042949050131 | 1.05 | KG | 276.25 | 276.25 | LP17 | LP17 | circuit breaker 3VA1 IEC frame 100 breaking capacity class S Icu=36kA @ 415V 3-pole, line protection TM210, FTFM, In=63A overload protection Ir=63A fixed short-circuit protection Ii=10 x In nut keeper kit shunt trip (STL) 110-127V DC, AC 50/60Hz | - | 0 | 0
3VA1063-4ED32-0JC0 |  | 3VA1063-4ED32-0JC0 | 1 | UN | 1 | 10 | C | D | EAR99 | N | 85362010 | 1 | 4042949077664 | 1.05 | KG | 322.15 | 322.15 | LP17 | LP17 | circuit breaker 3VA1 IEC frame 100 breaking capacity class S Icu=36kA @ 415V 3-pole, line protection TM210, FTFM, In=63A overload protection Ir=63A fixed short-circuit protection Ii=10 x In nut keeper kit shunt trip (STL) 110-127V DC, AC 50/60Hz 2 auxiliary switches HQ | - | 0 | 0
3VA1063-4ED32-0JH0 |  | 3VA1063-4ED32-0JH0 | 1 | UN | 1 | 10 | C | D | EAR99 | N | 85362010 | 1 | 4042949090205 | 1.08 | KG | 345.95 | 345.95 | LP17 | LP17 | circuit breaker 3VA1 IEC frame 100 breaking capacity class S Icu=36kA @ 415V 3-pole, line protection TM210, FTFM, In=63A overload protection Ir=63A fixed short-circuit protection Ii=10 x In nut keeper kit shunt trip (STL) 110-127V DC, AC 50/60Hz 2 auxiliary switches HQ 1 trip alarm switch HQ | - | 0 | 0
3VA1063-4ED32-0KA0 |  | 3VA1063-4ED32-0KA0 | 1 | UN | 1 | 10 | C | D | EAR99 | N | 85362010 | 1 | 4042949052227 | 1.05 | KG | 276.25 | 276.25 | LP17 | LP17 | circuit breaker 3VA1 IEC frame 100 breaking capacity class S Icu=36kA @ 415V 3-pole, line protection TM210, FTFM, In=63A overload protection Ir=63A fixed short-circuit protection Ii=10 x In nut keeper kit shunt trip (STL) 220-250V DC, 208-277V AC | - | 0 | 0
3VA1063-4ED32-0KC0 |  | 3VA1063-4ED32-0KC0 | 1 | UN | 1 | 10 | C | D | EAR99 | N | 85362010 | 1 | 4042949079750 | 1.05 | KG | 322.15 | 322.15 | LP17 | LP17 | circuit breaker 3VA1 IEC frame 100 breaking capacity class S Icu=36kA @ 415V 3-pole, line protection TM210, FTFM, In=63A overload protection Ir=63A fixed short-circuit protection Ii=10 x In nut keeper kit shunt trip (STL) 220-250V DC, 208-277V AC 2 auxiliary switches HQ | - | 0 | 0
3VA1063-4ED32-0KH0 |  | 3VA1063-4ED32-0KH0 | 1 | UN | 1 | 10 | C | D | EAR99 | N | 85362010 | 1 | 4042949092292 | 1.08 | KG | 345.95 | 345.95 | LP17 | LP17 | circuit breaker 3VA1 IEC frame 100 breaking capacity class S Icu=36kA @ 415V 3-pole, line protection TM210, FTFM, In=63A overload protection Ir=63A fixed short-circuit protection Ii=10 x In nut keeper kit shunt trip (STL) 220-250V DC, 208-277V AC 2 auxiliary switches HQ 1 trip alarm switch HQ | - | 0 | 0
3VA1063-4ED36-0AA0 |  | 3VA1063-4ED36-0AA0 | 1 | UN | 1 | 5 | B | D | EAR99 | N | 85362010 | 1 | 4042948819944 | 1.024 | KG | 206.6 | 200.9 | LP17 | LP17 | circuit breaker 3VA1 IEC frame 100 breaking capacity class S Icu=36kA @ 415V 3-pole, line protection TM210, FTFM, In=63A overload protection Ir=63A fixed short-circuit protection Ii=10 x In clamp connection | Lista Papel 2020 SI | 0 | 0
3VA1063-4ED36-0AC0 |  | 3VA1063-4ED36-0AC0 | 1 | UN | 1 | 10 | C | D | EAR99 | N | 85362010 | 1 | 4042949056393 | 0.96 | KG | 261.8 | 261.8 | LP17 | LP17 | circuit breaker 3VA1 IEC frame 100 breaking capacity class S Icu=36kA @ 415V 3-pole, line protection TM210, FTFM, In=63A overload protection Ir=63A fixed short-circuit protection Ii=10 x In clamp connection 2 auxiliary switches HQ | - | 0 | 0
3VA1063-4ED36-0AD0 |  | 3VA1063-4ED36-0AD0 | 1 | UN | 1 | 10 | C | D | EAR99 | N | 85362010 | 1 | 4042949058489 | 0.99 | KG | 283.9 | 283.9 | LP17 | LP17 | circuit breaker 3VA1 IEC frame 100 breaking capacity class S Icu=36kA @ 415V 3-pole, line protection TM210, FTFM, In=63A overload protection Ir=63A fixed short-circuit protection Ii=10 x In clamp connection 3 auxiliary switches HQ | - | 0 | 0
3VA1063-4ED36-0AE0 |  | 3VA1063-4ED36-0AE0 | 1 | UN | 1 | 10 | C | D | EAR99 | N | 85362010 | 1 | 4042949060574 | 1.02 | KG | 308.55 | 308.55 | LP17 | LP17 | circuit breaker 3VA1 IEC frame 100 breaking capacity class S Icu=36kA @ 415V 3-pole, line protection TM210, FTFM, In=63A overload protection Ir=63A fixed short-circuit protection Ii=10 x In clamp connection 4 auxiliary switches HQ | - | 0 | 0
3VA1063-4ED36-0AF0 |  | 3VA1063-4ED36-0AF0 | 1 | UN | 1 | 10 | C | D | EAR99 | N | 85362010 | 1 | 4042949062660 | 0.96 | KG | 261.8 | 261.8 | LP17 | LP17 | circuit breaker 3VA1 IEC frame 100 breaking capacity class S Icu=36kA @ 415V 3-pole, line protection TM210, FTFM, In=63A overload protection Ir=63A fixed short-circuit protection Ii=10 x In clamp connection 1 auxiliary switch HQ 1 trip alarm switch HQ | - | 0 | 0
3VA1063-4ED36-0AH0 |  | 3VA1063-4ED36-0AH0 | 1 | UN | 1 | 10 | C | D | EAR99 | N | 85362010 | 1 | 4042949066842 | 0.99 | KG | 283.9 | 283.9 | LP17 | LP17 | circuit breaker 3VA1 IEC frame 100 breaking capacity class S Icu=36kA @ 415V 3-pole, line protection TM210, FTFM, In=63A overload protection Ir=63A fixed short-circuit protection Ii=10 x In clamp connection 2 auxiliary switches HQ 1 trip alarm switch HQ | - | 0 | 0
3VA1063-4ED36-0BA0 |  | 3VA1063-4ED36-0BA0 | 1 | UN | 1 | 10 | C | D | EAR99 | N | 85362010 | 1 | 4042949041764 | 0.9 | KG | 322.15 | 322.15 | LP17 | LP17 | circuit breaker 3VA1 IEC frame 100 breaking capacity class S Icu=36kA @ 415V 3-pole, line protection TM210, FTFM, In=63A overload protection Ir=63A fixed short-circuit protection Ii=10 x In clamp connection undervoltage release (UVR) 24V DC | - | 0 | 0
3VA1063-4ED36-0BC0 |  | 3VA1063-4ED36-0BC0 | 1 | UN | 1 | 10 | C | D | EAR99 | N | 85362010 | 1 | 4042949069294 | 1.05 | KG | 369.75 | 369.75 | LP17 | LP17 | circuit breaker 3VA1 IEC frame 100 breaking capacity class S Icu=36kA @ 415V 3-pole, line protection TM210, FTFM, In=63A overload protection Ir=63A fixed short-circuit protection Ii=10 x In clamp connection undervoltage release (UVR) 24V DC 2 auxiliary switches HQ | - | 0 | 0
3VA1063-4ED36-0BH0 |  | 3VA1063-4ED36-0BH0 | 1 | UN | 1 | 10 | C | D | EAR99 | N | 85362010 | 1 | 4042949081838 | 1.05 | KG | 393.55 | 393.55 | LP17 | LP17 | circuit breaker 3VA1 IEC frame 100 breaking capacity class S Icu=36kA @ 415V 3-pole, line protection TM210, FTFM, In=63A overload protection Ir=63A fixed short-circuit protection Ii=10 x In clamp connection undervoltage release (UVR) 24V DC 2 auxiliary switches HQ 1 trip alarm switch HQ | - | 0 | 0
3VA1063-4ED36-0CA0 |  | 3VA1063-4ED36-0CA0 | 1 | UN | 1 | 10 | C | D | EAR99 | N | 85362010 | 1 | 4042949043850 | 0.9 | KG | 322.15 | 322.15 | LP17 | LP17 | circuit breaker 3VA1 IEC frame 100 breaking capacity class S Icu=36kA @ 415V 3-pole, line protection TM210, FTFM, In=63A overload protection Ir=63A fixed short-circuit protection Ii=10 x In clamp connection undervoltage release (UVR) 120-127V AC 50/60Hz | - | 0 | 0
3VA1063-4ED36-0CC0 |  | 3VA1063-4ED36-0CC0 | 1 | UN | 1 | 10 | C | D | EAR99 | N | 85362010 | 1 | 4042949071389 | 1.05 | KG | 369.75 | 369.75 | LP17 | LP17 | circuit breaker 3VA1 IEC frame 100 breaking capacity class S Icu=36kA @ 415V 3-pole, line protection TM210, FTFM, In=63A overload protection Ir=63A fixed short-circuit protection Ii=10 x In clamp connection undervoltage release (UVR) 120-127V AC 50/60Hz 2 auxiliary switches HQ | - | 0 | 0
3VA1063-4ED36-0CH0 |  | 3VA1063-4ED36-0CH0 | 1 | UN | 1 | 10 | C | D | EAR99 | N | 85362010 | 1 | 4042949083924 | 1.08 | KG | 393.55 | 393.55 | LP17 | LP17 | circuit breaker 3VA1 IEC frame 100 breaking capacity class S Icu=36kA @ 415V 3-pole, line protection TM210, FTFM, In=63A overload protection Ir=63A fixed short-circuit protection Ii=10 x In clamp connection undervoltage release (UVR) 120-127V AC 50/60Hz 2 auxiliary switches HQ 1 trip alarm switch HQ | - | 0 | 0
3VA1063-4ED36-0DA0 |  | 3VA1063-4ED36-0DA0 | 1 | UN | 1 | 10 | C | D | EAR99 | N | 85362010 | 1 | 4042949045946 | 0.9 | KG | 322.15 | 322.15 | LP17 | LP17 | circuit breaker 3VA1 IEC frame 100 breaking capacity class S Icu=36kA @ 415V 3-pole, line protection TM210, FTFM, In=63A overload protection Ir=63A fixed short-circuit protection Ii=10 x In clamp connection undervoltage release (UVR) 208-230V AC 50/60Hz | - | 0 | 0
3VA1063-4ED36-0DC0 |  | 3VA1063-4ED36-0DC0 | 1 | UN | 1 | 10 | C | D | EAR99 | N | 85362010 | 1 | 4042949073475 | 1.05 | KG | 369.75 | 369.75 | LP17 | LP17 | circuit breaker 3VA1 IEC frame 100 breaking capacity class S Icu=36kA @ 415V 3-pole, line protection TM210, FTFM, In=63A overload protection Ir=63A fixed short-circuit protection Ii=10 x In clamp connection undervoltage release (UVR) 208-230V AC 50/60Hz 2 auxiliary switches HQ | - | 0 | 0
3VA1063-4ED36-0DH0 |  | 3VA1063-4ED36-0DH0 | 1 | UN | 1 | 10 | C | D | EAR99 | N | 85362010 | 1 | 4042949086017 | 1.08 | KG | 393.55 | 393.55 | LP17 | LP17 | circuit breaker 3VA1 IEC frame 100 breaking capacity class S Icu=36kA @ 415V 3-pole, line protection TM210, FTFM, In=63A overload protection Ir=63A fixed short-circuit protection Ii=10 x In clamp connection undervoltage release (UVR) 208-230V AC 50/60Hz 2 auxiliary switches HQ 1 trip alarm switch HQ | - | 0 | 0
3VA1063-4ED36-0HA0 |  | 3VA1063-4ED36-0HA0 | 1 | UN | 1 | 10 | C | D | EAR99 | N | 85362010 | 1 | 4042949048039 | 0.9 | KG | 299.2 | 299.2 | LP17 | LP17 | circuit breaker 3VA1 IEC frame 100 breaking capacity class S Icu=36kA @ 415V 3-pole, line protection TM210, FTFM, In=63A overload protection Ir=63A fixed short-circuit protection Ii=10 x In clamp connection shunt trip (STL) 12-30V DC, 24V AC 50/60Hz | - | 0 | 0
3VA1063-4ED36-0HC0 |  | 3VA1063-4ED36-0HC0 | 1 | UN | 1 | 10 | C | D | EAR99 | N | 85362010 | 1 | 4042949075561 | 1.05 | KG | 344.25 | 344.25 | LP17 | LP17 | circuit breaker 3VA1 IEC frame 100 breaking capacity class S Icu=36kA @ 415V 3-pole, line protection TM210, FTFM, In=63A overload protection Ir=63A fixed short-circuit protection Ii=10 x In clamp connection shunt trip (STL) 12-30V DC, 24V AC 50/60Hz 2 auxiliary switches HQ | - | 0 | 0
3VA1063-4ED36-0HH0 |  | 3VA1063-4ED36-0HH0 | 1 | UN | 1 | 10 | C | D | EAR99 | N | 85362010 | 1 | 4042949088103 | 1.08 | KG | 368.9 | 368.9 | LP17 | LP17 | circuit breaker 3VA1 IEC frame 100 breaking capacity class S Icu=36kA @ 415V 3-pole, line protection TM210, FTFM, In=63A overload protection Ir=63A fixed short-circuit protection Ii=10 x In clamp connection shunt trip (STL) 12-30V DC, 24V AC 50/60Hz 2 auxiliary switches HQ 1 trip alarm switch HQ | - | 0 | 0
3VA1063-4ED36-0JA0 |  | 3VA1063-4ED36-0JA0 | 1 | UN | 1 | 10 | C | D | EAR99 | N | 85362010 | 1 | 4042949050124 | 1.05 | KG | 299.2 | 299.2 | LP17 | LP17 | circuit breaker 3VA1 IEC frame 100 breaking capacity class S Icu=36kA @ 415V 3-pole, line protection TM210, FTFM, In=63A overload protection Ir=63A fixed short-circuit protection Ii=10 x In clamp connection shunt trip (STL) 110-127V DC, AC 50/60Hz | - | 0 | 0
3VA1063-4ED36-0JC0 |  | 3VA1063-4ED36-0JC0 | 1 | UN | 1 | 10 | C | D | EAR99 | N | 85362010 | 1 | 4042949077657 | 1.05 | KG | 344.25 | 344.25 | LP17 | LP17 | circuit breaker 3VA1 IEC frame 100 breaking capacity class S Icu=36kA @ 415V 3-pole, line protection TM210, FTFM, In=63A overload protection Ir=63A fixed short-circuit protection Ii=10 x In clamp connection shunt trip (STL) 110-127V DC, AC 50/60Hz 2 auxiliary switches HQ | - | 0 | 0
3VA1063-4ED36-0JH0 |  | 3VA1063-4ED36-0JH0 | 1 | UN | 1 | 10 | C | D | EAR99 | N | 85362010 | 1 | 4042949090199 | 1.08 | KG | 368.9 | 368.9 | LP17 | LP17 | circuit breaker 3VA1 IEC frame 100 breaking capacity class S Icu=36kA @ 415V 3-pole, line protection TM210, FTFM, In=63A overload protection Ir=63A fixed short-circuit protection Ii=10 x In clamp connection shunt trip (STL) 110-127V DC, AC 50/60Hz 2 auxiliary switches HQ 1 trip alarm switch HQ | - | 0 | 0
3VA1063-4ED36-0KA0 |  | 3VA1063-4ED36-0KA0 | 1 | UN | 1 | 10 | C | D | EAR99 | N | 85362010 | 1 | 4042949052210 | 1.05 | KG | 299.2 | 299.2 | LP17 | LP17 | circuit breaker 3VA1 IEC frame 100 breaking capacity class S Icu=36kA @ 415V 3-pole, line protection TM210, FTFM, In=63A overload protection Ir=63A fixed short-circuit protection Ii=10 x In clamp connection shunt trip (STL) 220-250V DC, 208-277V AC | - | 0 | 0
3VA1063-4ED36-0KC0 |  | 3VA1063-4ED36-0KC0 | 1 | UN | 1 | 10 | C | D | EAR99 | N | 85362010 | 1 | 4042949079743 | 1.05 | KG | 344.25 | 344.25 | LP17 | LP17 | circuit breaker 3VA1 IEC frame 100 breaking capacity class S Icu=36kA @ 415V 3-pole, line protection TM210, FTFM, In=63A overload protection Ir=63A fixed short-circuit protection Ii=10 x In clamp connection shunt trip (STL) 220-250V DC, 208-277V AC 2 auxiliary switches HQ | - | 0 | 0
3VA1063-4ED36-0KH0 |  | 3VA1063-4ED36-0KH0 | 1 | UN | 1 | 10 | C | D | EAR99 | N | 85362010 | 1 | 4042949092285 | 1.08 | KG | 368.9 | 368.9 | LP17 | LP17 | circuit breaker 3VA1 IEC frame 100 breaking capacity class S Icu=36kA @ 415V 3-pole, line protection TM210, FTFM, In=63A overload protection Ir=63A fixed short-circuit protection Ii=10 x In clamp connection shunt trip (STL) 220-250V DC, 208-277V AC 2 auxiliary switches HQ 1 trip alarm switch HQ | - | 0 | 0
3VA1063-4ED42-0AA0 |  | 3VA1063-4ED42-0AA0 | 1 | UN | 1 | 5 | B | D | EAR99 | N | 85362010 | 1 | 4042948812013 | 1.182 | KG | 241.9 | 235.3 | LP17 | LP17 | circuit breaker 3VA1 IEC frame 100 breaking capacity class S Icu=36kA @ 415V 4-pole, line protection TM210, FTFM, In=63A overload protection Ir=63A fixed short-circuit protection Ii=10 x In N conductor unprotected nut keeper kit | Lista Papel 2020 SI | 0 | 0
3VA1063-4ED42-0AC0 |  | 3VA1063-4ED42-0AC0 | 1 | UN | 1 | 10 | C | D | EAR99 | N | 85362010 | 1 | 4042949056386 | 1.26 | KG | 298.35 | 298.35 | LP17 | LP17 | circuit breaker 3VA1 IEC frame 100 breaking capacity class S Icu=36kA @ 415V 4-pole, line protection TM210, FTFM, In=63A overload protection Ir=63A fixed short-circuit protection Ii=10 x In N conductor unprotected nut keeper kit 2 auxiliary switches HQ | - | 0 | 0
3VA1063-4ED42-0AD0 |  | 3VA1063-4ED42-0AD0 | 1 | UN | 1 | 10 | C | D | EAR99 | N | 85362010 | 1 | 4042949058472 | 1.29 | KG | 320.45 | 320.45 | LP17 | LP17 | circuit breaker 3VA1 IEC frame 100 breaking capacity class S Icu=36kA @ 415V 4-pole, line protection TM210, FTFM, In=63A overload protection Ir=63A fixed short-circuit protection Ii=10 x In N conductor unprotected nut keeper kit 3 auxiliary switches HQ | - | 0 | 0
3VA1063-4ED42-0AE0 |  | 3VA1063-4ED42-0AE0 | 1 | UN | 1 | 10 | C | D | EAR99 | N | 85362010 | 1 | 4042949060567 | 1.32 | KG | 344.25 | 344.25 | LP17 | LP17 | circuit breaker 3VA1 IEC frame 100 breaking capacity class S Icu=36kA @ 415V 4-pole, line protection TM210, FTFM, In=63A overload protection Ir=63A fixed short-circuit protection Ii=10 x In N conductor unprotected nut keeper kit 4 auxiliary switches HQ | - | 0 | 0
3VA1063-4ED42-0AF0 |  | 3VA1063-4ED42-0AF0 | 1 | UN | 1 | 10 | C | D | EAR99 | N | 85362010 | 1 | 4042949062653 | 1.26 | KG | 298.35 | 298.35 | LP17 | LP17 | circuit breaker 3VA1 IEC frame 100 breaking capacity class S Icu=36kA @ 415V 4-pole, line protection TM210, FTFM, In=63A overload protection Ir=63A fixed short-circuit protection Ii=10 x In N conductor unprotected nut keeper kit 1 auxiliary switch HQ 1 trip alarm switch HQ | - | 0 | 0
3VA1063-4ED42-0AH0 |  | 3VA1063-4ED42-0AH0 | 1 | UN | 1 | 10 | C | D | EAR99 | N | 85362010 | 1 | 4042949066835 | 1.29 | KG | 320.45 | 320.45 | LP17 | LP17 | circuit breaker 3VA1 IEC frame 100 breaking capacity class S Icu=36kA @ 415V 4-pole, line protection TM210, FTFM, In=63A overload protection Ir=63A fixed short-circuit protection Ii=10 x In N conductor unprotected nut keeper kit 2 auxiliary switches HQ 1 trip alarm switch HQ | - | 0 | 0
3VA1063-4ED42-0BA0 |  | 3VA1063-4ED42-0BA0 | 1 | UN | 1 | 10 | C | D | EAR99 | N | 85362010 | 1 | 4042949041757 | 1.2 | KG | 359.55 | 359.55 | LP17 | LP17 | circuit breaker 3VA1 IEC frame 100 breaking capacity class S Icu=36kA @ 415V 4-pole, line protection TM210, FTFM, In=63A overload protection Ir=63A fixed short-circuit protection Ii=10 x In N conductor unprotected nut keeper kit undervoltage release (UVR) 24V DC | - | 0 | 0
3VA1063-4ED42-0BC0 |  | 3VA1063-4ED42-0BC0 | 1 | UN | 1 | 10 | C | D | EAR99 | N | 85362010 | 1 | 4042949069287 | 1.35 | KG | 406.3 | 406.3 | LP17 | LP17 | circuit breaker 3VA1 IEC frame 100 breaking capacity class S Icu=36kA @ 415V 4-pole, line protection TM210, FTFM, In=63A overload protection Ir=63A fixed short-circuit protection Ii=10 x In N conductor unprotected nut keeper kit undervoltage release (UVR) 24V DC 2 auxiliary switches HQ | - | 0 | 0
3VA1063-4ED42-0BH0 |  | 3VA1063-4ED42-0BH0 | 1 | UN | 1 | 10 | C | D | EAR99 | N | 85362010 | 1 | 4042949081821 | 1.38 | KG | 430.1 | 430.1 | LP17 | LP17 | circuit breaker 3VA1 IEC frame 100 breaking capacity class S Icu=36kA @ 415V 4-pole, line protection TM210, FTFM, In=63A overload protection Ir=63A fixed short-circuit protection Ii=10 x In N conductor unprotected nut keeper kit undervoltage release (UVR) 24V DC 2 auxiliary switches HQ 1 trip alarm switch HQ | - | 0 | 0
3VA1063-4ED42-0CA0 |  | 3VA1063-4ED42-0CA0 | 1 | UN | 1 | 10 | C | D | EAR99 | N | 85362010 | 1 | 4042949043843 | 1.2 | KG | 359.55 | 359.55 | LP17 | LP17 | circuit breaker 3VA1 IEC frame 100 breaking capacity class S Icu=36kA @ 415V 4-pole, line protection TM210, FTFM, In=63A overload protection Ir=63A fixed short-circuit protection Ii=10 x In N conductor unprotected nut keeper kit undervoltage release (UVR) 120-127V AC 50/60Hz | - | 0 | 0
3VA1063-4ED42-0CC0 |  | 3VA1063-4ED42-0CC0 | 1 | UN | 1 | 10 | C | D | EAR99 | N | 85362010 | 1 | 4042949071372 | 1.35 | KG | 406.3 | 406.3 | LP17 | LP17 | circuit breaker 3VA1 IEC frame 100 breaking capacity class S Icu=36kA @ 415V 4-pole, line protection TM210, FTFM, In=63A overload protection Ir=63A fixed short-circuit protection Ii=10 x In N conductor unprotected nut keeper kit undervoltage release (UVR) 120-127V AC 50/60Hz 2 auxiliary switches HQ | - | 0 | 0
3VA1063-4ED42-0CH0 |  | 3VA1063-4ED42-0CH0 | 1 | UN | 1 | 10 | C | D | EAR99 | N | 85362010 | 1 | 4042949083917 | 1.38 | KG | 430.1 | 430.1 | LP17 | LP17 | circuit breaker 3VA1 IEC frame 100 breaking capacity class S Icu=36kA @ 415V 4-pole, line protection TM210, FTFM, In=63A overload protection Ir=63A fixed short-circuit protection Ii=10 x In N conductor unprotected nut keeper kit undervoltage release (UVR) 120-127V AC 50/60Hz 2 auxiliary switches HQ 1 trip alarm switch HQ | - | 0 | 0
3VA1063-4ED42-0DA0 |  | 3VA1063-4ED42-0DA0 | 1 | UN | 1 | 10 | C | D | EAR99 | N | 85362010 | 1 | 4042949045939 | 1.2 | KG | 359.55 | 359.55 | LP17 | LP17 | circuit breaker 3VA1 IEC frame 100 breaking capacity class S Icu=36kA @ 415V 4-pole, line protection TM210, FTFM, In=63A overload protection Ir=63A fixed short-circuit protection Ii=10 x In N conductor unprotected nut keeper kit undervoltage release (UVR) 208-230V AC 50/60Hz | - | 0 | 0
3VA1063-4ED42-0DC0 |  | 3VA1063-4ED42-0DC0 | 1 | UN | 1 | 10 | C | D | EAR99 | N | 85362010 | 1 | 4042949073468 | 1.35 | KG | 406.3 | 406.3 | LP17 | LP17 | circuit breaker 3VA1 IEC frame 100 breaking capacity class S Icu=36kA @ 415V 4-pole, line protection TM210, FTFM, In=63A overload protection Ir=63A fixed short-circuit protection Ii=10 x In N conductor unprotected nut keeper kit undervoltage release (UVR) 208-230V AC 50/60Hz 2 auxiliary switches HQ | - | 0 | 0
3VA1063-4ED42-0DH0 |  | 3VA1063-4ED42-0DH0 | 1 | UN | 1 | 10 | C | D | EAR99 | N | 85362010 | 1 | 4042949086000 | 1.38 | KG | 430.1 | 430.1 | LP17 | LP17 | circuit breaker 3VA1 IEC frame 100 breaking capacity class S Icu=36kA @ 415V 4-pole, line protection TM210, FTFM, In=63A overload protection Ir=63A fixed short-circuit protection Ii=10 x In N conductor unprotected nut keeper kit undervoltage release (UVR) 208-230V AC 50/60Hz 2 auxiliary switches HQ 1 trip alarm switch HQ | - | 0 | 0
3VA1063-4ED42-0HA0 |  | 3VA1063-4ED42-0HA0 | 1 | UN | 1 | 10 | C | D | EAR99 | N | 85362010 | 1 | 4042949048022 | 1.2 | KG | 335.75 | 335.75 | LP17 | LP17 | circuit breaker 3VA1 IEC frame 100 breaking capacity class S Icu=36kA @ 415V 4-pole, line protection TM210, FTFM, In=63A overload protection Ir=63A fixed short-circuit protection Ii=10 x In N conductor unprotected nut keeper kit shunt trip (STL) 12-30V DC; 24V AC 50/60Hz | - | 0 | 0
3VA1063-4ED42-0HC0 |  | 3VA1063-4ED42-0HC0 | 1 | UN | 1 | 10 | C | D | EAR99 | N | 85362010 | 1 | 4042949075554 | 1.35 | KG | 381.65 | 381.65 | LP17 | LP17 | circuit breaker 3VA1 IEC frame 100 breaking capacity class S Icu=36kA @ 415V 4-pole, line protection TM210, FTFM, In=63A overload protection Ir=63A fixed short-circuit protection Ii=10 x In N conductor unprotected nut keeper kit shunt trip (STL) 12-30V DC; 24V AC 50/60Hz 2 auxiliary switches HQ | - | 0 | 0
3VA1063-4ED42-0HH0 |  | 3VA1063-4ED42-0HH0 | 1 | UN | 1 | 10 | C | D | EAR99 | N | 85362010 | 1 | 4042949088097 | 1.38 | KG | 405.45 | 405.45 | LP17 | LP17 | circuit breaker 3VA1 IEC frame 100 breaking capacity class S Icu=36kA @ 415V 4-pole, line protection TM210, FTFM, In=63A overload protection Ir=63A fixed short-circuit protection Ii=10 x In N conductor unprotected nut keeper kit shunt trip (STL) 12-30V DC; 24V AC 50/60Hz 2 auxiliary switches HQ 1 trip alarm switch HQ | - | 0 | 0
3VA1063-4ED42-0JA0 |  | 3VA1063-4ED42-0JA0 | 1 | UN | 1 | 10 | C | D | EAR99 | N | 85362010 | 1 | 4042949050117 | 1.35 | KG | 335.75 | 335.75 | LP17 | LP17 | circuit breaker 3VA1 IEC frame 100 breaking capacity class S Icu=36kA @ 415V 4-pole, line protection TM210, FTFM, In=63A overload protection Ir=63A fixed short-circuit protection Ii=10 x In N conductor unprotected nut keeper kit shunt trip (STL) 110-127V DC, AC 50/60Hz | - | 0 | 0
3VA1063-4ED42-0JC0 |  | 3VA1063-4ED42-0JC0 | 1 | UN | 1 | 10 | C | D | EAR99 | N | 85362010 | 1 | 4042949077640 | 1.35 | KG | 381.65 | 381.65 | LP17 | LP17 | circuit breaker 3VA1 IEC frame 100 breaking capacity class S Icu=36kA @ 415V 4-pole, line protection TM210, FTFM, In=63A overload protection Ir=63A fixed short-circuit protection Ii=10 x In N conductor unprotected nut keeper kit shunt trip (STL) 110-127V DC, AC 50/60Hz 2 auxiliary switches HQ | - | 0 | 0
3VA1063-4ED42-0JH0 |  | 3VA1063-4ED42-0JH0 | 1 | UN | 1 | 10 | C | D | EAR99 | N | 85362010 | 1 | 4042949090182 | 1.38 | KG | 405.45 | 405.45 | LP17 | LP17 | circuit breaker 3VA1 IEC frame 100 breaking capacity class S Icu=36kA @ 415V 4-pole, line protection TM210, FTFM, In=63A overload protection Ir=63A fixed short-circuit protection Ii=10 x In N conductor unprotected nut keeper kit shunt trip (STL) 110-127V DC, AC 50/60Hz 2 auxiliary switches HQ 1 trip alarm switch HQ | - | 0 | 0
3VA1063-4ED42-0KA0 |  | 3VA1063-4ED42-0KA0 | 1 | UN | 1 | 10 | C | D | EAR99 | N | 85362010 | 1 | 4042949052203 | 1.35 | KG | 335.75 | 335.75 | LP17 | LP17 | circuit breaker 3VA1 IEC frame 100 breaking capacity class S Icu=36kA @ 415V 4-pole, line protection TM210, FTFM, In=63A overload protection Ir=63A fixed short-circuit protection Ii=10 x In N conductor unprotected nut keeper kit shunt trip (STL) 220-250V DC; 208-277V AC | - | 0 | 0
3VA1063-4ED42-0KC0 |  | 3VA1063-4ED42-0KC0 | 1 | UN | 1 | 10 | C | D | EAR99 | N | 85362010 | 1 | 4042949079736 | 1.35 | KG | 381.65 | 381.65 | LP17 | LP17 | circuit breaker 3VA1 IEC frame 100 breaking capacity class S Icu=36kA @ 415V 4-pole, line protection TM210, FTFM, In=63A overload protection Ir=63A fixed short-circuit protection Ii=10 x In N conductor unprotected nut keeper kit shunt trip (STL) 220-250V DC; 208-277V AC 2 auxiliary switches HQ | - | 0 | 0
3VA1063-4ED42-0KH0 |  | 3VA1063-4ED42-0KH0 | 1 | UN | 1 | 10 | C | D | EAR99 | N | 85362010 | 1 | 4042949092278 | 1.38 | KG | 405.45 | 405.45 | LP17 | LP17 | circuit breaker 3VA1 IEC frame 100 breaking capacity class S Icu=36kA @ 415V 4-pole, line protection TM210, FTFM, In=63A overload protection Ir=63A fixed short-circuit protection Ii=10 x In N conductor unprotected nut keeper kit shunt trip (STL) 220-250V DC; 208-277V AC 2 auxiliary switches HQ 1 trip alarm switch HQ | - | 0 | 0
3VA1063-4ED46-0AA0 |  | 3VA1063-4ED46-0AA0 | 1 | UN | 1 | 5 | B | D | EAR99 | N | 85362010 | 1 | 4042948820216 | 1.292 | KG | 269 | 261.6 | LP17 | LP17 | circuit breaker 3VA1 IEC frame 100 breaking capacity class S Icu=36kA @ 415V 4-pole, line protection TM210, FTFM, In=63A overload protection Ir=63A fixed short-circuit protection Ii=10 x In N conductor unprotected clamp connection | Lista Papel 2020 SI | 0 | 0
3VA1080-2ED32-0AA0 |  | 3VA1080-2ED32-0AA0 | 1 | UN | 1 | 2 | A | D | EAR99 | N | 85362090 | 1 | 4042948811757 | 970 | G | 196 | 190.2 | LP17 | LP17 | circuit breaker 3VA1 IEC frame 100 breaking capacity class B Icu=16kA @ 415V 3-pole, line protection TM210, FTFM, In=80A overload protection Ir=80A fixed short-circuit protection Ii=10 x In nut keeper kit | Lista Papel 2020 SI | 0 | 0
3VA1080-2ED32-0AC0 |  | 3VA1080-2ED32-0AC0 | 1 | UN | 1 | 10 | C | D | EAR99 | N | 85362090 | 1 | 4042949056379 | 0.96 | KG | 248.2 | 248.2 | LP17 | LP17 | circuit breaker 3VA1 IEC frame 100 breaking capacity class B Icu=16kA @ 415V 3-pole, line protection TM210, FTFM, In=80A overload protection Ir=80A fixed short-circuit protection Ii=10 x In nut keeper kit 2 auxiliary switches HQ | - | 0 | 0
3VA1080-2ED32-0AD0 |  | 3VA1080-2ED32-0AD0 | 1 | UN | 1 | 10 | C | D | EAR99 | N | 85362090 | 1 | 4042949058465 | 0.99 | KG | 272.85 | 272.85 | LP17 | LP17 | circuit breaker 3VA1 IEC frame 100 breaking capacity class B Icu=16kA @ 415V 3-pole, line protection TM210, FTFM, In=80A overload protection Ir=80A fixed short-circuit protection Ii=10 x In nut keeper kit 3 auxiliary switches HQ | - | 0 | 0
3VA1080-2ED32-0AE0 |  | 3VA1080-2ED32-0AE0 | 1 | UN | 1 | 10 | C | D | EAR99 | N | 85362090 | 1 | 4042949060550 | 1.02 | KG | 296.65 | 296.65 | LP17 | LP17 | circuit breaker 3VA1 IEC frame 100 breaking capacity class B Icu=16kA @ 415V 3-pole, line protection TM210, FTFM, In=80A overload protection Ir=80A fixed short-circuit protection Ii=10 x In nut keeper kit 4 auxiliary switches HQ | - | 0 | 0
3VA1080-2ED32-0AF0 |  | 3VA1080-2ED32-0AF0 | 1 | UN | 1 | 10 | C | D | EAR99 | N | 85362090 | 1 | 4042949062646 | 0.96 | KG | 248.2 | 248.2 | LP17 | LP17 | circuit breaker 3VA1 IEC frame 100 breaking capacity class B Icu=16kA @ 415V 3-pole, line protection TM210, FTFM, In=80A overload protection Ir=80A fixed short-circuit protection Ii=10 x In nut keeper kit 1 auxiliary switch HQ 1 trip alarm switch HQ | - | 0 | 0
3VA1080-2ED32-0AH0 |  | 3VA1080-2ED32-0AH0 | 1 | UN | 1 | 10 | C | D | EAR99 | N | 85362090 | 1 | 4042949066828 | 0.99 | KG | 272.85 | 272.85 | LP17 | LP17 | circuit breaker 3VA1 IEC frame 100 breaking capacity class B Icu=16kA @ 415V 3-pole, line protection TM210, FTFM, In=80A overload protection Ir=80A fixed short-circuit protection Ii=10 x In nut keeper kit 2 auxiliary switches HQ 1 trip alarm switch HQ | - | 0 | 0
3VA1080-2ED32-0BA0 |  | 3VA1080-2ED32-0BA0 | 1 | UN | 1 | 10 | C | D | EAR99 | N | 85362090 | 1 | 4042949041740 | 0.9 | KG | 311.1 | 311.1 | LP17 | LP17 | circuit breaker 3VA1 IEC frame 100 breaking capacity class B Icu=16kA @ 415V 3-pole, line protection TM210, FTFM, In=80A overload protection Ir=80A fixed short-circuit protection Ii=10 x In nut keeper kit undervoltage release (UVR) 24V DC | - | 0 | 0
3VA1080-2ED32-0BC0 |  | 3VA1080-2ED32-0BC0 | 1 | UN | 1 | 10 | C | D | EAR99 | N | 85362090 | 1 | 4042949069270 | 1.05 | KG | 357.85 | 357.85 | LP17 | LP17 | circuit breaker 3VA1 IEC frame 100 breaking capacity class B Icu=16kA @ 415V 3-pole, line protection TM210, FTFM, In=80A overload protection Ir=80A fixed short-circuit protection Ii=10 x In nut keeper kit undervoltage release (UVR) 24V DC 2 auxiliary switches HQ | - | 0 | 0
3VA1080-2ED32-0BH0 |  | 3VA1080-2ED32-0BH0 | 1 | UN | 1 | 10 | C | D | EAR99 | N | 85362090 | 1 | 4042949081814 | 1.05 | KG | 381.65 | 381.65 | LP17 | LP17 | circuit breaker 3VA1 IEC frame 100 breaking capacity class B Icu=16kA @ 415V 3-pole, line protection TM210, FTFM, In=80A overload protection Ir=80A fixed short-circuit protection Ii=10 x In nut keeper kit undervoltage release (UVR) 24V DC 2 auxiliary switches HQ 1 trip alarm switch HQ | - | 0 | 0
3VA1080-2ED32-0CA0 |  | 3VA1080-2ED32-0CA0 | 1 | UN | 1 | 10 | C | D | EAR99 | N | 85362090 | 1 | 4042949043836 | 0.9 | KG | 311.1 | 311.1 | LP17 | LP17 | circuit breaker 3VA1 IEC frame 100 breaking capacity class B Icu=16kA @ 415V 3-pole, line protection TM210, FTFM, In=80A overload protection Ir=80A fixed short-circuit protection Ii=10 x In nut keeper kit undervoltage release (UVR) 120-127V AC 50/60Hz | - | 0 | 0
3VA1080-2ED32-0CC0 |  | 3VA1080-2ED32-0CC0 | 1 | UN | 1 | 10 | C | D | EAR99 | N | 85362090 | 1 | 4042949071365 | 1.05 | KG | 357.85 | 357.85 | LP17 | LP17 | circuit breaker 3VA1 IEC frame 100 breaking capacity class B Icu=16kA @ 415V 3-pole, line protection TM210, FTFM, In=80A overload protection Ir=80A fixed short-circuit protection Ii=10 x In nut keeper kit undervoltage release (UVR) 120-127V AC 50/60Hz 2 auxiliary switches HQ | - | 0 | 0
3VA1080-2ED32-0CH0 |  | 3VA1080-2ED32-0CH0 | 1 | UN | 1 | 10 | C | D | EAR99 | N | 85362090 | 1 | 4042949083900 | 1.08 | KG | 381.65 | 381.65 | LP17 | LP17 | circuit breaker 3VA1 IEC frame 100 breaking capacity class B Icu=16kA @ 415V 3-pole, line protection TM210, FTFM, In=80A overload protection Ir=80A fixed short-circuit protection Ii=10 x In nut keeper kit undervoltage release (UVR) 120-127V AC 50/60Hz 2 auxiliary switches HQ 1 trip alarm switch HQ | - | 0 | 0
3VA1080-2ED32-0DA0 |  | 3VA1080-2ED32-0DA0 | 1 | UN | 1 | 10 | C | D | EAR99 | N | 85362090 | 1 | 4042949045922 | 0.9 | KG | 311.1 | 311.1 | LP17 | LP17 | circuit breaker 3VA1 IEC frame 100 breaking capacity class B Icu=16kA @ 415V 3-pole, line protection TM210, FTFM, In=80A overload protection Ir=80A fixed short-circuit protection Ii=10 x In nut keeper kit undervoltage release (UVR) 208-230V AC 50/60Hz | - | 0 | 0
3VA1080-2ED32-0DC0 |  | 3VA1080-2ED32-0DC0 | 1 | UN | 1 | 10 | C | D | EAR99 | N | 85362090 | 1 | 4042949073451 | 1.05 | KG | 357.85 | 357.85 | LP17 | LP17 | circuit breaker 3VA1 IEC frame 100 breaking capacity class B Icu=16kA @ 415V 3-pole, line protection TM210, FTFM, In=80A overload protection Ir=80A fixed short-circuit protection Ii=10 x In nut keeper kit undervoltage release (UVR) 208-230V AC 50/60Hz 2 auxiliary switches HQ | - | 0 | 0
3VA1080-2ED32-0DH0 |  | 3VA1080-2ED32-0DH0 | 1 | UN | 1 | 10 | C | D | EAR99 | N | 85362090 | 1 | 4042949085997 | 1.08 | KG | 381.65 | 381.65 | LP17 | LP17 | circuit breaker 3VA1 IEC frame 100 breaking capacity class B Icu=16kA @ 415V 3-pole, line protection TM210, FTFM, In=80A overload protection Ir=80A fixed short-circuit protection Ii=10 x In nut keeper kit undervoltage release (UVR) 208-230V AC 50/60Hz 2 auxiliary switches HQ 1 trip alarm switch HQ | - | 0 | 0
3VA1080-2ED32-0HA0 |  | 3VA1080-2ED32-0HA0 | 1 | UN | 1 | 10 | C | D | EAR99 | N | 85362090 | 1 | 4042949048015 | 0.9 | KG | 285.6 | 285.6 | LP17 | LP17 | circuit breaker 3VA1 IEC frame 100 breaking capacity class B Icu=16kA @ 415V 3-pole, line protection TM210, FTFM, In=80A overload protection Ir=80A fixed short-circuit protection Ii=10 x In nut keeper kit shunt trip (STL) 12-30V DC, 24V AC 50/60Hz | - | 0 | 0
3VA1080-2ED32-0HC0 |  | 3VA1080-2ED32-0HC0 | 1 | UN | 1 | 10 | C | D | EAR99 | N | 85362090 | 1 | 4042949075547 | 1.05 | KG | 333.2 | 333.2 | LP17 | LP17 | circuit breaker 3VA1 IEC frame 100 breaking capacity class B Icu=16kA @ 415V 3-pole, line protection TM210, FTFM, In=80A overload protection Ir=80A fixed short-circuit protection Ii=10 x In nut keeper kit shunt trip (STL) 12-30V DC, 24V AC 50/60Hz 2 auxiliary switches HQ | - | 0 | 0
3VA1080-2ED32-0HH0 |  | 3VA1080-2ED32-0HH0 | 1 | UN | 1 | 10 | C | D | EAR99 | N | 85362090 | 1 | 4042949088080 | 1.08 | KG | 356.15 | 356.15 | LP17 | LP17 | circuit breaker 3VA1 IEC frame 100 breaking capacity class B Icu=16kA @ 415V 3-pole, line protection TM210, FTFM, In=80A overload protection Ir=80A fixed short-circuit protection Ii=10 x In nut keeper kit shunt trip (STL) 12-30V DC, 24V AC 50/60Hz 2 auxiliary switches HQ 1 trip alarm switch HQ | - | 0 | 0
3VA1080-2ED32-0JA0 |  | 3VA1080-2ED32-0JA0 | 1 | UN | 1 | 10 | C | D | EAR99 | N | 85362090 | 1 | 4042949050100 | 1.05 | KG | 285.6 | 285.6 | LP17 | LP17 | circuit breaker 3VA1 IEC frame 100 breaking capacity class B Icu=16kA @ 415V 3-pole, line protection TM210, FTFM, In=80A overload protection Ir=80A fixed short-circuit protection Ii=10 x In nut keeper kit shunt trip (STL) 110-127V DC, AC 50/60Hz | - | 0 | 0
3VA1080-2ED32-0JC0 |  | 3VA1080-2ED32-0JC0 | 1 | UN | 1 | 10 | C | D | EAR99 | N | 85362090 | 1 | 4042949077633 | 1.05 | KG | 333.2 | 333.2 | LP17 | LP17 | circuit breaker 3VA1 IEC frame 100 breaking capacity class B Icu=16kA @ 415V 3-pole, line protection TM210, FTFM, In=80A overload protection Ir=80A fixed short-circuit protection Ii=10 x In nut keeper kit shunt trip (STL) 110-127V DC, AC 50/60Hz 2 auxiliary switches HQ | - | 0 | 0
3VA1080-2ED32-0JH0 |  | 3VA1080-2ED32-0JH0 | 1 | UN | 1 | 10 | C | D | EAR99 | N | 85362090 | 1 | 4042949090175 | 1.08 | KG | 356.15 | 356.15 | LP17 | LP17 | circuit breaker 3VA1 IEC frame 100 breaking capacity class B Icu=16kA @ 415V 3-pole, line protection TM210, FTFM, In=80A overload protection Ir=80A fixed short-circuit protection Ii=10 x In nut keeper kit shunt trip (STL) 110-127V DC, AC 50/60Hz 2 auxiliary switches HQ 1 trip alarm switch HQ | - | 0 | 0
3VA1080-2ED32-0KA0 |  | 3VA1080-2ED32-0KA0 | 1 | UN | 1 | 10 | C | D | EAR99 | N | 85362090 | 1 | 4042949052197 | 1.05 | KG | 285.6 | 285.6 | LP17 | LP17 | circuit breaker 3VA1 IEC frame 100 breaking capacity class B Icu=16kA @ 415V 3-pole, line protection TM210, FTFM, In=80A overload protection Ir=80A fixed short-circuit protection Ii=10 x In nut keeper kit shunt trip (STL) 220-250V DC, 208-277V AC | - | 0 | 0
3VA1080-2ED32-0KC0 |  | 3VA1080-2ED32-0KC0 | 1 | UN | 1 | 10 | C | D | EAR99 | N | 85362090 | 1 | 4042949079729 | 1.05 | KG | 333.2 | 333.2 | LP17 | LP17 | circuit breaker 3VA1 IEC frame 100 breaking capacity class B Icu=16kA @ 415V 3-pole, line protection TM210, FTFM, In=80A overload protection Ir=80A fixed short-circuit protection Ii=10 x In nut keeper kit shunt trip (STL) 220-250V DC, 208-277V AC 2 auxiliary switches HQ | - | 0 | 0
3VA1080-2ED32-0KH0 |  | 3VA1080-2ED32-0KH0 | 1 | UN | 1 | 10 | C | D | EAR99 | N | 85362090 | 1 | 4042949092261 | 1.08 | KG | 356.15 | 356.15 | LP17 | LP17 | circuit breaker 3VA1 IEC frame 100 breaking capacity class B Icu=16kA @ 415V 3-pole, line protection TM210, FTFM, In=80A overload protection Ir=80A fixed short-circuit protection Ii=10 x In nut keeper kit shunt trip (STL) 220-250V DC, 208-277V AC 2 auxiliary switches HQ 1 trip alarm switch HQ | - | 0 | 0
3VA1080-2ED36-0AA0 |  | 3VA1080-2ED36-0AA0 | 1 | UN | 1 | 2 | A | D | EAR99 | N | 85362090 | 1 | 4042948819951 | 1.022 | KG | 216.5 | 210.7 | LP17 | LP17 | circuit breaker 3VA1 IEC frame 100 breaking capacity class B Icu=16kA @ 415V 3-pole, line protection TM210, FTFM, In=80A overload protection Ir=80A fixed short-circuit protection Ii=10 x In clamp connection | Lista Papel 2020 SI | 0 | 0
3VA1080-2ED36-0AC0 |  | 3VA1080-2ED36-0AC0 | 1 | UN | 1 | 10 | C | D | EAR99 | N | 85362090 | 1 | 4042949056362 | 0.96 | KG | 270.3 | 270.3 | LP17 | LP17 | circuit breaker 3VA1 IEC frame 100 breaking capacity class B Icu=16kA @ 415V 3-pole, line protection TM210, FTFM, In=80A overload protection Ir=80A fixed short-circuit protection Ii=10 x In clamp connection 2 auxiliary switches HQ | - | 0 | 0
3VA1080-2ED36-0AD0 |  | 3VA1080-2ED36-0AD0 | 1 | UN | 1 | 10 | C | D | EAR99 | N | 85362090 | 1 | 4042949058458 | 0.99 | KG | 294.95 | 294.95 | LP17 | LP17 | circuit breaker 3VA1 IEC frame 100 breaking capacity class B Icu=16kA @ 415V 3-pole, line protection TM210, FTFM, In=80A overload protection Ir=80A fixed short-circuit protection Ii=10 x In clamp connection 3 auxiliary switches HQ | - | 0 | 0
3VA1080-2ED36-0AE0 |  | 3VA1080-2ED36-0AE0 | 1 | UN | 1 | 10 | C | D | EAR99 | N | 85362090 | 1 | 4042949060543 | 1.02 | KG | 317.9 | 317.9 | LP17 | LP17 | circuit breaker 3VA1 IEC frame 100 breaking capacity class B Icu=16kA @ 415V 3-pole, line protection TM210, FTFM, In=80A overload protection Ir=80A fixed short-circuit protection Ii=10 x In clamp connection 4 auxiliary switches HQ | - | 0 | 0
3VA1080-2ED36-0AF0 |  | 3VA1080-2ED36-0AF0 | 1 | UN | 1 | 10 | C | D | EAR99 | N | 85362090 | 1 | 4042949062639 | 0.96 | KG | 270.3 | 270.3 | LP17 | LP17 | circuit breaker 3VA1 IEC frame 100 breaking capacity class B Icu=16kA @ 415V 3-pole, line protection TM210, FTFM, In=80A overload protection Ir=80A fixed short-circuit protection Ii=10 x In clamp connection 1 auxiliary switch HQ 1 trip alarm switch HQ | - | 0 | 0
3VA1080-2ED36-0AH0 |  | 3VA1080-2ED36-0AH0 | 1 | UN | 1 | 10 | C | D | EAR99 | N | 85362090 | 1 | 4042949066811 | 0.99 | KG | 294.95 | 294.95 | LP17 | LP17 | circuit breaker 3VA1 IEC frame 100 breaking capacity class B Icu=16kA @ 415V 3-pole, line protection TM210, FTFM, In=80A overload protection Ir=80A fixed short-circuit protection Ii=10 x In clamp connection 2 auxiliary switches HQ 1 trip alarm switch HQ | - | 0 | 0
3VA1080-2ED36-0BA0 |  | 3VA1080-2ED36-0BA0 | 1 | UN | 1 | 10 | C | D | EAR99 | N | 85362090 | 1 | 4042949041733 | 0.9 | KG | 333.2 | 333.2 | LP17 | LP17 | circuit breaker 3VA1 IEC frame 100 breaking capacity class B Icu=16kA @ 415V 3-pole, line protection TM210, FTFM, In=80A overload protection Ir=80A fixed short-circuit protection Ii=10 x In clamp connection undervoltage release (UVR) 24V DC | - | 0 | 0
3VA1080-2ED36-0BC0 |  | 3VA1080-2ED36-0BC0 | 1 | UN | 1 | 10 | C | D | EAR99 | N | 85362090 | 1 | 4042949069263 | 1.05 | KG | 379.95 | 379.95 | LP17 | LP17 | circuit breaker 3VA1 IEC frame 100 breaking capacity class B Icu=16kA @ 415V 3-pole, line protection TM210, FTFM, In=80A overload protection Ir=80A fixed short-circuit protection Ii=10 x In clamp connection undervoltage release (UVR) 24V DC 2 auxiliary switches HQ | - | 0 | 0
3VA1080-2ED36-0BH0 |  | 3VA1080-2ED36-0BH0 | 1 | UN | 1 | 10 | C | D | EAR99 | N | 85362090 | 1 | 4042949081807 | 1.05 | KG | 403.75 | 403.75 | LP17 | LP17 | circuit breaker 3VA1 IEC frame 100 breaking capacity class B Icu=16kA @ 415V 3-pole, line protection TM210, FTFM, In=80A overload protection Ir=80A fixed short-circuit protection Ii=10 x In clamp connection undervoltage release (UVR) 24V DC 2 auxiliary switches HQ 1 trip alarm switch HQ | - | 0 | 0
3VA1080-2ED36-0CA0 |  | 3VA1080-2ED36-0CA0 | 1 | UN | 1 | 10 | C | D | EAR99 | N | 85362090 | 1 | 4042949043829 | 0.9 | KG | 333.2 | 333.2 | LP17 | LP17 | circuit breaker 3VA1 IEC frame 100 breaking capacity class B Icu=16kA @ 415V 3-pole, line protection TM210, FTFM, In=80A overload protection Ir=80A fixed short-circuit protection Ii=10 x In clamp connection undervoltage release (UVR) 120-127V AC 50/60Hz | - | 0 | 0
3VA1080-2ED36-0CC0 |  | 3VA1080-2ED36-0CC0 | 1 | UN | 1 | 10 | C | D | EAR99 | N | 85362090 | 1 | 4042949071358 | 1.05 | KG | 379.95 | 379.95 | LP17 | LP17 | circuit breaker 3VA1 IEC frame 100 breaking capacity class B Icu=16kA @ 415V 3-pole, line protection TM210, FTFM, In=80A overload protection Ir=80A fixed short-circuit protection Ii=10 x In clamp connection undervoltage release (UVR) 120-127V AC 50/60Hz 2 auxiliary switches HQ | - | 0 | 0
3VA1080-2ED36-0CH0 |  | 3VA1080-2ED36-0CH0 | 1 | UN | 1 | 10 | C | D | EAR99 | N | 85362090 | 1 | 4042949083894 | 1.08 | KG | 403.75 | 403.75 | LP17 | LP17 | circuit breaker 3VA1 IEC frame 100 breaking capacity class B Icu=16kA @ 415V 3-pole, line protection TM210, FTFM, In=80A overload protection Ir=80A fixed short-circuit protection Ii=10 x In clamp connection undervoltage release (UVR) 120-127V AC 50/60Hz 2 auxiliary switches HQ 1 trip alarm switch HQ | - | 0 | 0
3VA1080-2ED36-0DA0 |  | 3VA1080-2ED36-0DA0 | 1 | UN | 1 | 10 | C | D | EAR99 | N | 85362090 | 1 | 4042949045915 | 0.9 | KG | 333.2 | 333.2 | LP17 | LP17 | circuit breaker 3VA1 IEC frame 100 breaking capacity class B Icu=16kA @ 415V 3-pole, line protection TM210, FTFM, In=80A overload protection Ir=80A fixed short-circuit protection Ii=10 x In clamp connection undervoltage release (UVR) 208-230V AC 50/60Hz | - | 0 | 0
3VA1080-2ED36-0DC0 |  | 3VA1080-2ED36-0DC0 | 1 | UN | 1 | 10 | C | D | EAR99 | N | 85362090 | 1 | 4042949073444 | 1.05 | KG | 379.95 | 379.95 | LP17 | LP17 | circuit breaker 3VA1 IEC frame 100 breaking capacity class B Icu=16kA @ 415V 3-pole, line protection TM210, FTFM, In=80A overload protection Ir=80A fixed short-circuit protection Ii=10 x In clamp connection undervoltage release (UVR) 208-230V AC 50/60Hz 2 auxiliary switches HQ | - | 0 | 0
3VA1080-2ED36-0DH0 |  | 3VA1080-2ED36-0DH0 | 1 | UN | 1 | 10 | C | D | EAR99 | N | 85362090 | 1 | 4042949085980 | 1.08 | KG | 403.75 | 403.75 | LP17 | LP17 | circuit breaker 3VA1 IEC frame 100 breaking capacity class B Icu=16kA @ 415V 3-pole, line protection TM210, FTFM, In=80A overload protection Ir=80A fixed short-circuit protection Ii=10 x In clamp connection undervoltage release (UVR) 208-230V AC 50/60Hz 2 auxiliary switches HQ 1 trip alarm switch HQ | - | 0 | 0
3VA1080-2ED36-0HA0 |  | 3VA1080-2ED36-0HA0 | 1 | UN | 1 | 10 | C | D | EAR99 | N | 85362090 | 1 | 4042949048008 | 0.9 | KG | 308.55 | 308.55 | LP17 | LP17 | circuit breaker 3VA1 IEC frame 100 breaking capacity class B Icu=16kA @ 415V 3-pole, line protection TM210, FTFM, In=80A overload protection Ir=80A fixed short-circuit protection Ii=10 x In clamp connection shunt trip (STL) 12-30V DC, 24V AC 50/60Hz | - | 0 | 0
3VA1080-2ED36-0HC0 |  | 3VA1080-2ED36-0HC0 | 1 | UN | 1 | 10 | C | D | EAR99 | N | 85362090 | 1 | 4042949075530 | 1.05 | KG | 354.45 | 354.45 | LP17 | LP17 | circuit breaker 3VA1 IEC frame 100 breaking capacity class B Icu=16kA @ 415V 3-pole, line protection TM210, FTFM, In=80A overload protection Ir=80A fixed short-circuit protection Ii=10 x In clamp connection shunt trip (STL) 12-30V DC, 24V AC 50/60Hz 2 auxiliary switches HQ | - | 0 | 0
3VA1080-2ED36-0HH0 |  | 3VA1080-2ED36-0HH0 | 1 | UN | 1 | 10 | C | D | EAR99 | N | 85362090 | 1 | 4042949088073 | 1.08 | KG | 379.1 | 379.1 | LP17 | LP17 | circuit breaker 3VA1 IEC frame 100 breaking capacity class B Icu=16kA @ 415V 3-pole, line protection TM210, FTFM, In=80A overload protection Ir=80A fixed short-circuit protection Ii=10 x In clamp connection shunt trip (STL) 12-30V DC, 24V AC 50/60Hz 2 auxiliary switches HQ 1 trip alarm switch HQ | - | 0 | 0
3VA1080-2ED36-0JA0 |  | 3VA1080-2ED36-0JA0 | 1 | UN | 1 | 10 | C | D | EAR99 | N | 85362090 | 1 | 4042949050094 | 1.05 | KG | 308.55 | 308.55 | LP17 | LP17 | circuit breaker 3VA1 IEC frame 100 breaking capacity class B Icu=16kA @ 415V 3-pole, line protection TM210, FTFM, In=80A overload protection Ir=80A fixed short-circuit protection Ii=10 x In clamp connection shunt trip (STL) 110-127V DC, AC 50/60Hz | - | 0 | 0
3VA1080-2ED36-0JC0 |  | 3VA1080-2ED36-0JC0 | 1 | UN | 1 | 10 | C | D | EAR99 | N | 85362090 | 1 | 4042949077626 | 1.05 | KG | 354.45 | 354.45 | LP17 | LP17 | circuit breaker 3VA1 IEC frame 100 breaking capacity class B Icu=16kA @ 415V 3-pole, line protection TM210, FTFM, In=80A overload protection Ir=80A fixed short-circuit protection Ii=10 x In clamp connection shunt trip (STL) 110-127V DC, AC 50/60Hz 2 auxiliary switches HQ | - | 0 | 0
3VA1080-2ED36-0JH0 |  | 3VA1080-2ED36-0JH0 | 1 | UN | 1 | 10 | C | D | EAR99 | N | 85362090 | 1 | 4042949090168 | 1.08 | KG | 379.1 | 379.1 | LP17 | LP17 | circuit breaker 3VA1 IEC frame 100 breaking capacity class B Icu=16kA @ 415V 3-pole, line protection TM210, FTFM, In=80A overload protection Ir=80A fixed short-circuit protection Ii=10 x In clamp connection shunt trip (STL) 110-127V DC, AC 50/60Hz 2 auxiliary switches HQ 1 trip alarm switch HQ | - | 0 | 0
3VA1080-2ED36-0KA0 |  | 3VA1080-2ED36-0KA0 | 1 | UN | 1 | 10 | C | D | EAR99 | N | 85362090 | 1 | 4042949052180 | 1.05 | KG | 308.55 | 308.55 | LP17 | LP17 | circuit breaker 3VA1 IEC frame 100 breaking capacity class B Icu=16kA @ 415V 3-pole, line protection TM210, FTFM, In=80A overload protection Ir=80A fixed short-circuit protection Ii=10 x In clamp connection shunt trip (STL) 220-250V DC, 208-277V AC | - | 0 | 0
3VA1080-2ED36-0KC0 |  | 3VA1080-2ED36-0KC0 | 1 | UN | 1 | 10 | C | D | EAR99 | N | 85362090 | 1 | 4042949079712 | 1.05 | KG | 354.45 | 354.45 | LP17 | LP17 | circuit breaker 3VA1 IEC frame 100 breaking capacity class B Icu=16kA @ 415V 3-pole, line protection TM210, FTFM, In=80A overload protection Ir=80A fixed short-circuit protection Ii=10 x In clamp connection shunt trip (STL) 220-250V DC, 208-277V AC 2 auxiliary switches HQ | - | 0 | 0
3VA1080-2ED36-0KH0 |  | 3VA1080-2ED36-0KH0 | 1 | UN | 1 | 10 | C | D | EAR99 | N | 85362090 | 1 | 4042949092254 | 1.08 | KG | 379.1 | 379.1 | LP17 | LP17 | circuit breaker 3VA1 IEC frame 100 breaking capacity class B Icu=16kA @ 415V 3-pole, line protection TM210, FTFM, In=80A overload protection Ir=80A fixed short-circuit protection Ii=10 x In clamp connection shunt trip (STL) 220-250V DC, 208-277V AC 2 auxiliary switches HQ 1 trip alarm switch HQ | - | 0 | 0
3VA1080-2ED42-0AA0 |  | 3VA1080-2ED42-0AA0 | 1 | UN | 1 | 5 | B | D | EAR99 | N | 85362090 | 1 | 4042948812020 | 1.184 | KG | 254.2 | 246.8 | LP17 | LP17 | circuit breaker 3VA1 IEC frame 100 breaking capacity class B Icu=16kA @ 415V 4-pole, line protection TM210, FTFM, In=80A overload protection Ir=80A fixed short-circuit protection Ii=10 x In N conductor unprotected nut keeper kit | Lista Papel 2020 SI | 0 | 0
3VA1080-2ED42-0AC0 |  | 3VA1080-2ED42-0AC0 | 1 | UN | 1 | 10 | C | D | EAR99 | N | 85362090 | 1 | 4042949056355 | 1.26 | KG | 309.4 | 309.4 | LP17 | LP17 | circuit breaker 3VA1 IEC frame 100 breaking capacity class B Icu=16kA @ 415V 4-pole, line protection TM210, FTFM, In=80A overload protection Ir=80A fixed short-circuit protection Ii=10 x In N conductor unprotected nut keeper kit 2 auxiliary switches HQ | - | 0 | 0
3VA1080-2ED42-0AD0 |  | 3VA1080-2ED42-0AD0 | 1 | UN | 1 | 10 | C | D | EAR99 | N | 85362090 | 1 | 4042949058441 | 1.29 | KG | 333.2 | 333.2 | LP17 | LP17 | circuit breaker 3VA1 IEC frame 100 breaking capacity class B Icu=16kA @ 415V 4-pole, line protection TM210, FTFM, In=80A overload protection Ir=80A fixed short-circuit protection Ii=10 x In N conductor unprotected nut keeper kit 3 auxiliary switches HQ | - | 0 | 0
3VA1080-2ED42-0AE0 |  | 3VA1080-2ED42-0AE0 | 1 | UN | 1 | 10 | C | D | EAR99 | N | 85362090 | 1 | 4042949060536 | 1.32 | KG | 356.15 | 356.15 | LP17 | LP17 | circuit breaker 3VA1 IEC frame 100 breaking capacity class B Icu=16kA @ 415V 4-pole, line protection TM210, FTFM, In=80A overload protection Ir=80A fixed short-circuit protection Ii=10 x In N conductor unprotected nut keeper kit 4 auxiliary switches HQ | - | 0 | 0
3VA1080-2ED42-0AF0 |  | 3VA1080-2ED42-0AF0 | 1 | UN | 1 | 10 | C | D | EAR99 | N | 85362090 | 1 | 4042949062622 | 1.26 | KG | 309.4 | 309.4 | LP17 | LP17 | circuit breaker 3VA1 IEC frame 100 breaking capacity class B Icu=16kA @ 415V 4-pole, line protection TM210, FTFM, In=80A overload protection Ir=80A fixed short-circuit protection Ii=10 x In N conductor unprotected nut keeper kit 1 auxiliary switch HQ 1 trip alarm switch HQ | - | 0 | 0
3VA1080-2ED42-0AH0 |  | 3VA1080-2ED42-0AH0 | 1 | UN | 1 | 10 | C | D | EAR99 | N | 85362090 | 1 | 4042949066804 | 1.29 | KG | 333.2 | 333.2 | LP17 | LP17 | circuit breaker 3VA1 IEC frame 100 breaking capacity class B Icu=16kA @ 415V 4-pole, line protection TM210, FTFM, In=80A overload protection Ir=80A fixed short-circuit protection Ii=10 x In N conductor unprotected nut keeper kit 2 auxiliary switches HQ 1 trip alarm switch HQ | - | 0 | 0
3VA1080-2ED42-0BA0 |  | 3VA1080-2ED42-0BA0 | 1 | UN | 1 | 10 | C | D | EAR99 | N | 85362090 | 1 | 4042949041726 | 1.2 | KG | 371.45 | 371.45 | LP17 | LP17 | circuit breaker 3VA1 IEC frame 100 breaking capacity class B Icu=16kA @ 415V 4-pole, line protection TM210, FTFM, In=80A overload protection Ir=80A fixed short-circuit protection Ii=10 x In N conductor unprotected nut keeper kit undervoltage release (UVR) 24V DC | - | 0 | 0
3VA1080-2ED42-0BC0 |  | 3VA1080-2ED42-0BC0 | 1 | UN | 1 | 10 | C | D | EAR99 | N | 85362090 | 1 | 4042949069256 | 1.35 | KG | 418.2 | 418.2 | LP17 | LP17 | circuit breaker 3VA1 IEC frame 100 breaking capacity class B Icu=16kA @ 415V 4-pole, line protection TM210, FTFM, In=80A overload protection Ir=80A fixed short-circuit protection Ii=10 x In N conductor unprotected nut keeper kit undervoltage release (UVR) 24V DC 2 auxiliary switches HQ | - | 0 | 0
3VA1080-2ED42-0BH0 |  | 3VA1080-2ED42-0BH0 | 1 | UN | 1 | 10 | C | D | EAR99 | N | 85362090 | 1 | 4042949081791 | 1.38 | KG | 442.85 | 442.85 | LP17 | LP17 | circuit breaker 3VA1 IEC frame 100 breaking capacity class B Icu=16kA @ 415V 4-pole, line protection TM210, FTFM, In=80A overload protection Ir=80A fixed short-circuit protection Ii=10 x In N conductor unprotected nut keeper kit undervoltage release (UVR) 24V DC 2 auxiliary switches HQ 1 trip alarm switch HQ | - | 0 | 0
3VA1080-2ED42-0CA0 |  | 3VA1080-2ED42-0CA0 | 1 | UN | 1 | 10 | C | D | EAR99 | N | 85362090 | 1 | 4042949043812 | 1.2 | KG | 371.45 | 371.45 | LP17 | LP17 | circuit breaker 3VA1 IEC frame 100 breaking capacity class B Icu=16kA @ 415V 4-pole, line protection TM210, FTFM, In=80A overload protection Ir=80A fixed short-circuit protection Ii=10 x In N conductor unprotected nut keeper kit undervoltage release (UVR) 120-127V AC 50/60Hz | - | 0 | 0
3VA1080-2ED42-0CC0 |  | 3VA1080-2ED42-0CC0 | 1 | UN | 1 | 10 | C | D | EAR99 | N | 85362090 | 1 | 4042949071341 | 1.35 | KG | 418.2 | 418.2 | LP17 | LP17 | circuit breaker 3VA1 IEC frame 100 breaking capacity class B Icu=16kA @ 415V 4-pole, line protection TM210, FTFM, In=80A overload protection Ir=80A fixed short-circuit protection Ii=10 x In N conductor unprotected nut keeper kit undervoltage release (UVR) 120-127V AC 50/60Hz 2 auxiliary switches HQ | - | 0 | 0
3VA1080-2ED42-0CH0 |  | 3VA1080-2ED42-0CH0 | 1 | UN | 1 | 10 | C | D | EAR99 | N | 85362090 | 1 | 4042949083887 | 1.38 | KG | 442.85 | 442.85 | LP17 | LP17 | circuit breaker 3VA1 IEC frame 100 breaking capacity class B Icu=16kA @ 415V 4-pole, line protection TM210, FTFM, In=80A overload protection Ir=80A fixed short-circuit protection Ii=10 x In N conductor unprotected nut keeper kit undervoltage release (UVR) 120-127V AC 50/60Hz 2 auxiliary switches HQ 1 trip alarm switch HQ | - | 0 | 0
3VA1080-2ED42-0DA0 |  | 3VA1080-2ED42-0DA0 | 1 | UN | 1 | 10 | C | D | EAR99 | N | 85362090 | 1 | 4042949045908 | 1.2 | KG | 371.45 | 371.45 | LP17 | LP17 | circuit breaker 3VA1 IEC frame 100 breaking capacity class B Icu=16kA @ 415V 4-pole, line protection TM210, FTFM, In=80A overload protection Ir=80A fixed short-circuit protection Ii=10 x In N conductor unprotected nut keeper kit undervoltage release (UVR) 208-230V AC 50/60Hz | - | 0 | 0
3VA1080-2ED42-0DC0 |  | 3VA1080-2ED42-0DC0 | 1 | UN | 1 | 10 | C | D | EAR99 | N | 85362090 | 1 | 4042949073437 | 1.35 | KG | 418.2 | 418.2 | LP17 | LP17 | circuit breaker 3VA1 IEC frame 100 breaking capacity class B Icu=16kA @ 415V 4-pole, line protection TM210, FTFM, In=80A overload protection Ir=80A fixed short-circuit protection Ii=10 x In N conductor unprotected nut keeper kit undervoltage release (UVR) 208-230V AC 50/60Hz 2 auxiliary switches HQ | - | 0 | 0
3VA1080-2ED42-0DH0 |  | 3VA1080-2ED42-0DH0 | 1 | UN | 1 | 10 | C | D | EAR99 | N | 85362090 | 1 | 4042949085973 | 1.38 | KG | 442.85 | 442.85 | LP17 | LP17 | circuit breaker 3VA1 IEC frame 100 breaking capacity class B Icu=16kA @ 415V 4-pole, line protection TM210, FTFM, In=80A overload protection Ir=80A fixed short-circuit protection Ii=10 x In N conductor unprotected nut keeper kit undervoltage release (UVR) 208-230V AC 50/60Hz 2 auxiliary switches HQ 1 trip alarm switch HQ | - | 0 | 0
3VA1080-2ED42-0HA0 |  | 3VA1080-2ED42-0HA0 | 1 | UN | 1 | 10 | C | D | EAR99 | N | 85362090 | 1 | 4042949047995 | 1.2 | KG | 345.95 | 345.95 | LP17 | LP17 | circuit breaker 3VA1 IEC frame 100 breaking capacity class B Icu=16kA @ 415V 4-pole, line protection TM210, FTFM, In=80A overload protection Ir=80A fixed short-circuit protection Ii=10 x In N conductor unprotected nut keeper kit shunt trip (STL) 12-30V DC; 24V AC 50/60Hz | - | 0 | 0
3VA1080-2ED42-0HC0 |  | 3VA1080-2ED42-0HC0 | 1 | UN | 1 | 10 | C | D | EAR99 | N | 85362090 | 1 | 4042949075523 | 1.35 | KG | 393.55 | 393.55 | LP17 | LP17 | circuit breaker 3VA1 IEC frame 100 breaking capacity class B Icu=16kA @ 415V 4-pole, line protection TM210, FTFM, In=80A overload protection Ir=80A fixed short-circuit protection Ii=10 x In N conductor unprotected nut keeper kit shunt trip (STL) 12-30V DC; 24V AC 50/60Hz 2 auxiliary switches HQ | - | 0 | 0
3VA1080-2ED42-0HH0 |  | 3VA1080-2ED42-0HH0 | 1 | UN | 1 | 10 | C | D | EAR99 | N | 85362090 | 1 | 4042949088066 | 1.38 | KG | 417.35 | 417.35 | LP17 | LP17 | circuit breaker 3VA1 IEC frame 100 breaking capacity class B Icu=16kA @ 415V 4-pole, line protection TM210, FTFM, In=80A overload protection Ir=80A fixed short-circuit protection Ii=10 x In N conductor unprotected nut keeper kit shunt trip (STL) 12-30V DC; 24V AC 50/60Hz 2 auxiliary switches HQ 1 trip alarm switch HQ | - | 0 | 0
3VA1080-2ED42-0JA0 |  | 3VA1080-2ED42-0JA0 | 1 | UN | 1 | 10 | C | D | EAR99 | N | 85362090 | 1 | 4042949050087 | 1.35 | KG | 345.95 | 345.95 | LP17 | LP17 | circuit breaker 3VA1 IEC frame 100 breaking capacity class B Icu=16kA @ 415V 4-pole, line protection TM210, FTFM, In=80A overload protection Ir=80A fixed short-circuit protection Ii=10 x In N conductor unprotected nut keeper kit shunt trip (STL) 110-127V DC, AC 50/60Hz | - | 0 | 0
3VA1080-2ED42-0JC0 |  | 3VA1080-2ED42-0JC0 | 1 | UN | 1 | 10 | C | D | EAR99 | N | 85362090 | 1 | 4042949077619 | 1.35 | KG | 393.55 | 393.55 | LP17 | LP17 | circuit breaker 3VA1 IEC frame 100 breaking capacity class B Icu=16kA @ 415V 4-pole, line protection TM210, FTFM, In=80A overload protection Ir=80A fixed short-circuit protection Ii=10 x In N conductor unprotected nut keeper kit shunt trip (STL) 110-127V DC, AC 50/60Hz 2 auxiliary switches HQ | - | 0 | 0
3VA1080-2ED42-0JH0 |  | 3VA1080-2ED42-0JH0 | 1 | UN | 1 | 10 | C | D | EAR99 | N | 85362090 | 1 | 4042949090151 | 1.38 | KG | 417.35 | 417.35 | LP17 | LP17 | circuit breaker 3VA1 IEC frame 100 breaking capacity class B Icu=16kA @ 415V 4-pole, line protection TM210, FTFM, In=80A overload protection Ir=80A fixed short-circuit protection Ii=10 x In N conductor unprotected nut keeper kit shunt trip (STL) 110-127V DC, AC 50/60Hz 2 auxiliary switches HQ 1 trip alarm switch HQ | - | 0 | 0
3VA1080-2ED42-0KA0 |  | 3VA1080-2ED42-0KA0 | 1 | UN | 1 | 10 | C | D | EAR99 | N | 85362090 | 1 | 4042949052173 | 1.35 | KG | 345.95 | 345.95 | LP17 | LP17 | circuit breaker 3VA1 IEC frame 100 breaking capacity class B Icu=16kA @ 415V 4-pole, line protection TM210, FTFM, In=80A overload protection Ir=80A fixed short-circuit protection Ii=10 x In N conductor unprotected nut keeper kit shunt trip (STL) 220-250V DC; 208-277V AC | - | 0 | 0
3VA1080-2ED42-0KC0 |  | 3VA1080-2ED42-0KC0 | 1 | UN | 1 | 10 | C | D | EAR99 | N | 85362090 | 1 | 4042949079705 | 1.35 | KG | 393.55 | 393.55 | LP17 | LP17 | circuit breaker 3VA1 IEC frame 100 breaking capacity class B Icu=16kA @ 415V 4-pole, line protection TM210, FTFM, In=80A overload protection Ir=80A fixed short-circuit protection Ii=10 x In N conductor unprotected nut keeper kit shunt trip (STL) 220-250V DC; 208-277V AC 2 auxiliary switches HQ | - | 0 | 0
3VA1080-2ED42-0KH0 |  | 3VA1080-2ED42-0KH0 | 1 | UN | 1 | 10 | C | D | EAR99 | N | 85362090 | 1 | 4042949092247 | 1.38 | KG | 417.35 | 417.35 | LP17 | LP17 | circuit breaker 3VA1 IEC frame 100 breaking capacity class B Icu=16kA @ 415V 4-pole, line protection TM210, FTFM, In=80A overload protection Ir=80A fixed short-circuit protection Ii=10 x In N conductor unprotected nut keeper kit shunt trip (STL) 220-250V DC; 208-277V AC 2 auxiliary switches HQ 1 trip alarm switch HQ | - | 0 | 0
3VA1080-2ED46-0AA0 |  | 3VA1080-2ED46-0AA0 | 1 | UN | 1 | 5 | B | D | EAR99 | N | 85362090 | 1 | 4042948820223 | 1.285 | KG | 282.9 | 274.7 | LP17 | LP17 | circuit breaker 3VA1 IEC frame 100 breaking capacity class B Icu=16kA @ 415V 4-pole, line protection TM210, FTFM, In=80A overload protection Ir=80A fixed short-circuit protection Ii=10 x In N conductor unprotected clamp connection | Lista Papel 2020 SI | 0 | 0
3VA1080-3ED32-0AA0 |  | 3VA1080-3ED32-0AA0 | 1 | UN | 1 | 5 | B | D | EAR99 | N | 85362090 | 1 | 4042948811764 | 962 | G | 199.3 | 193.5 | LP17 | LP17 | circuit breaker 3VA1 IEC frame 100 breaking capacity class N Icu=25kA @ 415V 3-pole, line protection TM210, FTFM, In=80A overload protection Ir=80A fixed short-circuit protection Ii=10 x In nut keeper kit | Lista Papel 2020 SI | 0 | 0
3VA1080-3ED32-0AC0 |  | 3VA1080-3ED32-0AC0 | 1 | UN | 1 | 10 | C | D | EAR99 | N | 85362090 | 1 | 4042949056348 | 0.96 | KG | 252.45 | 252.45 | LP17 | LP17 | circuit breaker 3VA1 IEC frame 100 breaking capacity class N Icu=25kA @ 415V 3-pole, line protection TM210, FTFM, In=80A overload protection Ir=80A fixed short-circuit protection Ii=10 x In nut keeper kit 2 auxiliary switches HQ | - | 0 | 0
3VA1080-3ED32-0AD0 |  | 3VA1080-3ED32-0AD0 | 1 | UN | 1 | 10 | C | D | EAR99 | N | 85362090 | 1 | 4042949058434 | 0.99 | KG | 276.25 | 276.25 | LP17 | LP17 | circuit breaker 3VA1 IEC frame 100 breaking capacity class N Icu=25kA @ 415V 3-pole, line protection TM210, FTFM, In=80A overload protection Ir=80A fixed short-circuit protection Ii=10 x In nut keeper kit 3 auxiliary switches HQ | - | 0 | 0
3VA1080-3ED32-0AE0 |  | 3VA1080-3ED32-0AE0 | 1 | UN | 1 | 10 | C | D | EAR99 | N | 85362090 | 1 | 4042949060529 | 1.02 | KG | 300.9 | 300.9 | LP17 | LP17 | circuit breaker 3VA1 IEC frame 100 breaking capacity class N Icu=25kA @ 415V 3-pole, line protection TM210, FTFM, In=80A overload protection Ir=80A fixed short-circuit protection Ii=10 x In nut keeper kit 4 auxiliary switches HQ | - | 0 | 0
3VA1080-3ED32-0AF0 |  | 3VA1080-3ED32-0AF0 | 1 | UN | 1 | 10 | C | D | EAR99 | N | 85362090 | 1 | 4042949062615 | 0.96 | KG | 252.45 | 252.45 | LP17 | LP17 | circuit breaker 3VA1 IEC frame 100 breaking capacity class N Icu=25kA @ 415V 3-pole, line protection TM210, FTFM, In=80A overload protection Ir=80A fixed short-circuit protection Ii=10 x In nut keeper kit 1 auxiliary switch HQ 1 trip alarm switch HQ | - | 0 | 0
3VA1080-3ED32-0AH0 |  | 3VA1080-3ED32-0AH0 | 1 | UN | 1 | 10 | C | D | EAR99 | N | 85362090 | 1 | 4042949066798 | 0.99 | KG | 276.25 | 276.25 | LP17 | LP17 | circuit breaker 3VA1 IEC frame 100 breaking capacity class N Icu=25kA @ 415V 3-pole, line protection TM210, FTFM, In=80A overload protection Ir=80A fixed short-circuit protection Ii=10 x In nut keeper kit 2 auxiliary switches HQ 1 trip alarm switch HQ | - | 0 | 0
3VA1080-3ED32-0BA0 |  | 3VA1080-3ED32-0BA0 | 1 | UN | 1 | 10 | C | D | EAR99 | N | 85362090 | 1 | 4042949041719 | 0.9 | KG | 314.5 | 314.5 | LP17 | LP17 | circuit breaker 3VA1 IEC frame 100 breaking capacity class N Icu=25kA @ 415V 3-pole, line protection TM210, FTFM, In=80A overload protection Ir=80A fixed short-circuit protection Ii=10 x In nut keeper kit undervoltage release (UVR) 24V DC | - | 0 | 0
3VA1080-3ED32-0BC0 |  | 3VA1080-3ED32-0BC0 | 1 | UN | 1 | 10 | C | D | EAR99 | N | 85362090 | 1 | 4042949069249 | 1.05 | KG | 362.1 | 362.1 | LP17 | LP17 | circuit breaker 3VA1 IEC frame 100 breaking capacity class N Icu=25kA @ 415V 3-pole, line protection TM210, FTFM, In=80A overload protection Ir=80A fixed short-circuit protection Ii=10 x In nut keeper kit undervoltage release (UVR) 24V DC 2 auxiliary switches HQ | - | 0 | 0
3VA1080-3ED32-0BH0 |  | 3VA1080-3ED32-0BH0 | 1 | UN | 1 | 10 | C | D | EAR99 | N | 85362090 | 1 | 4042949081784 | 1.05 | KG | 385.05 | 385.05 | LP17 | LP17 | circuit breaker 3VA1 IEC frame 100 breaking capacity class N Icu=25kA @ 415V 3-pole, line protection TM210, FTFM, In=80A overload protection Ir=80A fixed short-circuit protection Ii=10 x In nut keeper kit undervoltage release (UVR) 24V DC 2 auxiliary switches HQ 1 trip alarm switch HQ | - | 0 | 0
3VA1080-3ED32-0CA0 |  | 3VA1080-3ED32-0CA0 | 1 | UN | 1 | 10 | C | D | EAR99 | N | 85362090 | 1 | 4042949043805 | 0.9 | KG | 314.5 | 314.5 | LP17 | LP17 | circuit breaker 3VA1 IEC frame 100 breaking capacity class N Icu=25kA @ 415V 3-pole, line protection TM210, FTFM, In=80A overload protection Ir=80A fixed short-circuit protection Ii=10 x In nut keeper kit undervoltage release (UVR) 120-127V AC 50/60Hz | - | 0 | 0
3VA1080-3ED32-0CC0 |  | 3VA1080-3ED32-0CC0 | 1 | UN | 1 | 10 | C | D | EAR99 | N | 85362090 | 1 | 4042949071334 | 1.05 | KG | 362.1 | 362.1 | LP17 | LP17 | circuit breaker 3VA1 IEC frame 100 breaking capacity class N Icu=25kA @ 415V 3-pole, line protection TM210, FTFM, In=80A overload protection Ir=80A fixed short-circuit protection Ii=10 x In nut keeper kit undervoltage release (UVR) 120-127V AC 50/60Hz 2 auxiliary switches HQ | - | 0 | 0
3VA1080-3ED32-0CH0 |  | 3VA1080-3ED32-0CH0 | 1 | UN | 1 | 10 | C | D | EAR99 | N | 85362090 | 1 | 4042949083870 | 1.08 | KG | 385.05 | 385.05 | LP17 | LP17 | circuit breaker 3VA1 IEC frame 100 breaking capacity class N Icu=25kA @ 415V 3-pole, line protection TM210, FTFM, In=80A overload protection Ir=80A fixed short-circuit protection Ii=10 x In nut keeper kit undervoltage release (UVR) 120-127V AC 50/60Hz 2 auxiliary switches HQ 1 trip alarm switch HQ | - | 0 | 0
3VA1080-3ED32-0DA0 |  | 3VA1080-3ED32-0DA0 | 1 | UN | 1 | 10 | C | D | EAR99 | N | 85362090 | 1 | 4042949045892 | 0.9 | KG | 314.5 | 314.5 | LP17 | LP17 | circuit breaker 3VA1 IEC frame 100 breaking capacity class N Icu=25kA @ 415V 3-pole, line protection TM210, FTFM, In=80A overload protection Ir=80A fixed short-circuit protection Ii=10 x In nut keeper kit undervoltage release (UVR) 208-230V AC 50/60Hz | - | 0 | 0
3VA1080-3ED32-0DC0 |  | 3VA1080-3ED32-0DC0 | 1 | UN | 1 | 10 | C | D | EAR99 | N | 85362090 | 1 | 4042949073420 | 1.05 | KG | 362.1 | 362.1 | LP17 | LP17 | circuit breaker 3VA1 IEC frame 100 breaking capacity class N Icu=25kA @ 415V 3-pole, line protection TM210, FTFM, In=80A overload protection Ir=80A fixed short-circuit protection Ii=10 x In nut keeper kit undervoltage release (UVR) 208-230V AC 50/60Hz 2 auxiliary switches HQ | - | 0 | 0
3VA1080-3ED32-0DH0 |  | 3VA1080-3ED32-0DH0 | 1 | UN | 1 | 10 | C | D | EAR99 | N | 85362090 | 1 | 4042949085966 | 1.08 | KG | 385.05 | 385.05 | LP17 | LP17 | circuit breaker 3VA1 IEC frame 100 breaking capacity class N Icu=25kA @ 415V 3-pole, line protection TM210, FTFM, In=80A overload protection Ir=80A fixed short-circuit protection Ii=10 x In nut keeper kit undervoltage release (UVR) 208-230V AC 50/60Hz 2 auxiliary switches HQ 1 trip alarm switch HQ | - | 0 | 0
3VA1080-3ED32-0HA0 |  | 3VA1080-3ED32-0HA0 | 1 | UN | 1 | 10 | C | D | EAR99 | N | 85362090 | 1 | 4042949047988 | 0.9 | KG | 291.55 | 291.55 | LP17 | LP17 | circuit breaker 3VA1 IEC frame 100 breaking capacity class N Icu=25kA @ 415V 3-pole, line protection TM210, FTFM, In=80A overload protection Ir=80A fixed short-circuit protection Ii=10 x In nut keeper kit shunt trip (STL) 12-30V DC, 24V AC 50/60Hz | - | 0 | 0
3VA1080-3ED32-0HC0 |  | 3VA1080-3ED32-0HC0 | 1 | UN | 1 | 10 | C | D | EAR99 | N | 85362090 | 1 | 4042949075516 | 1.05 | KG | 337.45 | 337.45 | LP17 | LP17 | circuit breaker 3VA1 IEC frame 100 breaking capacity class N Icu=25kA @ 415V 3-pole, line protection TM210, FTFM, In=80A overload protection Ir=80A fixed short-circuit protection Ii=10 x In nut keeper kit shunt trip (STL) 12-30V DC, 24V AC 50/60Hz 2 auxiliary switches HQ | - | 0 | 0
3VA1080-3ED32-0HH0 |  | 3VA1080-3ED32-0HH0 | 1 | UN | 1 | 10 | C | D | EAR99 | N | 85362090 | 1 | 4042949088059 | 1.08 | KG | 360.4 | 360.4 | LP17 | LP17 | circuit breaker 3VA1 IEC frame 100 breaking capacity class N Icu=25kA @ 415V 3-pole, line protection TM210, FTFM, In=80A overload protection Ir=80A fixed short-circuit protection Ii=10 x In nut keeper kit shunt trip (STL) 12-30V DC, 24V AC 50/60Hz 2 auxiliary switches HQ 1 trip alarm switch HQ | - | 0 | 0
3VA1080-3ED32-0JA0 |  | 3VA1080-3ED32-0JA0 | 1 | UN | 1 | 10 | C | D | EAR99 | N | 85362090 | 1 | 4042949050070 | 1.05 | KG | 291.55 | 291.55 | LP17 | LP17 | circuit breaker 3VA1 IEC frame 100 breaking capacity class N Icu=25kA @ 415V 3-pole, line protection TM210, FTFM, In=80A overload protection Ir=80A fixed short-circuit protection Ii=10 x In nut keeper kit shunt trip (STL) 110-127V DC, AC 50/60Hz | - | 0 | 0
3VA1080-3ED32-0JC0 |  | 3VA1080-3ED32-0JC0 | 1 | UN | 1 | 10 | C | D | EAR99 | N | 85362090 | 1 | 4042949077602 | 1.05 | KG | 337.45 | 337.45 | LP17 | LP17 | circuit breaker 3VA1 IEC frame 100 breaking capacity class N Icu=25kA @ 415V 3-pole, line protection TM210, FTFM, In=80A overload protection Ir=80A fixed short-circuit protection Ii=10 x In nut keeper kit shunt trip (STL) 110-127V DC, AC 50/60Hz 2 auxiliary switches HQ | - | 0 | 0
3VA1080-3ED32-0JH0 |  | 3VA1080-3ED32-0JH0 | 1 | UN | 1 | 10 | C | D | EAR99 | N | 85362090 | 1 | 4042949090144 | 1.08 | KG | 360.4 | 360.4 | LP17 | LP17 | circuit breaker 3VA1 IEC frame 100 breaking capacity class N Icu=25kA @ 415V 3-pole, line protection TM210, FTFM, In=80A overload protection Ir=80A fixed short-circuit protection Ii=10 x In nut keeper kit shunt trip (STL) 110-127V DC, AC 50/60Hz 2 auxiliary switches HQ 1 trip alarm switch HQ | - | 0 | 0
3VA1080-3ED32-0KA0 |  | 3VA1080-3ED32-0KA0 | 1 | UN | 1 | 10 | C | D | EAR99 | N | 85362090 | 1 | 4042949052166 | 1.05 | KG | 291.55 | 291.55 | LP17 | LP17 | circuit breaker 3VA1 IEC frame 100 breaking capacity class N Icu=25kA @ 415V 3-pole, line protection TM210, FTFM, In=80A overload protection Ir=80A fixed short-circuit protection Ii=10 x In nut keeper kit shunt trip (STL) 220-250V DC, 208-277V AC | - | 0 | 0
3VA1080-3ED32-0KC0 |  | 3VA1080-3ED32-0KC0 | 1 | UN | 1 | 10 | C | D | EAR99 | N | 85362090 | 1 | 4042949079699 | 1.05 | KG | 337.45 | 337.45 | LP17 | LP17 | circuit breaker 3VA1 IEC frame 100 breaking capacity class N Icu=25kA @ 415V 3-pole, line protection TM210, FTFM, In=80A overload protection Ir=80A fixed short-circuit protection Ii=10 x In nut keeper kit shunt trip (STL) 220-250V DC, 208-277V AC 2 auxiliary switches HQ | - | 0 | 0
3VA1080-3ED32-0KH0 |  | 3VA1080-3ED32-0KH0 | 1 | UN | 1 | 10 | C | D | EAR99 | N | 85362090 | 1 | 4042949092230 | 1.08 | KG | 360.4 | 360.4 | LP17 | LP17 | circuit breaker 3VA1 IEC frame 100 breaking capacity class N Icu=25kA @ 415V 3-pole, line protection TM210, FTFM, In=80A overload protection Ir=80A fixed short-circuit protection Ii=10 x In nut keeper kit shunt trip (STL) 220-250V DC, 208-277V AC 2 auxiliary switches HQ 1 trip alarm switch HQ | - | 0 | 0
3VA1080-3ED36-0AA0 |  | 3VA1080-3ED36-0AA0 | 1 | UN | 1 | 2 | A | D | EAR99 | N | 85362090 | 1 | 4042948819968 | 1.033 | KG | 221.4 | 214.8 | LP17 | LP17 | circuit breaker 3VA1 IEC frame 100 breaking capacity class N Icu=25kA @ 415V 3-pole, line protection TM210, FTFM, In=80A overload protection Ir=80A fixed short-circuit protection Ii=10 x In clamp connection | Lista Papel 2020 SI | 0 | 0
3VA1080-3ED36-0AC0 |  | 3VA1080-3ED36-0AC0 | 1 | UN | 1 | 10 | C | D | EAR99 | N | 85362090 | 1 | 4042949056331 | 0.96 | KG | 274.55 | 274.55 | LP17 | LP17 | circuit breaker 3VA1 IEC frame 100 breaking capacity class N Icu=25kA @ 415V 3-pole, line protection TM210, FTFM, In=80A overload protection Ir=80A fixed short-circuit protection Ii=10 x In clamp connection 2 auxiliary switches HQ | - | 0 | 0
3VA1080-3ED36-0AD0 |  | 3VA1080-3ED36-0AD0 | 1 | UN | 1 | 10 | C | D | EAR99 | N | 85362090 | 1 | 4042949058427 | 0.99 | KG | 299.2 | 299.2 | LP17 | LP17 | circuit breaker 3VA1 IEC frame 100 breaking capacity class N Icu=25kA @ 415V 3-pole, line protection TM210, FTFM, In=80A overload protection Ir=80A fixed short-circuit protection Ii=10 x In clamp connection 3 auxiliary switches HQ | - | 0 | 0
3VA1080-3ED36-0AE0 |  | 3VA1080-3ED36-0AE0 | 1 | UN | 1 | 10 | C | D | EAR99 | N | 85362090 | 1 | 4042949060512 | 1.02 | KG | 321.3 | 321.3 | LP17 | LP17 | circuit breaker 3VA1 IEC frame 100 breaking capacity class N Icu=25kA @ 415V 3-pole, line protection TM210, FTFM, In=80A overload protection Ir=80A fixed short-circuit protection Ii=10 x In clamp connection 4 auxiliary switches HQ | - | 0 | 0
3VA1080-3ED36-0AF0 |  | 3VA1080-3ED36-0AF0 | 1 | UN | 1 | 10 | C | D | EAR99 | N | 85362090 | 1 | 4042949062608 | 0.96 | KG | 274.55 | 274.55 | LP17 | LP17 | circuit breaker 3VA1 IEC frame 100 breaking capacity class N Icu=25kA @ 415V 3-pole, line protection TM210, FTFM, In=80A overload protection Ir=80A fixed short-circuit protection Ii=10 x In clamp connection 1 auxiliary switch HQ 1 trip alarm switch HQ | - | 0 | 0
3VA1080-3ED36-0AH0 |  | 3VA1080-3ED36-0AH0 | 1 | UN | 1 | 10 | C | D | EAR99 | N | 85362090 | 1 | 4042949066781 | 0.99 | KG | 299.2 | 299.2 | LP17 | LP17 | circuit breaker 3VA1 IEC frame 100 breaking capacity class N Icu=25kA @ 415V 3-pole, line protection TM210, FTFM, In=80A overload protection Ir=80A fixed short-circuit protection Ii=10 x In clamp connection 2 auxiliary switches HQ 1 trip alarm switch HQ | - | 0 | 0
3VA1080-3ED36-0BA0 |  | 3VA1080-3ED36-0BA0 | 1 | UN | 1 | 10 | C | D | EAR99 | N | 85362090 | 1 | 4042949041702 | 0.9 | KG | 337.45 | 337.45 | LP17 | LP17 | circuit breaker 3VA1 IEC frame 100 breaking capacity class N Icu=25kA @ 415V 3-pole, line protection TM210, FTFM, In=80A overload protection Ir=80A fixed short-circuit protection Ii=10 x In clamp connection undervoltage release (UVR) 24V DC | - | 0 | 0
3VA1080-3ED36-0BC0 |  | 3VA1080-3ED36-0BC0 | 1 | UN | 1 | 10 | C | D | EAR99 | N | 85362090 | 1 | 4042949069232 | 1.05 | KG | 383.35 | 383.35 | LP17 | LP17 | circuit breaker 3VA1 IEC frame 100 breaking capacity class N Icu=25kA @ 415V 3-pole, line protection TM210, FTFM, In=80A overload protection Ir=80A fixed short-circuit protection Ii=10 x In clamp connection undervoltage release (UVR) 24V DC 2 auxiliary switches HQ | - | 0 | 0
3VA1080-3ED36-0BH0 |  | 3VA1080-3ED36-0BH0 | 1 | UN | 1 | 10 | C | D | EAR99 | N | 85362090 | 1 | 4042949081777 | 1.05 | KG | 408 | 408 | LP17 | LP17 | circuit breaker 3VA1 IEC frame 100 breaking capacity class N Icu=25kA @ 415V 3-pole, line protection TM210, FTFM, In=80A overload protection Ir=80A fixed short-circuit protection Ii=10 x In clamp connection undervoltage release (UVR) 24V DC 2 auxiliary switches HQ 1 trip alarm switch HQ | - | 0 | 0
3VA1080-3ED36-0CA0 |  | 3VA1080-3ED36-0CA0 | 1 | UN | 1 | 10 | C | D | EAR99 | N | 85362090 | 1 | 4042949043799 | 0.9 | KG | 337.45 | 337.45 | LP17 | LP17 | circuit breaker 3VA1 IEC frame 100 breaking capacity class N Icu=25kA @ 415V 3-pole, line protection TM210, FTFM, In=80A overload protection Ir=80A fixed short-circuit protection Ii=10 x In clamp connection undervoltage release (UVR) 120-127V AC 50/60Hz | - | 0 | 0
3VA1080-3ED36-0CC0 |  | 3VA1080-3ED36-0CC0 | 1 | UN | 1 | 10 | C | D | EAR99 | N | 85362090 | 1 | 4042949071327 | 1.05 | KG | 383.35 | 383.35 | LP17 | LP17 | circuit breaker 3VA1 IEC frame 100 breaking capacity class N Icu=25kA @ 415V 3-pole, line protection TM210, FTFM, In=80A overload protection Ir=80A fixed short-circuit protection Ii=10 x In clamp connection undervoltage release (UVR) 120-127V AC 50/60Hz 2 auxiliary switches HQ | - | 0 | 0
3VA1080-3ED36-0CH0 |  | 3VA1080-3ED36-0CH0 | 1 | UN | 1 | 10 | C | D | EAR99 | N | 85362090 | 1 | 4042949083863 | 1.08 | KG | 408 | 408 | LP17 | LP17 | circuit breaker 3VA1 IEC frame 100 breaking capacity class N Icu=25kA @ 415V 3-pole, line protection TM210, FTFM, In=80A overload protection Ir=80A fixed short-circuit protection Ii=10 x In clamp connection undervoltage release (UVR) 120-127V AC 50/60Hz 2 auxiliary switches HQ 1 trip alarm switch HQ | - | 0 | 0
3VA1080-3ED36-0DA0 |  | 3VA1080-3ED36-0DA0 | 1 | UN | 1 | 10 | C | D | EAR99 | N | 85362090 | 1 | 4042949045885 | 0.9 | KG | 337.45 | 337.45 | LP17 | LP17 | circuit breaker 3VA1 IEC frame 100 breaking capacity class N Icu=25kA @ 415V 3-pole, line protection TM210, FTFM, In=80A overload protection Ir=80A fixed short-circuit protection Ii=10 x In clamp connection undervoltage release (UVR) 208-230V AC 50/60Hz | - | 0 | 0
3VA1080-3ED36-0DC0 |  | 3VA1080-3ED36-0DC0 | 1 | UN | 1 | 10 | C | D | EAR99 | N | 85362090 | 1 | 4042949073413 | 1.05 | KG | 383.35 | 383.35 | LP17 | LP17 | circuit breaker 3VA1 IEC frame 100 breaking capacity class N Icu=25kA @ 415V 3-pole, line protection TM210, FTFM, In=80A overload protection Ir=80A fixed short-circuit protection Ii=10 x In clamp connection undervoltage release (UVR) 208-230V AC 50/60Hz 2 auxiliary switches HQ | - | 0 | 0
3VA1080-3ED36-0DH0 |  | 3VA1080-3ED36-0DH0 | 1 | UN | 1 | 10 | C | D | EAR99 | N | 85362090 | 1 | 4042949085959 | 1.08 | KG | 408 | 408 | LP17 | LP17 | circuit breaker 3VA1 IEC frame 100 breaking capacity class N Icu=25kA @ 415V 3-pole, line protection TM210, FTFM, In=80A overload protection Ir=80A fixed short-circuit protection Ii=10 x In clamp connection undervoltage release (UVR) 208-230V AC 50/60Hz 2 auxiliary switches HQ 1 trip alarm switch HQ | - | 0 | 0
3VA1080-3ED36-0HA0 |  | 3VA1080-3ED36-0HA0 | 1 | UN | 1 | 10 | C | D | EAR99 | N | 85362090 | 1 | 4042949047971 | 0.9 | KG | 311.95 | 311.95 | LP17 | LP17 | circuit breaker 3VA1 IEC frame 100 breaking capacity class N Icu=25kA @ 415V 3-pole, line protection TM210, FTFM, In=80A overload protection Ir=80A fixed short-circuit protection Ii=10 x In clamp connection shunt trip (STL) 12-30V DC, 24V AC 50/60Hz | - | 0 | 0
3VA1080-3ED36-0HC0 |  | 3VA1080-3ED36-0HC0 | 1 | UN | 1 | 10 | C | D | EAR99 | N | 85362090 | 1 | 4042949075509 | 1.05 | KG | 358.7 | 358.7 | LP17 | LP17 | circuit breaker 3VA1 IEC frame 100 breaking capacity class N Icu=25kA @ 415V 3-pole, line protection TM210, FTFM, In=80A overload protection Ir=80A fixed short-circuit protection Ii=10 x In clamp connection shunt trip (STL) 12-30V DC, 24V AC 50/60Hz 2 auxiliary switches HQ | - | 0 | 0
3VA1080-3ED36-0HH0 |  | 3VA1080-3ED36-0HH0 | 1 | UN | 1 | 10 | C | D | EAR99 | N | 85362090 | 1 | 4042949088042 | 1.08 | KG | 382.5 | 382.5 | LP17 | LP17 | circuit breaker 3VA1 IEC frame 100 breaking capacity class N Icu=25kA @ 415V 3-pole, line protection TM210, FTFM, In=80A overload protection Ir=80A fixed short-circuit protection Ii=10 x In clamp connection shunt trip (STL) 12-30V DC, 24V AC 50/60Hz 2 auxiliary switches HQ 1 trip alarm switch HQ | - | 0 | 0
3VA1080-3ED36-0JA0 |  | 3VA1080-3ED36-0JA0 | 1 | UN | 1 | 10 | C | D | EAR99 | N | 85362090 | 1 | 4042949050063 | 1.05 | KG | 311.95 | 311.95 | LP17 | LP17 | circuit breaker 3VA1 IEC frame 100 breaking capacity class N Icu=25kA @ 415V 3-pole, line protection TM210, FTFM, In=80A overload protection Ir=80A fixed short-circuit protection Ii=10 x In clamp connection shunt trip (STL) 110-127V DC, AC 50/60Hz | - | 0 | 0
3VA1080-3ED36-0JC0 |  | 3VA1080-3ED36-0JC0 | 1 | UN | 1 | 10 | C | D | EAR99 | N | 85362090 | 1 | 4042949077596 | 1.05 | KG | 358.7 | 358.7 | LP17 | LP17 | circuit breaker 3VA1 IEC frame 100 breaking capacity class N Icu=25kA @ 415V 3-pole, line protection TM210, FTFM, In=80A overload protection Ir=80A fixed short-circuit protection Ii=10 x In clamp connection shunt trip (STL) 110-127V DC, AC 50/60Hz 2 auxiliary switches HQ | - | 0 | 0
3VA1080-3ED36-0JH0 |  | 3VA1080-3ED36-0JH0 | 1 | UN | 1 | 10 | C | D | EAR99 | N | 85362090 | 1 | 4042949090137 | 1.08 | KG | 382.5 | 382.5 | LP17 | LP17 | circuit breaker 3VA1 IEC frame 100 breaking capacity class N Icu=25kA @ 415V 3-pole, line protection TM210, FTFM, In=80A overload protection Ir=80A fixed short-circuit protection Ii=10 x In clamp connection shunt trip (STL) 110-127V DC, AC 50/60Hz 2 auxiliary switches HQ 1 trip alarm switch HQ | - | 0 | 0
3VA1080-3ED36-0KA0 |  | 3VA1080-3ED36-0KA0 | 1 | UN | 1 | 10 | C | D | EAR99 | N | 85362090 | 1 | 4042949052159 | 1.05 | KG | 311.95 | 311.95 | LP17 | LP17 | circuit breaker 3VA1 IEC frame 100 breaking capacity class N Icu=25kA @ 415V 3-pole, line protection TM210, FTFM, In=80A overload protection Ir=80A fixed short-circuit protection Ii=10 x In clamp connection shunt trip (STL) 220-250V DC, 208-277V AC | - | 0 | 0
3VA1080-3ED36-0KC0 |  | 3VA1080-3ED36-0KC0 | 1 | UN | 1 | 10 | C | D | EAR99 | N | 85362090 | 1 | 4042949079682 | 1.05 | KG | 358.7 | 358.7 | LP17 | LP17 | circuit breaker 3VA1 IEC frame 100 breaking capacity class N Icu=25kA @ 415V 3-pole, line protection TM210, FTFM, In=80A overload protection Ir=80A fixed short-circuit protection Ii=10 x In clamp connection shunt trip (STL) 220-250V DC, 208-277V AC 2 auxiliary switches HQ | - | 0 | 0
3VA1080-3ED36-0KH0 |  | 3VA1080-3ED36-0KH0 | 1 | UN | 1 | 10 | C | D | EAR99 | N | 85362090 | 1 | 4042949092223 | 1.08 | KG | 382.5 | 382.5 | LP17 | LP17 | circuit breaker 3VA1 IEC frame 100 breaking capacity class N Icu=25kA @ 415V 3-pole, line protection TM210, FTFM, In=80A overload protection Ir=80A fixed short-circuit protection Ii=10 x In clamp connection shunt trip (STL) 220-250V DC, 208-277V AC 2 auxiliary switches HQ 1 trip alarm switch HQ | - | 0 | 0
3VA1080-3ED42-0AA0 |  | 3VA1080-3ED42-0AA0 | 1 | UN | 1 | 5 | B | D | EAR99 | N | 85362090 | 1 | 4042948812037 | 1.184 | KG | 259.1 | 251.7 | LP17 | LP17 | circuit breaker 3VA1 IEC frame 100 breaking capacity class N Icu=25kA @ 415V 4-pole, line protection TM210, FTFM, In=80A overload protection Ir=80A fixed short-circuit protection Ii=10 x In N conductor unprotected nut keeper kit | Lista Papel 2020 SI | 0 | 0
3VA1080-3ED42-0AC0 |  | 3VA1080-3ED42-0AC0 | 1 | UN | 1 | 10 | C | D | EAR99 | N | 85362090 | 1 | 4042949056324 | 1.26 | KG | 314.5 | 314.5 | LP17 | LP17 | circuit breaker 3VA1 IEC frame 100 breaking capacity class N Icu=25kA @ 415V 4-pole, line protection TM210, FTFM, In=80A overload protection Ir=80A fixed short-circuit protection Ii=10 x In N conductor unprotected nut keeper kit 2 auxiliary switches HQ | - | 0 | 0
3VA1080-3ED42-0AD0 |  | 3VA1080-3ED42-0AD0 | 1 | UN | 1 | 10 | C | D | EAR99 | N | 85362090 | 1 | 4042949058410 | 1.29 | KG | 339.15 | 339.15 | LP17 | LP17 | circuit breaker 3VA1 IEC frame 100 breaking capacity class N Icu=25kA @ 415V 4-pole, line protection TM210, FTFM, In=80A overload protection Ir=80A fixed short-circuit protection Ii=10 x In N conductor unprotected nut keeper kit 3 auxiliary switches HQ | - | 0 | 0
3VA1080-3ED42-0AE0 |  | 3VA1080-3ED42-0AE0 | 1 | UN | 1 | 10 | C | D | EAR99 | N | 85362090 | 1 | 4042949060505 | 1.32 | KG | 362.95 | 362.95 | LP17 | LP17 | circuit breaker 3VA1 IEC frame 100 breaking capacity class N Icu=25kA @ 415V 4-pole, line protection TM210, FTFM, In=80A overload protection Ir=80A fixed short-circuit protection Ii=10 x In N conductor unprotected nut keeper kit 4 auxiliary switches HQ | - | 0 | 0
3VA1080-3ED42-0AF0 |  | 3VA1080-3ED42-0AF0 | 1 | UN | 1 | 10 | C | D | EAR99 | N | 85362090 | 1 | 4042949062592 | 1.26 | KG | 314.5 | 314.5 | LP17 | LP17 | circuit breaker 3VA1 IEC frame 100 breaking capacity class N Icu=25kA @ 415V 4-pole, line protection TM210, FTFM, In=80A overload protection Ir=80A fixed short-circuit protection Ii=10 x In N conductor unprotected nut keeper kit 1 auxiliary switch HQ 1 trip alarm switch HQ | - | 0 | 0
3VA1080-3ED42-0AH0 |  | 3VA1080-3ED42-0AH0 | 1 | UN | 1 | 10 | C | D | EAR99 | N | 85362090 | 1 | 4042949066774 | 1.29 | KG | 339.15 | 339.15 | LP17 | LP17 | circuit breaker 3VA1 IEC frame 100 breaking capacity class N Icu=25kA @ 415V 4-pole, line protection TM210, FTFM, In=80A overload protection Ir=80A fixed short-circuit protection Ii=10 x In N conductor unprotected nut keeper kit 2 auxiliary switches HQ 1 trip alarm switch HQ | - | 0 | 0
3VA1080-3ED42-0BA0 |  | 3VA1080-3ED42-0BA0 | 1 | UN | 1 | 10 | C | D | EAR99 | N | 85362090 | 1 | 4042949041696 | 1.2 | KG | 378.25 | 378.25 | LP17 | LP17 | circuit breaker 3VA1 IEC frame 100 breaking capacity class N Icu=25kA @ 415V 4-pole, line protection TM210, FTFM, In=80A overload protection Ir=80A fixed short-circuit protection Ii=10 x In N conductor unprotected nut keeper kit undervoltage release (UVR) 24V DC | - | 0 | 0
3VA1080-3ED42-0BC0 |  | 3VA1080-3ED42-0BC0 | 1 | UN | 1 | 10 | C | D | EAR99 | N | 85362090 | 1 | 4042949069225 | 1.35 | KG | 423.3 | 423.3 | LP17 | LP17 | circuit breaker 3VA1 IEC frame 100 breaking capacity class N Icu=25kA @ 415V 4-pole, line protection TM210, FTFM, In=80A overload protection Ir=80A fixed short-circuit protection Ii=10 x In N conductor unprotected nut keeper kit undervoltage release (UVR) 24V DC 2 auxiliary switches HQ | - | 0 | 0
3VA1080-3ED42-0BH0 |  | 3VA1080-3ED42-0BH0 | 1 | UN | 1 | 10 | C | D | EAR99 | N | 85362090 | 1 | 4042949081760 | 1.38 | KG | 447.95 | 447.95 | LP17 | LP17 | circuit breaker 3VA1 IEC frame 100 breaking capacity class N Icu=25kA @ 415V 4-pole, line protection TM210, FTFM, In=80A overload protection Ir=80A fixed short-circuit protection Ii=10 x In N conductor unprotected nut keeper kit undervoltage release (UVR) 24V DC 2 auxiliary switches HQ 1 trip alarm switch HQ | - | 0 | 0
3VA1080-3ED42-0CA0 |  | 3VA1080-3ED42-0CA0 | 1 | UN | 1 | 10 | C | D | EAR99 | N | 85362090 | 1 | 4042949043782 | 1.2 | KG | 378.25 | 378.25 | LP17 | LP17 | circuit breaker 3VA1 IEC frame 100 breaking capacity class N Icu=25kA @ 415V 4-pole, line protection TM210, FTFM, In=80A overload protection Ir=80A fixed short-circuit protection Ii=10 x In N conductor unprotected nut keeper kit undervoltage release (UVR) 120-127V AC 50/60Hz | - | 0 | 0
3VA1080-3ED42-0CC0 |  | 3VA1080-3ED42-0CC0 | 1 | UN | 1 | 10 | C | D | EAR99 | N | 85362090 | 1 | 4042949071310 | 1.35 | KG | 423.3 | 423.3 | LP17 | LP17 | circuit breaker 3VA1 IEC frame 100 breaking capacity class N Icu=25kA @ 415V 4-pole, line protection TM210, FTFM, In=80A overload protection Ir=80A fixed short-circuit protection Ii=10 x In N conductor unprotected nut keeper kit undervoltage release (UVR) 120-127V AC 50/60Hz 2 auxiliary switches HQ | - | 0 | 0
3VA1080-3ED42-0CH0 |  | 3VA1080-3ED42-0CH0 | 1 | UN | 1 | 10 | C | D | EAR99 | N | 85362090 | 1 | 4042949083856 | 1.38 | KG | 447.95 | 447.95 | LP17 | LP17 | circuit breaker 3VA1 IEC frame 100 breaking capacity class N Icu=25kA @ 415V 4-pole, line protection TM210, FTFM, In=80A overload protection Ir=80A fixed short-circuit protection Ii=10 x In N conductor unprotected nut keeper kit undervoltage release (UVR) 120-127V AC 50/60Hz 2 auxiliary switches HQ 1 trip alarm switch HQ | - | 0 | 0
3VA1080-3ED42-0DA0 |  | 3VA1080-3ED42-0DA0 | 1 | UN | 1 | 10 | C | D | EAR99 | N | 85362090 | 1 | 4042949045878 | 1.2 | KG | 378.25 | 378.25 | LP17 | LP17 | circuit breaker 3VA1 IEC frame 100 breaking capacity class N Icu=25kA @ 415V 4-pole, line protection TM210, FTFM, In=80A overload protection Ir=80A fixed short-circuit protection Ii=10 x In N conductor unprotected nut keeper kit undervoltage release (UVR) 208-230V AC 50/60Hz | - | 0 | 0
3VA1080-3ED42-0DC0 |  | 3VA1080-3ED42-0DC0 | 1 | UN | 1 | 10 | C | D | EAR99 | N | 85362090 | 1 | 4042949073406 | 1.35 | KG | 423.3 | 423.3 | LP17 | LP17 | circuit breaker 3VA1 IEC frame 100 breaking capacity class N Icu=25kA @ 415V 4-pole, line protection TM210, FTFM, In=80A overload protection Ir=80A fixed short-circuit protection Ii=10 x In N conductor unprotected nut keeper kit undervoltage release (UVR) 208-230V AC 50/60Hz 2 auxiliary switches HQ | - | 0 | 0
3VA1080-3ED42-0DH0 |  | 3VA1080-3ED42-0DH0 | 1 | UN | 1 | 10 | C | D | EAR99 | N | 85362090 | 1 | 4042949085942 | 1.38 | KG | 447.95 | 447.95 | LP17 | LP17 | circuit breaker 3VA1 IEC frame 100 breaking capacity class N Icu=25kA @ 415V 4-pole, line protection TM210, FTFM, In=80A overload protection Ir=80A fixed short-circuit protection Ii=10 x In N conductor unprotected nut keeper kit undervoltage release (UVR) 208-230V AC 50/60Hz 2 auxiliary switches HQ 1 trip alarm switch HQ | - | 0 | 0
3VA1080-3ED42-0HA0 |  | 3VA1080-3ED42-0HA0 | 1 | UN | 1 | 10 | C | D | EAR99 | N | 85362090 | 1 | 4042949047964 | 1.2 | KG | 352.75 | 352.75 | LP17 | LP17 | circuit breaker 3VA1 IEC frame 100 breaking capacity class N Icu=25kA @ 415V 4-pole, line protection TM210, FTFM, In=80A overload protection Ir=80A fixed short-circuit protection Ii=10 x In N conductor unprotected nut keeper kit shunt trip (STL) 12-30V DC; 24V AC 50/60Hz | - | 0 | 0
3VA1080-3ED42-0HC0 |  | 3VA1080-3ED42-0HC0 | 1 | UN | 1 | 10 | C | D | EAR99 | N | 85362090 | 1 | 4042949075493 | 1.35 | KG | 398.65 | 398.65 | LP17 | LP17 | circuit breaker 3VA1 IEC frame 100 breaking capacity class N Icu=25kA @ 415V 4-pole, line protection TM210, FTFM, In=80A overload protection Ir=80A fixed short-circuit protection Ii=10 x In N conductor unprotected nut keeper kit shunt trip (STL) 12-30V DC; 24V AC 50/60Hz 2 auxiliary switches HQ | - | 0 | 0
3VA1080-3ED42-0HH0 |  | 3VA1080-3ED42-0HH0 | 1 | UN | 1 | 10 | C | D | EAR99 | N | 85362090 | 1 | 4042949088035 | 1.38 | KG | 422.45 | 422.45 | LP17 | LP17 | circuit breaker 3VA1 IEC frame 100 breaking capacity class N Icu=25kA @ 415V 4-pole, line protection TM210, FTFM, In=80A overload protection Ir=80A fixed short-circuit protection Ii=10 x In N conductor unprotected nut keeper kit shunt trip (STL) 12-30V DC; 24V AC 50/60Hz 2 auxiliary switches HQ 1 trip alarm switch HQ | - | 0 | 0
3VA1080-3ED42-0JA0 |  | 3VA1080-3ED42-0JA0 | 1 | UN | 1 | 10 | C | D | EAR99 | N | 85362090 | 1 | 4042949050056 | 1.35 | KG | 352.75 | 352.75 | LP17 | LP17 | circuit breaker 3VA1 IEC frame 100 breaking capacity class N Icu=25kA @ 415V 4-pole, line protection TM210, FTFM, In=80A overload protection Ir=80A fixed short-circuit protection Ii=10 x In N conductor unprotected nut keeper kit shunt trip (STL) 110-127V DC, AC 50/60Hz | - | 0 | 0
3VA1080-3ED42-0JC0 |  | 3VA1080-3ED42-0JC0 | 1 | UN | 1 | 10 | C | D | EAR99 | N | 85362090 | 1 | 4042949077589 | 1.35 | KG | 398.65 | 398.65 | LP17 | LP17 | circuit breaker 3VA1 IEC frame 100 breaking capacity class N Icu=25kA @ 415V 4-pole, line protection TM210, FTFM, In=80A overload protection Ir=80A fixed short-circuit protection Ii=10 x In N conductor unprotected nut keeper kit shunt trip (STL) 110-127V DC, AC 50/60Hz 2 auxiliary switches HQ | - | 0 | 0
3VA1080-3ED42-0JH0 |  | 3VA1080-3ED42-0JH0 | 1 | UN | 1 | 10 | C | D | EAR99 | N | 85362090 | 1 | 4042949090120 | 1.38 | KG | 422.45 | 422.45 | LP17 | LP17 | circuit breaker 3VA1 IEC frame 100 breaking capacity class N Icu=25kA @ 415V 4-pole, line protection TM210, FTFM, In=80A overload protection Ir=80A fixed short-circuit protection Ii=10 x In N conductor unprotected nut keeper kit shunt trip (STL) 110-127V DC, AC 50/60Hz 2 auxiliary switches HQ 1 trip alarm switch HQ | - | 0 | 0
3VA1080-3ED42-0KA0 |  | 3VA1080-3ED42-0KA0 | 1 | UN | 1 | 10 | C | D | EAR99 | N | 85362090 | 1 | 4042949052142 | 1.35 | KG | 352.75 | 352.75 | LP17 | LP17 | circuit breaker 3VA1 IEC frame 100 breaking capacity class N Icu=25kA @ 415V 4-pole, line protection TM210, FTFM, In=80A overload protection Ir=80A fixed short-circuit protection Ii=10 x In N conductor unprotected nut keeper kit shunt trip (STL) 220-250V DC; 208-277V AC | - | 0 | 0
3VA1080-3ED42-0KC0 |  | 3VA1080-3ED42-0KC0 | 1 | UN | 1 | 10 | C | D | EAR99 | N | 85362090 | 1 | 4042949079675 | 1.35 | KG | 398.65 | 398.65 | LP17 | LP17 | circuit breaker 3VA1 IEC frame 100 breaking capacity class N Icu=25kA @ 415V 4-pole, line protection TM210, FTFM, In=80A overload protection Ir=80A fixed short-circuit protection Ii=10 x In N conductor unprotected nut keeper kit shunt trip (STL) 220-250V DC; 208-277V AC 2 auxiliary switches HQ | - | 0 | 0
3VA1080-3ED42-0KH0 |  | 3VA1080-3ED42-0KH0 | 1 | UN | 1 | 10 | C | D | EAR99 | N | 85362090 | 1 | 4042949092216 | 1.38 | KG | 422.45 | 422.45 | LP17 | LP17 | circuit breaker 3VA1 IEC frame 100 breaking capacity class N Icu=25kA @ 415V 4-pole, line protection TM210, FTFM, In=80A overload protection Ir=80A fixed short-circuit protection Ii=10 x In N conductor unprotected nut keeper kit shunt trip (STL) 220-250V DC; 208-277V AC 2 auxiliary switches HQ 1 trip alarm switch HQ | - | 0 | 0
3VA1080-3ED46-0AA0 |  | 3VA1080-3ED46-0AA0 | 1 | UN | 1 | 5 | B | D | EAR99 | N | 85362090 | 1 | 4042948820230 | 1.272 | KG | 287.8 | 279.6 | LP17 | LP17 | circuit breaker 3VA1 IEC frame 100 breaking capacity class N Icu=25kA @ 415V 4-pole, line protection TM210, FTFM, In=80A overload protection Ir=80A fixed short-circuit protection Ii=10 x In N conductor unprotected clamp connection | Lista Papel 2020 SI | 0 | 0
3VA1080-3ED46-0AF0 |  | 3VA1080-3ED46-0AF0 | 1 | UN | 1 | 10 | C | D | EAR99 | N | 85362090 | 1 | 4042949320913 | 1.266 | KG | 356.15 | 356.15 | LP17 | LP17 | circuit breaker 3VA1 IEC frame 100 breaking capacity class N Icu=25kA @ 415V 4-pole, line protection TM210, FTFM, In=80A overload protection Ir=80A fixed short-circuit protection Ii=10 x In N conductor unprotected clamp connection 1 auxiliary switch HQ 1 trip alarm switch HQ | - | 0 | 0
3VA1080-4ED32-0AA0 |  | 3VA1080-4ED32-0AA0 | 1 | UN | 1 | 5 | B | D | EAR99 | N | 85362090 | 1 | 4042948811771 | 974 | G | 202.5 | 196.8 | LP17 | LP17 | circuit breaker 3VA1 IEC frame 100 breaking capacity class S Icu=36kA @ 415V 3-pole, line protection TM210, FTFM, In=80A overload protection Ir=80A fixed short-circuit protection Ii=10 x In nut keeper kit | Lista Papel 2020 SI | 0 | 0
3VA1080-4ED32-0AC0 |  | 3VA1080-4ED32-0AC0 | 1 | UN | 1 | 10 | C | D | EAR99 | N | 85362090 | 1 | 4042949056317 | 0.96 | KG | 258.4 | 258.4 | LP17 | LP17 | circuit breaker 3VA1 IEC frame 100 breaking capacity class S Icu=36kA @ 415V 3-pole, line protection TM210, FTFM, In=80A overload protection Ir=80A fixed short-circuit protection Ii=10 x In nut keeper kit 2 auxiliary switches HQ | - | 0 | 0
3VA1080-4ED32-0AD0 |  | 3VA1080-4ED32-0AD0 | 1 | UN | 1 | 10 | C | D | EAR99 | N | 85362090 | 1 | 4042949058403 | 0.99 | KG | 279.65 | 279.65 | LP17 | LP17 | circuit breaker 3VA1 IEC frame 100 breaking capacity class S Icu=36kA @ 415V 3-pole, line protection TM210, FTFM, In=80A overload protection Ir=80A fixed short-circuit protection Ii=10 x In nut keeper kit 3 auxiliary switches HQ | - | 0 | 0
3VA1080-4ED32-0AE0 |  | 3VA1080-4ED32-0AE0 | 1 | UN | 1 | 10 | C | D | EAR99 | N | 85362090 | 1 | 4042949060499 | 1.02 | KG | 304.3 | 304.3 | LP17 | LP17 | circuit breaker 3VA1 IEC frame 100 breaking capacity class S Icu=36kA @ 415V 3-pole, line protection TM210, FTFM, In=80A overload protection Ir=80A fixed short-circuit protection Ii=10 x In nut keeper kit 4 auxiliary switches HQ | - | 0 | 0
3VA1080-4ED32-0AF0 |  | 3VA1080-4ED32-0AF0 | 1 | UN | 1 | 10 | C | D | EAR99 | N | 85362090 | 1 | 4042949062585 | 0.96 | KG | 258.4 | 258.4 | LP17 | LP17 | circuit breaker 3VA1 IEC frame 100 breaking capacity class S Icu=36kA @ 415V 3-pole, line protection TM210, FTFM, In=80A overload protection Ir=80A fixed short-circuit protection Ii=10 x In nut keeper kit 1 auxiliary switch HQ 1 trip alarm switch HQ | - | 0 | 0
3VA1080-4ED32-0AH0 |  | 3VA1080-4ED32-0AH0 | 1 | UN | 1 | 10 | C | D | EAR99 | N | 85362090 | 1 | 4042949066767 | 0.99 | KG | 279.65 | 279.65 | LP17 | LP17 | circuit breaker 3VA1 IEC frame 100 breaking capacity class S Icu=36kA @ 415V 3-pole, line protection TM210, FTFM, In=80A overload protection Ir=80A fixed short-circuit protection Ii=10 x In nut keeper kit 2 auxiliary switches HQ 1 trip alarm switch HQ | - | 0 | 0
3VA1080-4ED32-0BA0 |  | 3VA1080-4ED32-0BA0 | 1 | UN | 1 | 10 | C | D | EAR99 | N | 85362090 | 1 | 4042949041689 | 0.9 | KG | 318.75 | 318.75 | LP17 | LP17 | circuit breaker 3VA1 IEC frame 100 breaking capacity class S Icu=36kA @ 415V 3-pole, line protection TM210, FTFM, In=80A overload protection Ir=80A fixed short-circuit protection Ii=10 x In nut keeper kit undervoltage release (UVR) 24V DC | - | 0 | 0
3VA1080-4ED32-0BC0 |  | 3VA1080-4ED32-0BC0 | 1 | UN | 1 | 10 | C | D | EAR99 | N | 85362090 | 1 | 4042949069218 | 1.05 | KG | 366.35 | 366.35 | LP17 | LP17 | circuit breaker 3VA1 IEC frame 100 breaking capacity class S Icu=36kA @ 415V 3-pole, line protection TM210, FTFM, In=80A overload protection Ir=80A fixed short-circuit protection Ii=10 x In nut keeper kit undervoltage release (UVR) 24V DC 2 auxiliary switches HQ | - | 0 | 0
3VA1080-4ED32-0BH0 |  | 3VA1080-4ED32-0BH0 | 1 | UN | 1 | 10 | C | D | EAR99 | N | 85362090 | 1 | 4042949081753 | 1.05 | KG | 389.3 | 389.3 | LP17 | LP17 | circuit breaker 3VA1 IEC frame 100 breaking capacity class S Icu=36kA @ 415V 3-pole, line protection TM210, FTFM, In=80A overload protection Ir=80A fixed short-circuit protection Ii=10 x In nut keeper kit undervoltage release (UVR) 24V DC 2 auxiliary switches HQ 1 trip alarm switch HQ | - | 0 | 0
3VA1080-4ED32-0CA0 |  | 3VA1080-4ED32-0CA0 | 1 | UN | 1 | 10 | C | D | EAR99 | N | 85362090 | 1 | 4042949043775 | 0.9 | KG | 318.75 | 318.75 | LP17 | LP17 | circuit breaker 3VA1 IEC frame 100 breaking capacity class S Icu=36kA @ 415V 3-pole, line protection TM210, FTFM, In=80A overload protection Ir=80A fixed short-circuit protection Ii=10 x In nut keeper kit undervoltage release (UVR) 120-127V AC 50/60Hz | - | 0 | 0
3VA1080-4ED32-0CC0 |  | 3VA1080-4ED32-0CC0 | 1 | UN | 1 | 10 | C | D | EAR99 | N | 85362090 | 1 | 4042949071303 | 1.05 | KG | 366.35 | 366.35 | LP17 | LP17 | circuit breaker 3VA1 IEC frame 100 breaking capacity class S Icu=36kA @ 415V 3-pole, line protection TM210, FTFM, In=80A overload protection Ir=80A fixed short-circuit protection Ii=10 x In nut keeper kit undervoltage release (UVR) 120-127V AC 50/60Hz 2 auxiliary switches HQ | - | 0 | 0
3VA1080-4ED32-0CH0 |  | 3VA1080-4ED32-0CH0 | 1 | UN | 1 | 10 | C | D | EAR99 | N | 85362090 | 1 | 4042949083849 | 1.08 | KG | 389.3 | 389.3 | LP17 | LP17 | circuit breaker 3VA1 IEC frame 100 breaking capacity class S Icu=36kA @ 415V 3-pole, line protection TM210, FTFM, In=80A overload protection Ir=80A fixed short-circuit protection Ii=10 x In nut keeper kit undervoltage release (UVR) 120-127V AC 50/60Hz 2 auxiliary switches HQ 1 trip alarm switch HQ | - | 0 | 0
3VA1080-4ED32-0DA0 |  | 3VA1080-4ED32-0DA0 | 1 | UN | 1 | 10 | C | D | EAR99 | N | 85362090 | 1 | 4042949045861 | 0.9 | KG | 318.75 | 318.75 | LP17 | LP17 | circuit breaker 3VA1 IEC frame 100 breaking capacity class S Icu=36kA @ 415V 3-pole, line protection TM210, FTFM, In=80A overload protection Ir=80A fixed short-circuit protection Ii=10 x In nut keeper kit undervoltage release (UVR) 208-230V AC 50/60Hz | - | 0 | 0
3VA1080-4ED32-0DC0 |  | 3VA1080-4ED32-0DC0 | 1 | UN | 1 | 10 | C | D | EAR99 | N | 85362090 | 1 | 4042949073390 | 1.05 | KG | 366.35 | 366.35 | LP17 | LP17 | circuit breaker 3VA1 IEC frame 100 breaking capacity class S Icu=36kA @ 415V 3-pole, line protection TM210, FTFM, In=80A overload protection Ir=80A fixed short-circuit protection Ii=10 x In nut keeper kit undervoltage release (UVR) 208-230V AC 50/60Hz 2 auxiliary switches HQ | - | 0 | 0
3VA1080-4ED32-0DH0 |  | 3VA1080-4ED32-0DH0 | 1 | UN | 1 | 10 | C | D | EAR99 | N | 85362090 | 1 | 4042949085935 | 1.08 | KG | 389.3 | 389.3 | LP17 | LP17 | circuit breaker 3VA1 IEC frame 100 breaking capacity class S Icu=36kA @ 415V 3-pole, line protection TM210, FTFM, In=80A overload protection Ir=80A fixed short-circuit protection Ii=10 x In nut keeper kit undervoltage release (UVR) 208-230V AC 50/60Hz 2 auxiliary switches HQ 1 trip alarm switch HQ | - | 0 | 0
3VA1080-4ED32-0HA0 |  | 3VA1080-4ED32-0HA0 | 1 | UN | 1 | 10 | C | D | EAR99 | N | 85362090 | 1 | 4042949047957 | 0.9 | KG | 294.95 | 294.95 | LP17 | LP17 | circuit breaker 3VA1 IEC frame 100 breaking capacity class S Icu=36kA @ 415V 3-pole, line protection TM210, FTFM, In=80A overload protection Ir=80A fixed short-circuit protection Ii=10 x In nut keeper kit shunt trip (STL) 12-30V DC, 24V AC 50/60Hz | - | 0 | 0
3VA1080-4ED32-0HC0 |  | 3VA1080-4ED32-0HC0 | 1 | UN | 1 | 10 | C | D | EAR99 | N | 85362090 | 1 | 4042949075486 | 1.05 | KG | 340.85 | 340.85 | LP17 | LP17 | circuit breaker 3VA1 IEC frame 100 breaking capacity class S Icu=36kA @ 415V 3-pole, line protection TM210, FTFM, In=80A overload protection Ir=80A fixed short-circuit protection Ii=10 x In nut keeper kit shunt trip (STL) 12-30V DC, 24V AC 50/60Hz 2 auxiliary switches HQ | - | 0 | 0
3VA1080-4ED32-0HH0 |  | 3VA1080-4ED32-0HH0 | 1 | UN | 1 | 10 | C | D | EAR99 | N | 85362090 | 1 | 4042949088028 | 1.08 | KG | 365.5 | 365.5 | LP17 | LP17 | circuit breaker 3VA1 IEC frame 100 breaking capacity class S Icu=36kA @ 415V 3-pole, line protection TM210, FTFM, In=80A overload protection Ir=80A fixed short-circuit protection Ii=10 x In nut keeper kit shunt trip (STL) 12-30V DC, 24V AC 50/60Hz 2 auxiliary switches HQ 1 trip alarm switch HQ | - | 0 | 0
3VA1080-4ED32-0JA0 |  | 3VA1080-4ED32-0JA0 | 1 | UN | 1 | 10 | C | D | EAR99 | N | 85362090 | 1 | 4042949050049 | 1.05 | KG | 294.95 | 294.95 | LP17 | LP17 | circuit breaker 3VA1 IEC frame 100 breaking capacity class S Icu=36kA @ 415V 3-pole, line protection TM210, FTFM, In=80A overload protection Ir=80A fixed short-circuit protection Ii=10 x In nut keeper kit shunt trip (STL) 110-127V DC, AC 50/60Hz | - | 0 | 0
3VA1080-4ED32-0JC0 |  | 3VA1080-4ED32-0JC0 | 1 | UN | 1 | 10 | C | D | EAR99 | N | 85362090 | 1 | 4042949077572 | 1.05 | KG | 340.85 | 340.85 | LP17 | LP17 | circuit breaker 3VA1 IEC frame 100 breaking capacity class S Icu=36kA @ 415V 3-pole, line protection TM210, FTFM, In=80A overload protection Ir=80A fixed short-circuit protection Ii=10 x In nut keeper kit shunt trip (STL) 110-127V DC, AC 50/60Hz 2 auxiliary switches HQ | - | 0 | 0
3VA1080-4ED32-0JH0 |  | 3VA1080-4ED32-0JH0 | 1 | UN | 1 | 10 | C | D | EAR99 | N | 85362090 | 1 | 4042949090113 | 1.08 | KG | 365.5 | 365.5 | LP17 | LP17 | circuit breaker 3VA1 IEC frame 100 breaking capacity class S Icu=36kA @ 415V 3-pole, line protection TM210, FTFM, In=80A overload protection Ir=80A fixed short-circuit protection Ii=10 x In nut keeper kit shunt trip (STL) 110-127V DC, AC 50/60Hz 2 auxiliary switches HQ 1 trip alarm switch HQ | - | 0 | 0
3VA1080-4ED32-0KA0 |  | 3VA1080-4ED32-0KA0 | 1 | UN | 1 | 10 | C | D | EAR99 | N | 85362090 | 1 | 4042949052135 | 1.05 | KG | 294.95 | 294.95 | LP17 | LP17 | circuit breaker 3VA1 IEC frame 100 breaking capacity class S Icu=36kA @ 415V 3-pole, line protection TM210, FTFM, In=80A overload protection Ir=80A fixed short-circuit protection Ii=10 x In nut keeper kit shunt trip (STL) 220-250V DC, 208-277V AC | - | 0 | 0
3VA1080-4ED32-0KC0 |  | 3VA1080-4ED32-0KC0 | 1 | UN | 1 | 10 | C | D | EAR99 | N | 85362090 | 1 | 4042949079668 | 1.05 | KG | 340.85 | 340.85 | LP17 | LP17 | circuit breaker 3VA1 IEC frame 100 breaking capacity class S Icu=36kA @ 415V 3-pole, line protection TM210, FTFM, In=80A overload protection Ir=80A fixed short-circuit protection Ii=10 x In nut keeper kit shunt trip (STL) 220-250V DC, 208-277V AC 2 auxiliary switches HQ | - | 0 | 0
3VA1080-4ED32-0KH0 |  | 3VA1080-4ED32-0KH0 | 1 | UN | 1 | 10 | C | D | EAR99 | N | 85362090 | 1 | 4042949092209 | 1.08 | KG | 365.5 | 365.5 | LP17 | LP17 | circuit breaker 3VA1 IEC frame 100 breaking capacity class S Icu=36kA @ 415V 3-pole, line protection TM210, FTFM, In=80A overload protection Ir=80A fixed short-circuit protection Ii=10 x In nut keeper kit shunt trip (STL) 220-250V DC, 208-277V AC 2 auxiliary switches HQ 1 trip alarm switch HQ | - | 0 | 0
3VA1080-4ED36-0AA0 |  | 3VA1080-4ED36-0AA0 | 1 | UN | 1 | 2 | A | D | EAR99 | N | 85362090 | 1 | 4042948819975 | 1.01 | KG | 224.7 | 218.1 | LP17 | LP17 | circuit breaker 3VA1 IEC frame 100 breaking capacity class S Icu=36kA @ 415V 3-pole, line protection TM210, FTFM, In=80A overload protection Ir=80A fixed short-circuit protection Ii=10 x In clamp connection | Lista Papel 2020 SI | 0 | 0
3VA1080-4ED36-0AC0 |  | 3VA1080-4ED36-0AC0 | 1 | UN | 1 | 10 | C | D | EAR99 | N | 85362090 | 1 | 4042949056300 | 0.96 | KG | 277.95 | 277.95 | LP17 | LP17 | circuit breaker 3VA1 IEC frame 100 breaking capacity class S Icu=36kA @ 415V 3-pole, line protection TM210, FTFM, In=80A overload protection Ir=80A fixed short-circuit protection Ii=10 x In clamp connection 2 auxiliary switches HQ | - | 0 | 0
3VA1080-4ED36-0AD0 |  | 3VA1080-4ED36-0AD0 | 1 | UN | 1 | 10 | C | D | EAR99 | N | 85362090 | 1 | 4042949058397 | 0.99 | KG | 302.6 | 302.6 | LP17 | LP17 | circuit breaker 3VA1 IEC frame 100 breaking capacity class S Icu=36kA @ 415V 3-pole, line protection TM210, FTFM, In=80A overload protection Ir=80A fixed short-circuit protection Ii=10 x In clamp connection 3 auxiliary switches HQ | - | 0 | 0
3VA1080-4ED36-0AE0 |  | 3VA1080-4ED36-0AE0 | 1 | UN | 1 | 10 | C | D | EAR99 | N | 85362090 | 1 | 4042949060482 | 1.02 | KG | 327.25 | 327.25 | LP17 | LP17 | circuit breaker 3VA1 IEC frame 100 breaking capacity class S Icu=36kA @ 415V 3-pole, line protection TM210, FTFM, In=80A overload protection Ir=80A fixed short-circuit protection Ii=10 x In clamp connection 4 auxiliary switches HQ | - | 0 | 0
3VA1080-4ED36-0AF0 |  | 3VA1080-4ED36-0AF0 | 1 | UN | 1 | 10 | C | D | EAR99 | N | 85362090 | 1 | 4042949062578 | 0.96 | KG | 277.95 | 277.95 | LP17 | LP17 | circuit breaker 3VA1 IEC frame 100 breaking capacity class S Icu=36kA @ 415V 3-pole, line protection TM210, FTFM, In=80A overload protection Ir=80A fixed short-circuit protection Ii=10 x In clamp connection 1 auxiliary switch HQ 1 trip alarm switch HQ | - | 0 | 0
3VA1080-4ED36-0AH0 |  | 3VA1080-4ED36-0AH0 | 1 | UN | 1 | 10 | C | D | EAR99 | N | 85362090 | 1 | 4042949066750 | 0.99 | KG | 302.6 | 302.6 | LP17 | LP17 | circuit breaker 3VA1 IEC frame 100 breaking capacity class S Icu=36kA @ 415V 3-pole, line protection TM210, FTFM, In=80A overload protection Ir=80A fixed short-circuit protection Ii=10 x In clamp connection 2 auxiliary switches HQ 1 trip alarm switch HQ | - | 0 | 0
3VA1080-4ED36-0BA0 |  | 3VA1080-4ED36-0BA0 | 1 | UN | 1 | 10 | C | D | EAR99 | N | 85362090 | 1 | 4042949041672 | 0.9 | KG | 340.85 | 340.85 | LP17 | LP17 | circuit breaker 3VA1 IEC frame 100 breaking capacity class S Icu=36kA @ 415V 3-pole, line protection TM210, FTFM, In=80A overload protection Ir=80A fixed short-circuit protection Ii=10 x In clamp connection undervoltage release (UVR) 24V DC | - | 0 | 0
3VA1080-4ED36-0BC0 |  | 3VA1080-4ED36-0BC0 | 1 | UN | 1 | 10 | C | D | EAR99 | N | 85362090 | 1 | 4042949069201 | 1.05 | KG | 386.75 | 386.75 | LP17 | LP17 | circuit breaker 3VA1 IEC frame 100 breaking capacity class S Icu=36kA @ 415V 3-pole, line protection TM210, FTFM, In=80A overload protection Ir=80A fixed short-circuit protection Ii=10 x In clamp connection undervoltage release (UVR) 24V DC 2 auxiliary switches HQ | - | 0 | 0
3VA1080-4ED36-0BH0 |  | 3VA1080-4ED36-0BH0 | 1 | UN | 1 | 10 | C | D | EAR99 | N | 85362090 | 1 | 4042949081746 | 1.05 | KG | 411.4 | 411.4 | LP17 | LP17 | circuit breaker 3VA1 IEC frame 100 breaking capacity class S Icu=36kA @ 415V 3-pole, line protection TM210, FTFM, In=80A overload protection Ir=80A fixed short-circuit protection Ii=10 x In clamp connection undervoltage release (UVR) 24V DC 2 auxiliary switches HQ 1 trip alarm switch HQ | - | 0 | 0
3VA1080-4ED36-0CA0 |  | 3VA1080-4ED36-0CA0 | 1 | UN | 1 | 10 | C | D | EAR99 | N | 85362090 | 1 | 4042949043768 | 0.9 | KG | 340.85 | 340.85 | LP17 | LP17 | circuit breaker 3VA1 IEC frame 100 breaking capacity class S Icu=36kA @ 415V 3-pole, line protection TM210, FTFM, In=80A overload protection Ir=80A fixed short-circuit protection Ii=10 x In clamp connection undervoltage release (UVR) 120-127V AC 50/60Hz | - | 0 | 0
3VA1080-4ED36-0CC0 |  | 3VA1080-4ED36-0CC0 | 1 | UN | 1 | 10 | C | D | EAR99 | N | 85362090 | 1 | 4042949071297 | 1.05 | KG | 386.75 | 386.75 | LP17 | LP17 | circuit breaker 3VA1 IEC frame 100 breaking capacity class S Icu=36kA @ 415V 3-pole, line protection TM210, FTFM, In=80A overload protection Ir=80A fixed short-circuit protection Ii=10 x In clamp connection undervoltage release (UVR) 120-127V AC 50/60Hz 2 auxiliary switches HQ | - | 0 | 0
3VA1080-4ED36-0CH0 |  | 3VA1080-4ED36-0CH0 | 1 | UN | 1 | 10 | C | D | EAR99 | N | 85362090 | 1 | 4042949083832 | 1.08 | KG | 411.4 | 411.4 | LP17 | LP17 | circuit breaker 3VA1 IEC frame 100 breaking capacity class S Icu=36kA @ 415V 3-pole, line protection TM210, FTFM, In=80A overload protection Ir=80A fixed short-circuit protection Ii=10 x In clamp connection undervoltage release (UVR) 120-127V AC 50/60Hz 2 auxiliary switches HQ 1 trip alarm switch HQ | - | 0 | 0
3VA1080-4ED36-0DA0 |  | 3VA1080-4ED36-0DA0 | 1 | UN | 1 | 10 | C | D | EAR99 | N | 85362090 | 1 | 4042949045854 | 0.9 | KG | 340.85 | 340.85 | LP17 | LP17 | circuit breaker 3VA1 IEC frame 100 breaking capacity class S Icu=36kA @ 415V 3-pole, line protection TM210, FTFM, In=80A overload protection Ir=80A fixed short-circuit protection Ii=10 x In clamp connection undervoltage release (UVR) 208-230V AC 50/60Hz | - | 0 | 0
3VA1080-4ED36-0DC0 |  | 3VA1080-4ED36-0DC0 | 1 | UN | 1 | 10 | C | D | EAR99 | N | 85362090 | 1 | 4042949073383 | 1.05 | KG | 386.75 | 386.75 | LP17 | LP17 | circuit breaker 3VA1 IEC frame 100 breaking capacity class S Icu=36kA @ 415V 3-pole, line protection TM210, FTFM, In=80A overload protection Ir=80A fixed short-circuit protection Ii=10 x In clamp connection undervoltage release (UVR) 208-230V AC 50/60Hz 2 auxiliary switches HQ | - | 0 | 0
3VA1080-4ED36-0DH0 |  | 3VA1080-4ED36-0DH0 | 1 | UN | 1 | 10 | C | D | EAR99 | N | 85362090 | 1 | 4042949085928 | 1.08 | KG | 411.4 | 411.4 | LP17 | LP17 | circuit breaker 3VA1 IEC frame 100 breaking capacity class S Icu=36kA @ 415V 3-pole, line protection TM210, FTFM, In=80A overload protection Ir=80A fixed short-circuit protection Ii=10 x In clamp connection undervoltage release (UVR) 208-230V AC 50/60Hz 2 auxiliary switches HQ 1 trip alarm switch HQ | - | 0 | 0
3VA1080-4ED36-0HA0 |  | 3VA1080-4ED36-0HA0 | 1 | UN | 1 | 10 | C | D | EAR99 | N | 85362090 | 1 | 4042949047940 | 0.9 | KG | 315.35 | 315.35 | LP17 | LP17 | circuit breaker 3VA1 IEC frame 100 breaking capacity class S Icu=36kA @ 415V 3-pole, line protection TM210, FTFM, In=80A overload protection Ir=80A fixed short-circuit protection Ii=10 x In clamp connection shunt trip (STL) 12-30V DC, 24V AC 50/60Hz | - | 0 | 0
3VA1080-4ED36-0HC0 |  | 3VA1080-4ED36-0HC0 | 1 | UN | 1 | 10 | C | D | EAR99 | N | 85362090 | 1 | 4042949075479 | 1.05 | KG | 362.95 | 362.95 | LP17 | LP17 | circuit breaker 3VA1 IEC frame 100 breaking capacity class S Icu=36kA @ 415V 3-pole, line protection TM210, FTFM, In=80A overload protection Ir=80A fixed short-circuit protection Ii=10 x In clamp connection shunt trip (STL) 12-30V DC, 24V AC 50/60Hz 2 auxiliary switches HQ | - | 0 | 0
3VA1080-4ED36-0HH0 |  | 3VA1080-4ED36-0HH0 | 1 | UN | 1 | 10 | C | D | EAR99 | N | 85362090 | 1 | 4042949088011 | 1.08 | KG | 385.9 | 385.9 | LP17 | LP17 | circuit breaker 3VA1 IEC frame 100 breaking capacity class S Icu=36kA @ 415V 3-pole, line protection TM210, FTFM, In=80A overload protection Ir=80A fixed short-circuit protection Ii=10 x In clamp connection shunt trip (STL) 12-30V DC, 24V AC 50/60Hz 2 auxiliary switches HQ 1 trip alarm switch HQ | - | 0 | 0
3VA1080-4ED36-0JA0 |  | 3VA1080-4ED36-0JA0 | 1 | UN | 1 | 10 | C | D | EAR99 | N | 85362090 | 1 | 4042949050032 | 1.05 | KG | 315.35 | 315.35 | LP17 | LP17 | circuit breaker 3VA1 IEC frame 100 breaking capacity class S Icu=36kA @ 415V 3-pole, line protection TM210, FTFM, In=80A overload protection Ir=80A fixed short-circuit protection Ii=10 x In clamp connection shunt trip (STL) 110-127V DC, AC 50/60Hz | - | 0 | 0
3VA1080-4ED36-0JC0 |  | 3VA1080-4ED36-0JC0 | 1 | UN | 1 | 10 | C | D | EAR99 | N | 85362090 | 1 | 4042949077565 | 1.05 | KG | 362.95 | 362.95 | LP17 | LP17 | circuit breaker 3VA1 IEC frame 100 breaking capacity class S Icu=36kA @ 415V 3-pole, line protection TM210, FTFM, In=80A overload protection Ir=80A fixed short-circuit protection Ii=10 x In clamp connection shunt trip (STL) 110-127V DC, AC 50/60Hz 2 auxiliary switches HQ | - | 0 | 0
3VA1080-4ED36-0JH0 |  | 3VA1080-4ED36-0JH0 | 1 | UN | 1 | 10 | C | D | EAR99 | N | 85362090 | 1 | 4042949090106 | 1.08 | KG | 385.9 | 385.9 | LP17 | LP17 | circuit breaker 3VA1 IEC frame 100 breaking capacity class S Icu=36kA @ 415V 3-pole, line protection TM210, FTFM, In=80A overload protection Ir=80A fixed short-circuit protection Ii=10 x In clamp connection shunt trip (STL) 110-127V DC, AC 50/60Hz 2 auxiliary switches HQ 1 trip alarm switch HQ | - | 0 | 0
3VA1080-4ED36-0KA0 |  | 3VA1080-4ED36-0KA0 | 1 | UN | 1 | 10 | C | D | EAR99 | N | 85362090 | 1 | 4042949052128 | 1.05 | KG | 315.35 | 315.35 | LP17 | LP17 | circuit breaker 3VA1 IEC frame 100 breaking capacity class S Icu=36kA @ 415V 3-pole, line protection TM210, FTFM, In=80A overload protection Ir=80A fixed short-circuit protection Ii=10 x In clamp connection shunt trip (STL) 220-250V DC, 208-277V AC | - | 0 | 0
3VA1080-4ED36-0KC0 |  | 3VA1080-4ED36-0KC0 | 1 | UN | 1 | 10 | C | D | EAR99 | N | 85362090 | 1 | 4042949079651 | 1.05 | KG | 362.95 | 362.95 | LP17 | LP17 | circuit breaker 3VA1 IEC frame 100 breaking capacity class S Icu=36kA @ 415V 3-pole, line protection TM210, FTFM, In=80A overload protection Ir=80A fixed short-circuit protection Ii=10 x In clamp connection shunt trip (STL) 220-250V DC, 208-277V AC 2 auxiliary switches HQ | - | 0 | 0
3VA1080-4ED36-0KH0 |  | 3VA1080-4ED36-0KH0 | 1 | UN | 1 | 10 | C | D | EAR99 | N | 85362090 | 1 | 4042949092193 | 1.08 | KG | 385.9 | 385.9 | LP17 | LP17 | circuit breaker 3VA1 IEC frame 100 breaking capacity class S Icu=36kA @ 415V 3-pole, line protection TM210, FTFM, In=80A overload protection Ir=80A fixed short-circuit protection Ii=10 x In clamp connection shunt trip (STL) 220-250V DC, 208-277V AC 2 auxiliary switches HQ 1 trip alarm switch HQ | - | 0 | 0
3VA1080-4ED42-0AA0 |  | 3VA1080-4ED42-0AA0 | 1 | UN | 1 | 5 | B | D | EAR99 | N | 85362090 | 1 | 4042948812044 | 1.191 | KG | 264 | 256.7 | LP17 | LP17 | circuit breaker 3VA1 IEC frame 100 breaking capacity class S Icu=36kA @ 415V 4-pole, line protection TM210, FTFM, In=80A overload protection Ir=80A fixed short-circuit protection Ii=10 x In N conductor unprotected nut keeper kit | Lista Papel 2020 SI | 0 | 0
3VA1080-4ED42-0AC0 |  | 3VA1080-4ED42-0AC0 | 1 | UN | 1 | 10 | C | D | EAR99 | N | 85362090 | 1 | 4042949056294 | 1.26 | KG | 319.6 | 319.6 | LP17 | LP17 | circuit breaker 3VA1 IEC frame 100 breaking capacity class S Icu=36kA @ 415V 4-pole, line protection TM210, FTFM, In=80A overload protection Ir=80A fixed short-circuit protection Ii=10 x In N conductor unprotected nut keeper kit 2 auxiliary switches HQ | - | 0 | 0
3VA1080-4ED42-0AD0 |  | 3VA1080-4ED42-0AD0 | 1 | UN | 1 | 10 | C | D | EAR99 | N | 85362090 | 1 | 4042949058380 | 1.29 | KG | 343.4 | 343.4 | LP17 | LP17 | circuit breaker 3VA1 IEC frame 100 breaking capacity class S Icu=36kA @ 415V 4-pole, line protection TM210, FTFM, In=80A overload protection Ir=80A fixed short-circuit protection Ii=10 x In N conductor unprotected nut keeper kit 3 auxiliary switches HQ | - | 0 | 0
3VA1080-4ED42-0AE0 |  | 3VA1080-4ED42-0AE0 | 1 | UN | 1 | 10 | C | D | EAR99 | N | 85362090 | 1 | 4042949060475 | 1.32 | KG | 368.05 | 368.05 | LP17 | LP17 | circuit breaker 3VA1 IEC frame 100 breaking capacity class S Icu=36kA @ 415V 4-pole, line protection TM210, FTFM, In=80A overload protection Ir=80A fixed short-circuit protection Ii=10 x In N conductor unprotected nut keeper kit 4 auxiliary switches HQ | - | 0 | 0
3VA1080-4ED42-0AF0 |  | 3VA1080-4ED42-0AF0 | 1 | UN | 1 | 10 | C | D | EAR99 | N | 85362090 | 1 | 4042949062561 | 1.26 | KG | 319.6 | 319.6 | LP17 | LP17 | circuit breaker 3VA1 IEC frame 100 breaking capacity class S Icu=36kA @ 415V 4-pole, line protection TM210, FTFM, In=80A overload protection Ir=80A fixed short-circuit protection Ii=10 x In N conductor unprotected nut keeper kit 1 auxiliary switch HQ 1 trip alarm switch HQ | - | 0 | 0
3VA1080-4ED42-0AH0 |  | 3VA1080-4ED42-0AH0 | 1 | UN | 1 | 10 | C | D | EAR99 | N | 85362090 | 1 | 4042949066743 | 1.29 | KG | 343.4 | 343.4 | LP17 | LP17 | circuit breaker 3VA1 IEC frame 100 breaking capacity class S Icu=36kA @ 415V 4-pole, line protection TM210, FTFM, In=80A overload protection Ir=80A fixed short-circuit protection Ii=10 x In N conductor unprotected nut keeper kit 2 auxiliary switches HQ 1 trip alarm switch HQ | - | 0 | 0
3VA1080-4ED42-0BA0 |  | 3VA1080-4ED42-0BA0 | 1 | UN | 1 | 10 | C | D | EAR99 | N | 85362090 | 1 | 4042949041665 | 1.2 | KG | 382.5 | 382.5 | LP17 | LP17 | circuit breaker 3VA1 IEC frame 100 breaking capacity class S Icu=36kA @ 415V 4-pole, line protection TM210, FTFM, In=80A overload protection Ir=80A fixed short-circuit protection Ii=10 x In N conductor unprotected nut keeper kit undervoltage release (UVR) 24V DC | - | 0 | 0
3VA1080-4ED42-0BC0 |  | 3VA1080-4ED42-0BC0 | 1 | UN | 1 | 10 | C | D | EAR99 | N | 85362090 | 1 | 4042949069195 | 1.35 | KG | 429.25 | 429.25 | LP17 | LP17 | circuit breaker 3VA1 IEC frame 100 breaking capacity class S Icu=36kA @ 415V 4-pole, line protection TM210, FTFM, In=80A overload protection Ir=80A fixed short-circuit protection Ii=10 x In N conductor unprotected nut keeper kit undervoltage release (UVR) 24V DC 2 auxiliary switches HQ | - | 0 | 0
3VA1080-4ED42-0BH0 |  | 3VA1080-4ED42-0BH0 | 1 | UN | 1 | 10 | C | D | EAR99 | N | 85362090 | 1 | 4042949081739 | 1.38 | KG | 453.05 | 453.05 | LP17 | LP17 | circuit breaker 3VA1 IEC frame 100 breaking capacity class S Icu=36kA @ 415V 4-pole, line protection TM210, FTFM, In=80A overload protection Ir=80A fixed short-circuit protection Ii=10 x In N conductor unprotected nut keeper kit undervoltage release (UVR) 24V DC 2 auxiliary switches HQ 1 trip alarm switch HQ | - | 0 | 0
3VA1080-4ED42-0CA0 |  | 3VA1080-4ED42-0CA0 | 1 | UN | 1 | 10 | C | D | EAR99 | N | 85362090 | 1 | 4042949043751 | 1.2 | KG | 382.5 | 382.5 | LP17 | LP17 | circuit breaker 3VA1 IEC frame 100 breaking capacity class S Icu=36kA @ 415V 4-pole, line protection TM210, FTFM, In=80A overload protection Ir=80A fixed short-circuit protection Ii=10 x In N conductor unprotected nut keeper kit undervoltage release (UVR) 120-127V AC 50/60Hz | - | 0 | 0
3VA1080-4ED42-0CC0 |  | 3VA1080-4ED42-0CC0 | 1 | UN | 1 | 10 | C | D | EAR99 | N | 85362090 | 1 | 4042949071280 | 1.35 | KG | 429.25 | 429.25 | LP17 | LP17 | circuit breaker 3VA1 IEC frame 100 breaking capacity class S Icu=36kA @ 415V 4-pole, line protection TM210, FTFM, In=80A overload protection Ir=80A fixed short-circuit protection Ii=10 x In N conductor unprotected nut keeper kit undervoltage release (UVR) 120-127V AC 50/60Hz 2 auxiliary switches HQ | - | 0 | 0
3VA1080-4ED42-0CH0 |  | 3VA1080-4ED42-0CH0 | 1 | UN | 1 | 10 | C | D | EAR99 | N | 85362090 | 1 | 4042949083825 | 1.38 | KG | 453.05 | 453.05 | LP17 | LP17 | circuit breaker 3VA1 IEC frame 100 breaking capacity class S Icu=36kA @ 415V 4-pole, line protection TM210, FTFM, In=80A overload protection Ir=80A fixed short-circuit protection Ii=10 x In N conductor unprotected nut keeper kit undervoltage release (UVR) 120-127V AC 50/60Hz 2 auxiliary switches HQ 1 trip alarm switch HQ | - | 0 | 0
3VA1080-4ED42-0DA0 |  | 3VA1080-4ED42-0DA0 | 1 | UN | 1 | 10 | C | D | EAR99 | N | 85362090 | 1 | 4042949045847 | 1.2 | KG | 382.5 | 382.5 | LP17 | LP17 | circuit breaker 3VA1 IEC frame 100 breaking capacity class S Icu=36kA @ 415V 4-pole, line protection TM210, FTFM, In=80A overload protection Ir=80A fixed short-circuit protection Ii=10 x In N conductor unprotected nut keeper kit undervoltage release (UVR) 208-230V AC 50/60Hz | - | 0 | 0
3VA1080-4ED42-0DC0 |  | 3VA1080-4ED42-0DC0 | 1 | UN | 1 | 10 | C | D | EAR99 | N | 85362090 | 1 | 4042949073376 | 1.35 | KG | 429.25 | 429.25 | LP17 | LP17 | circuit breaker 3VA1 IEC frame 100 breaking capacity class S Icu=36kA @ 415V 4-pole, line protection TM210, FTFM, In=80A overload protection Ir=80A fixed short-circuit protection Ii=10 x In N conductor unprotected nut keeper kit undervoltage release (UVR) 208-230V AC 50/60Hz 2 auxiliary switches HQ | - | 0 | 0
3VA1080-4ED42-0DH0 |  | 3VA1080-4ED42-0DH0 | 1 | UN | 1 | 10 | C | D | EAR99 | N | 85362090 | 1 | 4042949085911 | 1.38 | KG | 453.05 | 453.05 | LP17 | LP17 | circuit breaker 3VA1 IEC frame 100 breaking capacity class S Icu=36kA @ 415V 4-pole, line protection TM210, FTFM, In=80A overload protection Ir=80A fixed short-circuit protection Ii=10 x In N conductor unprotected nut keeper kit undervoltage release (UVR) 208-230V AC 50/60Hz 2 auxiliary switches HQ 1 trip alarm switch HQ | - | 0 | 0
3VA1080-4ED42-0HA0 |  | 3VA1080-4ED42-0HA0 | 1 | UN | 1 | 10 | C | D | EAR99 | N | 85362090 | 1 | 4042949047933 | 1.2 | KG | 357.85 | 357.85 | LP17 | LP17 | circuit breaker 3VA1 IEC frame 100 breaking capacity class S Icu=36kA @ 415V 4-pole, line protection TM210, FTFM, In=80A overload protection Ir=80A fixed short-circuit protection Ii=10 x In N conductor unprotected nut keeper kit shunt trip (STL) 12-30V DC; 24V AC 50/60Hz | - | 0 | 0
3VA1080-4ED42-0HC0 |  | 3VA1080-4ED42-0HC0 | 1 | UN | 1 | 10 | C | D | EAR99 | N | 85362090 | 1 | 4042949075462 | 1.35 | KG | 404.6 | 404.6 | LP17 | LP17 | circuit breaker 3VA1 IEC frame 100 breaking capacity class S Icu=36kA @ 415V 4-pole, line protection TM210, FTFM, In=80A overload protection Ir=80A fixed short-circuit protection Ii=10 x In N conductor unprotected nut keeper kit shunt trip (STL) 12-30V DC; 24V AC 50/60Hz 2 auxiliary switches HQ | - | 0 | 0
3VA1080-4ED42-0HH0 |  | 3VA1080-4ED42-0HH0 | 1 | UN | 1 | 10 | C | D | EAR99 | N | 85362090 | 1 | 4042949088004 | 1.38 | KG | 428.4 | 428.4 | LP17 | LP17 | circuit breaker 3VA1 IEC frame 100 breaking capacity class S Icu=36kA @ 415V 4-pole, line protection TM210, FTFM, In=80A overload protection Ir=80A fixed short-circuit protection Ii=10 x In N conductor unprotected nut keeper kit shunt trip (STL) 12-30V DC; 24V AC 50/60Hz 2 auxiliary switches HQ 1 trip alarm switch HQ | - | 0 | 0
3VA1080-4ED42-0JA0 |  | 3VA1080-4ED42-0JA0 | 1 | UN | 1 | 10 | C | D | EAR99 | N | 85362090 | 1 | 4042949050025 | 1.35 | KG | 357.85 | 357.85 | LP17 | LP17 | circuit breaker 3VA1 IEC frame 100 breaking capacity class S Icu=36kA @ 415V 4-pole, line protection TM210, FTFM, In=80A overload protection Ir=80A fixed short-circuit protection Ii=10 x In N conductor unprotected nut keeper kit shunt trip (STL) 110-127V DC, AC 50/60Hz | - | 0 | 0
3VA1080-4ED42-0JC0 |  | 3VA1080-4ED42-0JC0 | 1 | UN | 1 | 10 | C | D | EAR99 | N | 85362090 | 1 | 4042949077558 | 1.35 | KG | 404.6 | 404.6 | LP17 | LP17 | circuit breaker 3VA1 IEC frame 100 breaking capacity class S Icu=36kA @ 415V 4-pole, line protection TM210, FTFM, In=80A overload protection Ir=80A fixed short-circuit protection Ii=10 x In N conductor unprotected nut keeper kit shunt trip (STL) 110-127V DC, AC 50/60Hz 2 auxiliary switches HQ | - | 0 | 0
3VA1080-4ED42-0JH0 |  | 3VA1080-4ED42-0JH0 | 1 | UN | 1 | 10 | C | D | EAR99 | N | 85362090 | 1 | 4042949090090 | 1.38 | KG | 428.4 | 428.4 | LP17 | LP17 | circuit breaker 3VA1 IEC frame 100 breaking capacity class S Icu=36kA @ 415V 4-pole, line protection TM210, FTFM, In=80A overload protection Ir=80A fixed short-circuit protection Ii=10 x In N conductor unprotected nut keeper kit shunt trip (STL) 110-127V DC, AC 50/60Hz 2 auxiliary switches HQ 1 trip alarm switch HQ | - | 0 | 0
3VA1080-4ED42-0KA0 |  | 3VA1080-4ED42-0KA0 | 1 | UN | 1 | 10 | C | D | EAR99 | N | 85362090 | 1 | 4042949052111 | 1.35 | KG | 357.85 | 357.85 | LP17 | LP17 | circuit breaker 3VA1 IEC frame 100 breaking capacity class S Icu=36kA @ 415V 4-pole, line protection TM210, FTFM, In=80A overload protection Ir=80A fixed short-circuit protection Ii=10 x In N conductor unprotected nut keeper kit shunt trip (STL) 220-250V DC; 208-277V AC | - | 0 | 0
3VA1080-4ED42-0KC0 |  | 3VA1080-4ED42-0KC0 | 1 | UN | 1 | 10 | C | D | EAR99 | N | 85362090 | 1 | 4042949079644 | 1.35 | KG | 404.6 | 404.6 | LP17 | LP17 | circuit breaker 3VA1 IEC frame 100 breaking capacity class S Icu=36kA @ 415V 4-pole, line protection TM210, FTFM, In=80A overload protection Ir=80A fixed short-circuit protection Ii=10 x In N conductor unprotected nut keeper kit shunt trip (STL) 220-250V DC; 208-277V AC 2 auxiliary switches HQ | - | 0 | 0
3VA1080-4ED42-0KH0 |  | 3VA1080-4ED42-0KH0 | 1 | UN | 1 | 10 | C | D | EAR99 | N | 85362090 | 1 | 4042949092186 | 1.38 | KG | 428.4 | 428.4 | LP17 | LP17 | circuit breaker 3VA1 IEC frame 100 breaking capacity class S Icu=36kA @ 415V 4-pole, line protection TM210, FTFM, In=80A overload protection Ir=80A fixed short-circuit protection Ii=10 x In N conductor unprotected nut keeper kit shunt trip (STL) 220-250V DC; 208-277V AC 2 auxiliary switches HQ 1 trip alarm switch HQ | - | 0 | 0
3VA1080-4ED46-0AA0 |  | 3VA1080-4ED46-0AA0 | 1 | UN | 1 | 5 | B | D | EAR99 | N | 85362090 | 1 | 4042948820247 | 1.272 | KG | 292.7 | 284.5 | LP17 | LP17 | circuit breaker 3VA1 IEC frame 100 breaking capacity class S Icu=36kA @ 415V 4-pole, line protection TM210, FTFM, In=80A overload protection Ir=80A fixed short-circuit protection Ii=10 x In N conductor unprotected clamp connection | Lista Papel 2020 SI | 0 | 0
3VA1096-2ED32-0AA0 |  | 3VA1096-2ED32-0AA0 | 1 | UN | 1 | 5 | B | D | EAR99 | N | 85362010 | 1 | 4042948811542 | 952 | G | 177.9 | 173 | LP17 | LP17 | circuit breaker 3VA1 IEC frame 100 breaking capacity class B Icu=16kA @ 415V 3-pole, line protection TM210, FTFM, In=16A overload protection Ir=16A fixed short-circuit protection Ii=20 x In nut keeper kit | Lista Papel 2020 SI | 0 | 0
3VA1096-2ED32-0AC0 |  | 3VA1096-2ED32-0AC0 | 1 | UN | 1 | 10 | C | D | EAR99 | N | 85362010 | 1 | 4042949056287 | 0.96 | KG | 232.05 | 232.05 | LP17 | LP17 | circuit breaker 3VA1 IEC frame 100 breaking capacity class B Icu=16kA @ 415V 3-pole, line protection TM210, FTFM, In=16A overload protection Ir=16A fixed short-circuit protection Ii=10 x In nut keeper kit 2 auxiliary switches HQ | - | 0 | 0
3VA1096-2ED32-0AD0 |  | 3VA1096-2ED32-0AD0 | 1 | UN | 1 | 10 | C | D | EAR99 | N | 85362010 | 1 | 4042949058373 | 999 | G | 255 | 255 | LP17 | LP17 | circuit breaker 3VA1 IEC frame 100 breaking capacity class B Icu=16kA @ 415V 3-pole, line protection TM210, FTFM, In=16A overload protection Ir=16A fixed short-circuit protection Ii=10 x In nut keeper kit 3 auxiliary switches HQ | - | 0 | 0
3VA1096-2ED32-0AE0 |  | 3VA1096-2ED32-0AE0 | 1 | UN | 1 | 10 | C | D | EAR99 | N | 85362010 | 1 | 4042949060468 | 1.02 | KG | 277.95 | 277.95 | LP17 | LP17 | circuit breaker 3VA1 IEC frame 100 breaking capacity class B Icu=16kA @ 415V 3-pole, line protection TM210, FTFM, In=16A overload protection Ir=16A fixed short-circuit protection Ii=10 x In nut keeper kit 4 auxiliary switches HQ | - | 0 | 0
3VA1096-2ED32-0AF0 |  | 3VA1096-2ED32-0AF0 | 1 | UN | 1 | 10 | C | D | EAR99 | N | 85362010 | 1 | 4042949062554 | 0.96 | KG | 232.05 | 232.05 | LP17 | LP17 | circuit breaker 3VA1 IEC frame 100 breaking capacity class B Icu=16kA @ 415V 3-pole, line protection TM210, FTFM, In=16A overload protection Ir=16A fixed short-circuit protection Ii=10 x In nut keeper kit 1 auxiliary switch HQ 1 trip alarm switch HQ | - | 0 | 0
3VA1096-2ED32-0AH0 |  | 3VA1096-2ED32-0AH0 | 1 | UN | 1 | 10 | C | D | EAR99 | N | 85362010 | 1 | 4042949066736 | 0.99 | KG | 255 | 255 | LP17 | LP17 | circuit breaker 3VA1 IEC frame 100 breaking capacity class B Icu=16kA @ 415V 3-pole, line protection TM210, FTFM, In=16A overload protection Ir=16A fixed short-circuit protection Ii=10 x In nut keeper kit 2 auxiliary switches HQ 1 trip alarm switch HQ | - | 0 | 0
3VA1096-2ED32-0BA0 |  | 3VA1096-2ED32-0BA0 | 1 | UN | 1 | 10 | C | D | EAR99 | N | 85362010 | 1 | 4042949041658 | 0.9 | KG | 294.1 | 294.1 | LP17 | LP17 | circuit breaker 3VA1 IEC frame 100 breaking capacity class B Icu=16kA @ 415V 3-pole, line protection TM210, FTFM, In=16A overload protection Ir=16A fixed short-circuit protection Ii=10 x In nut keeper kit undervoltage release (UVR) 24V DC | - | 0 | 0
3VA1096-2ED32-0BC0 |  | 3VA1096-2ED32-0BC0 | 1 | UN | 1 | 10 | C | D | EAR99 | N | 85362010 | 1 | 4042949069188 | 1.05 | KG | 340 | 340 | LP17 | LP17 | circuit breaker 3VA1 IEC frame 100 breaking capacity class B Icu=16kA @ 415V 3-pole, line protection TM210, FTFM, In=16A overload protection Ir=16A fixed short-circuit protection Ii=10 x In nut keeper kit undervoltage release (UVR) 24V DC 2 auxiliary switches HQ | - | 0 | 0
3VA1096-2ED32-0BH0 |  | 3VA1096-2ED32-0BH0 | 1 | UN | 1 | 10 | C | D | EAR99 | N | 85362010 | 1 | 4042949081722 | 1.05 | KG | 363.8 | 363.8 | LP17 | LP17 | circuit breaker 3VA1 IEC frame 100 breaking capacity class B Icu=16kA @ 415V 3-pole, line protection TM210, FTFM, In=16A overload protection Ir=16A fixed short-circuit protection Ii=10 x In nut keeper kit undervoltage release (UVR) 24V DC 2 auxiliary switches HQ 1 trip alarm switch HQ | - | 0 | 0
3VA1096-2ED32-0CA0 |  | 3VA1096-2ED32-0CA0 | 1 | UN | 1 | 10 | C | D | EAR99 | N | 85362010 | 1 | 4042949043744 | 0.9 | KG | 294.1 | 294.1 | LP17 | LP17 | circuit breaker 3VA1 IEC frame 100 breaking capacity class B Icu=16kA @ 415V 3-pole, line protection TM210, FTFM, In=16A overload protection Ir=16A fixed short-circuit protection Ii=10 x In nut keeper kit undervoltage release (UVR) 120-127V AC 50/60Hz | - | 0 | 0
3VA1096-2ED32-0CC0 |  | 3VA1096-2ED32-0CC0 | 1 | UN | 1 | 10 | C | D | EAR99 | N | 85362010 | 1 | 4042949071273 | 1.05 | KG | 340 | 340 | LP17 | LP17 | circuit breaker 3VA1 IEC frame 100 breaking capacity class B Icu=16kA @ 415V 3-pole, line protection TM210, FTFM, In=16A overload protection Ir=16A fixed short-circuit protection Ii=10 x In nut keeper kit undervoltage release (UVR) 120-127V AC 50/60Hz 2 auxiliary switches HQ | - | 0 | 0
3VA1096-2ED32-0CH0 |  | 3VA1096-2ED32-0CH0 | 1 | UN | 1 | 10 | C | D | EAR99 | N | 85362010 | 1 | 4042949083818 | 1.08 | KG | 363.8 | 363.8 | LP17 | LP17 | circuit breaker 3VA1 IEC frame 100 breaking capacity class B Icu=16kA @ 415V 3-pole, line protection TM210, FTFM, In=16A overload protection Ir=16A fixed short-circuit protection Ii=10 x In nut keeper kit undervoltage release (UVR) 120-127V AC 50/60Hz 2 auxiliary switches HQ 1 trip alarm switch HQ | - | 0 | 0
3VA1096-2ED32-0DA0 |  | 3VA1096-2ED32-0DA0 | 1 | UN | 1 | 10 | C | D | EAR99 | N | 85362010 | 1 | 4042949045830 | 0.9 | KG | 294.1 | 294.1 | LP17 | LP17 | circuit breaker 3VA1 IEC frame 100 breaking capacity class B Icu=16kA @ 415V 3-pole, line protection TM210, FTFM, In=16A overload protection Ir=16A fixed short-circuit protection Ii=10 x In nut keeper kit undervoltage release (UVR) 208-230V AC 50/60Hz | - | 0 | 0
3VA1096-2ED32-0DC0 |  | 3VA1096-2ED32-0DC0 | 1 | UN | 1 | 10 | C | D | EAR99 | N | 85362010 | 1 | 4042949073369 | 1.05 | KG | 340 | 340 | LP17 | LP17 | circuit breaker 3VA1 IEC frame 100 breaking capacity class B Icu=16kA @ 415V 3-pole, line protection TM210, FTFM, In=16A overload protection Ir=16A fixed short-circuit protection Ii=10 x In nut keeper kit undervoltage release (UVR) 208-230V AC 50/60Hz 2 auxiliary switches HQ | - | 0 | 0
3VA1096-2ED32-0DH0 |  | 3VA1096-2ED32-0DH0 | 1 | UN | 1 | 10 | C | D | EAR99 | N | 85362010 | 1 | 4042949085904 | 1.08 | KG | 363.8 | 363.8 | LP17 | LP17 | circuit breaker 3VA1 IEC frame 100 breaking capacity class B Icu=16kA @ 415V 3-pole, line protection TM210, FTFM, In=16A overload protection Ir=16A fixed short-circuit protection Ii=10 x In nut keeper kit undervoltage release (UVR) 208-230V AC 50/60Hz 2 auxiliary switches HQ 1 trip alarm switch HQ | - | 0 | 0
3VA1096-2ED32-0HA0 |  | 3VA1096-2ED32-0HA0 | 1 | UN | 1 | 10 | C | D | EAR99 | N | 85362010 | 1 | 4042949047926 | 0.9 | KG | 268.6 | 268.6 | LP17 | LP17 | circuit breaker 3VA1 IEC frame 100 breaking capacity class B Icu=16kA @ 415V 3-pole, line protection TM210, FTFM, In=16A overload protection Ir=16A fixed short-circuit protection Ii=10 x In nut keeper kit shunt trip (STL) 12-30V DC, 24V AC 50/60Hz | - | 0 | 0
3VA1096-2ED32-0HC0 |  | 3VA1096-2ED32-0HC0 | 1 | UN | 1 | 10 | C | D | EAR99 | N | 85362010 | 1 | 4042949075455 | 1.05 | KG | 314.5 | 314.5 | LP17 | LP17 | circuit breaker 3VA1 IEC frame 100 breaking capacity class B Icu=16kA @ 415V 3-pole, line protection TM210, FTFM, In=16A overload protection Ir=16A fixed short-circuit protection Ii=10 x In nut keeper kit shunt trip (STL) 12-30V DC, 24V AC 50/60Hz 2 auxiliary switches HQ | - | 0 | 0
3VA1096-2ED32-0HH0 |  | 3VA1096-2ED32-0HH0 | 1 | UN | 1 | 10 | C | D | EAR99 | N | 85362010 | 1 | 4042949087991 | 1.08 | KG | 339.15 | 339.15 | LP17 | LP17 | circuit breaker 3VA1 IEC frame 100 breaking capacity class B Icu=16kA @ 415V 3-pole, line protection TM210, FTFM, In=16A overload protection Ir=16A fixed short-circuit protection Ii=10 x In nut keeper kit shunt trip (STL) 12-30V DC, 24V AC 50/60Hz 2 auxiliary switches HQ 1 trip alarm switch HQ | - | 0 | 0
3VA1096-2ED32-0JA0 |  | 3VA1096-2ED32-0JA0 | 1 | UN | 1 | 10 | C | D | EAR99 | N | 85362010 | 1 | 4042949050018 | 1.05 | KG | 268.6 | 268.6 | LP17 | LP17 | circuit breaker 3VA1 IEC frame 100 breaking capacity class B Icu=16kA @ 415V 3-pole, line protection TM210, FTFM, In=16A overload protection Ir=16A fixed short-circuit protection Ii=10 x In nut keeper kit shunt trip (STL) 110-127V DC, AC 50/60Hz | - | 0 | 0
3VA1096-2ED32-0JC0 |  | 3VA1096-2ED32-0JC0 | 1 | UN | 1 | 10 | C | D | EAR99 | N | 85362010 | 1 | 4042949077541 | 1.05 | KG | 314.5 | 314.5 | LP17 | LP17 | circuit breaker 3VA1 IEC frame 100 breaking capacity class B Icu=16kA @ 415V 3-pole, line protection TM210, FTFM, In=16A overload protection Ir=16A fixed short-circuit protection Ii=10 x In nut keeper kit shunt trip (STL) 110-127V DC, AC 50/60Hz 2 auxiliary switches HQ | - | 0 | 0
3VA1096-2ED32-0JH0 |  | 3VA1096-2ED32-0JH0 | 1 | UN | 1 | 10 | C | D | EAR99 | N | 85362010 | 1 | 4042949090083 | 1.08 | KG | 339.15 | 339.15 | LP17 | LP17 | circuit breaker 3VA1 IEC frame 100 breaking capacity class B Icu=16kA @ 415V 3-pole, line protection TM210, FTFM, In=16A overload protection Ir=16A fixed short-circuit protection Ii=10 x In nut keeper kit shunt trip (STL) 110-127V DC, AC 50/60Hz 2 auxiliary switches HQ 1 trip alarm switch HQ | - | 0 | 0
3VA1096-2ED32-0KA0 |  | 3VA1096-2ED32-0KA0 | 1 | UN | 1 | 10 | C | D | EAR99 | N | 85362010 | 1 | 4042949052104 | 1.05 | KG | 268.6 | 268.6 | LP17 | LP17 | circuit breaker 3VA1 IEC frame 100 breaking capacity class B Icu=16kA @ 415V 3-pole, line protection TM210, FTFM, In=16A overload protection Ir=16A fixed short-circuit protection Ii=10 x In nut keeper kit shunt trip (STL) 220-250V DC, 208-277V AC | - | 0 | 0
3VA1096-2ED32-0KC0 |  | 3VA1096-2ED32-0KC0 | 1 | UN | 1 | 10 | C | D | EAR99 | N | 85362010 | 1 | 4042949079637 | 1.05 | KG | 314.5 | 314.5 | LP17 | LP17 | circuit breaker 3VA1 IEC frame 100 breaking capacity class B Icu=16kA @ 415V 3-pole, line protection TM210, FTFM, In=16A overload protection Ir=16A fixed short-circuit protection Ii=10 x In nut keeper kit shunt trip (STL) 220-250V DC, 208-277V AC 2 auxiliary switches HQ | - | 0 | 0
3VA1096-2ED32-0KF0 |  | 3VA1096-2ED32-0KF0 | 1 | UN | 1 | 10 | C | D | EAR99 | N | 85362010 | 1 | 4042949322856 | 1.07 | KG | 327.25 | 327.25 | LP17 | LP17 | circuit breaker 3VA1 IEC frame 100 breaking capacity class B Icu=16kA @ 415V 3-pole, line protection TM210, FTFM, In=16A overload protection Ir=16A fixed short-circuit protection Ii=20 x In nut keeper kit shunt trip (STL) 220-250V DC, 208-277V AC 1 auxiliary switch HQ 1 trip alarm switch HQ | - | 0 | 0
3VA1096-2ED32-0KH0 |  | 3VA1096-2ED32-0KH0 | 1 | UN | 1 | 10 | C | D | EAR99 | N | 85362010 | 1 | 4042949092179 | 1.08 | KG | 339.15 | 339.15 | LP17 | LP17 | circuit breaker 3VA1 IEC frame 100 breaking capacity class B Icu=16kA @ 415V 3-pole, line protection TM210, FTFM, In=16A overload protection Ir=16A fixed short-circuit protection Ii=10 x In nut keeper kit shunt trip (STL) 220-250V DC, 208-277V AC 2 auxiliary switches HQ 1 trip alarm switch HQ | - | 0 | 0
3VA1096-2ED36-0AA0 |  | 3VA1096-2ED36-0AA0 | 1 | UN | 1 | 5 | B | D | EAR99 | N | 85362010 | 1 | 4042948819746 | 1.007 | KG | 199.3 | 193.5 | LP17 | LP17 | circuit breaker 3VA1 IEC frame 100 breaking capacity class B Icu=16kA @ 415V 3-pole, line protection TM210, FTFM, In=16A overload protection Ir=16A fixed short-circuit protection Ii=20 x In clamp connection | Lista Papel 2020 SI | 0 | 0
3VA1096-2ED42-0AA0 |  | 3VA1096-2ED42-0AA0 | 1 | UN | 1 | 5 | B | D | EAR99 | N | 85362010 | 1 | 4042948811818 | 1.2 | KG | 231.2 | 224.7 | LP17 | LP17 | circuit breaker 3VA1 IEC frame 100 breaking capacity class B Icu=16kA @ 415V 4-pole, line protection TM210, FTFM, In=16A overload protection Ir=16A fixed short-circuit protection Ii=20 x In N conductor unprotected nut keeper kit | Lista Papel 2020 SI | 0 | 0
3VA1096-2ED46-0AA0 |  | 3VA1096-2ED46-0AA0 | 1 | UN | 1 | 5 | B | D | EAR99 | N | 85362010 | 1 | 4042948820018 | 1.266 | KG | 259.9 | 252.6 | LP17 | LP17 | circuit breaker 3VA1 IEC frame 100 breaking capacity class B Icu=16kA @ 415V 4-pole, line protection TM210, FTFM, In=16A overload protection Ir=16A fixed short-circuit protection Ii=20 x In N conductor unprotected clamp connection | Lista Papel 2020 SI | 0 | 0
3VA1096-3ED32-0AA0 |  | 3VA1096-3ED32-0AA0 | 1 | UN | 1 | 5 | B | D | EAR99 | N | 85362010 | 1 | 4042948811559 | 967 | G | 182 | 177.1 | LP17 | LP17 | circuit breaker 3VA1 IEC frame 100 breaking capacity class N Icu=25kA @ 415V 3-pole, line protection TM210, FTFM, In=16A overload protection Ir=16A fixed short-circuit protection Ii=20 x In nut keeper kit | Lista Papel 2020 SI | 0 | 0
3VA1096-3ED32-0AC0 |  | 3VA1096-3ED32-0AC0 | 1 | UN | 1 | 10 | C | D | EAR99 | N | 85362010 | 1 | 4042949056270 | 0.96 | KG | 235.45 | 235.45 | LP17 | LP17 | circuit breaker 3VA1 IEC frame 100 breaking capacity class N Icu=25kA @ 415V 3-pole, line protection TM210, FTFM, In=16A overload protection Ir=16A fixed short-circuit protection Ii=10 x In nut keeper kit 2 auxiliary switches HQ | - | 0 | 0
3VA1096-3ED32-0AD0 |  | 3VA1096-3ED32-0AD0 | 1 | UN | 1 | 10 | C | D | EAR99 | N | 85362010 | 1 | 4042949058366 | 0.99 | KG | 260.1 | 260.1 | LP17 | LP17 | circuit breaker 3VA1 IEC frame 100 breaking capacity class N Icu=25kA @ 415V 3-pole, line protection TM210, FTFM, In=16A overload protection Ir=16A fixed short-circuit protection Ii=10 x In nut keeper kit 3 auxiliary switches HQ | - | 0 | 0
3VA1096-3ED32-0AE0 |  | 3VA1096-3ED32-0AE0 | 1 | UN | 1 | 10 | C | D | EAR99 | N | 85362010 | 1 | 4042949060451 | 1.02 | KG | 282.2 | 282.2 | LP17 | LP17 | circuit breaker 3VA1 IEC frame 100 breaking capacity class N Icu=25kA @ 415V 3-pole, line protection TM210, FTFM, In=16A overload protection Ir=16A fixed short-circuit protection Ii=10 x In nut keeper kit 4 auxiliary switches HQ | - | 0 | 0
3VA1096-3ED32-0AF0 |  | 3VA1096-3ED32-0AF0 | 1 | UN | 1 | 10 | C | D | EAR99 | N | 85362010 | 1 | 4042949062547 | 0.96 | KG | 235.45 | 235.45 | LP17 | LP17 | circuit breaker 3VA1 IEC frame 100 breaking capacity class N Icu=25kA @ 415V 3-pole, line protection TM210, FTFM, In=16A overload protection Ir=16A fixed short-circuit protection Ii=10 x In nut keeper kit 1 auxiliary switch HQ 1 trip alarm switch HQ | - | 0 | 0
3VA1096-3ED32-0AH0 |  | 3VA1096-3ED32-0AH0 | 1 | UN | 1 | 10 | C | D | EAR99 | N | 85362010 | 1 | 4042949066729 | 0.99 | KG | 260.1 | 260.1 | LP17 | LP17 | circuit breaker 3VA1 IEC frame 100 breaking capacity class N Icu=25kA @ 415V 3-pole, line protection TM210, FTFM, In=16A overload protection Ir=16A fixed short-circuit protection Ii=10 x In nut keeper kit 2 auxiliary switches HQ 1 trip alarm switch HQ | - | 0 | 0
3VA1096-3ED32-0BA0 |  | 3VA1096-3ED32-0BA0 | 1 | UN | 1 | 10 | C | D | EAR99 | N | 85362010 | 1 | 4042949041641 | 0.9 | KG | 298.35 | 298.35 | LP17 | LP17 | circuit breaker 3VA1 IEC frame 100 breaking capacity class N Icu=25kA @ 415V 3-pole, line protection TM210, FTFM, In=16A overload protection Ir=16A fixed short-circuit protection Ii=10 x In nut keeper kit undervoltage release (UVR) 24V DC | - | 0 | 0
3VA1096-3ED32-0BC0 |  | 3VA1096-3ED32-0BC0 | 1 | UN | 1 | 10 | C | D | EAR99 | N | 85362010 | 1 | 4042949069171 | 1.05 | KG | 343.4 | 343.4 | LP17 | LP17 | circuit breaker 3VA1 IEC frame 100 breaking capacity class N Icu=25kA @ 415V 3-pole, line protection TM210, FTFM, In=16A overload protection Ir=16A fixed short-circuit protection Ii=10 x In nut keeper kit undervoltage release (UVR) 24V DC 2 auxiliary switches HQ | - | 0 | 0
3VA1096-3ED32-0BH0 |  | 3VA1096-3ED32-0BH0 | 1 | UN | 1 | 10 | C | D | EAR99 | N | 85362010 | 1 | 4042949081715 | 1.05 | KG | 368.05 | 368.05 | LP17 | LP17 | circuit breaker 3VA1 IEC frame 100 breaking capacity class N Icu=25kA @ 415V 3-pole, line protection TM210, FTFM, In=16A overload protection Ir=16A fixed short-circuit protection Ii=10 x In nut keeper kit undervoltage release (UVR) 24V DC 2 auxiliary switches HQ 1 trip alarm switch HQ | - | 0 | 0
3VA1096-3ED32-0CA0 |  | 3VA1096-3ED32-0CA0 | 1 | UN | 1 | 10 | C | D | EAR99 | N | 85362010 | 1 | 4042949043737 | 0.9 | KG | 298.35 | 298.35 | LP17 | LP17 | circuit breaker 3VA1 IEC frame 100 breaking capacity class N Icu=25kA @ 415V 3-pole, line protection TM210, FTFM, In=16A overload protection Ir=16A fixed short-circuit protection Ii=10 x In nut keeper kit undervoltage release (UVR) 120-127V AC 50/60Hz | - | 0 | 0
3VA1096-3ED32-0CC0 |  | 3VA1096-3ED32-0CC0 | 1 | UN | 1 | 10 | C | D | EAR99 | N | 85362010 | 1 | 4042949071266 | 1.05 | KG | 343.4 | 343.4 | LP17 | LP17 | circuit breaker 3VA1 IEC frame 100 breaking capacity class N Icu=25kA @ 415V 3-pole, line protection TM210, FTFM, In=16A overload protection Ir=16A fixed short-circuit protection Ii=10 x In nut keeper kit undervoltage release (UVR) 120-127V AC 50/60Hz 2 auxiliary switches HQ | - | 0 | 0
3VA1096-3ED32-0CH0 |  | 3VA1096-3ED32-0CH0 | 1 | UN | 1 | 10 | C | D | EAR99 | N | 85362010 | 1 | 4042949083801 | 1.08 | KG | 368.05 | 368.05 | LP17 | LP17 | circuit breaker 3VA1 IEC frame 100 breaking capacity class N Icu=25kA @ 415V 3-pole, line protection TM210, FTFM, In=16A overload protection Ir=16A fixed short-circuit protection Ii=10 x In nut keeper kit undervoltage release (UVR) 120-127V AC 50/60Hz 2 auxiliary switches HQ 1 trip alarm switch HQ | - | 0 | 0
3VA1096-3ED32-0DA0 |  | 3VA1096-3ED32-0DA0 | 1 | UN | 1 | 10 | C | D | EAR99 | N | 85362010 | 1 | 4042949045823 | 0.9 | KG | 298.35 | 298.35 | LP17 | LP17 | circuit breaker 3VA1 IEC frame 100 breaking capacity class N Icu=25kA @ 415V 3-pole, line protection TM210, FTFM, In=16A overload protection Ir=16A fixed short-circuit protection Ii=10 x In nut keeper kit undervoltage release (UVR) 208-230V AC 50/60Hz | - | 0 | 0
3VA1096-3ED32-0DC0 |  | 3VA1096-3ED32-0DC0 | 1 | UN | 1 | 10 | C | D | EAR99 | N | 85362010 | 1 | 4042949073352 | 1.05 | KG | 343.4 | 343.4 | LP17 | LP17 | circuit breaker 3VA1 IEC frame 100 breaking capacity class N Icu=25kA @ 415V 3-pole, line protection TM210, FTFM, In=16A overload protection Ir=16A fixed short-circuit protection Ii=10 x In nut keeper kit undervoltage release (UVR) 208-230V AC 50/60Hz 2 auxiliary switches HQ | - | 0 | 0
3VA1096-3ED32-0DH0 |  | 3VA1096-3ED32-0DH0 | 1 | UN | 1 | 10 | C | D | EAR99 | N | 85362010 | 1 | 4042949085898 | 1.08 | KG | 368.05 | 368.05 | LP17 | LP17 | circuit breaker 3VA1 IEC frame 100 breaking capacity class N Icu=25kA @ 415V 3-pole, line protection TM210, FTFM, In=16A overload protection Ir=16A fixed short-circuit protection Ii=10 x In nut keeper kit undervoltage release (UVR) 208-230V AC 50/60Hz 2 auxiliary switches HQ 1 trip alarm switch HQ | - | 0 | 0
3VA1096-3ED32-0HA0 |  | 3VA1096-3ED32-0HA0 | 1 | UN | 1 | 10 | C | D | EAR99 | N | 85362010 | 1 | 4042949047919 | 0.9 | KG | 272.85 | 272.85 | LP17 | LP17 | circuit breaker 3VA1 IEC frame 100 breaking capacity class N Icu=25kA @ 415V 3-pole, line protection TM210, FTFM, In=16A overload protection Ir=16A fixed short-circuit protection Ii=10 x In nut keeper kit shunt trip (STL) 12-30V DC, 24V AC 50/60Hz | - | 0 | 0
3VA1096-3ED32-0HC0 |  | 3VA1096-3ED32-0HC0 | 1 | UN | 1 | 10 | C | D | EAR99 | N | 85362010 | 1 | 4042949075448 | 1.05 | KG | 318.75 | 318.75 | LP17 | LP17 | circuit breaker 3VA1 IEC frame 100 breaking capacity class N Icu=25kA @ 415V 3-pole, line protection TM210, FTFM, In=16A overload protection Ir=16A fixed short-circuit protection Ii=10 x In nut keeper kit shunt trip (STL) 12-30V DC, 24V AC 50/60Hz 2 auxiliary switches HQ | - | 0 | 0
3VA1096-3ED32-0HH0 |  | 3VA1096-3ED32-0HH0 | 1 | UN | 1 | 10 | C | D | EAR99 | N | 85362010 | 1 | 4042949087984 | 1.08 | KG | 342.55 | 342.55 | LP17 | LP17 | circuit breaker 3VA1 IEC frame 100 breaking capacity class N Icu=25kA @ 415V 3-pole, line protection TM210, FTFM, In=16A overload protection Ir=16A fixed short-circuit protection Ii=10 x In nut keeper kit shunt trip (STL) 12-30V DC, 24V AC 50/60Hz 2 auxiliary switches HQ 1 trip alarm switch HQ | - | 0 | 0
3VA1096-3ED32-0JA0 |  | 3VA1096-3ED32-0JA0 | 1 | UN | 1 | 10 | C | D | EAR99 | N | 85362010 | 1 | 4042949050001 | 1.05 | KG | 272.85 | 272.85 | LP17 | LP17 | circuit breaker 3VA1 IEC frame 100 breaking capacity class N Icu=25kA @ 415V 3-pole, line protection TM210, FTFM, In=16A overload protection Ir=16A fixed short-circuit protection Ii=10 x In nut keeper kit shunt trip (STL) 110-127V DC, AC 50/60Hz | - | 0 | 0
3VA1096-3ED32-0JC0 |  | 3VA1096-3ED32-0JC0 | 1 | UN | 1 | 10 | C | D | EAR99 | N | 85362010 | 1 | 4042949077534 | 1.05 | KG | 318.75 | 318.75 | LP17 | LP17 | circuit breaker 3VA1 IEC frame 100 breaking capacity class N Icu=25kA @ 415V 3-pole, line protection TM210, FTFM, In=16A overload protection Ir=16A fixed short-circuit protection Ii=10 x In nut keeper kit shunt trip (STL) 110-127V DC, AC 50/60Hz 2 auxiliary switches HQ | - | 0 | 0
3VA1096-3ED32-0JH0 |  | 3VA1096-3ED32-0JH0 | 1 | UN | 1 | 10 | C | D | EAR99 | N | 85362010 | 1 | 4042949090076 | 1.08 | KG | 342.55 | 342.55 | LP17 | LP17 | circuit breaker 3VA1 IEC frame 100 breaking capacity class N Icu=25kA @ 415V 3-pole, line protection TM210, FTFM, In=16A overload protection Ir=16A fixed short-circuit protection Ii=10 x In nut keeper kit shunt trip (STL) 110-127V DC, AC 50/60Hz 2 auxiliary switches HQ 1 trip alarm switch HQ | - | 0 | 0
3VA1096-3ED32-0KA0 |  | 3VA1096-3ED32-0KA0 | 1 | UN | 1 | 10 | C | D | EAR99 | N | 85362010 | 1 | 4042949052098 | 1.05 | KG | 272.85 | 272.85 | LP17 | LP17 | circuit breaker 3VA1 IEC frame 100 breaking capacity class N Icu=25kA @ 415V 3-pole, line protection TM210, FTFM, In=16A overload protection Ir=16A fixed short-circuit protection Ii=10 x In nut keeper kit shunt trip (STL) 220-250V DC, 208-277V AC | - | 0 | 0
3VA1096-3ED32-0KC0 |  | 3VA1096-3ED32-0KC0 | 1 | UN | 1 | 10 | C | D | EAR99 | N | 85362010 | 1 | 4042949079620 | 1.05 | KG | 318.75 | 318.75 | LP17 | LP17 | circuit breaker 3VA1 IEC frame 100 breaking capacity class N Icu=25kA @ 415V 3-pole, line protection TM210, FTFM, In=16A overload protection Ir=16A fixed short-circuit protection Ii=10 x In nut keeper kit shunt trip (STL) 220-250V DC, 208-277V AC 2 auxiliary switches HQ | - | 0 | 0
3VA1096-3ED32-0KH0 |  | 3VA1096-3ED32-0KH0 | 1 | UN | 1 | 10 | C | D | EAR99 | N | 85362010 | 1 | 4042949092162 | 1.08 | KG | 342.55 | 342.55 | LP17 | LP17 | circuit breaker 3VA1 IEC frame 100 breaking capacity class N Icu=25kA @ 415V 3-pole, line protection TM210, FTFM, In=16A overload protection Ir=16A fixed short-circuit protection Ii=10 x In nut keeper kit shunt trip (STL) 220-250V DC, 208-277V AC 2 auxiliary switches HQ 1 trip alarm switch HQ | - | 0 | 0
3VA1096-3ED36-0AA0 |  | 3VA1096-3ED36-0AA0 | 1 | UN | 1 | 5 | B | D | EAR99 | N | 85362010 | 1 | 4042948819753 | 1.01 | KG | 202.5 | 196.8 | LP17 | LP17 | circuit breaker 3VA1 IEC frame 100 breaking capacity class N Icu=25kA @ 415V 3-pole, line protection TM210, FTFM, In=16A overload protection Ir=16A fixed short-circuit protection Ii=20 x In clamp connection | Lista Papel 2020 SI | 0 | 0
3VA1096-3ED42-0AA0 |  | 3VA1096-3ED42-0AA0 | 1 | UN | 1 | 5 | B | D | EAR99 | N | 85362010 | 1 | 4042948811825 | 1.182 | KG | 235.3 | 228.8 | LP17 | LP17 | circuit breaker 3VA1 IEC frame 100 breaking capacity class N Icu=25kA @ 415V 4-pole, line protection TM210, FTFM, In=16A overload protection Ir=16A fixed short-circuit protection Ii=20 x In N conductor unprotected nut keeper kit | Lista Papel 2020 SI | 0 | 0
3VA1096-3ED46-0AA0 |  | 3VA1096-3ED46-0AA0 | 1 | UN | 1 | 5 | B | D | EAR99 | N | 85362010 | 1 | 4042948820025 | 1.17 | KG | 264.9 | 257.5 | LP17 | LP17 | circuit breaker 3VA1 IEC frame 100 breaking capacity class N Icu=25kA @ 415V 4-pole, line protection TM210, FTFM, In=16A overload protection Ir=16A fixed short-circuit protection Ii=20 x In N conductor unprotected clamp connection | Lista Papel 2020 SI | 0 | 0
3VA1096-4ED32-0AA0 |  | 3VA1096-4ED32-0AA0 | 1 | UN | 1 | 5 | B | D | EAR99 | N | 85362010 | 1 | 4042948811566 | 956 | G | 185.3 | 180.4 | LP17 | LP17 | circuit breaker 3VA1 IEC frame 100 breaking capacity class S Icu=36kA @ 415V 3-pole, line protection TM210, FTFM, In=16A overload protection Ir=16A fixed short-circuit protection Ii=20 x In nut keeper kit | Lista Papel 2020 SI | 0 | 0
3VA1096-4ED32-0AC0 |  | 3VA1096-4ED32-0AC0 | 1 | UN | 1 | 10 | C | D | EAR99 | N | 85362010 | 1 | 4042949056263 | 0.96 | KG | 238.85 | 238.85 | LP17 | LP17 | circuit breaker 3VA1 IEC frame 100 breaking capacity class S Icu=36kA @ 415V 3-pole, line protection TM210, FTFM, In=16A overload protection Ir=16A fixed short-circuit protection Ii=10 x In nut keeper kit 2 auxiliary switches HQ | - | 0 | 0
3VA1096-4ED32-0AD0 |  | 3VA1096-4ED32-0AD0 | 1 | UN | 1 | 10 | C | D | EAR99 | N | 85362010 | 1 | 4042949058359 | 0.99 | KG | 263.5 | 263.5 | LP17 | LP17 | circuit breaker 3VA1 IEC frame 100 breaking capacity class S Icu=36kA @ 415V 3-pole, line protection TM210, FTFM, In=16A overload protection Ir=16A fixed short-circuit protection Ii=10 x In nut keeper kit 3 auxiliary switches HQ | - | 0 | 0
3VA1096-4ED32-0AE0 |  | 3VA1096-4ED32-0AE0 | 1 | UN | 1 | 10 | C | D | EAR99 | N | 85362010 | 1 | 4042949060444 | 1.02 | KG | 285.6 | 285.6 | LP17 | LP17 | circuit breaker 3VA1 IEC frame 100 breaking capacity class S Icu=36kA @ 415V 3-pole, line protection TM210, FTFM, In=16A overload protection Ir=16A fixed short-circuit protection Ii=10 x In nut keeper kit 4 auxiliary switches HQ | - | 0 | 0
3VA1096-4ED32-0AF0 |  | 3VA1096-4ED32-0AF0 | 1 | UN | 1 | 10 | C | D | EAR99 | N | 85362010 | 1 | 4042949062530 | 0.96 | KG | 238.85 | 238.85 | LP17 | LP17 | circuit breaker 3VA1 IEC frame 100 breaking capacity class S Icu=36kA @ 415V 3-pole, line protection TM210, FTFM, In=16A overload protection Ir=16A fixed short-circuit protection Ii=10 x In nut keeper kit 1 auxiliary switch HQ 1 trip alarm switch HQ | - | 0 | 0
3VA1096-4ED32-0AH0 |  | 3VA1096-4ED32-0AH0 | 1 | UN | 1 | 10 | C | D | EAR99 | N | 85362010 | 1 | 4042949066712 | 0.99 | KG | 263.5 | 263.5 | LP17 | LP17 | circuit breaker 3VA1 IEC frame 100 breaking capacity class S Icu=36kA @ 415V 3-pole, line protection TM210, FTFM, In=16A overload protection Ir=16A fixed short-circuit protection Ii=10 x In nut keeper kit 2 auxiliary switches HQ 1 trip alarm switch HQ | - | 0 | 0
3VA1096-4ED32-0BA0 |  | 3VA1096-4ED32-0BA0 | 1 | UN | 1 | 10 | C | D | EAR99 | N | 85362010 | 1 | 4042949041634 | 0.9 | KG | 301.75 | 301.75 | LP17 | LP17 | circuit breaker 3VA1 IEC frame 100 breaking capacity class S Icu=36kA @ 415V 3-pole, line protection TM210, FTFM, In=16A overload protection Ir=16A fixed short-circuit protection Ii=10 x In nut keeper kit undervoltage release (UVR) 24V DC | - | 0 | 0
3VA1096-4ED32-0BC0 |  | 3VA1096-4ED32-0BC0 | 1 | UN | 1 | 10 | C | D | EAR99 | N | 85362010 | 1 | 4042949069164 | 1.05 | KG | 347.65 | 347.65 | LP17 | LP17 | circuit breaker 3VA1 IEC frame 100 breaking capacity class S Icu=36kA @ 415V 3-pole, line protection TM210, FTFM, In=16A overload protection Ir=16A fixed short-circuit protection Ii=10 x In nut keeper kit undervoltage release (UVR) 24V DC 2 auxiliary switches HQ | - | 0 | 0
3VA1096-4ED32-0BH0 |  | 3VA1096-4ED32-0BH0 | 1 | UN | 1 | 10 | C | D | EAR99 | N | 85362010 | 1 | 4042949081708 | 1.05 | KG | 371.45 | 371.45 | LP17 | LP17 | circuit breaker 3VA1 IEC frame 100 breaking capacity class S Icu=36kA @ 415V 3-pole, line protection TM210, FTFM, In=16A overload protection Ir=16A fixed short-circuit protection Ii=10 x In nut keeper kit undervoltage release (UVR) 24V DC 2 auxiliary switches HQ 1 trip alarm switch HQ | - | 0 | 0
3VA1096-4ED32-0CA0 |  | 3VA1096-4ED32-0CA0 | 1 | UN | 1 | 10 | C | D | EAR99 | N | 85362010 | 1 | 4042949043720 | 0.9 | KG | 301.75 | 301.75 | LP17 | LP17 | circuit breaker 3VA1 IEC frame 100 breaking capacity class S Icu=36kA @ 415V 3-pole, line protection TM210, FTFM, In=16A overload protection Ir=16A fixed short-circuit protection Ii=10 x In nut keeper kit undervoltage release (UVR) 120-127V AC 50/60Hz | - | 0 | 0
3VA1096-4ED32-0CC0 |  | 3VA1096-4ED32-0CC0 | 1 | UN | 1 | 10 | C | D | EAR99 | N | 85362010 | 1 | 4042949071259 | 1.05 | KG | 347.65 | 347.65 | LP17 | LP17 | circuit breaker 3VA1 IEC frame 100 breaking capacity class S Icu=36kA @ 415V 3-pole, line protection TM210, FTFM, In=16A overload protection Ir=16A fixed short-circuit protection Ii=10 x In nut keeper kit undervoltage release (UVR) 120-127V AC 50/60Hz 2 auxiliary switches HQ | - | 0 | 0
3VA1096-4ED32-0CH0 |  | 3VA1096-4ED32-0CH0 | 1 | UN | 1 | 10 | C | D | EAR99 | N | 85362010 | 1 | 4042949083795 | 1.08 | KG | 371.45 | 371.45 | LP17 | LP17 | circuit breaker 3VA1 IEC frame 100 breaking capacity class S Icu=36kA @ 415V 3-pole, line protection TM210, FTFM, In=16A overload protection Ir=16A fixed short-circuit protection Ii=10 x In nut keeper kit undervoltage release (UVR) 120-127V AC 50/60Hz 2 auxiliary switches HQ 1 trip alarm switch HQ | - | 0 | 0
3VA1096-4ED32-0DA0 |  | 3VA1096-4ED32-0DA0 | 1 | UN | 1 | 10 | C | D | EAR99 | N | 85362010 | 1 | 4042949045816 | 0.9 | KG | 301.75 | 301.75 | LP17 | LP17 | circuit breaker 3VA1 IEC frame 100 breaking capacity class S Icu=36kA @ 415V 3-pole, line protection TM210, FTFM, In=16A overload protection Ir=16A fixed short-circuit protection Ii=10 x In nut keeper kit undervoltage release (UVR) 208-230V AC 50/60Hz | - | 0 | 0
3VA1096-4ED32-0DC0 |  | 3VA1096-4ED32-0DC0 | 1 | UN | 1 | 10 | C | D | EAR99 | N | 85362010 | 1 | 4042949073345 | 1.05 | KG | 347.65 | 347.65 | LP17 | LP17 | circuit breaker 3VA1 IEC frame 100 breaking capacity class S Icu=36kA @ 415V 3-pole, line protection TM210, FTFM, In=16A overload protection Ir=16A fixed short-circuit protection Ii=10 x In nut keeper kit undervoltage release (UVR) 208-230V AC 50/60Hz 2 auxiliary switches HQ | - | 0 | 0
3VA1096-4ED32-0DH0 |  | 3VA1096-4ED32-0DH0 | 1 | UN | 1 | 10 | C | D | EAR99 | N | 85362010 | 1 | 4042949085881 | 1.08 | KG | 371.45 | 371.45 | LP17 | LP17 | circuit breaker 3VA1 IEC frame 100 breaking capacity class S Icu=36kA @ 415V 3-pole, line protection TM210, FTFM, In=16A overload protection Ir=16A fixed short-circuit protection Ii=10 x In nut keeper kit undervoltage release (UVR) 208-230V AC 50/60Hz 2 auxiliary switches HQ 1 trip alarm switch HQ | - | 0 | 0
3VA1096-4ED32-0HA0 |  | 3VA1096-4ED32-0HA0 | 1 | UN | 1 | 10 | C | D | EAR99 | N | 85362010 | 1 | 4042949047902 | 0.9 | KG | 276.25 | 276.25 | LP17 | LP17 | circuit breaker 3VA1 IEC frame 100 breaking capacity class S Icu=36kA @ 415V 3-pole, line protection TM210, FTFM, In=16A overload protection Ir=16A fixed short-circuit protection Ii=10 x In nut keeper kit shunt trip (STL) 12-30V DC, 24V AC 50/60Hz | - | 0 | 0
3VA1096-4ED32-0HC0 |  | 3VA1096-4ED32-0HC0 | 1 | UN | 1 | 10 | C | D | EAR99 | N | 85362010 | 1 | 4042949075431 | 1.05 | KG | 322.15 | 322.15 | LP17 | LP17 | circuit breaker 3VA1 IEC frame 100 breaking capacity class S Icu=36kA @ 415V 3-pole, line protection TM210, FTFM, In=16A overload protection Ir=16A fixed short-circuit protection Ii=10 x In nut keeper kit shunt trip (STL) 12-30V DC, 24V AC 50/60Hz 2 auxiliary switches HQ | - | 0 | 0
3VA1096-4ED32-0HH0 |  | 3VA1096-4ED32-0HH0 | 1 | UN | 1 | 10 | C | D | EAR99 | N | 85362010 | 1 | 4042949087977 | 1.08 | KG | 345.95 | 345.95 | LP17 | LP17 | circuit breaker 3VA1 IEC frame 100 breaking capacity class S Icu=36kA @ 415V 3-pole, line protection TM210, FTFM, In=16A overload protection Ir=16A fixed short-circuit protection Ii=10 x In nut keeper kit shunt trip (STL) 12-30V DC, 24V AC 50/60Hz 2 auxiliary switches HQ 1 trip alarm switch HQ | - | 0 | 0
3VA1096-4ED32-0JA0 |  | 3VA1096-4ED32-0JA0 | 1 | UN | 1 | 10 | C | D | EAR99 | N | 85362010 | 1 | 4042949049999 | 1.05 | KG | 276.25 | 276.25 | LP17 | LP17 | circuit breaker 3VA1 IEC frame 100 breaking capacity class S Icu=36kA @ 415V 3-pole, line protection TM210, FTFM, In=16A overload protection Ir=16A fixed short-circuit protection Ii=10 x In nut keeper kit shunt trip (STL) 110-127V DC, AC 50/60Hz | - | 0 | 0
3VA1096-4ED32-0JC0 |  | 3VA1096-4ED32-0JC0 | 1 | UN | 1 | 10 | C | D | EAR99 | N | 85362010 | 1 | 4042949077527 | 1.05 | KG | 322.15 | 322.15 | LP17 | LP17 | circuit breaker 3VA1 IEC frame 100 breaking capacity class S Icu=36kA @ 415V 3-pole, line protection TM210, FTFM, In=16A overload protection Ir=16A fixed short-circuit protection Ii=10 x In nut keeper kit shunt trip (STL) 110-127V DC, AC 50/60Hz 2 auxiliary switches HQ | - | 0 | 0
3VA1096-4ED32-0JH0 |  | 3VA1096-4ED32-0JH0 | 1 | UN | 1 | 10 | C | D | EAR99 | N | 85362010 | 1 | 4042949090069 | 1.08 | KG | 345.95 | 345.95 | LP17 | LP17 | circuit breaker 3VA1 IEC frame 100 breaking capacity class S Icu=36kA @ 415V 3-pole, line protection TM210, FTFM, In=16A overload protection Ir=16A fixed short-circuit protection Ii=10 x In nut keeper kit shunt trip (STL) 110-127V DC, AC 50/60Hz 2 auxiliary switches HQ 1 trip alarm switch HQ | - | 0 | 0
3VA1096-4ED32-0KA0 |  | 3VA1096-4ED32-0KA0 | 1 | UN | 1 | 10 | C | D | EAR99 | N | 85362010 | 1 | 4042949052081 | 1.05 | KG | 276.25 | 276.25 | LP17 | LP17 | circuit breaker 3VA1 IEC frame 100 breaking capacity class S Icu=36kA @ 415V 3-pole, line protection TM210, FTFM, In=16A overload protection Ir=16A fixed short-circuit protection Ii=10 x In nut keeper kit shunt trip (STL) 220-250V DC, 208-277V AC | - | 0 | 0
3VA1096-4ED32-0KC0 |  | 3VA1096-4ED32-0KC0 | 1 | UN | 1 | 10 | C | D | EAR99 | N | 85362010 | 1 | 4042949079613 | 1.05 | KG | 322.15 | 322.15 | LP17 | LP17 | circuit breaker 3VA1 IEC frame 100 breaking capacity class S Icu=36kA @ 415V 3-pole, line protection TM210, FTFM, In=16A overload protection Ir=16A fixed short-circuit protection Ii=10 x In nut keeper kit shunt trip (STL) 220-250V DC, 208-277V AC 2 auxiliary switches HQ | - | 0 | 0
3VA1096-4ED32-0KH0 |  | 3VA1096-4ED32-0KH0 | 1 | UN | 1 | 10 | C | D | EAR99 | N | 85362010 | 1 | 4042949092155 | 1.08 | KG | 345.95 | 345.95 | LP17 | LP17 | circuit breaker 3VA1 IEC frame 100 breaking capacity class S Icu=36kA @ 415V 3-pole, line protection TM210, FTFM, In=16A overload protection Ir=16A fixed short-circuit protection Ii=10 x In nut keeper kit shunt trip (STL) 220-250V DC, 208-277V AC 2 auxiliary switches HQ 1 trip alarm switch HQ | - | 0 | 0
3VA1096-4ED36-0AA0 |  | 3VA1096-4ED36-0AA0 | 1 | UN | 1 | 5 | B | D | EAR99 | N | 85362010 | 1 | 4042948819760 | 1.031 | KG | 206.6 | 200.9 | LP17 | LP17 | circuit breaker 3VA1 IEC frame 100 breaking capacity class S Icu=36kA @ 415V 3-pole, line protection TM210, FTFM, In=16A overload protection Ir=16A fixed short-circuit protection Ii=20 x In clamp connection | Lista Papel 2020 SI | 0 | 0
3VA1096-4ED42-0AA0 |  | 3VA1096-4ED42-0AA0 | 1 | UN | 1 | 5 | B | D | EAR99 | N | 85362010 | 1 | 4042948811832 | 1.181 | KG | 241.9 | 235.3 | LP17 | LP17 | circuit breaker 3VA1 IEC frame 100 breaking capacity class S Icu=36kA @ 415V 4-pole, line protection TM210, FTFM, In=16A overload protection Ir=16A fixed short-circuit protection Ii=20 x In N conductor unprotected nut keeper kit | Lista Papel 2020 SI | 0 | 0
3VA1096-4ED46-0AA0 |  | 3VA1096-4ED46-0AA0 | 1 | UN | 1 | 5 | B | D | EAR99 | N | 85362010 | 1 | 4042948820032 | 1.283 | KG | 269 | 261.6 | LP17 | LP17 | circuit breaker 3VA1 IEC frame 100 breaking capacity class S Icu=36kA @ 415V 4-pole, line protection TM210, FTFM, In=16A overload protection Ir=16A fixed short-circuit protection Ii=20 x In N conductor unprotected clamp connection | Lista Papel 2020 SI | 0 | 0
3VA1102-5MG32-0AA0 |  | 3VA1102-5MG32-0AA0 | 1 | UN | 1 | 5 | B | D | EAR99 | N | 85362010 | 1 | 4042948828731 | 0.9 | KG | 252.45 | 252.45 | LP17 | LP17 | circuit breaker 3VA1 IEC frame 160 breaking capacity class M Icu=55kA @ 415V 3-pole, starter protection TM110M, FM, In=2A without overload protection short-circuit protection Ii=15 x In nut keeper kit | - | 0 | 0
3VA1102-5MG36-0AA0 |  | 3VA1102-5MG36-0AA0 | 1 | UN | 1 | 5 | B | D | EAR99 | N | 85362010 | 1 | 4042948828724 | 0.9 | KG | 274.55 | 274.55 | LP17 | LP17 | circuit breaker 3VA1 IEC frame 160 breaking capacity class M Icu=55kA @ 415V 3-pole, starter protection TM110M, FM, In=2A without overload protection short-circuit protection Ii=15 x In clamp connection | - | 0 | 0
3VA1102-6MG32-0AA0 |  | 3VA1102-6MG32-0AA0 | 1 | UN | 1 | 5 | B | D | EAR99 | N | 85362010 | 1 | 4042948828717 | 0.9 | KG | 275.4 | 275.4 | LP17 | LP17 | circuit breaker 3VA1 IEC frame 160 breaking capacity class H Icu=70kA @ 415V 3-pole, starter protection TM110M, FM, In=2A without overload protection short-circuit protection Ii=15 x In nut keeper kit | - | 0 | 0
3VA1102-6MG36-0AA0 |  | 3VA1102-6MG36-0AA0 | 1 | UN | 1 | 5 | B | D | EAR99 | N | 85362010 | 1 | 4042948828700 | 0.9 | KG | 298.35 | 298.35 | LP17 | LP17 | circuit breaker 3VA1 IEC frame 160 breaking capacity class H Icu=70kA @ 415V 3-pole, starter protection TM110M, FM, In=2A without overload protection short-circuit protection Ii=15 x In clamp connection | - | 0 | 0
3VA1104-5MG32-0AA0 |  | 3VA1104-5MG32-0AA0 | 1 | UN | 1 | 5 | B | D | EAR99 | N | 85362010 | 1 | 4042948828656 | 946 | G | 252.45 | 252.45 | LP17 | LP17 | circuit breaker 3VA1 IEC frame 160 breaking capacity class M Icu=55kA @ 415V 3-pole, starter protection TM110M, FM, In=4A without overload protection short-circuit protection Ii=15 x In nut keeper kit | - | 0 | 0
3VA1104-5MG36-0AA0 |  | 3VA1104-5MG36-0AA0 | 1 | UN | 1 | 5 | B | D | EAR99 | N | 85362010 | 1 | 4042948828649 | 1.021 | KG | 274.55 | 274.55 | LP17 | LP17 | circuit breaker 3VA1 IEC frame 160 breaking capacity class M Icu=55kA @ 415V 3-pole, starter protection TM110M, FM, In=4A without overload protection short-circuit protection Ii=15 x In clamp connection | - | 0 | 0
3VA1104-6MG32-0AA0 |  | 3VA1104-6MG32-0AA0 | 1 | UN | 1 | 5 | B | D | EAR99 | N | 85362010 | 1 | 4042948828632 | 945 | G | 275.4 | 275.4 | LP17 | LP17 | circuit breaker 3VA1 IEC frame 160 breaking capacity class H Icu=70kA @ 415V 3-pole, starter protection TM110M, FM, In=4A without overload protection short-circuit protection Ii=15 x In nut keeper kit | - | 0 | 0
3VA1104-6MG36-0AA0 |  | 3VA1104-6MG36-0AA0 | 1 | UN | 1 | 5 | B | D | EAR99 | N | 85362010 | 1 | 4042948828625 | 0.9 | KG | 298.35 | 298.35 | LP17 | LP17 | circuit breaker 3VA1 IEC frame 160 breaking capacity class H Icu=70kA @ 415V 3-pole, starter protection TM110M, FM, In=4A without overload protection short-circuit protection Ii=15 x In clamp connection | - | 0 | 0
3VA1108-5MG32-0AA0 |  | 3VA1108-5MG32-0AA0 | 1 | UN | 1 | 5 | B | D | EAR99 | N | 85362010 | 1 | 4042948828533 | 948 | G | 252.45 | 252.45 | LP17 | LP17 | circuit breaker 3VA1 IEC frame 160 breaking capacity class M Icu=55kA @ 415V 3-pole, starter protection TM110M, FM, In=8A without overload protection short-circuit protection Ii=15 x In nut keeper kit | - | 0 | 0
3VA1108-5MG36-0AA0 |  | 3VA1108-5MG36-0AA0 | 1 | UN | 1 | 5 | B | D | EAR99 | N | 85362010 | 1 | 4042948828526 | 1.026 | KG | 274.55 | 274.55 | LP17 | LP17 | circuit breaker 3VA1 IEC frame 160 breaking capacity class M Icu=55kA @ 415V 3-pole, starter protection TM110M, FM, In=8A without overload protection short-circuit protection Ii=15 x In clamp connection | - | 0 | 0
3VA1108-6MG32-0AA0 |  | 3VA1108-6MG32-0AA0 | 1 | UN | 1 | 5 | B | D | EAR99 | N | 85362010 | 1 | 4042948828519 | 1 | KG | 275.4 | 275.4 | LP17 | LP17 | circuit breaker 3VA1 IEC frame 160 breaking capacity class H Icu=70kA @ 415V 3-pole, starter protection TM110M, FM, In=8A without overload protection short-circuit protection Ii=15 x In nut keeper kit | - | 0 | 0
3VA1108-6MG36-0AA0 |  | 3VA1108-6MG36-0AA0 | 1 | UN | 1 | 5 | B | D | EAR99 | N | 85362010 | 1 | 4042948828502 | 1 | KG | 298.35 | 298.35 | LP17 | LP17 | circuit breaker 3VA1 IEC frame 160 breaking capacity class H Icu=70kA @ 415V 3-pole, starter protection TM110M, FM, In=8A without overload protection short-circuit protection Ii=15 x In clamp connection | - | 0 | 0
3VA1110-1AA32-0AA0 |  | 3VA1110-1AA32-0AA0 | 1 | UN | 1 | 2 | A | D | EAR99 | N | 85362090 | 1 | 4042948800539 | 897 | G | 209.9 | 204.2 | LP17 | LP17 | switch disconnector 3VA1 IEC frame 160 3-pole SD100, In=100A without overload protection w/o short-circuit protection nut keeper kit | Lista Papel 2020 SI | 0 | 0
3VA1110-1AA32-0AB0 |  | 3VA1110-1AA32-0AB0 | 1 | UN | 1 | 10 | C | D | EAR99 | N | 85362090 | 1 | 4042949053255 | 0.96 | KG | 289 | 289 | LP17 | LP17 | switch disconnector 3VA1 IEC frame 160 3-pole SD100, In=100A without overload protection w/o short-circuit protection nut keeper kit 2 auxiliary switches HP | - | 0 | 0
3VA1110-1AA32-0AC0 |  | 3VA1110-1AA32-0AC0 | 1 | UN | 1 | 10 | C | D | EAR99 | N | 85362090 | 1 | 4042949055341 | 0.96 | KG | 265.2 | 265.2 | LP17 | LP17 | switch disconnector 3VA1 IEC frame 160 3-pole SD100, In=100A without overload protection w/o short-circuit protection nut keeper kit 2 auxiliary switches HQ | - | 0 | 0
3VA1110-1AA32-0AD0 |  | 3VA1110-1AA32-0AD0 | 1 | UN | 1 | 10 | C | D | EAR99 | N | 85362090 | 1 | 4042949057437 | 0.99 | KG | 289 | 289 | LP17 | LP17 | switch disconnector 3VA1 IEC frame 160 3-pole SD100, In=100A without overload protection w/o short-circuit protection nut keeper kit 3 auxiliary switches HQ | - | 0 | 0
3VA1110-1AA32-0AE0 |  | 3VA1110-1AA32-0AE0 | 1 | UN | 1 | 10 | C | D | EAR99 | N | 85362090 | 1 | 4042949059523 | 1.02 | KG | 311.95 | 311.95 | LP17 | LP17 | switch disconnector 3VA1 IEC frame 160 3-pole SD100, In=100A without overload protection w/o short-circuit protection nut keeper kit 4 auxiliary switches HQ | - | 0 | 0
3VA1110-1AA32-0AF0 |  | 3VA1110-1AA32-0AF0 | 1 | UN | 1 | 10 | C | D | EAR99 | N | 85362090 | 1 | 4042949061618 | 0.96 | KG | 265.2 | 265.2 | LP17 | LP17 | switch disconnector 3VA1 IEC frame 160 3-pole SD100, In=100A without overload protection w/o short-circuit protection nut keeper kit 1 auxiliary switch HQ 1 trip alarm switch HQ | - | 0 | 0
3VA1110-1AA32-0AG0 |  | 3VA1110-1AA32-0AG0 | 1 | UN | 1 | 10 | C | D | EAR99 | N | 85362090 | 1 | 4042949063704 | 0.96 | KG | 289 | 289 | LP17 | LP17 | switch disconnector 3VA1 IEC frame 160 3-pole SD100, In=100A without overload protection w/o short-circuit protection nut keeper kit 1 auxiliary switch HP 1 trip alarm switch HP | - | 0 | 0
3VA1110-1AA32-0AH0 |  | 3VA1110-1AA32-0AH0 | 1 | UN | 1 | 10 | C | D | EAR99 | N | 85362090 | 1 | 4042949065791 | 0.99 | KG | 289 | 289 | LP17 | LP17 | switch disconnector 3VA1 IEC frame 160 3-pole SD100, In=100A without overload protection w/o short-circuit protection nut keeper kit 2 auxiliary switches HQ 1 trip alarm switch HQ | - | 0 | 0
3VA1110-1AA32-0BA0 |  | 3VA1110-1AA32-0BA0 | 1 | UN | 1 | 10 | C | D | EAR99 | N | 85362090 | 1 | 4042949040712 | 0.9 | KG | 328.1 | 328.1 | LP17 | LP17 | switch disconnector 3VA1 IEC frame 160 3-pole SD100, In=100A without overload protection w/o short-circuit protection nut keeper kit undervoltage release (UVR) 24V DC | - | 0 | 0
3VA1110-1AA32-0BC0 |  | 3VA1110-1AA32-0BC0 | 1 | UN | 1 | 10 | C | D | EAR99 | N | 85362090 | 1 | 4042949068242 | 1.05 | KG | 373.15 | 373.15 | LP17 | LP17 | switch disconnector 3VA1 IEC frame 160 3-pole SD100, In=100A without overload protection w/o short-circuit protection nut keeper kit undervoltage release (UVR) 24V DC 2 auxiliary switches HQ | - | 0 | 0
3VA1110-1AA32-0BH0 |  | 3VA1110-1AA32-0BH0 | 1 | UN | 1 | 10 | C | D | EAR99 | N | 85362090 | 1 | 4042949080787 | 1.05 | KG | 396.95 | 396.95 | LP17 | LP17 | switch disconnector 3VA1 IEC frame 160 3-pole SD100, In=100A without overload protection w/o short-circuit protection nut keeper kit undervoltage release (UVR) 24V DC 2 auxiliary switches HQ 1 trip alarm switch HQ | - | 0 | 0
3VA1110-1AA32-0CA0 |  | 3VA1110-1AA32-0CA0 | 1 | UN | 1 | 10 | C | D | EAR99 | N | 85362090 | 1 | 4042949042808 | 0.8 | KG | 328.1 | 328.1 | LP17 | LP17 | switch disconnector 3VA1 IEC frame 160 3-pole SD100, In=100A without overload protection w/o short-circuit protection nut keeper kit undervoltage release (UVR) 120-127V AC 50/60Hz | - | 0 | 0
3VA1110-1AA32-0CC0 |  | 3VA1110-1AA32-0CC0 | 1 | UN | 1 | 10 | C | D | EAR99 | N | 85362090 | 1 | 4042949070337 | 1.05 | KG | 373.15 | 373.15 | LP17 | LP17 | switch disconnector 3VA1 IEC frame 160 3-pole SD100, In=100A without overload protection w/o short-circuit protection nut keeper kit undervoltage release (UVR) 120-127V AC 50/60Hz 2 auxiliary switches HQ | - | 0 | 0
3VA1110-1AA32-0CH0 |  | 3VA1110-1AA32-0CH0 | 1 | UN | 1 | 10 | C | D | EAR99 | N | 85362090 | 1 | 4042949082873 | 1.08 | KG | 396.95 | 396.95 | LP17 | LP17 | switch disconnector 3VA1 IEC frame 160 3-pole SD100, In=100A without overload protection w/o short-circuit protection nut keeper kit undervoltage release (UVR) 120-127V AC 50/60Hz 2 auxiliary switches HQ 1 trip alarm switch HQ | - | 0 | 0
3VA1110-1AA32-0DA0 |  | 3VA1110-1AA32-0DA0 | 1 | UN | 1 | 10 | C | D | EAR99 | N | 85362090 | 1 | 4042949044895 | 0.8 | KG | 328.1 | 328.1 | LP17 | LP17 | switch disconnector 3VA1 IEC frame 160 3-pole SD100, In=100A without overload protection w/o short-circuit protection nut keeper kit undervoltage release (UVR) 208-230V AC 50/60Hz | - | 0 | 0
3VA1110-1AA32-0DC0 |  | 3VA1110-1AA32-0DC0 | 1 | UN | 1 | 10 | C | D | EAR99 | N | 85362090 | 1 | 4042949072423 | 1.05 | KG | 373.15 | 373.15 | LP17 | LP17 | switch disconnector 3VA1 IEC frame 160 3-pole SD100, In=100A without overload protection w/o short-circuit protection nut keeper kit undervoltage release (UVR) 208-230V AC 50/60Hz 2 auxiliary switches HQ | - | 0 | 0
3VA1110-1AA32-0DH0 |  | 3VA1110-1AA32-0DH0 | 1 | UN | 1 | 10 | C | D | EAR99 | N | 85362090 | 1 | 4042949084969 | 1.08 | KG | 396.95 | 396.95 | LP17 | LP17 | switch disconnector 3VA1 IEC frame 160 3-pole SD100, In=100A without overload protection w/o short-circuit protection nut keeper kit undervoltage release (UVR) 208-230V AC 50/60Hz 2 auxiliary switches HQ 1 trip alarm switch HQ | - | 0 | 0
3VA1110-1AA32-0HA0 |  | 3VA1110-1AA32-0HA0 | 1 | UN | 1 | 10 | C | D | EAR99 | N | 85362090 | 1 | 4042949046981 | 0.8 | KG | 302.6 | 302.6 | LP17 | LP17 | switch disconnector 3VA1 IEC frame 160 3-pole SD100, In=100A without overload protection w/o short-circuit protection nut keeper kit shunt trip (STL) 12-30V DC; 24V AC 50/60 HZ | - | 0 | 0
3VA1110-1AA32-0HC0 |  | 3VA1110-1AA32-0HC0 | 1 | UN | 1 | 10 | C | D | EAR99 | N | 85362090 | 1 | 4042949074519 | 1.05 | KG | 348.5 | 348.5 | LP17 | LP17 | switch disconnector 3VA1 IEC frame 160 3-pole SD100, In=100A without overload protection w/o short-circuit protection nut keeper kit shunt trip (STL) 12-30V DC; 24 V AC 50/60 Hz 2 auxiliary switches HQ | - | 0 | 0
3VA1110-1AA32-0HH0 |  | 3VA1110-1AA32-0HH0 | 1 | UN | 1 | 10 | C | D | EAR99 | N | 85362090 | 1 | 4042949087052 | 1.08 | KG | 372.3 | 372.3 | LP17 | LP17 | switch disconnector 3VA1 IEC frame 160 3-pole SD100, In=100A without overload protection w/o short-circuit protection nut keeper kit shunt trip (STL) 12-30V DC; 24 V AC 50/60 Hz 2 auxiliary switches HQ 1 trip alarm switch HQ | - | 0 | 0
3VA1110-1AA32-0JA0 |  | 3VA1110-1AA32-0JA0 | 1 | UN | 1 | 10 | C | D | EAR99 | N | 85362090 | 1 | 4042949049074 | 0.8 | KG | 302.6 | 302.6 | LP17 | LP17 | switch disconnector 3VA1 IEC frame 160 3-pole SD100, In=100A without overload protection w/o short-circuit protection nut keeper kit shunt trip (STL) 110-127V DC, AC 50/60Hz | - | 0 | 0
3VA1110-1AA32-0JC0 |  | 3VA1110-1AA32-0JC0 | 1 | UN | 1 | 10 | C | D | EAR99 | N | 85362090 | 1 | 4042949076605 | 1.05 | KG | 348.5 | 348.5 | LP17 | LP17 | switch disconnector 3VA1 IEC frame 160 3-pole SD100, In=100A without overload protection w/o short-circuit protection nut keeper kit shunt trip (STL) 110-127V DC, AC 50/60Hz 2 auxiliary switches HQ | - | 0 | 0
3VA1110-1AA32-0JH0 |  | 3VA1110-1AA32-0JH0 | 1 | UN | 1 | 10 | C | D | EAR99 | N | 85362090 | 1 | 4042949089148 | 1.08 | KG | 372.3 | 372.3 | LP17 | LP17 | switch disconnector 3VA1 IEC frame 160 3-pole SD100, In=100A without overload protection w/o short-circuit protection nut keeper kit shunt trip (STL) 110-127V DC, AC 50/60Hz 2 auxiliary switches HQ 1 trip alarm switch HQ | - | 0 | 0
3VA1110-1AA32-0KA0 |  | 3VA1110-1AA32-0KA0 | 1 | UN | 1 | 10 | C | D | EAR99 | N | 85362090 | 1 | 4042949051169 | 1.05 | KG | 302.6 | 302.6 | LP17 | LP17 | switch disconnector 3VA1 IEC frame 160 3-pole SD100, In=100A without overload protection w/o short-circuit protection nut keeper kit shunt trip (STL) 220-250V DC; 208-277V AC | - | 0 | 0
3VA1110-1AA32-0KC0 |  | 3VA1110-1AA32-0KC0 | 1 | UN | 1 | 10 | C | D | EAR99 | N | 85362090 | 1 | 4042949078692 | 1.05 | KG | 348.5 | 348.5 | LP17 | LP17 | switch disconnector 3VA1 IEC frame 160 3-pole SD100, In=100A without overload protection w/o short-circuit protection nut keeper kit shunt trip (STL) 220-250V DC; 208-277V AC 2 auxiliary switches HQ | - | 0 | 0
3VA1110-1AA32-0KH0 |  | 3VA1110-1AA32-0KH0 | 1 | UN | 1 | 10 | C | D | EAR99 | N | 85362090 | 1 | 4042949091233 | 1.08 | KG | 372.3 | 372.3 | LP17 | LP17 | switch disconnector 3VA1 IEC frame 160 3-pole SD100, In=100A without overload protection w/o short-circuit protection nut keeper kit shunt trip (STL) 220-250V DC; 208-277V AC 2 auxiliary switches HQ 1 trip alarm switch HQ | - | 0 | 0
3VA1110-1AA36-0AA0 |  | 3VA1110-1AA36-0AA0 | 1 | UN | 1 | 2 | A | D | EAR99 | N | 85362090 | 1 | 4042948800614 | 951 | G | 231.2 | 224.7 | LP17 | LP17 | switch disconnector 3VA1 IEC frame 160 3-pole SD100, In=100A without overload protection w/o short-circuit protection clamp connection | Lista Papel 2020 SI | 0 | 0
3VA1110-1AA36-0AB0 |  | 3VA1110-1AA36-0AB0 | 1 | UN | 1 | 10 | C | D | EAR99 | N | 85362090 | 1 | 4042949053248 | 0.96 | KG | 310.25 | 310.25 | LP17 | LP17 | switch disconnector 3VA1 IEC frame 160 3-pole SD100, In=100A without overload protection w/o short-circuit protection clamp connection 2 auxiliary switches HP | - | 0 | 0
3VA1110-1AA36-0AC0 |  | 3VA1110-1AA36-0AC0 | 1 | UN | 1 | 10 | C | D | EAR99 | N | 85362090 | 1 | 4042949055334 | 0.96 | KG | 285.6 | 285.6 | LP17 | LP17 | switch disconnector 3VA1 IEC frame 160 3-pole SD100, In=100A without overload protection w/o short-circuit protection clamp connection 2 auxiliary switches HQ | - | 0 | 0
3VA1110-1AA36-0AD0 |  | 3VA1110-1AA36-0AD0 | 1 | UN | 1 | 10 | C | D | EAR99 | N | 85362090 | 1 | 4042949057420 | 0.99 | KG | 310.25 | 310.25 | LP17 | LP17 | switch disconnector 3VA1 IEC frame 160 3-pole SD100, In=100A without overload protection w/o short-circuit protection clamp connection 3 auxiliary switches HQ | - | 0 | 0
3VA1110-1AA36-0AE0 |  | 3VA1110-1AA36-0AE0 | 1 | UN | 1 | 10 | C | D | EAR99 | N | 85362090 | 1 | 4042949059516 | 1.02 | KG | 334.9 | 334.9 | LP17 | LP17 | switch disconnector 3VA1 IEC frame 160 3-pole SD100, In=100A without overload protection w/o short-circuit protection clamp connection 4 auxiliary switches HQ | - | 0 | 0
3VA1110-1AA36-0AF0 |  | 3VA1110-1AA36-0AF0 | 1 | UN | 1 | 10 | C | D | EAR99 | N | 85362090 | 1 | 4042949061601 | 0.96 | KG | 285.6 | 285.6 | LP17 | LP17 | switch disconnector 3VA1 IEC frame 160 3-pole SD100, In=100A without overload protection w/o short-circuit protection clamp connection 1 auxiliary switch HQ 1 trip alarm switch HQ | - | 0 | 0
3VA1110-1AA36-0AG0 |  | 3VA1110-1AA36-0AG0 | 1 | UN | 1 | 10 | C | D | EAR99 | N | 85362090 | 1 | 4042949063698 | 0.96 | KG | 310.25 | 310.25 | LP17 | LP17 | switch disconnector 3VA1 IEC frame 160 3-pole SD100, In=100A without overload protection w/o short-circuit protection clamp connection 1 auxiliary switch HP 1 trip alarm switch HP | - | 0 | 0
3VA1110-1AA36-0AH0 |  | 3VA1110-1AA36-0AH0 | 1 | UN | 1 | 10 | C | D | EAR99 | N | 85362090 | 1 | 4042949065784 | 0.99 | KG | 310.25 | 310.25 | LP17 | LP17 | switch disconnector 3VA1 IEC frame 160 3-pole SD100, In=100A without overload protection w/o short-circuit protection clamp connection 2 auxiliary switches HQ 1 trip alarm switch HQ | - | 0 | 0
3VA1110-1AA36-0AM0 |  | 3VA1110-1AA36-0AM0 | 1 | UN | 1 | 10 | C | D | EAR99 | N | 85362090 | 1 | 4042949328247 | 1.023 | KG | 322.15 | 322.15 | LP17 | LP17 | switch disconnector 3VA1 IEC frame 160 3-pole SD100, In=100A without overload protection w/o short-circuit protection clamp connection switch disconnector 3VA1 IEC frame 160 3-pole SD100, In=100A without overload protection w/o short-circuit protection clamp connection 2 AUXILIARY SWITCH CHANGEOVER H 1 short circuit alarm switch HQ |  | 0 | 0
3VA1110-1AA36-0BA0 |  | 3VA1110-1AA36-0BA0 | 1 | UN | 1 | 10 | C | D | EAR99 | N | 85362090 | 1 | 4042949040705 | 0.9 | KG | 348.5 | 348.5 | LP17 | LP17 | switch disconnector 3VA1 IEC frame 160 3-pole SD100, In=100A without overload protection w/o short-circuit protection clamp connection undervoltage release (UVR) 24V DC | - | 0 | 0
3VA1110-1AA36-0BC0 |  | 3VA1110-1AA36-0BC0 | 1 | UN | 1 | 10 | C | D | EAR99 | N | 85362090 | 1 | 4042949068235 | 1.05 | KG | 395.25 | 395.25 | LP17 | LP17 | switch disconnector 3VA1 IEC frame 160 3-pole SD100, In=100A without overload protection w/o short-circuit protection clamp connection undervoltage release (UVR) 24V DC 2 auxiliary switches HQ | - | 0 | 0
3VA1110-1AA36-0BH0 |  | 3VA1110-1AA36-0BH0 | 1 | UN | 1 | 10 | C | D | EAR99 | N | 85362090 | 1 | 4042949080770 | 1.05 | KG | 419.05 | 419.05 | LP17 | LP17 | switch disconnector 3VA1 IEC frame 160 3-pole SD100, In=100A without overload protection w/o short-circuit protection clamp connection undervoltage release (UVR) 24V DC 2 auxiliary switches HQ 1 trip alarm switch HQ | - | 0 | 0
3VA1110-1AA36-0CA0 |  | 3VA1110-1AA36-0CA0 | 1 | UN | 1 | 10 | C | D | EAR99 | N | 85362090 | 1 | 4042949042792 | 0.8 | KG | 348.5 | 348.5 | LP17 | LP17 | switch disconnector 3VA1 IEC frame 160 3-pole SD100, In=100A without overload protection w/o short-circuit protection clamp connection undervoltage release (UVR) 120-127V AC 50/60Hz | - | 0 | 0
3VA1110-1AA36-0CC0 |  | 3VA1110-1AA36-0CC0 | 1 | UN | 1 | 10 | C | D | EAR99 | N | 85362090 | 1 | 4042949070320 | 1.05 | KG | 395.25 | 395.25 | LP17 | LP17 | switch disconnector 3VA1 IEC frame 160 3-pole SD100, In=100A without overload protection w/o short-circuit protection clamp connection undervoltage release (UVR) 120-127V AC 50/60Hz 2 auxiliary switches HQ | - | 0 | 0
3VA1110-1AA36-0CH0 |  | 3VA1110-1AA36-0CH0 | 1 | UN | 1 | 10 | C | D | EAR99 | N | 85362090 | 1 | 4042949082866 | 1.08 | KG | 419.05 | 419.05 | LP17 | LP17 | switch disconnector 3VA1 IEC frame 160 3-pole SD100, In=100A without overload protection w/o short-circuit protection clamp connection undervoltage release (UVR) 120-127V AC 50/60Hz 2 auxiliary switches HQ 1 trip alarm switch HQ | - | 0 | 0
3VA1110-1AA36-0DA0 |  | 3VA1110-1AA36-0DA0 | 1 | UN | 1 | 10 | C | D | EAR99 | N | 85362090 | 1 | 4042949044888 | 0.8 | KG | 348.5 | 348.5 | LP17 | LP17 | switch disconnector 3VA1 IEC frame 160 3-pole SD100, In=100A without overload protection w/o short-circuit protection clamp connection undervoltage release (UVR) 208-230V AC 50/60Hz | - | 0 | 0
3VA1110-1AA36-0DC0 |  | 3VA1110-1AA36-0DC0 | 1 | UN | 1 | 10 | C | D | EAR99 | N | 85362090 | 1 | 4042949072416 | 1.05 | KG | 395.25 | 395.25 | LP17 | LP17 | switch disconnector 3VA1 IEC frame 160 3-pole SD100, In=100A without overload protection w/o short-circuit protection clamp connection undervoltage release (UVR) 208-230V AC 50/60Hz 2 auxiliary switches HQ | - | 0 | 0
3VA1110-1AA36-0DH0 |  | 3VA1110-1AA36-0DH0 | 1 | UN | 1 | 10 | C | D | EAR99 | N | 85362090 | 1 | 4042949084952 | 1.08 | KG | 419.05 | 419.05 | LP17 | LP17 | switch disconnector 3VA1 IEC frame 160 3-pole SD100, In=100A without overload protection w/o short-circuit protection clamp connection undervoltage release (UVR) 208-230V AC 50/60Hz 2 auxiliary switches HQ 1 trip alarm switch HQ | - | 0 | 0
3VA1110-1AA36-0HA0 |  | 3VA1110-1AA36-0HA0 | 1 | UN | 1 | 10 | C | D | EAR99 | N | 85362090 | 1 | 4042949046974 | 0.8 | KG | 324.7 | 324.7 | LP17 | LP17 | switch disconnector 3VA1 IEC frame 160 3-pole SD100, In=100A without overload protection w/o short-circuit protection clamp connection shunt trip (STL) 12-30V DC; 24 V AC 50/60 Hz | - | 0 | 0
3VA1110-1AA36-0HC0 |  | 3VA1110-1AA36-0HC0 | 1 | UN | 1 | 10 | C | D | EAR99 | N | 85362090 | 1 | 4042949074502 | 1.05 | KG | 370.6 | 370.6 | LP17 | LP17 | switch disconnector 3VA1 IEC frame 160 3-pole SD100, In=100A without overload protection w/o short-circuit protection clamp connection shunt trip (STL) 12-30V DC; 24 V AC 50/60 Hz 2 auxiliary switches HQ | - | 0 | 0
3VA1110-1AA36-0HH0 |  | 3VA1110-1AA36-0HH0 | 1 | UN | 1 | 10 | C | D | EAR99 | N | 85362090 | 1 | 4042949087045 | 1.08 | KG | 394.4 | 394.4 | LP17 | LP17 | switch disconnector 3VA1 IEC frame 160 3-pole SD100, In=100A without overload protection w/o short-circuit protection clamp connection shunt trip (STL) 12-30V DC; 24 V AC 50/60 Hz 2 auxiliary switches HQ 1 trip alarm switch HQ | - | 0 | 0
3VA1110-1AA36-0JA0 |  | 3VA1110-1AA36-0JA0 | 1 | UN | 1 | 10 | C | D | EAR99 | N | 85362090 | 1 | 4042949049067 | 0.8 | KG | 324.7 | 324.7 | LP17 | LP17 | switch disconnector 3VA1 IEC frame 160 3-pole SD100, In=100A without overload protection w/o short-circuit protection clamp connection shunt trip (STL) 110-127V DC, AC 50/60Hz | - | 0 | 0
3VA1110-1AA36-0JC0 |  | 3VA1110-1AA36-0JC0 | 1 | UN | 1 | 10 | C | D | EAR99 | N | 85362090 | 1 | 4042949076599 | 1.05 | KG | 370.6 | 370.6 | LP17 | LP17 | switch disconnector 3VA1 IEC frame 160 3-pole SD100, In=100A without overload protection w/o short-circuit protection clamp connection shunt trip (STL) 110-127V DC, AC 50/60Hz 2 auxiliary switches HQ | - | 0 | 0
3VA1110-1AA36-0JH0 |  | 3VA1110-1AA36-0JH0 | 1 | UN | 1 | 10 | C | D | EAR99 | N | 85362090 | 1 | 4042949089131 | 1.08 | KG | 394.4 | 394.4 | LP17 | LP17 | switch disconnector 3VA1 IEC frame 160 3-pole SD100, In=100A without overload protection w/o short-circuit protection clamp connection shunt trip (STL) 110-127V DC, AC 50/60Hz 2 auxiliary switches HQ 1 trip alarm switch HQ | - | 0 | 0
3VA1110-1AA36-0KA0 |  | 3VA1110-1AA36-0KA0 | 1 | UN | 1 | 10 | C | D | EAR99 | N | 85362090 | 1 | 4042949051152 | 1.05 | KG | 324.7 | 324.7 | LP17 | LP17 | switch disconnector 3VA1 IEC frame 160 3-pole SD100, In=100A without overload protection w/o short-circuit protection clamp connection shunt trip (STL) 220-250V DC; 208-277V AC | - | 0 | 0
3VA1110-1AA36-0KC0 |  | 3VA1110-1AA36-0KC0 | 1 | UN | 1 | 10 | C | D | EAR99 | N | 85362090 | 1 | 4042949078685 | 1.05 | KG | 370.6 | 370.6 | LP17 | LP17 | switch disconnector 3VA1 IEC frame 160 3-pole SD100, In=100A without overload protection w/o short-circuit protection clamp connection shunt trip (STL) 220-250V DC; 208-277V AC 2 auxiliary switches HQ | - | 0 | 0
3VA1110-1AA36-0KH0 |  | 3VA1110-1AA36-0KH0 | 1 | UN | 1 | 10 | C | D | EAR99 | N | 85362090 | 1 | 4042949091226 | 1.08 | KG | 394.4 | 394.4 | LP17 | LP17 | switch disconnector 3VA1 IEC frame 160 3-pole SD100, In=100A without overload protection w/o short-circuit protection clamp connection shunt trip (STL) 220-250V DC; 208-277V AC 2 auxiliary switches HQ 1 trip alarm switch HQ | - | 0 | 0
3VA1110-1AA42-0AA0 |  | 3VA1110-1AA42-0AA0 | 1 | UN | 1 | 5 | B | D | EAR99 | N | 85362090 | 1 | 4042948800560 | 1.153 | KG | 273.1 | 265.7 | LP17 | LP17 | switch disconnector 3VA1 IEC frame 160 4-pole SD100, In=100A without overload protection w/o short-circuit protection nut keeper kit | Lista Papel 2020 SI | 0 | 0
3VA1110-1AA42-0AB0 |  | 3VA1110-1AA42-0AB0 | 1 | UN | 1 | 10 | C | D | EAR99 | N | 85362090 | 1 | 4042949053231 | 1.26 | KG | 353.6 | 353.6 | LP17 | LP17 | switch disconnector 3VA1 IEC frame 160 4-pole SD100, In=100A without overload protection w/o short-circuit protection nut keeper kit 2 auxiliary switches HP | - | 0 | 0
3VA1110-1AA42-0AC0 |  | 3VA1110-1AA42-0AC0 | 1 | UN | 1 | 10 | C | D | EAR99 | N | 85362090 | 1 | 4042949055327 | 1.26 | KG | 330.65 | 330.65 | LP17 | LP17 | switch disconnector 3VA1 IEC frame 160 4-pole SD100, In=100A without overload protection w/o short-circuit protection nut keeper kit 2 auxiliary switches HQ | - | 0 | 0
3VA1110-1AA42-0AD0 |  | 3VA1110-1AA42-0AD0 | 1 | UN | 1 | 10 | C | D | EAR99 | N | 85362090 | 1 | 4042949057413 | 1.29 | KG | 353.6 | 353.6 | LP17 | LP17 | switch disconnector 3VA1 IEC frame 160 4-pole SD100, In=100A without overload protection w/o short-circuit protection nut keeper kit 3 auxiliary switches HQ | - | 0 | 0
3VA1110-1AA42-0AE0 |  | 3VA1110-1AA42-0AE0 | 1 | UN | 1 | 10 | C | D | EAR99 | N | 85362090 | 1 | 4042949059509 | 1.32 | KG | 378.25 | 378.25 | LP17 | LP17 | switch disconnector 3VA1 IEC frame 160 4-pole SD100, In=100A without overload protection w/o short-circuit protection nut keeper kit 4 auxiliary switches HQ | - | 0 | 0
3VA1110-1AA42-0AF0 |  | 3VA1110-1AA42-0AF0 | 1 | UN | 1 | 10 | C | D | EAR99 | N | 85362090 | 1 | 4042949061595 | 1.26 | KG | 330.65 | 330.65 | LP17 | LP17 | switch disconnector 3VA1 IEC frame 160 4-pole SD100, In=100A without overload protection w/o short-circuit protection nut keeper kit 1 auxiliary switch HQ 1 trip alarm switch HQ | - | 0 | 0
3VA1110-1AA42-0AG0 |  | 3VA1110-1AA42-0AG0 | 1 | UN | 1 | 10 | C | D | EAR99 | N | 85362090 | 1 | 4042949063681 | 1.26 | KG | 353.6 | 353.6 | LP17 | LP17 | switch disconnector 3VA1 IEC frame 160 4-pole SD100, In=100A without overload protection w/o short-circuit protection nut keeper kit 1 auxiliary switch HP 1 trip alarm switch HP | - | 0 | 0
3VA1110-1AA42-0AH0 |  | 3VA1110-1AA42-0AH0 | 1 | UN | 1 | 10 | C | D | EAR99 | N | 85362090 | 1 | 4042949065777 | 1.29 | KG | 353.6 | 353.6 | LP17 | LP17 | switch disconnector 3VA1 IEC frame 160 4-pole SD100, In=100A without overload protection w/o short-circuit protection nut keeper kit 2 auxiliary switches HQ 1 trip alarm switch HQ | - | 0 | 0
3VA1110-1AA42-0BA0 |  | 3VA1110-1AA42-0BA0 | 1 | UN | 1 | 10 | C | D | EAR99 | N | 85362090 | 1 | 4042949040699 | 1.1 | KG | 392.7 | 392.7 | LP17 | LP17 | switch disconnector 3VA1 IEC frame 160 4-pole SD100, In=100A without overload protection w/o short-circuit protection nut keeper kit undervoltage release (UVR) 24V DC | - | 0 | 0
3VA1110-1AA42-0BC0 |  | 3VA1110-1AA42-0BC0 | 1 | UN | 1 | 10 | C | D | EAR99 | N | 85362090 | 1 | 4042949068228 | 1.35 | KG | 438.6 | 438.6 | LP17 | LP17 | switch disconnector 3VA1 IEC frame 160 4-pole SD100, In=100A without overload protection w/o short-circuit protection nut keeper kit undervoltage release (UVR) 24V DC 2 auxiliary switches HQ | - | 0 | 0
3VA1110-1AA42-0BH0 |  | 3VA1110-1AA42-0BH0 | 1 | UN | 1 | 10 | C | D | EAR99 | N | 85362090 | 1 | 4042949080763 | 1.38 | KG | 462.4 | 462.4 | LP17 | LP17 | switch disconnector 3VA1 IEC frame 160 4-pole SD100, In=100A without overload protection w/o short-circuit protection nut keeper kit undervoltage release (UVR) 24V DC 2 auxiliary switches HQ 1 trip alarm switch HQ | - | 0 | 0
3VA1110-1AA42-0CA0 |  | 3VA1110-1AA42-0CA0 | 1 | UN | 1 | 10 | C | D | EAR99 | N | 85362090 | 1 | 4042949042785 | 1.1 | KG | 392.7 | 392.7 | LP17 | LP17 | switch disconnector 3VA1 IEC frame 160 4-pole SD100, In=100A without overload protection w/o short-circuit protection nut keeper kit undervoltage release (UVR) 120-127V AC 50/60Hz | - | 0 | 0
3VA1110-1AA42-0CC0 |  | 3VA1110-1AA42-0CC0 | 1 | UN | 1 | 10 | C | D | EAR99 | N | 85362090 | 1 | 4042949070313 | 1.35 | KG | 438.6 | 438.6 | LP17 | LP17 | switch disconnector 3VA1 IEC frame 160 4-pole SD100, In=100A without overload protection w/o short-circuit protection nut keeper kit undervoltage release (UVR) 120-127V AC 50/60Hz 2 auxiliary switches HQ | - | 0 | 0
3VA1110-1AA42-0CH0 |  | 3VA1110-1AA42-0CH0 | 1 | UN | 1 | 10 | C | D | EAR99 | N | 85362090 | 1 | 4042949082859 | 1.38 | KG | 462.4 | 462.4 | LP17 | LP17 | switch disconnector 3VA1 IEC frame 160 4-pole SD100, In=100A without overload protection w/o short-circuit protection nut keeper kit undervoltage release (UVR) 120-127V AC 50/60Hz 2 auxiliary switches HQ 1 trip alarm switch HQ | - | 0 | 0
3VA1110-1AA42-0DA0 |  | 3VA1110-1AA42-0DA0 | 1 | UN | 1 | 10 | C | D | EAR99 | N | 85362090 | 1 | 4042949044871 | 1.1 | KG | 392.7 | 392.7 | LP17 | LP17 | switch disconnector 3VA1 IEC frame 160 4-pole SD100, In=100A without overload protection w/o short-circuit protection nut keeper kit undervoltage release (UVR) 208-230V AC 50/60Hz | - | 0 | 0
3VA1110-1AA42-0DC0 |  | 3VA1110-1AA42-0DC0 | 1 | UN | 1 | 10 | C | D | EAR99 | N | 85362090 | 1 | 4042949072409 | 1.35 | KG | 438.6 | 438.6 | LP17 | LP17 | switch disconnector 3VA1 IEC frame 160 4-pole SD100, In=100A without overload protection w/o short-circuit protection nut keeper kit undervoltage release (UVR) 208-230V AC 50/60Hz 2 auxiliary switches HQ | - | 0 | 0
3VA1110-1AA42-0DH0 |  | 3VA1110-1AA42-0DH0 | 1 | UN | 1 | 10 | C | D | EAR99 | N | 85362090 | 1 | 4042949084945 | 1.38 | KG | 462.4 | 462.4 | LP17 | LP17 | switch disconnector 3VA1 IEC frame 160 4-pole SD100, In=100A without overload protection w/o short-circuit protection nut keeper kit undervoltage release (UVR) 208-230V AC 50/60Hz 2 auxiliary switches HQ 1 trip alarm switch HQ | - | 0 | 0
3VA1110-1AA42-0HA0 |  | 3VA1110-1AA42-0HA0 | 1 | UN | 1 | 10 | C | D | EAR99 | N | 85362090 | 1 | 4042949046967 | 1.1 | KG | 368.05 | 368.05 | LP17 | LP17 | switch disconnector 3VA1 IEC frame 160 4-pole SD100, In=100A without overload protection w/o short-circuit protection nut keeper kit shunt trip (STL) 12-30V DC; 24 V AC 50/60 Hz | - | 0 | 0
3VA1110-1AA42-0HC0 |  | 3VA1110-1AA42-0HC0 | 1 | UN | 1 | 10 | C | D | EAR99 | N | 85362090 | 1 | 4042949074496 | 1.35 | KG | 413.95 | 413.95 | LP17 | LP17 | switch disconnector 3VA1 IEC frame 160 4-pole SD100, In=100A without overload protection w/o short-circuit protection nut keeper kit shunt trip (STL) 12-30V DC; 24 V AC 50/60 Hz 2 auxiliary switches HQ | - | 0 | 0
3VA1110-1AA42-0HH0 |  | 3VA1110-1AA42-0HH0 | 1 | UN | 1 | 10 | C | D | EAR99 | N | 85362090 | 1 | 4042949087038 | 1.38 | KG | 437.75 | 437.75 | LP17 | LP17 | switch disconnector 3VA1 IEC frame 160 4-pole SD100, In=100A without overload protection w/o short-circuit protection nut keeper kit shunt trip (STL) 12-30V DC; 24 V AC 50/60 Hz 2 auxiliary switches HQ 1 trip alarm switch HQ | - | 0 | 0
3VA1110-1AA42-0JA0 |  | 3VA1110-1AA42-0JA0 | 1 | UN | 1 | 10 | C | D | EAR99 | N | 85362090 | 1 | 4042949049050 | 1.1 | KG | 368.05 | 368.05 | LP17 | LP17 | switch disconnector 3VA1 IEC frame 160 4-pole SD100, In=100A without overload protection w/o short-circuit protection nut keeper kit shunt trip (STL) 110-127V DC, AC 50/60Hz | - | 0 | 0
3VA1110-1AA42-0JC0 |  | 3VA1110-1AA42-0JC0 | 1 | UN | 1 | 10 | C | D | EAR99 | N | 85362090 | 1 | 4042949076582 | 1.35 | KG | 413.95 | 413.95 | LP17 | LP17 | switch disconnector 3VA1 IEC frame 160 4-pole SD100, In=100A without overload protection w/o short-circuit protection nut keeper kit shunt trip (STL) 110-127V DC, AC 50/60Hz 2 auxiliary switches HQ | - | 0 | 0
3VA1110-1AA42-0JH0 |  | 3VA1110-1AA42-0JH0 | 1 | UN | 1 | 10 | C | D | EAR99 | N | 85362090 | 1 | 4042949089124 | 1.38 | KG | 437.75 | 437.75 | LP17 | LP17 | switch disconnector 3VA1 IEC frame 160 4-pole SD100, In=100A without overload protection w/o short-circuit protection nut keeper kit shunt trip (STL) 110-127V DC, AC 50/60Hz 2 auxiliary switches HQ 1 trip alarm switch HQ | - | 0 | 0
3VA1110-1AA42-0KA0 |  | 3VA1110-1AA42-0KA0 | 1 | UN | 1 | 10 | C | D | EAR99 | N | 85362090 | 1 | 4042949051145 | 1.35 | KG | 368.05 | 368.05 | LP17 | LP17 | switch disconnector 3VA1 IEC frame 160 4-pole SD100, In=100A without overload protection w/o short-circuit protection nut keeper kit shunt trip (STL) 220-250V DC; 208-277V AC | - | 0 | 0
3VA1110-1AA42-0KC0 |  | 3VA1110-1AA42-0KC0 | 1 | UN | 1 | 10 | C | D | EAR99 | N | 85362090 | 1 | 4042949078678 | 1.35 | KG | 413.95 | 413.95 | LP17 | LP17 | switch disconnector 3VA1 IEC frame 160 4-pole SD100, In=100A without overload protection w/o short-circuit protection nut keeper kit shunt trip (STL) 220-250V DC; 208-277V AC 2 auxiliary switches HQ | - | 0 | 0
3VA1110-1AA42-0KH0 |  | 3VA1110-1AA42-0KH0 | 1 | UN | 1 | 10 | C | D | EAR99 | N | 85362090 | 1 | 4042949091219 | 1.38 | KG | 437.75 | 437.75 | LP17 | LP17 | switch disconnector 3VA1 IEC frame 160 4-pole SD100, In=100A without overload protection w/o short-circuit protection nut keeper kit shunt trip (STL) 220-250V DC; 208-277V AC 2 auxiliary switches HQ 1 trip alarm switch HQ | - | 0 | 0
3VA1110-1AA46-0AA0 |  | 3VA1110-1AA46-0AA0 | 1 | UN | 1 | 5 | B | D | EAR99 | N | 85362090 | 1 | 4042948800645 | 1.23 | KG | 301.8 | 293.6 | LP17 | LP17 | switch disconnector 3VA1 IEC frame 160 4-pole SD100, In=100A without overload protection w/o short-circuit protection clamp connection | Lista Papel 2020 SI | 0 | 0
3VA1110-1AA46-0BF0 |  | 3VA1110-1AA46-0BF0 | 1 | UN | 1 | 10 | C | D | EAR99 | N | 85362090 | 1 | 4042949324867 | 1.229 | KG | 470.05 | 470.05 | LP17 | LP17 | switch disconnector 3VA1 IEC frame 160 4-pole SD100, In=100A without overload protection w/o short-circuit protection clamp connection undervoltage release 24V DC 1 auxiliary switch 1 trip alarm switch | - | 0 | 0
3VA1110-1AA46-0CF0 |  | 3VA1110-1AA46-0CF0 | 1 | UN | 1 | 10 | C | D | EAR99 | N | 85362090 | 1 | 4042949321484 | 1.23 | KG | 469.2 | 469.2 | LP17 | LP17 | switch disconnector 3VA1 IEC frame 160 4-pole SD100, In=100A without overload protection w/o short-circuit protection clamp connection undervoltage release (UVR) 120-127V AC 50/60Hz 1 auxiliary switch HQ 1 trip alarm switch HQ | - | 0 | 0
3VA1110-3ED12-0AA0 |  | 3VA1110-3ED12-0AA0 | 1 | UN | 1 | 5 | B | D | EAR99 | N | 85362090 | 1 | 4042948830055 | 381 | G | 120.5 | 117.3 | LP17 | LP17 | circuit breaker 3VA1 IEC frame 160 breaking capacity class N Icu=25kA @ 240V 1-pole, line protection TM210, FTFM, In=100A overload protection Ir=100A fixed short-circuit protection Ii=10 x In nut keeper kit | Lista Papel 2020 SI | 0 | 0
3VA1110-3ED16-0AA0 |  | 3VA1110-3ED16-0AA0 | 1 | UN | 1 | 5 | B | D | EAR99 | N | 85362090 | 1 | 4042948830048 | 0.403 | KG | 127.1 | 123.8 | LP17 | LP17 | circuit breaker 3VA1 IEC frame 160 breaking capacity class N Icu=25kA @ 240V 1-pole, line protection TM210, FTFM, In=100A overload protection Ir=100A fixed short-circuit protection Ii=10 x In clamp connection | Lista Papel 2020 SI | 0 | 0
3VA1110-3ED22-0AA0 |  | 3VA1110-3ED22-0AA0 | 1 | UN | 1 | 5 | B | D | EAR99 | N | 85362090 | 1 | 4042948830031 | 0.641 | KG | 216.5 | 210.7 | LP17 | LP17 | circuit breaker 3VA1 IEC frame 160 breaking capacity class N Icu=25kA @ 415V 2-pole, line protection TM210, FTFM, In=100A overload protection Ir=100A fixed short-circuit protection Ii=10 x In nut keeper kit | Lista Papel 2020 SI | 0 | 0
3VA1110-3ED26-0AA0 |  | 3VA1110-3ED26-0AA0 | 1 | UN | 1 | 5 | B | D | EAR99 | N | 85362090 | 1 | 4042948830024 | 0.694 | KG | 230.4 | 223.9 | LP17 | LP17 | circuit breaker 3VA1 IEC frame 160 breaking capacity class N Icu=25kA @ 415V 2-pole, line protection TM210, FTFM, In=100A overload protection Ir=100A fixed short-circuit protection Ii=10 x In clamp connection | Lista Papel 2020 SI | 0 | 0
3VA1110-3ED32-0AA0 |  | 3VA1110-3ED32-0AA0 | 1 | UN | 1 | 2 | A | D | EAR99 | N | 85362090 | 1 | 4042948812723 | 971 | G | 239.4 | 232.9 | LP17 | LP17 | circuit breaker 3VA1 IEC frame 160 breaking capacity class N Icu=25kA @ 415V 3-pole, line protection TM210, FTFM, In=100A overload protection Ir=100A fixed short-circuit protection Ii=10 x In nut keeper kit | Lista Papel 2020 SI | 0 | 0
3VA1110-3ED36-0AA0 |  | 3VA1110-3ED36-0AA0 | 1 | UN | 1 | 2 | A | D | EAR99 | N | 85362090 | 1 | 4042948821800 | 1.032 | KG | 262.4 | 255 | LP17 | LP17 | circuit breaker 3VA1 IEC frame 160 breaking capacity class N Icu=25kA @ 415V 3-pole, line protection TM210, FTFM, In=100A overload protection Ir=100A fixed short-circuit protection Ii=10 x In clamp connection | Lista Papel 2020 SI | 0 | 0
3VA1110-3ED42-0AA0 |  | 3VA1110-3ED42-0AA0 | 1 | UN | 1 | 5 | B | D | EAR99 | N | 85362090 | 1 | 4042948813607 | 1.184 | KG | 313.2 | 304.2 | LP17 | LP17 | circuit breaker 3VA1 IEC frame 160 breaking capacity class N Icu=25kA @ 415V 4-pole, line protection TM210, FTFM, In=100A overload protection Ir=100A fixed short-circuit protection Ii=10 x In N conductor unprotected nut keeper kit | Lista Papel 2020 SI | 0 | 0
3VA1110-3ED46-0AA0 |  | 3VA1110-3ED46-0AA0 | 1 | UN | 1 | 5 | B | D | EAR99 | N | 85362090 | 1 | 4042948822685 | 1.296 | KG | 341.1 | 331.3 | LP17 | LP17 | circuit breaker 3VA1 IEC frame 160 breaking capacity class N Icu=25kA @ 415V 4-pole, line protection TM210, FTFM, In=100A overload protection Ir=100A fixed short-circuit protection Ii=10 x In N conductor unprotected clamp connection | Lista Papel 2020 SI | 0 | 0
3VA1110-3EE32-0AA0 |  | 3VA1110-3EE32-0AA0 | 1 | UN | 1 | 2 | A | D | EAR99 | N | 85362090 | 1 | 4042948812730 | 975 | G | 246 | 239.4 | LP17 | LP17 | circuit breaker 3VA1 IEC frame 160 breaking capacity class N Icu=25kA @ 415V 3-pole, line protection TM220, ATFM, In=100A overload protection Ir=70A...100A short-circuit protection Ii=10 x In nut keeper kit | Lista Papel 2020 SI | 0 | 0
3VA1110-3EE36-0AA0 |  | 3VA1110-3EE36-0AA0 | 1 | UN | 1 | 2 | A | D | EAR99 | N | 85362090 | 1 | 4042948821817 | 1.049 | KG | 266.5 | 259.1 | LP17 | LP17 | circuit breaker 3VA1 IEC frame 160 breaking capacity class N Icu=25kA @ 415V 3-pole, line protection TM220, ATFM, In=100A overload protection Ir=70A...100A short-circuit protection Ii=10 x In clamp connection | Lista Papel 2020 SI | 0 | 0
3VA1110-3EE36-0BF0 |  | 3VA1110-3EE36-0BF0 | 1 | UN | 1 | 10 | C | D | EAR99 | N | 85362090 | 1 | 4042949321064 | 1.035 | KG | 431.8 | 431.8 | LP17 | LP17 | circuit breaker 3VA1 IEC frame 160 breaking capacity class N Icu=25kA @ 415V 3-pole, line protection TM220, ATFM, In=100A overload protection Ir=70A...100A short-circuit protection Ii=10 x In clamp connection undervoltage release (UVR) 24V DC 1 auxiliary switch HQ 1 trip alarm switch HQ | - | 0 | 0
3VA1110-3EE42-0AA0 |  | 3VA1110-3EE42-0AA0 | 1 | UN | 1 | 5 | B | D | EAR99 | N | 85362090 | 1 | 4042948813614 | 1.199 | KG | 319.8 | 310.8 | LP17 | LP17 | circuit breaker 3VA1 IEC frame 160 breaking capacity class N Icu=25kA @ 415V 4-pole, line protection TM220, ATFM, In=100A overload protection Ir=70A...100A short-circuit protection Ii=10 x In N conductor unprotected nut keeper kit | Lista Papel 2020 SI | 0 | 0
3VA1110-3EE46-0AA0 |  | 3VA1110-3EE46-0AA0 | 1 | UN | 1 | 5 | B | D | EAR99 | N | 85362090 | 1 | 4042948822692 | 1.268 | KG | 347.7 | 337.8 | LP17 | LP17 | circuit breaker 3VA1 IEC frame 160 breaking capacity class N Icu=25kA @ 415V 4-pole, line protection TM220, ATFM, In=100A overload protection Ir=70A...100A short-circuit protection Ii=10 x In N conductor unprotected clamp connection | Lista Papel 2020 SI | 0 | 0
3VA1110-3EF32-0AA0 |  | 3VA1110-3EF32-0AA0 | 1 | UN | 1 | 2 | A | D | EAR99 | N | 85362090 | 1 | 4042948808825 | 957 | G | 258.3 | 250.9 | LP17 | LP17 | circuit breaker 3VA1 IEC frame 160 breaking capacity class N Icu=25kA @ 415V 3-pole, line protection TM240, ATAM, In=100A overload protection Ir=70A...100A short-circuit protection Ii=5...10 x In nut keeper kit | Lista Papel 2020 SI | 0 | 0
3VA1110-3EF32-0AB0 |  | 3VA1110-3EF32-0AB0 | 1 | UN | 1 | 10 | C | D | EAR99 | N | 85362090 | 1 | 4042949054160 | 0.96 | KG | 338.3 | 338.3 | LP17 | LP17 | circuit breaker 3VA1 IEC frame 160 breaking capacity class N Icu=25kA @ 415V 3-pole, line protection TM240, ATAM, In=100A overload protection Ir=70A...100A short-circuit protection Ii=5...10 x In nut keeper kit 2 auxiliary switches HP | - | 0 | 0
3VA1110-3EF32-0AC0 |  | 3VA1110-3EF32-0AC0 | 1 | UN | 1 | 10 | C | D | EAR99 | N | 85362090 | 1 | 4042949056256 | 0.96 | KG | 313.65 | 313.65 | LP17 | LP17 | circuit breaker 3VA1 IEC frame 160 breaking capacity class N Icu=25kA @ 415V 3-pole, line protection TM240, ATAM, In=100A overload protection Ir=70A...100A short-circuit protection Ii=5...10 x In nut keeper kit 2 auxiliary switches HQ | - | 0 | 0
3VA1110-3EF32-0AD0 |  | 3VA1110-3EF32-0AD0 | 1 | UN | 1 | 10 | C | D | EAR99 | N | 85362090 | 1 | 4042949058342 | 0.99 | KG | 338.3 | 338.3 | LP17 | LP17 | circuit breaker 3VA1 IEC frame 160 breaking capacity class N Icu=25kA @ 415V 3-pole, line protection TM240, ATAM, In=100A overload protection Ir=70A...100A short-circuit protection Ii=5...10 x In nut keeper kit 3 auxiliary switches HQ | - | 0 | 0
3VA1110-3EF32-0AE0 |  | 3VA1110-3EF32-0AE0 | 1 | UN | 1 | 10 | C | D | EAR99 | N | 85362090 | 1 | 4042949060437 | 1.02 | KG | 362.1 | 362.1 | LP17 | LP17 | circuit breaker 3VA1 IEC frame 160 breaking capacity class N Icu=25kA @ 415V 3-pole, line protection TM240, ATAM, In=100A overload protection Ir=70A...100A short-circuit protection Ii=5...10 x In nut keeper kit 4 auxiliary switches HQ | - | 0 | 0
3VA1110-3EF32-0AF0 |  | 3VA1110-3EF32-0AF0 | 1 | UN | 1 | 10 | C | D | EAR99 | N | 85362090 | 1 | 4042949062523 | 0.96 | KG | 313.65 | 313.65 | LP17 | LP17 | circuit breaker 3VA1 IEC frame 160 breaking capacity class N Icu=25kA @ 415V 3-pole, line protection TM240, ATAM, In=100A overload protection Ir=70A...100A short-circuit protection Ii=5...10 x In nut keeper kit 1 auxiliary switch HQ 1 trip alarm switch HQ | - | 0 | 0
3VA1110-3EF32-0AG0 |  | 3VA1110-3EF32-0AG0 | 1 | UN | 1 | 10 | C | D | EAR99 | N | 85362090 | 1 | 4042949064619 | 0.96 | KG | 338.3 | 338.3 | LP17 | LP17 | circuit breaker 3VA1 IEC frame 160 breaking capacity class N Icu=25kA @ 415V 3-pole, line protection TM240, ATAM, In=100A overload protection Ir=70A...100A short-circuit protection Ii=5...10 x In nut keeper kit 1 auxiliary switch HP 1 trip alarm switch HP | - | 0 | 0
3VA1110-3EF32-0AH0 |  | 3VA1110-3EF32-0AH0 | 1 | UN | 1 | 10 | C | D | EAR99 | N | 85362090 | 1 | 4042949066705 | 0.99 | KG | 338.3 | 338.3 | LP17 | LP17 | circuit breaker 3VA1 IEC frame 160 breaking capacity class N Icu=25kA @ 415V 3-pole, line protection TM240, ATAM, In=100A overload protection Ir=70A...100A short-circuit protection Ii=5...10 x In nut keeper kit 2 auxiliary switches HQ 1 trip alarm switch HQ | - | 0 | 0
3VA1110-3EF32-0BA0 |  | 3VA1110-3EF32-0BA0 | 1 | UN | 1 | 10 | C | D | EAR99 | N | 85362090 | 1 | 4042949041627 | 0.9 | KG | 376.55 | 376.55 | LP17 | LP17 | circuit breaker 3VA1 IEC frame 160 breaking capacity class N Icu=25kA @ 415V 3-pole, line protection TM240, ATAM, In=100A overload protection Ir=70A...100A short-circuit protection Ii=5...10 x In nut keeper kit undervoltage release (UVR) 24V DC | - | 0 | 0
3VA1110-3EF32-0BC0 |  | 3VA1110-3EF32-0BC0 | 1 | UN | 1 | 10 | C | D | EAR99 | N | 85362090 | 1 | 4042949069157 | 1.05 | KG | 422.45 | 422.45 | LP17 | LP17 | circuit breaker 3VA1 IEC frame 160 breaking capacity class N Icu=25kA @ 415V 3-pole, line protection TM240, ATAM, In=100A overload protection Ir=70A...100A short-circuit protection Ii=5...10 x In nut keeper kit undervoltage release (UVR) 24V DC 2 auxiliary switches HQ | - | 0 | 0
3VA1110-3EF32-0BH0 |  | 3VA1110-3EF32-0BH0 | 1 | UN | 1 | 10 | C | D | EAR99 | N | 85362090 | 1 | 4042949081692 | 1.05 | KG | 447.1 | 447.1 | LP17 | LP17 | circuit breaker 3VA1 IEC frame 160 breaking capacity class N Icu=25kA @ 415V 3-pole, line protection TM240, ATAM, In=100A overload protection Ir=70A...100A short-circuit protection Ii=5...10 x In nut keeper kit undervoltage release (UVR) 24V DC 2 auxiliary switches HQ 1 trip alarm switch HQ | - | 0 | 0
3VA1110-3EF32-0CA0 |  | 3VA1110-3EF32-0CA0 | 1 | UN | 1 | 10 | C | D | EAR99 | N | 85362090 | 1 | 4042949043713 | 0.9 | KG | 376.55 | 376.55 | LP17 | LP17 | circuit breaker 3VA1 IEC frame 160 breaking capacity class N Icu=25kA @ 415V 3-pole, line protection TM240, ATAM, In=100A overload protection Ir=70A...100A short-circuit protection Ii=5...10 x In nut keeper kit undervoltage release (UVR) 120-127V AC 50/60Hz | - | 0 | 0
3VA1110-3EF32-0CC0 |  | 3VA1110-3EF32-0CC0 | 1 | UN | 1 | 10 | C | D | EAR99 | N | 85362090 | 1 | 4042949071242 | 1.05 | KG | 422.45 | 422.45 | LP17 | LP17 | circuit breaker 3VA1 IEC frame 160 breaking capacity class N Icu=25kA @ 415V 3-pole, line protection TM240, ATAM, In=100A overload protection Ir=70A...100A short-circuit protection Ii=5...10 x In nut keeper kit undervoltage release (UVR) 120-127V AC 50/60Hz 2 auxiliary switches HQ | - | 0 | 0
3VA1110-3EF32-0CH0 |  | 3VA1110-3EF32-0CH0 | 1 | UN | 1 | 10 | C | D | EAR99 | N | 85362090 | 1 | 4042949083788 | 1.08 | KG | 447.1 | 447.1 | LP17 | LP17 | circuit breaker 3VA1 IEC frame 160 breaking capacity class N Icu=25kA @ 415V 3-pole, line protection TM240, ATAM, In=100A overload protection Ir=70A...100A short-circuit protection Ii=5...10 x In nut keeper kit undervoltage release (UVR) 120-127V AC 50/60Hz 2 auxiliary switches HQ 1 trip alarm switch HQ | - | 0 | 0
3VA1110-3EF32-0DA0 |  | 3VA1110-3EF32-0DA0 | 1 | UN | 1 | 10 | C | D | EAR99 | N | 85362090 | 1 | 4042949045809 | 0.9 | KG | 376.55 | 376.55 | LP17 | LP17 | circuit breaker 3VA1 IEC frame 160 breaking capacity class N Icu=25kA @ 415V 3-pole, line protection TM240, ATAM, In=100A overload protection Ir=70A...100A short-circuit protection Ii=5...10 x In nut keeper kit undervoltage release (UVR) 208-230V AC 50/60Hz | - | 0 | 0
3VA1110-3EF32-0DC0 |  | 3VA1110-3EF32-0DC0 | 1 | UN | 1 | 10 | C | D | EAR99 | N | 85362090 | 1 | 4042949073338 | 1.05 | KG | 422.45 | 422.45 | LP17 | LP17 | circuit breaker 3VA1 IEC frame 160 breaking capacity class N Icu=25kA @ 415V 3-pole, line protection TM240, ATAM, In=100A overload protection Ir=70A...100A short-circuit protection Ii=5...10 x In nut keeper kit undervoltage release (UVR) 208-230V AC 50/60Hz 2 auxiliary switches HQ | - | 0 | 0
3VA1110-3EF32-0DH0 |  | 3VA1110-3EF32-0DH0 | 1 | UN | 1 | 10 | C | D | EAR99 | N | 85362090 | 1 | 4042949085874 | 1.08 | KG | 447.1 | 447.1 | LP17 | LP17 | circuit breaker 3VA1 IEC frame 160 breaking capacity class N Icu=25kA @ 415V 3-pole, line protection TM240, ATAM, In=100A overload protection Ir=70A...100A short-circuit protection Ii=5...10 x In nut keeper kit undervoltage release (UVR) 208-230V AC 50/60Hz 2 auxiliary switches HQ 1 trip alarm switch HQ | - | 0 | 0
3VA1110-3EF32-0HA0 |  | 3VA1110-3EF32-0HA0 | 1 | UN | 1 | 10 | C | D | EAR99 | N | 85362090 | 1 | 4042949047896 | 0.9 | KG | 351.9 | 351.9 | LP17 | LP17 | circuit breaker 3VA1 IEC frame 160 breaking capacity class N Icu=25kA @ 415V 3-pole, line protection TM240, ATAM, In=100A overload protection Ir=70A...100A short-circuit protection Ii=5...10 x In nut keeper kit shunt trip (STL) 12-30V DC, 24V AC 50/60Hz | - | 0 | 0
3VA1110-3EF32-0HC0 |  | 3VA1110-3EF32-0HC0 | 1 | UN | 1 | 10 | C | D | EAR99 | N | 85362090 | 1 | 4042949075424 | 1.05 | KG | 397.8 | 397.8 | LP17 | LP17 | circuit breaker 3VA1 IEC frame 160 breaking capacity class N Icu=25kA @ 415V 3-pole, line protection TM240, ATAM, In=100A overload protection Ir=70A...100A short-circuit protection Ii=5...10 x In nut keeper kit shunt trip (STL) 12-30V DC, 24V AC 50/60Hz 2 auxiliary switches HQ | - | 0 | 0
3VA1110-3EF32-0HH0 |  | 3VA1110-3EF32-0HH0 | 1 | UN | 1 | 10 | C | D | EAR99 | N | 85362090 | 1 | 4042949087960 | 1.08 | KG | 421.6 | 421.6 | LP17 | LP17 | circuit breaker 3VA1 IEC frame 160 breaking capacity class N Icu=25kA @ 415V 3-pole, line protection TM240, ATAM, In=100A overload protection Ir=70A...100A short-circuit protection Ii=5...10 x In nut keeper kit shunt trip (STL) 12-30V DC, 24V AC 50/60Hz 2 auxiliary switches HQ 1 trip alarm switch HQ | - | 0 | 0
3VA1110-3EF32-0JA0 |  | 3VA1110-3EF32-0JA0 | 1 | UN | 1 | 10 | C | D | EAR99 | N | 85362090 | 1 | 4042949049982 | 1.05 | KG | 351.9 | 351.9 | LP17 | LP17 | circuit breaker 3VA1 IEC frame 160 breaking capacity class N Icu=25kA @ 415V 3-pole, line protection TM240, ATAM, In=100A overload protection Ir=70A...100A short-circuit protection Ii=5...10 x In nut keeper kit shunt trip (STL) 110-127V DC, AC 50/60Hz | - | 0 | 0
3VA1110-3EF32-0JC0 |  | 3VA1110-3EF32-0JC0 | 1 | UN | 1 | 10 | C | D | EAR99 | N | 85362090 | 1 | 4042949077510 | 1.05 | KG | 397.8 | 397.8 | LP17 | LP17 | circuit breaker 3VA1 IEC frame 160 breaking capacity class N Icu=25kA @ 415V 3-pole, line protection TM240, ATAM, In=100A overload protection Ir=70A...100A short-circuit protection Ii=5...10 x In nut keeper kit shunt trip (STL) 110-127V DC, AC 50/60Hz 2 auxiliary switches HQ | - | 0 | 0
3VA1110-3EF32-0JH0 |  | 3VA1110-3EF32-0JH0 | 1 | UN | 1 | 10 | C | D | EAR99 | N | 85362090 | 1 | 4042949090052 | 1.08 | KG | 421.6 | 421.6 | LP17 | LP17 | circuit breaker 3VA1 IEC frame 160 breaking capacity class N Icu=25kA @ 415V 3-pole, line protection TM240, ATAM, In=100A overload protection Ir=70A...100A short-circuit protection Ii=5...10 x In nut keeper kit shunt trip (STL) 110-127V DC, AC 50/60Hz 2 auxiliary switches HQ 1 trip alarm switch HQ | - | 0 | 0
3VA1110-3EF32-0KA0 |  | 3VA1110-3EF32-0KA0 | 1 | UN | 1 | 10 | C | D | EAR99 | N | 85362090 | 1 | 4042949052074 | 1.05 | KG | 351.9 | 351.9 | LP17 | LP17 | circuit breaker 3VA1 IEC frame 160 breaking capacity class N Icu=25kA @ 415V 3-pole, line protection TM240, ATAM, In=100A overload protection Ir=70A...100A short-circuit protection Ii=5...10 x In nut keeper kit shunt trip (STL) 220-250V DC, 208-277V AC | - | 0 | 0
3VA1110-3EF32-0KC0 |  | 3VA1110-3EF32-0KC0 | 1 | UN | 1 | 10 | C | D | EAR99 | N | 85362090 | 1 | 4042949079606 | 1.05 | KG | 397.8 | 397.8 | LP17 | LP17 | circuit breaker 3VA1 IEC frame 160 breaking capacity class N Icu=25kA @ 415V 3-pole, line protection TM240, ATAM, In=100A overload protection Ir=70A...100A short-circuit protection Ii=5...10 x In nut keeper kit shunt trip (STL) 220-250V DC, 208-277V AC 2 auxiliary switches HQ | - | 0 | 0
3VA1110-3EF32-0KH0 |  | 3VA1110-3EF32-0KH0 | 1 | UN | 1 | 10 | C | D | EAR99 | N | 85362090 | 1 | 4042949092148 | 1.08 | KG | 421.6 | 421.6 | LP17 | LP17 | circuit breaker 3VA1 IEC frame 160 breaking capacity class N Icu=25kA @ 415V 3-pole, line protection TM240, ATAM, In=100A overload protection Ir=70A...100A short-circuit protection Ii=5...10 x In nut keeper kit shunt trip (STL) 220-250V DC, 208-277V AC 2 auxiliary switches HQ 1 trip alarm switch HQ | - | 0 | 0
3VA1110-3EF36-0AA0 |  | 3VA1110-3EF36-0AA0 | 1 | UN | 1 | 2 | A | D | EAR99 | N | 85362090 | 1 | 4042948820605 | 1.032 | KG | 280.4 | 272.2 | LP17 | LP17 | circuit breaker 3VA1 IEC frame 160 breaking capacity class N Icu=25kA @ 415V 3-pole, line protection TM240, ATAM, In=100A overload protection Ir=70A...100A short-circuit protection Ii=5...10 x In clamp connection | Lista Papel 2020 SI | 0 | 0
3VA1110-3EF36-0AB0 |  | 3VA1110-3EF36-0AB0 | 1 | UN | 1 | 10 | C | D | EAR99 | N | 85362090 | 1 | 4042949054153 | 0.96 | KG | 359.55 | 359.55 | LP17 | LP17 | circuit breaker 3VA1 IEC frame 160 breaking capacity class N Icu=25kA @ 415V 3-pole, line protection TM240, ATAM, In=100A overload protection Ir=70A...100A short-circuit protection Ii=5...10 x In clamp connection 2 auxiliary switches HP | - | 0 | 0
3VA1110-3EF36-0AC0 |  | 3VA1110-3EF36-0AC0 | 1 | UN | 1 | 10 | C | D | EAR99 | N | 85362090 | 1 | 4042949056249 | 0.96 | KG | 336.6 | 336.6 | LP17 | LP17 | circuit breaker 3VA1 IEC frame 160 breaking capacity class N Icu=25kA @ 415V 3-pole, line protection TM240, ATAM, In=100A overload protection Ir=70A...100A short-circuit protection Ii=5...10 x In clamp connection 2 auxiliary switches HQ | - | 0 | 0
3VA1110-3EF36-0AD0 |  | 3VA1110-3EF36-0AD0 | 1 | UN | 1 | 10 | C | D | EAR99 | N | 85362090 | 1 | 4042949058335 | 0.99 | KG | 359.55 | 359.55 | LP17 | LP17 | circuit breaker 3VA1 IEC frame 160 breaking capacity class N Icu=25kA @ 415V 3-pole, line protection TM240, ATAM, In=100A overload protection Ir=70A...100A short-circuit protection Ii=5...10 x In clamp connection 3 auxiliary switches HQ | - | 0 | 0
3VA1110-3EF36-0AE0 |  | 3VA1110-3EF36-0AE0 | 1 | UN | 1 | 10 | C | D | EAR99 | N | 85362090 | 1 | 4042949060420 | 1.02 | KG | 383.35 | 383.35 | LP17 | LP17 | circuit breaker 3VA1 IEC frame 160 breaking capacity class N Icu=25kA @ 415V 3-pole, line protection TM240, ATAM, In=100A overload protection Ir=70A...100A short-circuit protection Ii=5...10 x In clamp connection 4 auxiliary switches HQ | - | 0 | 0
3VA1110-3EF36-0AF0 |  | 3VA1110-3EF36-0AF0 | 1 | UN | 1 | 10 | C | D | EAR99 | N | 85362090 | 1 | 4042949062516 | 0.96 | KG | 336.6 | 336.6 | LP17 | LP17 | circuit breaker 3VA1 IEC frame 160 breaking capacity class N Icu=25kA @ 415V 3-pole, line protection TM240, ATAM, In=100A overload protection Ir=70A...100A short-circuit protection Ii=5...10 x In clamp connection 1 auxiliary switch HQ 1 trip alarm switch HQ | - | 0 | 0
3VA1110-3EF36-0AG0 |  | 3VA1110-3EF36-0AG0 | 1 | UN | 1 | 10 | C | D | EAR99 | N | 85362090 | 1 | 4042949064602 | 0.96 | KG | 359.55 | 359.55 | LP17 | LP17 | circuit breaker 3VA1 IEC frame 160 breaking capacity class N Icu=25kA @ 415V 3-pole, line protection TM240, ATAM, In=100A overload protection Ir=70A...100A short-circuit protection Ii=5...10 x In clamp connection 1 auxiliary switch HP 1 trip alarm switch HP | - | 0 | 0
3VA1110-3EF36-0AH0 |  | 3VA1110-3EF36-0AH0 | 1 | UN | 1 | 10 | C | D | EAR99 | N | 85362090 | 1 | 4042949066699 | 0.99 | KG | 359.55 | 359.55 | LP17 | LP17 | circuit breaker 3VA1 IEC frame 160 breaking capacity class N Icu=25kA @ 415V 3-pole, line protection TM240, ATAM, In=100A overload protection Ir=70A...100A short-circuit protection Ii=5...10 x In clamp connection 2 auxiliary switches HQ 1 trip alarm switch HQ | - | 0 | 0
3VA1110-3EF36-0BA0 |  | 3VA1110-3EF36-0BA0 | 1 | UN | 1 | 10 | C | D | EAR99 | N | 85362090 | 1 | 4042949041610 | 0.9 | KG | 397.8 | 397.8 | LP17 | LP17 | circuit breaker 3VA1 IEC frame 160 breaking capacity class N Icu=25kA @ 415V 3-pole, line protection TM240, ATAM, In=100A overload protection Ir=70A...100A short-circuit protection Ii=5...10 x In clamp connection undervoltage release (UVR) 24V DC | - | 0 | 0
3VA1110-3EF36-0BC0 |  | 3VA1110-3EF36-0BC0 | 1 | UN | 1 | 10 | C | D | EAR99 | N | 85362090 | 1 | 4042949069140 | 1.05 | KG | 445.4 | 445.4 | LP17 | LP17 | circuit breaker 3VA1 IEC frame 160 breaking capacity class N Icu=25kA @ 415V 3-pole, line protection TM240, ATAM, In=100A overload protection Ir=70A...100A short-circuit protection Ii=5...10 x In clamp connection undervoltage release (UVR) 24V DC 2 auxiliary switches HQ | - | 0 | 0
3VA1110-3EF36-0BH0 |  | 3VA1110-3EF36-0BH0 | 1 | UN | 1 | 10 | C | D | EAR99 | N | 85362090 | 1 | 4042949081685 | 1.05 | KG | 469.2 | 469.2 | LP17 | LP17 | circuit breaker 3VA1 IEC frame 160 breaking capacity class N Icu=25kA @ 415V 3-pole, line protection TM240, ATAM, In=100A overload protection Ir=70A...100A short-circuit protection Ii=5...10 x In clamp connection undervoltage release (UVR) 24V DC 2 auxiliary switches HQ 1 trip alarm switch HQ | - | 0 | 0
3VA1110-3EF36-0CA0 |  | 3VA1110-3EF36-0CA0 | 1 | UN | 1 | 10 | C | D | EAR99 | N | 85362090 | 1 | 4042949043706 | 0.9 | KG | 397.8 | 397.8 | LP17 | LP17 | circuit breaker 3VA1 IEC frame 160 breaking capacity class N Icu=25kA @ 415V 3-pole, line protection TM240, ATAM, In=100A overload protection Ir=70A...100A short-circuit protection Ii=5...10 x In clamp connection undervoltage release (UVR) 120-127V AC 50/60Hz | - | 0 | 0
3VA1110-3EF36-0CC0 |  | 3VA1110-3EF36-0CC0 | 1 | UN | 1 | 10 | C | D | EAR99 | N | 85362090 | 1 | 4042949071235 | 1.05 | KG | 445.4 | 445.4 | LP17 | LP17 | circuit breaker 3VA1 IEC frame 160 breaking capacity class N Icu=25kA @ 415V 3-pole, line protection TM240, ATAM, In=100A overload protection Ir=70A...100A short-circuit protection Ii=5...10 x In clamp connection undervoltage release (UVR) 120-127V AC 50/60Hz 2 auxiliary switches HQ | - | 0 | 0
3VA1110-3EF36-0CH0 |  | 3VA1110-3EF36-0CH0 | 1 | UN | 1 | 10 | C | D | EAR99 | N | 85362090 | 1 | 4042949083771 | 1.08 | KG | 469.2 | 469.2 | LP17 | LP17 | circuit breaker 3VA1 IEC frame 160 breaking capacity class N Icu=25kA @ 415V 3-pole, line protection TM240, ATAM, In=100A overload protection Ir=70A...100A short-circuit protection Ii=5...10 x In clamp connection undervoltage release (UVR) 120-127V AC 50/60Hz 2 auxiliary switches HQ 1 trip alarm switch HQ | - | 0 | 0
3VA1110-3EF36-0DA0 |  | 3VA1110-3EF36-0DA0 | 1 | UN | 1 | 10 | C | D | EAR99 | N | 85362090 | 1 | 4042949045793 | 0.9 | KG | 397.8 | 397.8 | LP17 | LP17 | circuit breaker 3VA1 IEC frame 160 breaking capacity class N Icu=25kA @ 415V 3-pole, line protection TM240, ATAM, In=100A overload protection Ir=70A...100A short-circuit protection Ii=5...10 x In clamp connection undervoltage release (UVR) 208-230V AC 50/60Hz | - | 0 | 0
3VA1110-3EF36-0DC0 |  | 3VA1110-3EF36-0DC0 | 1 | UN | 1 | 10 | C | D | EAR99 | N | 85362090 | 1 | 4042949073321 | 1.05 | KG | 445.4 | 445.4 | LP17 | LP17 | circuit breaker 3VA1 IEC frame 160 breaking capacity class N Icu=25kA @ 415V 3-pole, line protection TM240, ATAM, In=100A overload protection Ir=70A...100A short-circuit protection Ii=5...10 x In clamp connection undervoltage release (UVR) 208-230V AC 50/60Hz 2 auxiliary switches HQ | - | 0 | 0
3VA1110-3EF36-0DH0 |  | 3VA1110-3EF36-0DH0 | 1 | UN | 1 | 10 | C | D | EAR99 | N | 85362090 | 1 | 4042949085867 | 1.08 | KG | 469.2 | 469.2 | LP17 | LP17 | circuit breaker 3VA1 IEC frame 160 breaking capacity class N Icu=25kA @ 415V 3-pole, line protection TM240, ATAM, In=100A overload protection Ir=70A...100A short-circuit protection Ii=5...10 x In clamp connection undervoltage release (UVR) 208-230V AC 50/60Hz 2 auxiliary switches HQ 1 trip alarm switch HQ | - | 0 | 0
3VA1110-3EF36-0HA0 |  | 3VA1110-3EF36-0HA0 | 1 | UN | 1 | 10 | C | D | EAR99 | N | 85362090 | 1 | 4042949047889 | 0.9 | KG | 373.15 | 373.15 | LP17 | LP17 | circuit breaker 3VA1 IEC frame 160 breaking capacity class N Icu=25kA @ 415V 3-pole, line protection TM240, ATAM, In=100A overload protection Ir=70A...100A short-circuit protection Ii=5...10 x In clamp connection shunt trip (STL) 12-30V DC, 24V AC 50/60Hz | - | 0 | 0
3VA1110-3EF36-0HC0 |  | 3VA1110-3EF36-0HC0 | 1 | UN | 1 | 10 | C | D | EAR99 | N | 85362090 | 1 | 4042949075417 | 1.05 | KG | 419.9 | 419.9 | LP17 | LP17 | circuit breaker 3VA1 IEC frame 160 breaking capacity class N Icu=25kA @ 415V 3-pole, line protection TM240, ATAM, In=100A overload protection Ir=70A...100A short-circuit protection Ii=5...10 x In clamp connection shunt trip (STL) 12-30V DC, 24V AC 50/60Hz 2 auxiliary switches HQ | - | 0 | 0
3VA1110-3EF36-0HH0 |  | 3VA1110-3EF36-0HH0 | 1 | UN | 1 | 10 | C | D | EAR99 | N | 85362090 | 1 | 4042949087953 | 1.08 | KG | 444.55 | 444.55 | LP17 | LP17 | circuit breaker 3VA1 IEC frame 160 breaking capacity class N Icu=25kA @ 415V 3-pole, line protection TM240, ATAM, In=100A overload protection Ir=70A...100A short-circuit protection Ii=5...10 x In clamp connection shunt trip (STL) 12-30V DC, 24V AC 50/60Hz 2 auxiliary switches HQ 1 trip alarm switch HQ | - | 0 | 0
3VA1110-3EF36-0JA0 |  | 3VA1110-3EF36-0JA0 | 1 | UN | 1 | 10 | C | D | EAR99 | N | 85362090 | 1 | 4042949049975 | 1.05 | KG | 373.15 | 373.15 | LP17 | LP17 | circuit breaker 3VA1 IEC frame 160 breaking capacity class N Icu=25kA @ 415V 3-pole, line protection TM240, ATAM, In=100A overload protection Ir=70A...100A short-circuit protection Ii=5...10 x In clamp connection shunt trip (STL) 110-127V DC, AC 50/60Hz | - | 0 | 0
3VA1110-3EF36-0JC0 |  | 3VA1110-3EF36-0JC0 | 1 | UN | 1 | 10 | C | D | EAR99 | N | 85362090 | 1 | 4042949077503 | 1.05 | KG | 419.9 | 419.9 | LP17 | LP17 | circuit breaker 3VA1 IEC frame 160 breaking capacity class N Icu=25kA @ 415V 3-pole, line protection TM240, ATAM, In=100A overload protection Ir=70A...100A short-circuit protection Ii=5...10 x In clamp connection shunt trip (STL) 110-127V DC, AC 50/60Hz 2 auxiliary switches HQ | - | 0 | 0
3VA1110-3EF36-0JH0 |  | 3VA1110-3EF36-0JH0 | 1 | UN | 1 | 10 | C | D | EAR99 | N | 85362090 | 1 | 4042949090045 | 1.08 | KG | 444.55 | 444.55 | LP17 | LP17 | circuit breaker 3VA1 IEC frame 160 breaking capacity class N Icu=25kA @ 415V 3-pole, line protection TM240, ATAM, In=100A overload protection Ir=70A...100A short-circuit protection Ii=5...10 x In clamp connection shunt trip (STL) 110-127V DC, AC 50/60Hz 2 auxiliary switches HQ 1 trip alarm switch HQ | - | 0 | 0
3VA1110-3EF36-0KA0 |  | 3VA1110-3EF36-0KA0 | 1 | UN | 1 | 10 | C | D | EAR99 | N | 85362090 | 1 | 4042949052067 | 1.05 | KG | 373.15 | 373.15 | LP17 | LP17 | circuit breaker 3VA1 IEC frame 160 breaking capacity class N Icu=25kA @ 415V 3-pole, line protection TM240, ATAM, In=100A overload protection Ir=70A...100A short-circuit protection Ii=5...10 x In clamp connection shunt trip (STL) 220-250V DC, 208-277V AC | - | 0 | 0
3VA1110-3EF36-0KC0 |  | 3VA1110-3EF36-0KC0 | 1 | UN | 1 | 10 | C | D | EAR99 | N | 85362090 | 1 | 4042949079590 | 1.05 | KG | 419.9 | 419.9 | LP17 | LP17 | circuit breaker 3VA1 IEC frame 160 breaking capacity class N Icu=25kA @ 415V 3-pole, line protection TM240, ATAM, In=100A overload protection Ir=70A...100A short-circuit protection Ii=5...10 x In clamp connection shunt trip (STL) 220-250V DC, 208-277V AC 2 auxiliary switches HQ | - | 0 | 0
3VA1110-3EF36-0KH0 |  | 3VA1110-3EF36-0KH0 | 1 | UN | 1 | 10 | C | D | EAR99 | N | 85362090 | 1 | 4042949092131 | 1.08 | KG | 444.55 | 444.55 | LP17 | LP17 | circuit breaker 3VA1 IEC frame 160 breaking capacity class N Icu=25kA @ 415V 3-pole, line protection TM240, ATAM, In=100A overload protection Ir=70A...100A short-circuit protection Ii=5...10 x In clamp connection shunt trip (STL) 220-250V DC, 208-277V AC 2 auxiliary switches HQ 1 trip alarm switch HQ | - | 0 | 0
3VA1110-3EF42-0AA0 |  | 3VA1110-3EF42-0AA0 | 1 | UN | 1 | 5 | B | D | EAR99 | N | 85362090 | 1 | 4042948809266 | 1.208 | KG | 336.2 | 326.4 | LP17 | LP17 | circuit breaker 3VA1 IEC frame 160 breaking capacity class N Icu=25kA @ 415V 4-pole, line protection TM240, ATAM, In=100A overload protection Ir=70A...100A short-circuit protection Ii=5...10 x In N conductor unprotected nut keeper kit | Lista Papel 2020 SI | 0 | 0
3VA1110-3EF46-0AA0 |  | 3VA1110-3EF46-0AA0 | 1 | UN | 1 | 2 | A | D | EAR99 | N | 85362090 | 1 | 4042948821046 | 1.291 | KG | 364.9 | 354.2 | LP17 | LP17 | circuit breaker 3VA1 IEC frame 160 breaking capacity class N Icu=25kA @ 415V 4-pole, line protection TM240, ATAM, In=100A overload protection Ir=70A...100A short-circuit protection Ii=5...10 x In N conductor unprotected clamp connection | Lista Papel 2020 SI | 0 | 0
3VA1110-3FD42-0AA0 |  | 3VA1110-3FD42-0AA0 | 1 | UN | 1 | 5 | B | D | EAR99 | N | 85362090 | 1 | 4042948815601 | 1.228 | KG | 313.2 | 304.2 | LP17 | LP17 | circuit breaker 3VA1 IEC frame 160 breaking capacity class N Icu=25kA @ 415V 4-pole, line protection TM210, FTFM, In=100A overload protection Ir=100A fixed short-circuit protection Ii=10 x In N conductor protection 50% nut keeper kit | Lista Papel 2020 SI | 0 | 0
3VA1110-3FD46-0AA0 |  | 3VA1110-3FD46-0AA0 | 1 | UN | 1 | 5 | B | D | EAR99 | N | 85362090 | 1 | 4042948824009 | 1.17 | KG | 341.1 | 331.3 | LP17 | LP17 | circuit breaker 3VA1 IEC frame 160 breaking capacity class N Icu=25kA @ 415V 4-pole, line protection TM210, FTFM, In=100A overload protection Ir=100A fixed short-circuit protection Ii=10 x In N conductor protection 50% clamp connection | Lista Papel 2020 SI | 0 | 0
3VA1110-3FE42-0AA0 |  | 3VA1110-3FE42-0AA0 | 1 | UN | 1 | 5 | B | D | EAR99 | N | 85362090 | 1 | 4042948815618 | 1.2 | KG | 319.8 | 310.8 | LP17 | LP17 | circuit breaker 3VA1 IEC frame 160 breaking capacity class N Icu=25kA @ 415V 4-pole, line protection TM220, ATFM, In=100A overload protection Ir=70A...100A short-circuit protection Ii=10 x In N conductor protection 50% nut keeper kit | Lista Papel 2020 SI | 0 | 0
3VA1110-3FE46-0AA0 |  | 3VA1110-3FE46-0AA0 | 1 | UN | 1 | 5 | B | D | EAR99 | N | 85362090 | 1 | 4042948824016 | 1.17 | KG | 347.7 | 337.8 | LP17 | LP17 | circuit breaker 3VA1 IEC frame 160 breaking capacity class N Icu=25kA @ 415V 4-pole, line protection TM220, ATFM, In=100A overload protection Ir=70A...100A short-circuit protection Ii=10 x In N conductor protection 50% clamp connection | Lista Papel 2020 SI | 0 | 0
3VA1110-3FF42-0AA0 |  | 3VA1110-3FF42-0AA0 | 1 | UN | 1 | 5 | B | D | EAR99 | N | 85362090 | 1 | 4042948815304 | 1.2 | KG | 336.2 | 326.4 | LP17 | LP17 | circuit breaker 3VA1 IEC frame 160 breaking capacity class N Icu=25kA @ 415V 4-pole, line protection TM240, ATAM, In=100A overload protection Ir=70A...100A short-circuit protection Ii=5...10 x In N conductor protection 50% nut keeper kit | Lista Papel 2020 SI | 0 | 0
3VA1110-3FF46-0AA0 |  | 3VA1110-3FF46-0AA0 | 1 | UN | 1 | 5 | B | D | EAR99 | N | 85362090 | 1 | 4042948823248 | 1.17 | KG | 364.9 | 354.2 | LP17 | LP17 | circuit breaker 3VA1 IEC frame 160 breaking capacity class N Icu=25kA @ 415V 4-pole, line protection TM240, ATAM, In=100A overload protection Ir=70A...100A short-circuit protection Ii=5...10 x In N conductor protection 50% clamp connection | Lista Papel 2020 SI | 0 | 0
3VA1110-3GD42-0AA0 |  | 3VA1110-3GD42-0AA0 | 1 | UN | 1 | 2 | A | D | EAR99 | N | 85362090 | 1 | 4042948816141 | 1.209 | KG | 313.2 | 304.2 | LP17 | LP17 | circuit breaker 3VA1 IEC frame 160 breaking capacity class N Icu=25kA @ 415V 4-pole, line protection TM210, FTFM, In=100A overload protection Ir=100A fixed short-circuit protection Ii=10 x In N conductor protection 100% nut keeper kit | Lista Papel 2020 SI | 0 | 0
3VA1110-3GD46-0AA0 |  | 3VA1110-3GD46-0AA0 | 1 | UN | 1 | 5 | B | D | EAR99 | N | 85362090 | 1 | 4042948825327 | 1.17 | KG | 341.1 | 331.3 | LP17 | LP17 | circuit breaker 3VA1 IEC frame 160 breaking capacity class N Icu=25kA @ 415V 4-pole, line protection TM210, FTFM, In=100A overload protection Ir=100A fixed short-circuit protection Ii=10 x In N conductor protection 100% clamp connection | Lista Papel 2020 SI | 0 | 0
3VA1110-3GE42-0AA0 |  | 3VA1110-3GE42-0AA0 | 1 | UN | 1 | 5 | B | D | EAR99 | N | 85362090 | 1 | 4042948816158 | 1.232 | KG | 319.8 | 310.8 | LP17 | LP17 | circuit breaker 3VA1 IEC frame 160 breaking capacity class N Icu=25kA @ 415V 4-pole, line protection TM220, ATFM, In=100A overload protection Ir=70A...100A short-circuit protection Ii=10 x In N conductor protection 100% nut keeper kit | Lista Papel 2020 SI | 0 | 0
3VA1110-3GE46-0AA0 |  | 3VA1110-3GE46-0AA0 | 1 | UN | 1 | 5 | B | D | EAR99 | N | 85362090 | 1 | 4042948825334 | 1.322 | KG | 347.7 | 337.8 | LP17 | LP17 | circuit breaker 3VA1 IEC frame 160 breaking capacity class N Icu=25kA @ 415V 4-pole, line protection TM220, ATFM, In=100A overload protection Ir=70A...100A short-circuit protection Ii=10 x In N conductor protection 100% clamp connection | Lista Papel 2020 SI | 0 | 0
3VA1110-3GF42-0AA0 |  | 3VA1110-3GF42-0AA0 | 1 | UN | 1 | 5 | B | D | EAR99 | N | 85362090 | 1 | 4042948815847 | 1.239 | KG | 336.2 | 326.4 | LP17 | LP17 | circuit breaker 3VA1 IEC frame 160 breaking capacity class N Icu=25kA @ 415V 4-pole, line protection TM240, ATAM, In=100A overload protection Ir=70A...100A short-circuit protection Ii=5...10 x In N conductor protection 100% nut keeper kit | Lista Papel 2020 SI | 0 | 0
3VA1110-3GF42-0AH0 |  | 3VA1110-3GF42-0AH0 | 1 | UN | 1 | 10 | C | D | EAR99 | N | 85362090 | 1 | 4042949329459 | 1.296 | KG | 419.05 | 419.05 | LP17 | LP17 | circuit breaker 3VA1 IEC frame 160 breaking capacity class N Icu=25kA @ 415V 4-pole, line protection TM240, ATAM, In=100A overload protection Ir=70A...100A short-circuit protection Ii=5...10 x In N conductor protection 100% nut keeper kit circuit breaker 3VA1 IEC frame 160 breaking capacity class N Icu=25kA @ 415V 4-pole, line protection TM240, ATAM, In=100A overload protection Ir=70A...100A short-circuit 2 AUXILIARY SWITCH CHANGEOVER H 1 TRIP ALARM SWITCH CHANGEOVER |  | 0 | 0
3VA1110-3GF46-0AA0 |  | 3VA1110-3GF46-0AA0 | 1 | UN | 1 | 2 | A | D | EAR99 | N | 85362090 | 1 | 4042948824566 | 1.302 | KG | 364.9 | 354.2 | LP17 | LP17 | circuit breaker 3VA1 IEC frame 160 breaking capacity class N Icu=25kA @ 415V 4-pole, line protection TM240, ATAM, In=100A overload protection Ir=70A...100A short-circuit protection Ii=5...10 x In N conductor protection 100% clamp connection | Lista Papel 2020 SI | 0 | 0
3VA1110-4ED12-0AA0 |  | 3VA1110-4ED12-0AA0 | 1 | UN | 1 | 5 | B | D | EAR99 | N | 85362090 | 1 | 4042948830017 | 0.383 | KG | 130.4 | 127.1 | LP17 | LP17 | circuit breaker 3VA1 IEC frame 160 breaking capacity class S Icu=36kA @ 240V 1-pole, line protection TM210, FTFM, In=100A overload protection Ir=100A fixed short-circuit protection Ii=10 x In nut keeper kit | Lista Papel 2020 SI | 0 | 0
3VA1110-4ED16-0AA0 |  | 3VA1110-4ED16-0AA0 | 1 | UN | 1 | 5 | B | D | EAR99 | N | 85362090 | 1 | 4042948830000 | 0.398 | KG | 138.6 | 134.5 | LP17 | LP17 | circuit breaker 3VA1 IEC frame 160 breaking capacity class S Icu=36kA @ 240V 1-pole, line protection TM210, FTFM, In=100A overload protection Ir=100A fixed short-circuit protection Ii=10 x In clamp connection | Lista Papel 2020 SI | 0 | 0
3VA1110-4ED22-0AA0 |  | 3VA1110-4ED22-0AA0 | 1 | UN | 1 | 5 | B | D | EAR99 | N | 85362090 | 1 | 4042948829998 | 635 | G | 243.1 | 243.1 | LP17 | LP17 | circuit breaker 3VA1 IEC frame 160 breaking capacity class S Icu=36kA @ 415V 2-pole, line protection TM210, FTFM, In=100A overload protection Ir=100A fixed short-circuit protection Ii=10 x In nut keeper kit | - | 0 | 0
3VA1110-4ED26-0AA0 |  | 3VA1110-4ED26-0AA0 | 1 | UN | 1 | 5 | B | D | EAR99 | N | 85362090 | 1 | 4042948829981 | 0.679 | KG | 260.1 | 260.1 | LP17 | LP17 | circuit breaker 3VA1 IEC frame 160 breaking capacity class S Icu=36kA @ 415V 2-pole, line protection TM210, FTFM, In=100A overload protection Ir=100A fixed short-circuit protection Ii=10 x In clamp connection | - | 0 | 0
3VA1110-4ED32-0AA0 |  | 3VA1110-4ED32-0AA0 | 1 | UN | 1 | 5 | B | D | EAR99 | N | 85362090 | 1 | 4042948812747 | 968 | G | 260.8 | 253.4 | LP17 | LP17 | circuit breaker 3VA1 IEC frame 160 breaking capacity class S Icu=36kA @ 415V 3-pole, line protection TM210, FTFM, In=100A overload protection Ir=100A fixed short-circuit protection Ii=10 x In nut keeper kit | Lista Papel 2020 SI | 0 | 0
3VA1110-4ED32-0AF0 |  | 3VA1110-4ED32-0AF0 | 1 | UN | 1 | 10 | C | D | EAR99 | N | 85362090 | 1 | 4042949326496 | 0.979 | KG | 316.2 | 316.2 | LP17 | LP17 | circuit breaker 3VA1 IEC frame 160 breaking capacity class S Icu=36kA @ 415V 3-pole, line protection TM210, FTFM, In=100A overload protection Ir=100A fixed short-circuit protection Ii=10 x In nut keeper kit circuit breaker 3VA1 IEC frame 160 breaking capacity class S Icu=36kA @ 415V 1 auxiliary switch HQ 1 trip alarm switch HQ | - | 0 | 0
3VA1110-4ED36-0AA0 |  | 3VA1110-4ED36-0AA0 | 1 | UN | 1 | 5 | B | D | EAR99 | N | 85362090 | 1 | 4042948821824 | 1.026 | KG | 282.9 | 274.7 | LP17 | LP17 | circuit breaker 3VA1 IEC frame 160 breaking capacity class S Icu=36kA @ 415V 3-pole, line protection TM210, FTFM, In=100A overload protection Ir=100A fixed short-circuit protection Ii=10 x In clamp connection | Lista Papel 2020 SI | 0 | 0
3VA1110-4ED36-0AC0 |  | 3VA1110-4ED36-0AC0 | 1 | UN | 1 | 10 | C | D | EAR99 | N | 85362090 | 1 | 4042949327158 | 1.074 | KG | 339.15 | 339.15 | LP17 | LP17 | circuit breaker 3VA1 IEC frame 160 breaking capacity class S Icu=36kA @ 415V 3-pole, line protection TM210, FTFM, In=100A overload protection Ir=100A fixed short-circuit protection Ii=10 x In clamp connection circuit breaker 3VA1 IEC frame 160 breaking capacity class S Icu=36kA @ 415V 3-pole, line protection TM210, FTFM, In=100A overload protection Ir=100A fixed short-circuit protection Ii=10 x In clamp connection 2 auxiliary switch changeover H |  | 0 | 0
3VA1110-4ED42-0AA0 |  | 3VA1110-4ED42-0AA0 | 1 | UN | 1 | 5 | B | D | EAR99 | N | 85362090 | 1 | 4042948813621 | 1.188 | KG | 339.5 | 329.6 | LP17 | LP17 | circuit breaker 3VA1 IEC frame 160 breaking capacity class S Icu=36kA @ 415V 4-pole, line protection TM210, FTFM, In=100A overload protection Ir=100A fixed short-circuit protection Ii=10 x In N conductor unprotected nut keeper kit | Lista Papel 2020 SI | 0 | 0
3VA1110-4ED46-0AA0 |  | 3VA1110-4ED46-0AA0 | 1 | UN | 1 | 2 | A | D | EAR99 | N | 85362090 | 1 | 4042948822708 | 1.268 | KG | 368.2 | 357.5 | LP17 | LP17 | circuit breaker 3VA1 IEC frame 160 breaking capacity class S Icu=36kA @ 415V 4-pole, line protection TM210, FTFM, In=100A overload protection Ir=100A fixed short-circuit protection Ii=10 x In N conductor unprotected clamp connection | Lista Papel 2020 SI | 0 | 0
3VA1110-4EE32-0AA0 |  | 3VA1110-4EE32-0AA0 | 1 | UN | 1 | 2 | A | D | EAR99 | N | 85362090 | 1 | 4042948812754 | 976 | G | 266.5 | 259.1 | LP17 | LP17 | circuit breaker 3VA1 IEC frame 160 breaking capacity class S Icu=36kA @ 415V 3-pole, line protection TM220, ATFM, In=100A overload protection Ir=70A...100A short-circuit protection Ii=10 x In nut keeper kit | Lista Papel 2020 SI | 0 | 0
3VA1110-4EE32-0KF0 |  | 3VA1110-4EE32-0KF0 | 1 | UN | 1 | 10 | C | D | EAR99 | N | 85362090 | 1 | 4042949320852 | 1.035 | KG | 408 | 408 | LP17 | LP17 | circuit breaker 3VA1 IEC frame 160 breaking capacity class S Icu=36kA @ 415V 3-pole, line protection TM220, ATFM, In=100A overload protection Ir=70A...100A short-circuit protection Ii=10 x In nut keeper kit shunt trip (STL) 220-250V DC, 208-277V AC 1 auxiliary switch HQ 1 trip alarm switch HQ | - | 0 | 0
3VA1110-4EE36-0AA0 |  | 3VA1110-4EE36-0AA0 | 1 | UN | 1 | 2 | A | D | EAR99 | N | 85362090 | 1 | 4042948821831 | 1.028 | KG | 288.6 | 280.4 | LP17 | LP17 | circuit breaker 3VA1 IEC frame 160 breaking capacity class S Icu=36kA @ 415V 3-pole, line protection TM220, ATFM, In=100A overload protection Ir=70A...100A short-circuit protection Ii=10 x In clamp connection | Lista Papel 2020 SI | 0 | 0
3VA1110-4EE36-0AF0 |  | 3VA1110-4EE36-0AF0 | 1 | UN | 1 | 10 | C | D | EAR99 | N | 85362090 | 1 | 4042949325260 | 1.074 | KG | 345.1 | 345.1 | LP17 | LP17 | circuit breaker 3VA1 IEC frame 160 breaking capacity class S Icu=36kA @ 415V 3-pole, line protection TM220, ATFM, In=100A overload protection Ir=70A...100A short-circuit protection Ii=10 x In clamp connection circuit breaker 3VA1 IEC frame 160 breaking capacity class S Icu=36kA @ 415V 1 auxiliary switch HQ 1 trip alarm switch HQ | - | 0 | 0
3VA1110-4EE42-0AA0 |  | 3VA1110-4EE42-0AA0 | 1 | UN | 1 | 5 | B | D | EAR99 | N | 85362090 | 1 | 4042948813638 | 1.19 | KG | 346.9 | 337 | LP17 | LP17 | circuit breaker 3VA1 IEC frame 160 breaking capacity class S Icu=36kA @ 415V 4-pole, line protection TM220, ATFM, In=100A overload protection Ir=70A...100A short-circuit protection Ii=10 x In N conductor unprotected nut keeper kit | Lista Papel 2020 SI | 0 | 0
3VA1110-4EE46-0AA0 |  | 3VA1110-4EE46-0AA0 | 1 | UN | 1 | 5 | B | D | EAR99 | N | 85362090 | 1 | 4042948822715 | 1.292 | KG | 375.6 | 364.9 | LP17 | LP17 | circuit breaker 3VA1 IEC frame 160 breaking capacity class S Icu=36kA @ 415V 4-pole, line protection TM220, ATFM, In=100A overload protection Ir=70A...100A short-circuit protection Ii=10 x In N conductor unprotected clamp connection | Lista Papel 2020 SI | 0 | 0
3VA1110-4EF32-0AA0 |  | 3VA1110-4EF32-0AA0 | 1 | UN | 1 | 2 | A | D | EAR99 | N | 85362090 | 1 | 4042948808832 | 973 | G | 282.1 | 273.9 | LP17 | LP17 | circuit breaker 3VA1 IEC frame 160 breaking capacity class S Icu=36kA @ 415V 3-pole, line protection TM240, ATAM, In=100A overload protection Ir=70A...100A short-circuit protection Ii=5...10 x In nut keeper kit | Lista Papel 2020 SI | 0 | 0
3VA1110-4EF32-0AB0 |  | 3VA1110-4EF32-0AB0 | 1 | UN | 1 | 10 | C | D | EAR99 | N | 85362090 | 1 | 4042949054146 | 0.96 | KG | 362.1 | 362.1 | LP17 | LP17 | circuit breaker 3VA1 IEC frame 160 breaking capacity class S Icu=36kA @ 415V 3-pole, line protection TM240, ATAM, In=100A overload protection Ir=70A...100A short-circuit protection Ii=5...10 x In nut keeper kit 2 auxiliary switches HP | - | 0 | 0
3VA1110-4EF32-0AC0 |  | 3VA1110-4EF32-0AC0 | 1 | UN | 1 | 10 | C | D | EAR99 | N | 85362090 | 1 | 4042949056232 | 0.96 | KG | 338.3 | 338.3 | LP17 | LP17 | circuit breaker 3VA1 IEC frame 160 breaking capacity class S Icu=36kA @ 415V 3-pole, line protection TM240, ATAM, In=100A overload protection Ir=70A...100A short-circuit protection Ii=5...10 x In nut keeper kit 2 auxiliary switches HQ | - | 0 | 0
3VA1110-4EF32-0AD0 |  | 3VA1110-4EF32-0AD0 | 1 | UN | 1 | 10 | C | D | EAR99 | N | 85362090 | 1 | 4042949058328 | 0.99 | KG | 362.1 | 362.1 | LP17 | LP17 | circuit breaker 3VA1 IEC frame 160 breaking capacity class S Icu=36kA @ 415V 3-pole, line protection TM240, ATAM, In=100A overload protection Ir=70A...100A short-circuit protection Ii=5...10 x In nut keeper kit 3 auxiliary switches HQ | - | 0 | 0
3VA1110-4EF32-0AE0 |  | 3VA1110-4EF32-0AE0 | 1 | UN | 1 | 10 | C | D | EAR99 | N | 85362090 | 1 | 4042949060413 | 1.02 | KG | 385.05 | 385.05 | LP17 | LP17 | circuit breaker 3VA1 IEC frame 160 breaking capacity class S Icu=36kA @ 415V 3-pole, line protection TM240, ATAM, In=100A overload protection Ir=70A...100A short-circuit protection Ii=5...10 x In nut keeper kit 4 auxiliary switches HQ | - | 0 | 0
3VA1110-4EF32-0AF0 |  | 3VA1110-4EF32-0AF0 | 1 | UN | 1 | 10 | C | D | EAR99 | N | 85362090 | 1 | 4042949062509 | 0.96 | KG | 338.3 | 338.3 | LP17 | LP17 | circuit breaker 3VA1 IEC frame 160 breaking capacity class S Icu=36kA @ 415V 3-pole, line protection TM240, ATAM, In=100A overload protection Ir=70A...100A short-circuit protection Ii=5...10 x In nut keeper kit 1 auxiliary switch HQ 1 trip alarm switch HQ | - | 0 | 0
3VA1110-4EF32-0AG0 |  | 3VA1110-4EF32-0AG0 | 1 | UN | 1 | 10 | C | D | EAR99 | N | 85362090 | 1 | 4042949064596 | 0.96 | KG | 362.1 | 362.1 | LP17 | LP17 | circuit breaker 3VA1 IEC frame 160 breaking capacity class S Icu=36kA @ 415V 3-pole, line protection TM240, ATAM, In=100A overload protection Ir=70A...100A short-circuit protection Ii=5...10 x In nut keeper kit 1 auxiliary switch HP 1 trip alarm switch HP | - | 0 | 0
3VA1110-4EF32-0AH0 |  | 3VA1110-4EF32-0AH0 | 1 | UN | 1 | 10 | C | D | EAR99 | N | 85362090 | 1 | 4042949066682 | 0.99 | KG | 362.1 | 362.1 | LP17 | LP17 | circuit breaker 3VA1 IEC frame 160 breaking capacity class S Icu=36kA @ 415V 3-pole, line protection TM240, ATAM, In=100A overload protection Ir=70A...100A short-circuit protection Ii=5...10 x In nut keeper kit 2 auxiliary switches HQ 1 trip alarm switch HQ | - | 0 | 0
3VA1110-4EF32-0BA0 |  | 3VA1110-4EF32-0BA0 | 1 | UN | 1 | 10 | C | D | EAR99 | N | 85362090 | 1 | 4042949041603 | 0.9 | KG | 399.5 | 399.5 | LP17 | LP17 | circuit breaker 3VA1 IEC frame 160 breaking capacity class S Icu=36kA @ 415V 3-pole, line protection TM240, ATAM, In=100A overload protection Ir=70A...100A short-circuit protection Ii=5...10 x In nut keeper kit undervoltage release (UVR) 24V DC | - | 0 | 0
3VA1110-4EF32-0BC0 |  | 3VA1110-4EF32-0BC0 | 1 | UN | 1 | 10 | C | D | EAR99 | N | 85362090 | 1 | 4042949069133 | 1.05 | KG | 447.1 | 447.1 | LP17 | LP17 | circuit breaker 3VA1 IEC frame 160 breaking capacity class S Icu=36kA @ 415V 3-pole, line protection TM240, ATAM, In=100A overload protection Ir=70A...100A short-circuit protection Ii=5...10 x In nut keeper kit undervoltage release (UVR) 24V DC 2 auxiliary switches HQ | - | 0 | 0
3VA1110-4EF32-0BH0 |  | 3VA1110-4EF32-0BH0 | 1 | UN | 1 | 10 | C | D | EAR99 | N | 85362090 | 1 | 4042949081678 | 1.05 | KG | 470.9 | 470.9 | LP17 | LP17 | circuit breaker 3VA1 IEC frame 160 breaking capacity class S Icu=36kA @ 415V 3-pole, line protection TM240, ATAM, In=100A overload protection Ir=70A...100A short-circuit protection Ii=5...10 x In nut keeper kit undervoltage release (UVR) 24V DC 2 auxiliary switches HQ 1 trip alarm switch HQ | - | 0 | 0
3VA1110-4EF32-0CA0 |  | 3VA1110-4EF32-0CA0 | 1 | UN | 1 | 10 | C | D | EAR99 | N | 85362090 | 1 | 4042949043690 | 0.9 | KG | 399.5 | 399.5 | LP17 | LP17 | circuit breaker 3VA1 IEC frame 160 breaking capacity class S Icu=36kA @ 415V 3-pole, line protection TM240, ATAM, In=100A overload protection Ir=70A...100A short-circuit protection Ii=5...10 x In nut keeper kit undervoltage release (UVR) 120-127V AC 50/60Hz | - | 0 | 0
3VA1110-4EF32-0CC0 |  | 3VA1110-4EF32-0CC0 | 1 | UN | 1 | 10 | C | D | EAR99 | N | 85362090 | 1 | 4042949071228 | 1.05 | KG | 447.1 | 447.1 | LP17 | LP17 | circuit breaker 3VA1 IEC frame 160 breaking capacity class S Icu=36kA @ 415V 3-pole, line protection TM240, ATAM, In=100A overload protection Ir=70A...100A short-circuit protection Ii=5...10 x In nut keeper kit undervoltage release (UVR) 120-127V AC 50/60Hz 2 auxiliary switches HQ | - | 0 | 0
3VA1110-4EF32-0CH0 |  | 3VA1110-4EF32-0CH0 | 1 | UN | 1 | 10 | C | D | EAR99 | N | 85362090 | 1 | 4042949083764 | 1.08 | KG | 470.9 | 470.9 | LP17 | LP17 | circuit breaker 3VA1 IEC frame 160 breaking capacity class S Icu=36kA @ 415V 3-pole, line protection TM240, ATAM, In=100A overload protection Ir=70A...100A short-circuit protection Ii=5...10 x In nut keeper kit undervoltage release (UVR) 120-127V AC 50/60Hz 2 auxiliary switches HQ 1 trip alarm switch HQ | - | 0 | 0
3VA1110-4EF32-0DA0 |  | 3VA1110-4EF32-0DA0 | 1 | UN | 1 | 10 | C | D | EAR99 | N | 85362090 | 1 | 4042949045786 | 0.9 | KG | 399.5 | 399.5 | LP17 | LP17 | circuit breaker 3VA1 IEC frame 160 breaking capacity class S Icu=36kA @ 415V 3-pole, line protection TM240, ATAM, In=100A overload protection Ir=70A...100A short-circuit protection Ii=5...10 x In nut keeper kit undervoltage release (UVR) 208-230V AC 50/60Hz | - | 0 | 0
3VA1110-4EF32-0DC0 |  | 3VA1110-4EF32-0DC0 | 1 | UN | 1 | 10 | C | D | EAR99 | N | 85362090 | 1 | 4042949073314 | 1.05 | KG | 447.1 | 447.1 | LP17 | LP17 | circuit breaker 3VA1 IEC frame 160 breaking capacity class S Icu=36kA @ 415V 3-pole, line protection TM240, ATAM, In=100A overload protection Ir=70A...100A short-circuit protection Ii=5...10 x In nut keeper kit undervoltage release (UVR) 208-230V AC 50/60Hz 2 auxiliary switches HQ | - | 0 | 0
3VA1110-4EF32-0DH0 |  | 3VA1110-4EF32-0DH0 | 1 | UN | 1 | 10 | C | D | EAR99 | N | 85362090 | 1 | 4042949085850 | 1.08 | KG | 470.9 | 470.9 | LP17 | LP17 | circuit breaker 3VA1 IEC frame 160 breaking capacity class S Icu=36kA @ 415V 3-pole, line protection TM240, ATAM, In=100A overload protection Ir=70A...100A short-circuit protection Ii=5...10 x In nut keeper kit undervoltage release (UVR) 208-230V AC 50/60Hz 2 auxiliary switches HQ 1 trip alarm switch HQ | - | 0 | 0
3VA1110-4EF32-0HA0 |  | 3VA1110-4EF32-0HA0 | 1 | UN | 1 | 10 | C | D | EAR99 | N | 85362090 | 1 | 4042949047872 | 0.9 | KG | 375.7 | 375.7 | LP17 | LP17 | circuit breaker 3VA1 IEC frame 160 breaking capacity class S Icu=36kA @ 415V 3-pole, line protection TM240, ATAM, In=100A overload protection Ir=70A...100A short-circuit protection Ii=5...10 x In nut keeper kit shunt trip (STL) 12-30V DC, 24V AC 50/60Hz | - | 0 | 0
3VA1110-4EF32-0HC0 |  | 3VA1110-4EF32-0HC0 | 1 | UN | 1 | 10 | C | D | EAR99 | N | 85362090 | 1 | 4042949075400 | 1.05 | KG | 421.6 | 421.6 | LP17 | LP17 | circuit breaker 3VA1 IEC frame 160 breaking capacity class S Icu=36kA @ 415V 3-pole, line protection TM240, ATAM, In=100A overload protection Ir=70A...100A short-circuit protection Ii=5...10 x In nut keeper kit shunt trip (STL) 12-30V DC, 24V AC 50/60Hz 2 auxiliary switches HQ | - | 0 | 0
3VA1110-4EF32-0HH0 |  | 3VA1110-4EF32-0HH0 | 1 | UN | 1 | 10 | C | D | EAR99 | N | 85362090 | 1 | 4042949087946 | 1.08 | KG | 446.25 | 446.25 | LP17 | LP17 | circuit breaker 3VA1 IEC frame 160 breaking capacity class S Icu=36kA @ 415V 3-pole, line protection TM240, ATAM, In=100A overload protection Ir=70A...100A short-circuit protection Ii=5...10 x In nut keeper kit shunt trip (STL) 12-30V DC, 24V AC 50/60Hz 2 auxiliary switches HQ 1 trip alarm switch HQ | - | 0 | 0
3VA1110-4EF32-0JA0 |  | 3VA1110-4EF32-0JA0 | 1 | UN | 1 | 10 | C | D | EAR99 | N | 85362090 | 1 | 4042949049968 | 1.05 | KG | 375.7 | 375.7 | LP17 | LP17 | circuit breaker 3VA1 IEC frame 160 breaking capacity class S Icu=36kA @ 415V 3-pole, line protection TM240, ATAM, In=100A overload protection Ir=70A...100A short-circuit protection Ii=5...10 x In nut keeper kit shunt trip (STL) 110-127V DC, AC 50/60Hz | - | 0 | 0
3VA1110-4EF32-0JC0 |  | 3VA1110-4EF32-0JC0 | 1 | UN | 1 | 10 | C | D | EAR99 | N | 85362090 | 1 | 4042949077497 | 1.05 | KG | 421.6 | 421.6 | LP17 | LP17 | circuit breaker 3VA1 IEC frame 160 breaking capacity class S Icu=36kA @ 415V 3-pole, line protection TM240, ATAM, In=100A overload protection Ir=70A...100A short-circuit protection Ii=5...10 x In nut keeper kit shunt trip (STL) 110-127V DC, AC 50/60Hz 2 auxiliary switches HQ | - | 0 | 0
3VA1110-4EF32-0JH0 |  | 3VA1110-4EF32-0JH0 | 1 | UN | 1 | 10 | C | D | EAR99 | N | 85362090 | 1 | 4042949090038 | 1.08 | KG | 446.25 | 446.25 | LP17 | LP17 | circuit breaker 3VA1 IEC frame 160 breaking capacity class S Icu=36kA @ 415V 3-pole, line protection TM240, ATAM, In=100A overload protection Ir=70A...100A short-circuit protection Ii=5...10 x In nut keeper kit shunt trip (STL) 110-127V DC, AC 50/60Hz 2 auxiliary switches HQ 1 trip alarm switch HQ | - | 0 | 0
3VA1110-4EF32-0KA0 |  | 3VA1110-4EF32-0KA0 | 1 | UN | 1 | 10 | C | D | EAR99 | N | 85362090 | 1 | 4042949052050 | 1.05 | KG | 375.7 | 375.7 | LP17 | LP17 | circuit breaker 3VA1 IEC frame 160 breaking capacity class S Icu=36kA @ 415V 3-pole, line protection TM240, ATAM, In=100A overload protection Ir=70A...100A short-circuit protection Ii=5...10 x In nut keeper kit shunt trip (STL) 220-250V DC, 208-277V AC | - | 0 | 0
3VA1110-4EF32-0KC0 |  | 3VA1110-4EF32-0KC0 | 1 | UN | 1 | 10 | C | D | EAR99 | N | 85362090 | 1 | 4042949079583 | 1.05 | KG | 421.6 | 421.6 | LP17 | LP17 | circuit breaker 3VA1 IEC frame 160 breaking capacity class S Icu=36kA @ 415V 3-pole, line protection TM240, ATAM, In=100A overload protection Ir=70A...100A short-circuit protection Ii=5...10 x In nut keeper kit shunt trip (STL) 220-250V DC, 208-277V AC 2 auxiliary switches HQ | - | 0 | 0
3VA1110-4EF32-0KH0 |  | 3VA1110-4EF32-0KH0 | 1 | UN | 1 | 10 | C | D | EAR99 | N | 85362090 | 1 | 4042949092124 | 1.08 | KG | 446.25 | 446.25 | LP17 | LP17 | circuit breaker 3VA1 IEC frame 160 breaking capacity class S Icu=36kA @ 415V 3-pole, line protection TM240, ATAM, In=100A overload protection Ir=70A...100A short-circuit protection Ii=5...10 x In nut keeper kit shunt trip (STL) 220-250V DC, 208-277V AC 2 auxiliary switches HQ 1 trip alarm switch HQ | - | 0 | 0
3VA1110-4EF36-0AA0 |  | 3VA1110-4EF36-0AA0 | 1 | UN | 1 | 2 | A | D | EAR99 | N | 85362090 | 1 | 4042948820612 | 1.026 | KG | 301.8 | 293.6 | LP17 | LP17 | circuit breaker 3VA1 IEC frame 160 breaking capacity class S Icu=36kA @ 415V 3-pole, line protection TM240, ATAM, In=100A overload protection Ir=70A...100A short-circuit protection Ii=5...10 x In clamp connection | Lista Papel 2020 SI | 0 | 0
3VA1110-4EF36-0AB0 |  | 3VA1110-4EF36-0AB0 | 1 | UN | 1 | 10 | C | D | EAR99 | N | 85362090 | 1 | 4042949054139 | 0.96 | KG | 383.35 | 383.35 | LP17 | LP17 | circuit breaker 3VA1 IEC frame 160 breaking capacity class S Icu=36kA @ 415V 3-pole, line protection TM240, ATAM, In=100A overload protection Ir=70A...100A short-circuit protection Ii=5...10 x In clamp connection 2 auxiliary switches HP | - | 0 | 0
3VA1110-4EF36-0AC0 |  | 3VA1110-4EF36-0AC0 | 1 | UN | 1 | 10 | C | D | EAR99 | N | 85362090 | 1 | 4042949056225 | 0.96 | KG | 359.55 | 359.55 | LP17 | LP17 | circuit breaker 3VA1 IEC frame 160 breaking capacity class S Icu=36kA @ 415V 3-pole, line protection TM240, ATAM, In=100A overload protection Ir=70A...100A short-circuit protection Ii=5...10 x In clamp connection 2 auxiliary switches HQ | - | 0 | 0
3VA1110-4EF36-0AD0 |  | 3VA1110-4EF36-0AD0 | 1 | UN | 1 | 10 | C | D | EAR99 | N | 85362090 | 1 | 4042949058311 | 0.99 | KG | 383.35 | 383.35 | LP17 | LP17 | circuit breaker 3VA1 IEC frame 160 breaking capacity class S Icu=36kA @ 415V 3-pole, line protection TM240, ATAM, In=100A overload protection Ir=70A...100A short-circuit protection Ii=5...10 x In clamp connection 3 auxiliary switches HQ | - | 0 | 0
3VA1110-4EF36-0AE0 |  | 3VA1110-4EF36-0AE0 | 1 | UN | 1 | 10 | C | D | EAR99 | N | 85362090 | 1 | 4042949060406 | 1.02 | KG | 408 | 408 | LP17 | LP17 | circuit breaker 3VA1 IEC frame 160 breaking capacity class S Icu=36kA @ 415V 3-pole, line protection TM240, ATAM, In=100A overload protection Ir=70A...100A short-circuit protection Ii=5...10 x In clamp connection 4 auxiliary switches HQ | - | 0 | 0
3VA1110-4EF36-0AF0 |  | 3VA1110-4EF36-0AF0 | 1 | UN | 1 | 10 | C | D | EAR99 | N | 85362090 | 1 | 4042949062493 | 0.96 | KG | 359.55 | 359.55 | LP17 | LP17 | circuit breaker 3VA1 IEC frame 160 breaking capacity class S Icu=36kA @ 415V 3-pole, line protection TM240, ATAM, In=100A overload protection Ir=70A...100A short-circuit protection Ii=5...10 x In clamp connection 1 auxiliary switch HQ 1 trip alarm switch HQ | - | 0 | 0
3VA1110-4EF36-0AG0 |  | 3VA1110-4EF36-0AG0 | 1 | UN | 1 | 10 | C | D | EAR99 | N | 85362090 | 1 | 4042949064589 | 0.96 | KG | 383.35 | 383.35 | LP17 | LP17 | circuit breaker 3VA1 IEC frame 160 breaking capacity class S Icu=36kA @ 415V 3-pole, line protection TM240, ATAM, In=100A overload protection Ir=70A...100A short-circuit protection Ii=5...10 x In clamp connection 1 auxiliary switch HP 1 trip alarm switch HP | - | 0 | 0
3VA1110-4EF36-0AH0 |  | 3VA1110-4EF36-0AH0 | 1 | UN | 1 | 10 | C | D | EAR99 | N | 85362090 | 1 | 4042949066675 | 0.99 | KG | 383.35 | 383.35 | LP17 | LP17 | circuit breaker 3VA1 IEC frame 160 breaking capacity class S Icu=36kA @ 415V 3-pole, line protection TM240, ATAM, In=100A overload protection Ir=70A...100A short-circuit protection Ii=5...10 x In clamp connection 2 auxiliary switches HQ 1 trip alarm switch HQ | - | 0 | 0
3VA1110-4EF36-0BA0 |  | 3VA1110-4EF36-0BA0 | 1 | UN | 1 | 10 | C | D | EAR99 | N | 85362090 | 1 | 4042949041597 | 0.9 | KG | 421.6 | 421.6 | LP17 | LP17 | circuit breaker 3VA1 IEC frame 160 breaking capacity class S Icu=36kA @ 415V 3-pole, line protection TM240, ATAM, In=100A overload protection Ir=70A...100A short-circuit protection Ii=5...10 x In clamp connection undervoltage release (UVR) 24V DC | - | 0 | 0
3VA1110-4EF36-0BC0 |  | 3VA1110-4EF36-0BC0 | 1 | UN | 1 | 10 | C | D | EAR99 | N | 85362090 | 1 | 4042949069126 | 1.05 | KG | 469.2 | 469.2 | LP17 | LP17 | circuit breaker 3VA1 IEC frame 160 breaking capacity class S Icu=36kA @ 415V 3-pole, line protection TM240, ATAM, In=100A overload protection Ir=70A...100A short-circuit protection Ii=5...10 x In clamp connection undervoltage release (UVR) 24V DC 2 auxiliary switches HQ | - | 0 | 0
3VA1110-4EF36-0BH0 |  | 3VA1110-4EF36-0BH0 | 1 | UN | 1 | 10 | C | D | EAR99 | N | 85362090 | 1 | 4042949081661 | 1.05 | KG | 491.3 | 491.3 | LP17 | LP17 | circuit breaker 3VA1 IEC frame 160 breaking capacity class S Icu=36kA @ 415V 3-pole, line protection TM240, ATAM, In=100A overload protection Ir=70A...100A short-circuit protection Ii=5...10 x In clamp connection undervoltage release (UVR) 24V DC 2 auxiliary switches HQ 1 trip alarm switch HQ | - | 0 | 0
3VA1110-4EF36-0CA0 |  | 3VA1110-4EF36-0CA0 | 1 | UN | 1 | 10 | C | D | EAR99 | N | 85362090 | 1 | 4042949043683 | 0.9 | KG | 421.6 | 421.6 | LP17 | LP17 | circuit breaker 3VA1 IEC frame 160 breaking capacity class S Icu=36kA @ 415V 3-pole, line protection TM240, ATAM, In=100A overload protection Ir=70A...100A short-circuit protection Ii=5...10 x In clamp connection undervoltage release (UVR) 120-127V AC 50/60Hz | - | 0 | 0
3VA1110-4EF36-0CC0 |  | 3VA1110-4EF36-0CC0 | 1 | UN | 1 | 10 | C | D | EAR99 | N | 85362090 | 1 | 4042949071211 | 1.05 | KG | 469.2 | 469.2 | LP17 | LP17 | circuit breaker 3VA1 IEC frame 160 breaking capacity class S Icu=36kA @ 415V 3-pole, line protection TM240, ATAM, In=100A overload protection Ir=70A...100A short-circuit protection Ii=5...10 x In clamp connection undervoltage release (UVR) 120-127V AC 50/60Hz 2 auxiliary switches HQ | - | 0 | 0
3VA1110-4EF36-0CH0 |  | 3VA1110-4EF36-0CH0 | 1 | UN | 1 | 10 | C | D | EAR99 | N | 85362090 | 1 | 4042949083757 | 1.08 | KG | 491.3 | 491.3 | LP17 | LP17 | circuit breaker 3VA1 IEC frame 160 breaking capacity class S Icu=36kA @ 415V 3-pole, line protection TM240, ATAM, In=100A overload protection Ir=70A...100A short-circuit protection Ii=5...10 x In clamp connection undervoltage release (UVR) 120-127V AC 50/60Hz 2 auxiliary switches HQ 1 trip alarm switch HQ | - | 0 | 0
3VA1110-4EF36-0DA0 |  | 3VA1110-4EF36-0DA0 | 1 | UN | 1 | 10 | C | D | EAR99 | N | 85362090 | 1 | 4042949045779 | 0.9 | KG | 421.6 | 421.6 | LP17 | LP17 | circuit breaker 3VA1 IEC frame 160 breaking capacity class S Icu=36kA @ 415V 3-pole, line protection TM240, ATAM, In=100A overload protection Ir=70A...100A short-circuit protection Ii=5...10 x In clamp connection undervoltage release (UVR) 208-230V AC 50/60Hz | - | 0 | 0
3VA1110-4EF36-0DC0 |  | 3VA1110-4EF36-0DC0 | 1 | UN | 1 | 10 | C | D | EAR99 | N | 85362090 | 1 | 4042949073307 | 1.05 | KG | 469.2 | 469.2 | LP17 | LP17 | circuit breaker 3VA1 IEC frame 160 breaking capacity class S Icu=36kA @ 415V 3-pole, line protection TM240, ATAM, In=100A overload protection Ir=70A...100A short-circuit protection Ii=5...10 x In clamp connection undervoltage release (UVR) 208-230V AC 50/60Hz 2 auxiliary switches HQ | - | 0 | 0
3VA1110-4EF36-0DH0 |  | 3VA1110-4EF36-0DH0 | 1 | UN | 1 | 10 | C | D | EAR99 | N | 85362090 | 1 | 4042949085843 | 1.08 | KG | 491.3 | 491.3 | LP17 | LP17 | circuit breaker 3VA1 IEC frame 160 breaking capacity class S Icu=36kA @ 415V 3-pole, line protection TM240, ATAM, In=100A overload protection Ir=70A...100A short-circuit protection Ii=5...10 x In clamp connection undervoltage release (UVR) 208-230V AC 50/60Hz 2 auxiliary switches HQ 1 trip alarm switch HQ | - | 0 | 0
3VA1110-4EF36-0HA0 |  | 3VA1110-4EF36-0HA0 | 1 | UN | 1 | 10 | C | D | EAR99 | N | 85362090 | 1 | 4042949047865 | 0.9 | KG | 396.95 | 396.95 | LP17 | LP17 | circuit breaker 3VA1 IEC frame 160 breaking capacity class S Icu=36kA @ 415V 3-pole, line protection TM240, ATAM, In=100A overload protection Ir=70A...100A short-circuit protection Ii=5...10 x In clamp connection shunt trip (STL) 12-30V DC, 24V AC 50/60Hz | - | 0 | 0
3VA1110-4EF36-0HC0 |  | 3VA1110-4EF36-0HC0 | 1 | UN | 1 | 10 | C | D | EAR99 | N | 85362090 | 1 | 4042949075394 | 1.05 | KG | 444.55 | 444.55 | LP17 | LP17 | circuit breaker 3VA1 IEC frame 160 breaking capacity class S Icu=36kA @ 415V 3-pole, line protection TM240, ATAM, In=100A overload protection Ir=70A...100A short-circuit protection Ii=5...10 x In clamp connection shunt trip (STL) 12-30V DC, 24V AC 50/60Hz 2 auxiliary switches HQ | - | 0 | 0
3VA1110-4EF36-0HH0 |  | 3VA1110-4EF36-0HH0 | 1 | UN | 1 | 10 | C | D | EAR99 | N | 85362090 | 1 | 4042949087939 | 1.08 | KG | 466.65 | 466.65 | LP17 | LP17 | circuit breaker 3VA1 IEC frame 160 breaking capacity class S Icu=36kA @ 415V 3-pole, line protection TM240, ATAM, In=100A overload protection Ir=70A...100A short-circuit protection Ii=5...10 x In clamp connection shunt trip (STL) 12-30V DC, 24V AC 50/60Hz 2 auxiliary switches HQ 1 trip alarm switch HQ | - | 0 | 0
3VA1110-4EF36-0JA0 |  | 3VA1110-4EF36-0JA0 | 1 | UN | 1 | 10 | C | D | EAR99 | N | 85362090 | 1 | 4042949049951 | 1.05 | KG | 396.95 | 396.95 | LP17 | LP17 | circuit breaker 3VA1 IEC frame 160 breaking capacity class S Icu=36kA @ 415V 3-pole, line protection TM240, ATAM, In=100A overload protection Ir=70A...100A short-circuit protection Ii=5...10 x In clamp connection shunt trip (STL) 110-127V DC, AC 50/60Hz | - | 0 | 0
3VA1110-4EF36-0JC0 |  | 3VA1110-4EF36-0JC0 | 1 | UN | 1 | 10 | C | D | EAR99 | N | 85362090 | 1 | 4042949077480 | 1.05 | KG | 444.55 | 444.55 | LP17 | LP17 | circuit breaker 3VA1 IEC frame 160 breaking capacity class S Icu=36kA @ 415V 3-pole, line protection TM240, ATAM, In=100A overload protection Ir=70A...100A short-circuit protection Ii=5...10 x In clamp connection shunt trip (STL) 110-127V DC, AC 50/60Hz 2 auxiliary switches HQ | - | 0 | 0
3VA1110-4EF36-0JH0 |  | 3VA1110-4EF36-0JH0 | 1 | UN | 1 | 10 | C | D | EAR99 | N | 85362090 | 1 | 4042949090021 | 1.08 | KG | 466.65 | 466.65 | LP17 | LP17 | circuit breaker 3VA1 IEC frame 160 breaking capacity class S Icu=36kA @ 415V 3-pole, line protection TM240, ATAM, In=100A overload protection Ir=70A...100A short-circuit protection Ii=5...10 x In clamp connection shunt trip (STL) 110-127V DC, AC 50/60Hz 2 auxiliary switches HQ 1 trip alarm switch HQ | - | 0 | 0
3VA1110-4EF36-0KA0 |  | 3VA1110-4EF36-0KA0 | 1 | UN | 1 | 10 | C | D | EAR99 | N | 85362090 | 1 | 4042949052043 | 1.05 | KG | 396.95 | 396.95 | LP17 | LP17 | circuit breaker 3VA1 IEC frame 160 breaking capacity class S Icu=36kA @ 415V 3-pole, line protection TM240, ATAM, In=100A overload protection Ir=70A...100A short-circuit protection Ii=5...10 x In clamp connection shunt trip (STL) 220-250V DC, 208-277V AC | - | 0 | 0
3VA1110-4EF36-0KC0 |  | 3VA1110-4EF36-0KC0 | 1 | UN | 1 | 10 | C | D | EAR99 | N | 85362090 | 1 | 4042949079576 | 1.05 | KG | 444.55 | 444.55 | LP17 | LP17 | circuit breaker 3VA1 IEC frame 160 breaking capacity class S Icu=36kA @ 415V 3-pole, line protection TM240, ATAM, In=100A overload protection Ir=70A...100A short-circuit protection Ii=5...10 x In clamp connection shunt trip (STL) 220-250V DC, 208-277V AC 2 auxiliary switches HQ | - | 0 | 0
3VA1110-4EF36-0KH0 |  | 3VA1110-4EF36-0KH0 | 1 | UN | 1 | 10 | C | D | EAR99 | N | 85362090 | 1 | 4042949092117 | 1.08 | KG | 466.65 | 466.65 | LP17 | LP17 | circuit breaker 3VA1 IEC frame 160 breaking capacity class S Icu=36kA @ 415V 3-pole, line protection TM240, ATAM, In=100A overload protection Ir=70A...100A short-circuit protection Ii=5...10 x In clamp connection shunt trip (STL) 220-250V DC, 208-277V AC 2 auxiliary switches HQ 1 trip alarm switch HQ | - | 0 | 0
3VA1110-4EF42-0AA0 |  | 3VA1110-4EF42-0AA0 | 1 | UN | 1 | 5 | B | D | EAR99 | N | 85362090 | 1 | 4042948809273 | 1.208 | KG | 365.7 | 355.1 | LP17 | LP17 | circuit breaker 3VA1 IEC frame 160 breaking capacity class S Icu=36kA @ 415V 4-pole, line protection TM240, ATAM, In=100A overload protection Ir=70A...100A short-circuit protection Ii=5...10 x In N conductor unprotected nut keeper kit | Lista Papel 2020 SI | 0 | 0
3VA1110-4EF46-0AA0 |  | 3VA1110-4EF46-0AA0 | 1 | UN | 1 | 5 | B | D | EAR99 | N | 85362090 | 1 | 4042948821053 | 1.28 | KG | 394.4 | 382.9 | LP17 | LP17 | circuit breaker 3VA1 IEC frame 160 breaking capacity class S Icu=36kA @ 415V 4-pole, line protection TM240, ATAM, In=100A overload protection Ir=70A...100A short-circuit protection Ii=5...10 x In N conductor unprotected clamp connection | Lista Papel 2020 SI | 0 | 0
3VA1110-4FD42-0AA0 |  | 3VA1110-4FD42-0AA0 | 1 | UN | 1 | 5 | B | D | EAR99 | N | 85362090 | 1 | 4042948815625 | 1.2 | KG | 339.5 | 329.6 | LP17 | LP17 | circuit breaker 3VA1 IEC frame 160 breaking capacity class S Icu=36kA @ 415V 4-pole, line protection TM210, FTFM, In=100A overload protection Ir=100A fixed short-circuit protection Ii=10 x In N conductor protection 50% nut keeper kit | Lista Papel 2020 SI | 0 | 0
3VA1110-4FD42-0KF0 |  | 3VA1110-4FD42-0KF0 | 1 | UN | 1 | 10 | C | D | EAR99 | N | 85362090 | 1 | 4042949320845 | 1.335 | KG | 482.8 | 482.8 | LP17 | LP17 | circuit breaker 3VA1 IEC frame 160 breaking capacity class S Icu=36kA @ 415V 4-pole, line protection TM210, FTFM, In=100A overload protection Ir=100A fixed short-circuit protection Ii=10 x In N conductor protection 50% nut keeper kit shunt trip (STL) 220-250V DC; 208-277V AC 1 auxiliary switch HQ 1 trip alarm switch HQ | - | 0 | 0
3VA1110-4FD46-0AA0 |  | 3VA1110-4FD46-0AA0 | 1 | UN | 1 | 5 | B | D | EAR99 | N | 85362090 | 1 | 4042948824023 | 1.17 | KG | 368.2 | 357.5 | LP17 | LP17 | circuit breaker 3VA1 IEC frame 160 breaking capacity class S Icu=36kA @ 415V 4-pole, line protection TM210, FTFM, In=100A overload protection Ir=100A fixed short-circuit protection Ii=10 x In N conductor protection 50% clamp connection | Lista Papel 2020 SI | 0 | 0
3VA1110-4FE42-0AA0 |  | 3VA1110-4FE42-0AA0 | 1 | UN | 1 | 5 | B | D | EAR99 | N | 85362090 | 1 | 4042948815632 | 1.2 | KG | 346.9 | 337 | LP17 | LP17 | circuit breaker 3VA1 IEC frame 160 breaking capacity class S Icu=36kA @ 415V 4-pole, line protection TM220, ATFM, In=100A overload protection Ir=70A...100A short-circuit protection Ii=10 x In N conductor protection 50% nut keeper kit | Lista Papel 2020 SI | 0 | 0
3VA1110-4FE46-0AA0 |  | 3VA1110-4FE46-0AA0 | 1 | UN | 1 | 5 | B | D | EAR99 | N | 85362090 | 1 | 4042948824030 | 1.17 | KG | 375.6 | 364.9 | LP17 | LP17 | circuit breaker 3VA1 IEC frame 160 breaking capacity class S Icu=36kA @ 415V 4-pole, line protection TM220, ATFM, In=100A overload protection Ir=70A...100A short-circuit protection Ii=10 x In N conductor protection 50% clamp connection | Lista Papel 2020 SI | 0 | 0
3VA1110-4FF42-0AA0 |  | 3VA1110-4FF42-0AA0 | 1 | UN | 1 | 5 | B | D | EAR99 | N | 85362090 | 1 | 4042948815311 | 1.2 | KG | 365.7 | 355.1 | LP17 | LP17 | circuit breaker 3VA1 IEC frame 160 breaking capacity class S Icu=36kA @ 415V 4-pole, line protection TM240, ATAM, In=100A overload protection Ir=70A...100A short-circuit protection Ii=5...10 x In N conductor protection 50% nut keeper kit | Lista Papel 2020 SI | 0 | 0
3VA1110-4FF46-0AA0 |  | 3VA1110-4FF46-0AA0 | 1 | UN | 1 | 5 | B | D | EAR99 | N | 85362090 | 1 | 4042948823255 | 1.17 | KG | 394.4 | 382.9 | LP17 | LP17 | circuit breaker 3VA1 IEC frame 160 breaking capacity class S Icu=36kA @ 415V 4-pole, line protection TM240, ATAM, In=100A overload protection Ir=70A...100A short-circuit protection Ii=5...10 x In N conductor protection 50% clamp connection | Lista Papel 2020 SI | 0 | 0
3VA1110-4GD42-0AA0 |  | 3VA1110-4GD42-0AA0 | 1 | UN | 1 | 5 | B | D | EAR99 | N | 85362090 | 1 | 4042948816165 | 1.205 | KG | 339.5 | 329.6 | LP17 | LP17 | circuit breaker 3VA1 IEC frame 160 breaking capacity class S Icu=36kA @ 415V 4-pole, line protection TM210, FTFM, In=100A overload protection Ir=100A fixed short-circuit protection Ii=10 x In N conductor protection 100% nut keeper kit | Lista Papel 2020 SI | 0 | 0
3VA1110-4GD46-0AA0 |  | 3VA1110-4GD46-0AA0 | 1 | UN | 1 | 5 | B | D | EAR99 | N | 85362090 | 1 | 4042948825341 | 1.17 | KG | 368.2 | 357.5 | LP17 | LP17 | circuit breaker 3VA1 IEC frame 160 breaking capacity class S Icu=36kA @ 415V 4-pole, line protection TM210, FTFM, In=100A overload protection Ir=100A fixed short-circuit protection Ii=10 x In N conductor protection 100% clamp connection | Lista Papel 2020 SI | 0 | 0
3VA1110-4GE42-0AA0 |  | 3VA1110-4GE42-0AA0 | 1 | UN | 1 | 5 | B | D | EAR99 | N | 85362090 | 1 | 4042948816172 | 1.213 | KG | 346.9 | 337 | LP17 | LP17 | circuit breaker 3VA1 IEC frame 160 breaking capacity class S Icu=36kA @ 415V 4-pole, line protection TM220, ATFM, In=100A overload protection Ir=70A...100A short-circuit protection Ii=10 x In N conductor protection 100% nut keeper kit | Lista Papel 2020 SI | 0 | 0
3VA1110-4GE46-0AA0 |  | 3VA1110-4GE46-0AA0 | 1 | UN | 1 | 5 | B | D | EAR99 | N | 85362090 | 1 | 4042948825358 | 1.17 | KG | 375.6 | 364.9 | LP17 | LP17 | circuit breaker 3VA1 IEC frame 160 breaking capacity class S Icu=36kA @ 415V 4-pole, line protection TM220, ATFM, In=100A overload protection Ir=70A...100A short-circuit protection Ii=10 x In N conductor protection 100% clamp connection | Lista Papel 2020 SI | 0 | 0
3VA1110-4GF42-0AA0 |  | 3VA1110-4GF42-0AA0 | 1 | UN | 1 | 5 | B | D | EAR99 | N | 85362090 | 1 | 4042948815854 | 1.22 | KG | 365.7 | 355.1 | LP17 | LP17 | circuit breaker 3VA1 IEC frame 160 breaking capacity class S Icu=36kA @ 415V 4-pole, line protection TM240, ATAM, In=100A overload protection Ir=70A...100A short-circuit protection Ii=5...10 x In N conductor protection 100% nut keeper kit | Lista Papel 2020 SI | 0 | 0
3VA1110-4GF46-0AA0 |  | 3VA1110-4GF46-0AA0 | 1 | UN | 1 | 5 | B | D | EAR99 | N | 85362090 | 1 | 4042948824573 | 1.302 | KG | 394.4 | 382.9 | LP17 | LP17 | circuit breaker 3VA1 IEC frame 160 breaking capacity class S Icu=36kA @ 415V 4-pole, line protection TM240, ATAM, In=100A overload protection Ir=70A...100A short-circuit protection Ii=5...10 x In N conductor protection 100% clamp connection | Lista Papel 2020 SI | 0 | 0
3VA1110-5ED12-0AA0 |  | 3VA1110-5ED12-0AA0 | 1 | UN | 1 | 5 | B | D | EAR99 | N | 85362090 | 1 | 4042948868041 | 0.353 | KG | 149.6 | 149.6 | LP17 | LP17 | circuit breaker 3VA1 IEC frame 160 breaking capacity class M Icu=55kA @ 240V 1-pole, line protection TM210, FTFM, In=100A overload protection Ir=100A fixed short-circuit protection Ii=10 x In nut keeper kit | - | 0 | 0
3VA1110-5ED16-0AA0 |  | 3VA1110-5ED16-0AA0 | 1 | UN | 1 | 5 | B | D | EAR99 | N | 85362090 | 1 | 4042948868034 | 0.352 | KG | 157.25 | 157.25 | LP17 | LP17 | circuit breaker 3VA1 IEC frame 160 breaking capacity class M Icu=55kA @ 240V 1-pole, line protection TM210, FTFM, In=100A overload protection Ir=100A fixed short-circuit protection Ii=10 x In clamp connection | - | 0 | 0
3VA1110-5ED22-0AA0 |  | 3VA1110-5ED22-0AA0 | 1 | UN | 1 | 5 | B | D | EAR99 | N | 85362090 | 1 | 4042948868027 | 0.669 | KG | 267.75 | 267.75 | LP17 | LP17 | circuit breaker 3VA1 IEC frame 160 breaking capacity class M Icu=55kA @ 415V 2-pole, line protection TM210, FTFM, In=100A overload protection Ir=100A fixed short-circuit protection Ii=10 x In nut keeper kit | - | 0 | 0
3VA1110-5ED26-0AA0 |  | 3VA1110-5ED26-0AA0 | 1 | UN | 1 | 5 | B | D | EAR99 | N | 85362090 | 1 | 4042948868010 | 0.669 | KG | 284.75 | 284.75 | LP17 | LP17 | circuit breaker 3VA1 IEC frame 160 breaking capacity class M Icu=55kA @ 415V 2-pole, line protection TM210, FTFM, In=100A overload protection Ir=100A fixed short-circuit protection Ii=10 x In clamp connection | - | 0 | 0
3VA1110-5ED32-0AA0 |  | 3VA1110-5ED32-0AA0 | 1 | UN | 1 | 2 | A | D | EAR99 | N | 85362090 | 1 | 4042948812761 | 960 | G | 288.6 | 280.4 | LP17 | LP17 | circuit breaker 3VA1 IEC frame 160 breaking capacity class M Icu=55kA @ 415V 3-pole, line protection TM210, FTFM, In=100A overload protection Ir=100A fixed short-circuit protection Ii=10 x In nut keeper kit | Lista Papel 2020 SI | 0 | 0
3VA1110-5ED32-0AB0 |  | 3VA1110-5ED32-0AB0 | 1 | UN | 1 | 10 | C | D | EAR99 | N | 85362090 | 1 | 4042949054122 | 0.96 | KG | 368.9 | 368.9 | LP17 | LP17 | circuit breaker 3VA1 IEC frame 160 breaking capacity class M Icu=55kA @ 415V 3-pole, line protection TM210, FTFM, In=100A overload protection Ir=100A fixed short-circuit protection Ii=10 x In nut keeper kit 2 auxiliary switches HP | - | 0 | 0
3VA1110-5ED32-0AC0 |  | 3VA1110-5ED32-0AC0 | 1 | UN | 1 | 10 | C | D | EAR99 | N | 85362090 | 1 | 4042949056218 | 0.96 | KG | 344.25 | 344.25 | LP17 | LP17 | circuit breaker 3VA1 IEC frame 160 breaking capacity class M Icu=55kA @ 415V 3-pole, line protection TM210, FTFM, In=100A overload protection Ir=100A fixed short-circuit protection Ii=10 x In nut keeper kit 2 auxiliary switches HQ | - | 0 | 0
3VA1110-5ED32-0AD0 |  | 3VA1110-5ED32-0AD0 | 1 | UN | 1 | 10 | C | D | EAR99 | N | 85362090 | 1 | 4042949058304 | 0.99 | KG | 368.9 | 368.9 | LP17 | LP17 | circuit breaker 3VA1 IEC frame 160 breaking capacity class M Icu=55kA @ 415V 3-pole, line protection TM210, FTFM, In=100A overload protection Ir=100A fixed short-circuit protection Ii=10 x In nut keeper kit 3 auxiliary switches HQ | - | 0 | 0
3VA1110-5ED32-0AE0 |  | 3VA1110-5ED32-0AE0 | 1 | UN | 1 | 10 | C | D | EAR99 | N | 85362090 | 1 | 4042949060390 | 1.02 | KG | 392.7 | 392.7 | LP17 | LP17 | circuit breaker 3VA1 IEC frame 160 breaking capacity class M Icu=55kA @ 415V 3-pole, line protection TM210, FTFM, In=100A overload protection Ir=100A fixed short-circuit protection Ii=10 x In nut keeper kit 4 auxiliary switches HQ | - | 0 | 0
3VA1110-5ED32-0AF0 |  | 3VA1110-5ED32-0AF0 | 1 | UN | 1 | 10 | C | D | EAR99 | N | 85362090 | 1 | 4042949062486 | 0.96 | KG | 344.25 | 344.25 | LP17 | LP17 | circuit breaker 3VA1 IEC frame 160 breaking capacity class M Icu=55kA @ 415V 3-pole, line protection TM210, FTFM, In=100A overload protection Ir=100A fixed short-circuit protection Ii=10 x In nut keeper kit 1 auxiliary switch HQ 1 trip alarm switch HQ | - | 0 | 0
3VA1110-5ED32-0AG0 |  | 3VA1110-5ED32-0AG0 | 1 | UN | 1 | 10 | C | D | EAR99 | N | 85362090 | 1 | 4042949064572 | 0.96 | KG | 368.9 | 368.9 | LP17 | LP17 | circuit breaker 3VA1 IEC frame 160 breaking capacity class M Icu=55kA @ 415V 3-pole, line protection TM210, FTFM, In=100A overload protection Ir=100A fixed short-circuit protection Ii=10 x In nut keeper kit 1 auxiliary switch HP 1 trip alarm switch HP | - | 0 | 0
3VA1110-5ED32-0AH0 |  | 3VA1110-5ED32-0AH0 | 1 | UN | 1 | 10 | C | D | EAR99 | N | 85362090 | 1 | 4042949066668 | 0.99 | KG | 368.9 | 368.9 | LP17 | LP17 | circuit breaker 3VA1 IEC frame 160 breaking capacity class M Icu=55kA @ 415V 3-pole, line protection TM210, FTFM, In=100A overload protection Ir=100A fixed short-circuit protection Ii=10 x In nut keeper kit 2 auxiliary switches HQ 1 trip alarm switch HQ | - | 0 | 0
3VA1110-5ED32-0BA0 |  | 3VA1110-5ED32-0BA0 | 1 | UN | 1 | 10 | C | D | EAR99 | N | 85362090 | 1 | 4042949041580 | 0.9 | KG | 408 | 408 | LP17 | LP17 | circuit breaker 3VA1 IEC frame 160 breaking capacity class M Icu=55kA @ 415V 3-pole, line protection TM210, FTFM, In=100A overload protection Ir=100A fixed short-circuit protection Ii=10 x In nut keeper kit undervoltage release (UVR) 24V DC | - | 0 | 0
3VA1110-5ED32-0BC0 |  | 3VA1110-5ED32-0BC0 | 1 | UN | 1 | 10 | C | D | EAR99 | N | 85362090 | 1 | 4042949069119 | 1.05 | KG | 453.9 | 453.9 | LP17 | LP17 | circuit breaker 3VA1 IEC frame 160 breaking capacity class M Icu=55kA @ 415V 3-pole, line protection TM210, FTFM, In=100A overload protection Ir=100A fixed short-circuit protection Ii=10 x In nut keeper kit undervoltage release (UVR) 24V DC 2 auxiliary switches HQ | - | 0 | 0
3VA1110-5ED32-0BH0 |  | 3VA1110-5ED32-0BH0 | 1 | UN | 1 | 10 | C | D | EAR99 | N | 85362090 | 1 | 4042949081654 | 1.05 | KG | 476.85 | 476.85 | LP17 | LP17 | circuit breaker 3VA1 IEC frame 160 breaking capacity class M Icu=55kA @ 415V 3-pole, line protection TM210, FTFM, In=100A overload protection Ir=100A fixed short-circuit protection Ii=10 x In nut keeper kit undervoltage release (UVR) 24V DC 2 auxiliary switches HQ 1 trip alarm switch HQ | - | 0 | 0
3VA1110-5ED32-0CA0 |  | 3VA1110-5ED32-0CA0 | 1 | UN | 1 | 10 | C | D | EAR99 | N | 85362090 | 1 | 4042949043676 | 0.9 | KG | 408 | 408 | LP17 | LP17 | circuit breaker 3VA1 IEC frame 160 breaking capacity class M Icu=55kA @ 415V 3-pole, line protection TM210, FTFM, In=100A overload protection Ir=100A fixed short-circuit protection Ii=10 x In nut keeper kit undervoltage release (UVR) 120-127V AC 50/60Hz | - | 0 | 0
3VA1110-5ED32-0CC0 |  | 3VA1110-5ED32-0CC0 | 1 | UN | 1 | 10 | C | D | EAR99 | N | 85362090 | 1 | 4042949071204 | 1.05 | KG | 453.9 | 453.9 | LP17 | LP17 | circuit breaker 3VA1 IEC frame 160 breaking capacity class M Icu=55kA @ 415V 3-pole, line protection TM210, FTFM, In=100A overload protection Ir=100A fixed short-circuit protection Ii=10 x In nut keeper kit undervoltage release (UVR) 120-127V AC 50/60Hz 2 auxiliary switches HQ | - | 0 | 0
3VA1110-5ED32-0CH0 |  | 3VA1110-5ED32-0CH0 | 1 | UN | 1 | 10 | C | D | EAR99 | N | 85362090 | 1 | 4042949083740 | 1.08 | KG | 476.85 | 476.85 | LP17 | LP17 | circuit breaker 3VA1 IEC frame 160 breaking capacity class M Icu=55kA @ 415V 3-pole, line protection TM210, FTFM, In=100A overload protection Ir=100A fixed short-circuit protection Ii=10 x In nut keeper kit undervoltage release (UVR) 120-127V AC 50/60Hz 2 auxiliary switches HQ 1 trip alarm switch HQ | - | 0 | 0
3VA1110-5ED32-0DA0 |  | 3VA1110-5ED32-0DA0 | 1 | UN | 1 | 10 | C | D | EAR99 | N | 85362090 | 1 | 4042949045762 | 0.9 | KG | 408 | 408 | LP17 | LP17 | circuit breaker 3VA1 IEC frame 160 breaking capacity class M Icu=55kA @ 415V 3-pole, line protection TM210, FTFM, In=100A overload protection Ir=100A fixed short-circuit protection Ii=10 x In nut keeper kit undervoltage release (UVR) 208-230V AC 50/60Hz | - | 0 | 0
3VA1110-5ED32-0DC0 |  | 3VA1110-5ED32-0DC0 | 1 | UN | 1 | 10 | C | D | EAR99 | N | 85362090 | 1 | 4042949073291 | 1.05 | KG | 453.9 | 453.9 | LP17 | LP17 | circuit breaker 3VA1 IEC frame 160 breaking capacity class M Icu=55kA @ 415V 3-pole, line protection TM210, FTFM, In=100A overload protection Ir=100A fixed short-circuit protection Ii=10 x In nut keeper kit undervoltage release (UVR) 208-230V AC 50/60Hz 2 auxiliary switches HQ | - | 0 | 0
3VA1110-5ED32-0DH0 |  | 3VA1110-5ED32-0DH0 | 1 | UN | 1 | 10 | C | D | EAR99 | N | 85362090 | 1 | 4042949085836 | 1.08 | KG | 476.85 | 476.85 | LP17 | LP17 | circuit breaker 3VA1 IEC frame 160 breaking capacity class M Icu=55kA @ 415V 3-pole, line protection TM210, FTFM, In=100A overload protection Ir=100A fixed short-circuit protection Ii=10 x In nut keeper kit undervoltage release (UVR) 208-230V AC 50/60Hz 2 auxiliary switches HQ 1 trip alarm switch HQ | - | 0 | 0
3VA1110-5ED32-0HA0 |  | 3VA1110-5ED32-0HA0 | 1 | UN | 1 | 10 | C | D | EAR99 | N | 85362090 | 1 | 4042949047858 | 0.9 | KG | 382.5 | 382.5 | LP17 | LP17 | circuit breaker 3VA1 IEC frame 160 breaking capacity class M Icu=55kA @ 415V 3-pole, line protection TM210, FTFM, In=100A overload protection Ir=100A fixed short-circuit protection Ii=10 x In nut keeper kit shunt trip (STL) 12-30V DC, 24V AC 50/60Hz | - | 0 | 0
3VA1110-5ED32-0HC0 |  | 3VA1110-5ED32-0HC0 | 1 | UN | 1 | 10 | C | D | EAR99 | N | 85362090 | 1 | 4042949075387 | 1.05 | KG | 429.25 | 429.25 | LP17 | LP17 | circuit breaker 3VA1 IEC frame 160 breaking capacity class M Icu=55kA @ 415V 3-pole, line protection TM210, FTFM, In=100A overload protection Ir=100A fixed short-circuit protection Ii=10 x In nut keeper kit shunt trip (STL) 12-30V DC, 24V AC 50/60Hz 2 auxiliary switches HQ | - | 0 | 0
3VA1110-5ED32-0HH0 |  | 3VA1110-5ED32-0HH0 | 1 | UN | 1 | 10 | C | D | EAR99 | N | 85362090 | 1 | 4042949087922 | 1.08 | KG | 453.05 | 453.05 | LP17 | LP17 | circuit breaker 3VA1 IEC frame 160 breaking capacity class M Icu=55kA @ 415V 3-pole, line protection TM210, FTFM, In=100A overload protection Ir=100A fixed short-circuit protection Ii=10 x In nut keeper kit shunt trip (STL) 12-30V DC, 24V AC 50/60Hz 2 auxiliary switches HQ 1 trip alarm switch HQ | - | 0 | 0
3VA1110-5ED32-0JA0 |  | 3VA1110-5ED32-0JA0 | 1 | UN | 1 | 10 | C | D | EAR99 | N | 85362090 | 1 | 4042949049944 | 1.05 | KG | 382.5 | 382.5 | LP17 | LP17 | circuit breaker 3VA1 IEC frame 160 breaking capacity class M Icu=55kA @ 415V 3-pole, line protection TM210, FTFM, In=100A overload protection Ir=100A fixed short-circuit protection Ii=10 x In nut keeper kit shunt trip (STL) 110-127V DC, AC 50/60Hz | - | 0 | 0
3VA1110-5ED32-0JC0 |  | 3VA1110-5ED32-0JC0 | 1 | UN | 1 | 10 | C | D | EAR99 | N | 85362090 | 1 | 4042949077473 | 1.05 | KG | 429.25 | 429.25 | LP17 | LP17 | circuit breaker 3VA1 IEC frame 160 breaking capacity class M Icu=55kA @ 415V 3-pole, line protection TM210, FTFM, In=100A overload protection Ir=100A fixed short-circuit protection Ii=10 x In nut keeper kit shunt trip (STL) 110-127V DC, AC 50/60Hz 2 auxiliary switches HQ | - | 0 | 0
3VA1110-5ED32-0JH0 |  | 3VA1110-5ED32-0JH0 | 1 | UN | 1 | 10 | C | D | EAR99 | N | 85362090 | 1 | 4042949090014 | 1.08 | KG | 453.05 | 453.05 | LP17 | LP17 | circuit breaker 3VA1 IEC frame 160 breaking capacity class M Icu=55kA @ 415V 3-pole, line protection TM210, FTFM, In=100A overload protection Ir=100A fixed short-circuit protection Ii=10 x In nut keeper kit shunt trip (STL) 110-127V DC, AC 50/60Hz 2 auxiliary switches HQ 1 trip alarm switch HQ | - | 0 | 0
3VA1110-5ED32-0KA0 |  | 3VA1110-5ED32-0KA0 | 1 | UN | 1 | 10 | C | D | EAR99 | N | 85362090 | 1 | 4042949052036 | 1.05 | KG | 382.5 | 382.5 | LP17 | LP17 | circuit breaker 3VA1 IEC frame 160 breaking capacity class M Icu=55kA @ 415V 3-pole, line protection TM210, FTFM, In=100A overload protection Ir=100A fixed short-circuit protection Ii=10 x In nut keeper kit shunt trip (STL) 220-250V DC, 208-277V AC | - | 0 | 0
3VA1110-5ED32-0KC0 |  | 3VA1110-5ED32-0KC0 | 1 | UN | 1 | 10 | C | D | EAR99 | N | 85362090 | 1 | 4042949079569 | 1.05 | KG | 429.25 | 429.25 | LP17 | LP17 | circuit breaker 3VA1 IEC frame 160 breaking capacity class M Icu=55kA @ 415V 3-pole, line protection TM210, FTFM, In=100A overload protection Ir=100A fixed short-circuit protection Ii=10 x In nut keeper kit shunt trip (STL) 220-250V DC, 208-277V AC 2 auxiliary switches HQ | - | 0 | 0
3VA1110-5ED32-0KH0 |  | 3VA1110-5ED32-0KH0 | 1 | UN | 1 | 10 | C | D | EAR99 | N | 85362090 | 1 | 4042949092100 | 1.08 | KG | 453.05 | 453.05 | LP17 | LP17 | circuit breaker 3VA1 IEC frame 160 breaking capacity class M Icu=55kA @ 415V 3-pole, line protection TM210, FTFM, In=100A overload protection Ir=100A fixed short-circuit protection Ii=10 x In nut keeper kit shunt trip (STL) 220-250V DC, 208-277V AC 2 auxiliary switches HQ 1 trip alarm switch HQ | - | 0 | 0
3VA1110-5ED36-0AA0 |  | 3VA1110-5ED36-0AA0 | 1 | UN | 1 | 2 | A | D | EAR99 | N | 85362090 | 1 | 4042948821848 | 1.034 | KG | 308.3 | 299.3 | LP17 | LP17 | circuit breaker 3VA1 IEC frame 160 breaking capacity class M Icu=55kA @ 415V 3-pole, line protection TM210, FTFM, In=100A overload protection Ir=100A fixed short-circuit protection Ii=10 x In clamp connection | Lista Papel 2020 SI | 0 | 0
3VA1110-5ED42-0AA0 |  | 3VA1110-5ED42-0AA0 | 1 | UN | 1 | 5 | B | D | EAR99 | N | 85362090 | 1 | 4042948813645 | 1.185 | KG | 373.1 | 362.4 | LP17 | LP17 | circuit breaker 3VA1 IEC frame 160 breaking capacity class M Icu=55kA @ 415V 4-pole, line protection TM210, FTFM, In=100A overload protection Ir=100A fixed short-circuit protection Ii=10 x In N conductor unprotected nut keeper kit | Lista Papel 2020 SI | 0 | 0
3VA1110-5ED46-0AA0 |  | 3VA1110-5ED46-0AA0 | 1 | UN | 1 | 5 | B | D | EAR99 | N | 85362090 | 1 | 4042948822722 | 1.275 | KG | 402.6 | 391.1 | LP17 | LP17 | circuit breaker 3VA1 IEC frame 160 breaking capacity class M Icu=55kA @ 415V 4-pole, line protection TM210, FTFM, In=100A overload protection Ir=100A fixed short-circuit protection Ii=10 x In N conductor unprotected clamp connection | Lista Papel 2020 SI | 0 | 0
3VA1110-5EE32-0AA0 |  | 3VA1110-5EE32-0AA0 | 1 | UN | 1 | 2 | A | D | EAR99 | N | 85362090 | 1 | 4042948812778 | 958 | G | 293.6 | 285.4 | LP17 | LP17 | circuit breaker 3VA1 IEC frame 160 breaking capacity class M Icu=55kA @ 415V 3-pole, line protection TM220, ATFM, In=100A overload protection Ir=70A...100A short-circuit protection Ii=10 x In nut keeper kit | Lista Papel 2020 SI | 0 | 0
3VA1110-5EE32-0AB0 |  | 3VA1110-5EE32-0AB0 | 1 | UN | 1 | 10 | C | D | EAR99 | N | 85362090 | 1 | 4042949054115 | 0.96 | KG | 374 | 374 | LP17 | LP17 | circuit breaker 3VA1 IEC frame 160 breaking capacity class M Icu=55kA @ 415V 3-pole, line protection TM220, ATFM, In=100A overload protection Ir=70A...100A short-circuit protection Ii=10 x In nut keeper kit 2 auxiliary switches HP | - | 0 | 0
3VA1110-5EE32-0AC0 |  | 3VA1110-5EE32-0AC0 | 1 | UN | 1 | 10 | C | D | EAR99 | N | 85362090 | 1 | 4042949056201 | 0.96 | KG | 351.05 | 351.05 | LP17 | LP17 | circuit breaker 3VA1 IEC frame 160 breaking capacity class M Icu=55kA @ 415V 3-pole, line protection TM220, ATFM, In=100A overload protection Ir=70A...100A short-circuit protection Ii=10 x In nut keeper kit 2 auxiliary switches HQ | - | 0 | 0
3VA1110-5EE32-0AD0 |  | 3VA1110-5EE32-0AD0 | 1 | UN | 1 | 10 | C | D | EAR99 | N | 85362090 | 1 | 4042949058298 | 0.99 | KG | 374 | 374 | LP17 | LP17 | circuit breaker 3VA1 IEC frame 160 breaking capacity class M Icu=55kA @ 415V 3-pole, line protection TM220, ATFM, In=100A overload protection Ir=70A...100A short-circuit protection Ii=10 x In nut keeper kit 3 auxiliary switches HQ | - | 0 | 0
3VA1110-5EE32-0AE0 |  | 3VA1110-5EE32-0AE0 | 1 | UN | 1 | 10 | C | D | EAR99 | N | 85362090 | 1 | 4042949060383 | 1.02 | KG | 397.8 | 397.8 | LP17 | LP17 | circuit breaker 3VA1 IEC frame 160 breaking capacity class M Icu=55kA @ 415V 3-pole, line protection TM220, ATFM, In=100A overload protection Ir=70A...100A short-circuit protection Ii=10 x In nut keeper kit 4 auxiliary switches HQ | - | 0 | 0
3VA1110-5EE32-0AF0 |  | 3VA1110-5EE32-0AF0 | 1 | UN | 1 | 10 | C | D | EAR99 | N | 85362090 | 1 | 4042949062479 | 0.96 | KG | 351.05 | 351.05 | LP17 | LP17 | circuit breaker 3VA1 IEC frame 160 breaking capacity class M Icu=55kA @ 415V 3-pole, line protection TM220, ATFM, In=100A overload protection Ir=70A...100A short-circuit protection Ii=10 x In nut keeper kit 1 auxiliary switch HQ 1 trip alarm switch HQ | - | 0 | 0
3VA1110-5EE32-0AG0 |  | 3VA1110-5EE32-0AG0 | 1 | UN | 1 | 10 | C | D | EAR99 | N | 85362090 | 1 | 4042949064565 | 0.96 | KG | 374 | 374 | LP17 | LP17 | circuit breaker 3VA1 IEC frame 160 breaking capacity class M Icu=55kA @ 415V 3-pole, line protection TM220, ATFM, In=100A overload protection Ir=70A...100A short-circuit protection Ii=10 x In nut keeper kit 1 auxiliary switch HP 1 trip alarm switch HP | - | 0 | 0
3VA1110-5EE32-0AH0 |  | 3VA1110-5EE32-0AH0 | 1 | UN | 1 | 10 | C | D | EAR99 | N | 85362090 | 1 | 4042949066651 | 0.99 | KG | 374 | 374 | LP17 | LP17 | circuit breaker 3VA1 IEC frame 160 breaking capacity class M Icu=55kA @ 415V 3-pole, line protection TM220, ATFM, In=100A overload protection Ir=70A...100A short-circuit protection Ii=10 x In nut keeper kit 2 auxiliary switches HQ 1 trip alarm switch HQ | - | 0 | 0
3VA1110-5EE32-0BA0 |  | 3VA1110-5EE32-0BA0 | 1 | UN | 1 | 10 | C | D | EAR99 | N | 85362090 | 1 | 4042949041573 | 0.9 | KG | 413.1 | 413.1 | LP17 | LP17 | circuit breaker 3VA1 IEC frame 160 breaking capacity class M Icu=55kA @ 415V 3-pole, line protection TM220, ATFM, In=100A overload protection Ir=70A...100A short-circuit protection Ii=10 x In nut keeper kit undervoltage release (UVR) 24V DC | - | 0 | 0
3VA1110-5EE32-0BC0 |  | 3VA1110-5EE32-0BC0 | 1 | UN | 1 | 10 | C | D | EAR99 | N | 85362090 | 1 | 4042949069102 | 1.05 | KG | 459 | 459 | LP17 | LP17 | circuit breaker 3VA1 IEC frame 160 breaking capacity class M Icu=55kA @ 415V 3-pole, line protection TM220, ATFM, In=100A overload protection Ir=70A...100A short-circuit protection Ii=10 x In nut keeper kit undervoltage release (UVR) 24V DC 2 auxiliary switches HQ | - | 0 | 0
3VA1110-5EE32-0BH0 |  | 3VA1110-5EE32-0BH0 | 1 | UN | 1 | 10 | C | D | EAR99 | N | 85362090 | 1 | 4042949081647 | 1.05 | KG | 483.65 | 483.65 | LP17 | LP17 | circuit breaker 3VA1 IEC frame 160 breaking capacity class M Icu=55kA @ 415V 3-pole, line protection TM220, ATFM, In=100A overload protection Ir=70A...100A short-circuit protection Ii=10 x In nut keeper kit undervoltage release (UVR) 24V DC 2 auxiliary switches HQ 1 trip alarm switch HQ | - | 0 | 0
3VA1110-5EE32-0CA0 |  | 3VA1110-5EE32-0CA0 | 1 | UN | 1 | 10 | C | D | EAR99 | N | 85362090 | 1 | 4042949043669 | 0.9 | KG | 413.1 | 413.1 | LP17 | LP17 | circuit breaker 3VA1 IEC frame 160 breaking capacity class M Icu=55kA @ 415V 3-pole, line protection TM220, ATFM, In=100A overload protection Ir=70A...100A short-circuit protection Ii=10 x In nut keeper kit undervoltage release (UVR) 120-127V AC 50/60Hz | - | 0 | 0
3VA1110-5EE32-0CC0 |  | 3VA1110-5EE32-0CC0 | 1 | UN | 1 | 10 | C | D | EAR99 | N | 85362090 | 1 | 4042949071198 | 1.05 | KG | 459 | 459 | LP17 | LP17 | circuit breaker 3VA1 IEC frame 160 breaking capacity class M Icu=55kA @ 415V 3-pole, line protection TM220, ATFM, In=100A overload protection Ir=70A...100A short-circuit protection Ii=10 x In nut keeper kit undervoltage release (UVR) 120-127V AC 50/60Hz 2 auxiliary switches HQ | - | 0 | 0
3VA1110-5EE32-0CH0 |  | 3VA1110-5EE32-0CH0 | 1 | UN | 1 | 10 | C | D | EAR99 | N | 85362090 | 1 | 4042949083733 | 1.08 | KG | 483.65 | 483.65 | LP17 | LP17 | circuit breaker 3VA1 IEC frame 160 breaking capacity class M Icu=55kA @ 415V 3-pole, line protection TM220, ATFM, In=100A overload protection Ir=70A...100A short-circuit protection Ii=10 x In nut keeper kit undervoltage release (UVR) 120-127V AC 50/60Hz 2 auxiliary switches HQ 1 trip alarm switch HQ | - | 0 | 0
3VA1110-5EE32-0DA0 |  | 3VA1110-5EE32-0DA0 | 1 | UN | 1 | 10 | C | D | EAR99 | N | 85362090 | 1 | 4042949045755 | 0.9 | KG | 413.1 | 413.1 | LP17 | LP17 | circuit breaker 3VA1 IEC frame 160 breaking capacity class M Icu=55kA @ 415V 3-pole, line protection TM220, ATFM, In=100A overload protection Ir=70A...100A short-circuit protection Ii=10 x In nut keeper kit undervoltage release (UVR) 208-230V AC 50/60Hz | - | 0 | 0
3VA1110-5EE32-0DC0 |  | 3VA1110-5EE32-0DC0 | 1 | UN | 1 | 10 | C | D | EAR99 | N | 85362090 | 1 | 4042949073284 | 1.05 | KG | 459 | 459 | LP17 | LP17 | circuit breaker 3VA1 IEC frame 160 breaking capacity class M Icu=55kA @ 415V 3-pole, line protection TM220, ATFM, In=100A overload protection Ir=70A...100A short-circuit protection Ii=10 x In nut keeper kit undervoltage release (UVR) 208-230V AC 50/60Hz 2 auxiliary switches HQ | - | 0 | 0
3VA1110-5EE32-0DH0 |  | 3VA1110-5EE32-0DH0 | 1 | UN | 1 | 10 | C | D | EAR99 | N | 85362090 | 1 | 4042949085829 | 1.08 | KG | 483.65 | 483.65 | LP17 | LP17 | circuit breaker 3VA1 IEC frame 160 breaking capacity class M Icu=55kA @ 415V 3-pole, line protection TM220, ATFM, In=100A overload protection Ir=70A...100A short-circuit protection Ii=10 x In nut keeper kit undervoltage release (UVR) 208-230V AC 50/60Hz 2 auxiliary switches HQ 1 trip alarm switch HQ | - | 0 | 0
3VA1110-5EE32-0HA0 |  | 3VA1110-5EE32-0HA0 | 1 | UN | 1 | 10 | C | D | EAR99 | N | 85362090 | 1 | 4042949047841 | 0.9 | KG | 387.6 | 387.6 | LP17 | LP17 | circuit breaker 3VA1 IEC frame 160 breaking capacity class M Icu=55kA @ 415V 3-pole, line protection TM220, ATFM, In=100A overload protection Ir=70A...100A short-circuit protection Ii=10 x In nut keeper kit shunt trip (STL) 12-30V DC, 24V AC 50/60Hz | - | 0 | 0
3VA1110-5EE32-0HC0 |  | 3VA1110-5EE32-0HC0 | 1 | UN | 1 | 10 | C | D | EAR99 | N | 85362090 | 1 | 4042949075370 | 1.05 | KG | 434.35 | 434.35 | LP17 | LP17 | circuit breaker 3VA1 IEC frame 160 breaking capacity class M Icu=55kA @ 415V 3-pole, line protection TM220, ATFM, In=100A overload protection Ir=70A...100A short-circuit protection Ii=10 x In nut keeper kit shunt trip (STL) 12-30V DC, 24V AC 50/60Hz 2 auxiliary switches HQ | - | 0 | 0
3VA1110-5EE32-0HH0 |  | 3VA1110-5EE32-0HH0 | 1 | UN | 1 | 10 | C | D | EAR99 | N | 85362090 | 1 | 4042949087915 | 1.08 | KG | 458.15 | 458.15 | LP17 | LP17 | circuit breaker 3VA1 IEC frame 160 breaking capacity class M Icu=55kA @ 415V 3-pole, line protection TM220, ATFM, In=100A overload protection Ir=70A...100A short-circuit protection Ii=10 x In nut keeper kit shunt trip (STL) 12-30V DC, 24V AC 50/60Hz 2 auxiliary switches HQ 1 trip alarm switch HQ | - | 0 | 0
3VA1110-5EE32-0JA0 |  | 3VA1110-5EE32-0JA0 | 1 | UN | 1 | 10 | C | D | EAR99 | N | 85362090 | 1 | 4042949049937 | 1.05 | KG | 387.6 | 387.6 | LP17 | LP17 | circuit breaker 3VA1 IEC frame 160 breaking capacity class M Icu=55kA @ 415V 3-pole, line protection TM220, ATFM, In=100A overload protection Ir=70A...100A short-circuit protection Ii=10 x In nut keeper kit shunt trip (STL) 110-127V DC, AC 50/60Hz | - | 0 | 0
3VA1110-5EE32-0JC0 |  | 3VA1110-5EE32-0JC0 | 1 | UN | 1 | 10 | C | D | EAR99 | N | 85362090 | 1 | 4042949077466 | 1.05 | KG | 434.35 | 434.35 | LP17 | LP17 | circuit breaker 3VA1 IEC frame 160 breaking capacity class M Icu=55kA @ 415V 3-pole, line protection TM220, ATFM, In=100A overload protection Ir=70A...100A short-circuit protection Ii=10 x In nut keeper kit shunt trip (STL) 110-127V DC, AC 50/60Hz 2 auxiliary switches HQ | - | 0 | 0
3VA1110-5EE32-0JH0 |  | 3VA1110-5EE32-0JH0 | 1 | UN | 1 | 10 | C | D | EAR99 | N | 85362090 | 1 | 4042949090007 | 1.08 | KG | 458.15 | 458.15 | LP17 | LP17 | circuit breaker 3VA1 IEC frame 160 breaking capacity class M Icu=55kA @ 415V 3-pole, line protection TM220, ATFM, In=100A overload protection Ir=70A...100A short-circuit protection Ii=10 x In nut keeper kit shunt trip (STL) 110-127V DC, AC 50/60Hz 2 auxiliary switches HQ 1 trip alarm switch HQ | - | 0 | 0
3VA1110-5EE32-0KA0 |  | 3VA1110-5EE32-0KA0 | 1 | UN | 1 | 10 | C | D | EAR99 | N | 85362090 | 1 | 4042949052029 | 1.05 | KG | 387.6 | 387.6 | LP17 | LP17 | circuit breaker 3VA1 IEC frame 160 breaking capacity class M Icu=55kA @ 415V 3-pole, line protection TM220, ATFM, In=100A overload protection Ir=70A...100A short-circuit protection Ii=10 x In nut keeper kit shunt trip (STL) 220-250V DC, 208-277V AC | - | 0 | 0
3VA1110-5EE32-0KC0 |  | 3VA1110-5EE32-0KC0 | 1 | UN | 1 | 10 | C | D | EAR99 | N | 85362090 | 1 | 4042949079552 | 1.05 | KG | 434.35 | 434.35 | LP17 | LP17 | circuit breaker 3VA1 IEC frame 160 breaking capacity class M Icu=55kA @ 415V 3-pole, line protection TM220, ATFM, In=100A overload protection Ir=70A...100A short-circuit protection Ii=10 x In nut keeper kit shunt trip (STL) 220-250V DC, 208-277V AC 2 auxiliary switches HQ | - | 0 | 0
3VA1110-5EE32-0KH0 |  | 3VA1110-5EE32-0KH0 | 1 | UN | 1 | 10 | C | D | EAR99 | N | 85362090 | 1 | 4042949092094 | 1.08 | KG | 458.15 | 458.15 | LP17 | LP17 | circuit breaker 3VA1 IEC frame 160 breaking capacity class M Icu=55kA @ 415V 3-pole, line protection TM220, ATFM, In=100A overload protection Ir=70A...100A short-circuit protection Ii=10 x In nut keeper kit shunt trip (STL) 220-250V DC, 208-277V AC 2 auxiliary switches HQ 1 trip alarm switch HQ | - | 0 | 0
3VA1110-5EE36-0AA0 |  | 3VA1110-5EE36-0AA0 | 1 | UN | 1 | 2 | A | D | EAR99 | N | 85362090 | 1 | 4042948821855 | 1.018 | KG | 315.7 | 306.7 | LP17 | LP17 | circuit breaker 3VA1 IEC frame 160 breaking capacity class M Icu=55kA @ 415V 3-pole, line protection TM220, ATFM, In=100A overload protection Ir=70A...100A short-circuit protection Ii=10 x In clamp connection | Lista Papel 2020 SI | 0 | 0
3VA1110-5EE36-0BF0 |  | 3VA1110-5EE36-0BF0 | 1 | UN | 1 | 10 | C | D | EAR99 | N | 85362090 | 1 | 4042949327288 | 1.15 | KG | 483.65 | 483.65 | LP17 | LP17 | circuit breaker 3VA1 IEC frame 160 breaking capacity class M Icu=55kA @ 415V 3-pole, line protection TM220, ATFM, In=100A overload protection Ir=70A...100A short-circuit protection Ii=10 x In clamp connection circuit breaker 3VA1 IEC frame 160 breaking capacity class M Icu=55kA @ 415V 3-pole, line protection TM220, ATFM, In=100A overload protection Ir=70A...100A short-circuit protection Ii=10 x In clamp UNDERVOLTAGE RELEASE 24 V DC ACCESSORY FOR 3VA1 and 3VA20 up 1 AUXILIARY SWITCH CHANGEOVER H 1 TRIP ALARM SWITCH CHANGEOVER |  | 0 | 0
3VA1110-5EE42-0AA0 |  | 3VA1110-5EE42-0AA0 | 1 | UN | 1 | 5 | B | D | EAR99 | N | 85362090 | 1 | 4042948813652 | 1.191 | KG | 382.1 | 371.5 | LP17 | LP17 | circuit breaker 3VA1 IEC frame 160 breaking capacity class M Icu=55kA @ 415V 4-pole, line protection TM220, ATFM, In=100A overload protection Ir=70A...100A short-circuit protection Ii=10 x In N conductor unprotected nut keeper kit | Lista Papel 2020 SI | 0 | 0
3VA1110-5EE46-0AA0 |  | 3VA1110-5EE46-0AA0 | 1 | UN | 1 | 5 | B | D | EAR99 | N | 85362090 | 1 | 4042948822739 | 1.29 | KG | 409.2 | 397.7 | LP17 | LP17 | circuit breaker 3VA1 IEC frame 160 breaking capacity class M Icu=55kA @ 415V 4-pole, line protection TM220, ATFM, In=100A overload protection Ir=70A...100A short-circuit protection Ii=10 x In N conductor unprotected clamp connection | Lista Papel 2020 SI | 0 | 0
3VA1110-5EF32-0AA0 |  | 3VA1110-5EF32-0AA0 | 1 | UN | 1 | 2 | A | D | EAR99 | N | 85362090 | 1 | 4042948808849 | 973 | G | 308.3 | 299.3 | LP17 | LP17 | circuit breaker 3VA1 IEC frame 160 breaking capacity class M Icu=55kA @ 415V 3-pole, line protection TM240, ATAM, In=100A overload protection Ir=70A...100A short-circuit protection Ii=5...10 x In nut keeper kit | Lista Papel 2020 SI | 0 | 0
3VA1110-5EF32-0AB0 |  | 3VA1110-5EF32-0AB0 | 1 | UN | 1 | 10 | C | D | EAR99 | N | 85362090 | 1 | 4042949054108 | 0.96 | KG | 390.15 | 390.15 | LP17 | LP17 | circuit breaker 3VA1 IEC frame 160 breaking capacity class M Icu=55kA @ 415V 3-pole, line protection TM240, ATAM, In=100A overload protection Ir=70A...100A short-circuit protection Ii=5...10 x In nut keeper kit 2 auxiliary switches HP | - | 0 | 0
3VA1110-5EF32-0AC0 |  | 3VA1110-5EF32-0AC0 | 1 | UN | 1 | 10 | C | D | EAR99 | N | 85362090 | 1 | 4042949056195 | 0.96 | KG | 367.2 | 367.2 | LP17 | LP17 | circuit breaker 3VA1 IEC frame 160 breaking capacity class M Icu=55kA @ 415V 3-pole, line protection TM240, ATAM, In=100A overload protection Ir=70A...100A short-circuit protection Ii=5...10 x In nut keeper kit 2 auxiliary switches HQ | - | 0 | 0
3VA1110-5EF32-0AD0 |  | 3VA1110-5EF32-0AD0 | 1 | UN | 1 | 10 | C | D | EAR99 | N | 85362090 | 1 | 4042949058281 | 0.99 | KG | 390.15 | 390.15 | LP17 | LP17 | circuit breaker 3VA1 IEC frame 160 breaking capacity class M Icu=55kA @ 415V 3-pole, line protection TM240, ATAM, In=100A overload protection Ir=70A...100A short-circuit protection Ii=5...10 x In nut keeper kit 3 auxiliary switches HQ | - | 0 | 0
3VA1110-5EF32-0AE0 |  | 3VA1110-5EF32-0AE0 | 1 | UN | 1 | 10 | C | D | EAR99 | N | 85362090 | 1 | 4042949060376 | 1.02 | KG | 413.95 | 413.95 | LP17 | LP17 | circuit breaker 3VA1 IEC frame 160 breaking capacity class M Icu=55kA @ 415V 3-pole, line protection TM240, ATAM, In=100A overload protection Ir=70A...100A short-circuit protection Ii=5...10 x In nut keeper kit 4 auxiliary switches HQ | - | 0 | 0
3VA1110-5EF32-0AF0 |  | 3VA1110-5EF32-0AF0 | 1 | UN | 1 | 10 | C | D | EAR99 | N | 85362090 | 1 | 4042949062462 | 0.96 | KG | 367.2 | 367.2 | LP17 | LP17 | circuit breaker 3VA1 IEC frame 160 breaking capacity class M Icu=55kA @ 415V 3-pole, line protection TM240, ATAM, In=100A overload protection Ir=70A...100A short-circuit protection Ii=5...10 x In nut keeper kit 1 auxiliary switch HQ 1 trip alarm switch HQ | - | 0 | 0
3VA1110-5EF32-0AG0 |  | 3VA1110-5EF32-0AG0 | 1 | UN | 1 | 10 | C | D | EAR99 | N | 85362090 | 1 | 4042949064558 | 0.96 | KG | 390.15 | 390.15 | LP17 | LP17 | circuit breaker 3VA1 IEC frame 160 breaking capacity class M Icu=55kA @ 415V 3-pole, line protection TM240, ATAM, In=100A overload protection Ir=70A...100A short-circuit protection Ii=5...10 x In nut keeper kit 1 auxiliary switch HP 1 trip alarm switch HP | - | 0 | 0
3VA1110-5EF32-0AH0 |  | 3VA1110-5EF32-0AH0 | 1 | UN | 1 | 10 | C | D | EAR99 | N | 85362090 | 1 | 4042949066644 | 0.99 | KG | 390.15 | 390.15 | LP17 | LP17 | circuit breaker 3VA1 IEC frame 160 breaking capacity class M Icu=55kA @ 415V 3-pole, line protection TM240, ATAM, In=100A overload protection Ir=70A...100A short-circuit protection Ii=5...10 x In nut keeper kit 2 auxiliary switches HQ 1 trip alarm switch HQ | - | 0 | 0
3VA1110-5EF32-0BA0 |  | 3VA1110-5EF32-0BA0 | 1 | UN | 1 | 10 | C | D | EAR99 | N | 85362090 | 1 | 4042949041566 | 0.9 | KG | 429.25 | 429.25 | LP17 | LP17 | circuit breaker 3VA1 IEC frame 160 breaking capacity class M Icu=55kA @ 415V 3-pole, line protection TM240, ATAM, In=100A overload protection Ir=70A...100A short-circuit protection Ii=5...10 x In nut keeper kit undervoltage release (UVR) 24V DC | - | 0 | 0
3VA1110-5EF32-0BC0 |  | 3VA1110-5EF32-0BC0 | 1 | UN | 1 | 10 | C | D | EAR99 | N | 85362090 | 1 | 4042949069096 | 1.05 | KG | 475.15 | 475.15 | LP17 | LP17 | circuit breaker 3VA1 IEC frame 160 breaking capacity class M Icu=55kA @ 415V 3-pole, line protection TM240, ATAM, In=100A overload protection Ir=70A...100A short-circuit protection Ii=5...10 x In nut keeper kit undervoltage release (UVR) 24V DC 2 auxiliary switches HQ | - | 0 | 0
3VA1110-5EF32-0BH0 |  | 3VA1110-5EF32-0BH0 | 1 | UN | 1 | 10 | C | D | EAR99 | N | 85362090 | 1 | 4042949081630 | 1.05 | KG | 499.8 | 499.8 | LP17 | LP17 | circuit breaker 3VA1 IEC frame 160 breaking capacity class M Icu=55kA @ 415V 3-pole, line protection TM240, ATAM, In=100A overload protection Ir=70A...100A short-circuit protection Ii=5...10 x In nut keeper kit undervoltage release (UVR) 24V DC 2 auxiliary switches HQ 1 trip alarm switch HQ | - | 0 | 0
3VA1110-5EF32-0CA0 |  | 3VA1110-5EF32-0CA0 | 1 | UN | 1 | 10 | C | D | EAR99 | N | 85362090 | 1 | 4042949043652 | 0.9 | KG | 429.25 | 429.25 | LP17 | LP17 | circuit breaker 3VA1 IEC frame 160 breaking capacity class M Icu=55kA @ 415V 3-pole, line protection TM240, ATAM, In=100A overload protection Ir=70A...100A short-circuit protection Ii=5...10 x In nut keeper kit undervoltage release (UVR) 120-127V AC 50/60Hz | - | 0 | 0
3VA1110-5EF32-0CC0 |  | 3VA1110-5EF32-0CC0 | 1 | UN | 1 | 10 | C | D | EAR99 | N | 85362090 | 1 | 4042949071181 | 1.05 | KG | 475.15 | 475.15 | LP17 | LP17 | circuit breaker 3VA1 IEC frame 160 breaking capacity class M Icu=55kA @ 415V 3-pole, line protection TM240, ATAM, In=100A overload protection Ir=70A...100A short-circuit protection Ii=5...10 x In nut keeper kit undervoltage release (UVR) 120-127V AC 50/60Hz 2 auxiliary switches HQ | - | 0 | 0
3VA1110-5EF32-0CH0 |  | 3VA1110-5EF32-0CH0 | 1 | UN | 1 | 10 | C | D | EAR99 | N | 85362090 | 1 | 4042949083726 | 1.08 | KG | 499.8 | 499.8 | LP17 | LP17 | circuit breaker 3VA1 IEC frame 160 breaking capacity class M Icu=55kA @ 415V 3-pole, line protection TM240, ATAM, In=100A overload protection Ir=70A...100A short-circuit protection Ii=5...10 x In nut keeper kit undervoltage release (UVR) 120-127V AC 50/60Hz 2 auxiliary switches HQ 1 trip alarm switch HQ | - | 0 | 0
3VA1110-5EF32-0DA0 |  | 3VA1110-5EF32-0DA0 | 1 | UN | 1 | 10 | C | D | EAR99 | N | 85362090 | 1 | 4042949045748 | 0.9 | KG | 429.25 | 429.25 | LP17 | LP17 | circuit breaker 3VA1 IEC frame 160 breaking capacity class M Icu=55kA @ 415V 3-pole, line protection TM240, ATAM, In=100A overload protection Ir=70A...100A short-circuit protection Ii=5...10 x In nut keeper kit undervoltage release (UVR) 208-230V AC 50/60Hz | - | 0 | 0
3VA1110-5EF32-0DC0 |  | 3VA1110-5EF32-0DC0 | 1 | UN | 1 | 10 | C | D | EAR99 | N | 85362090 | 1 | 4042949073277 | 1.05 | KG | 475.15 | 475.15 | LP17 | LP17 | circuit breaker 3VA1 IEC frame 160 breaking capacity class M Icu=55kA @ 415V 3-pole, line protection TM240, ATAM, In=100A overload protection Ir=70A...100A short-circuit protection Ii=5...10 x In nut keeper kit undervoltage release (UVR) 208-230V AC 50/60Hz 2 auxiliary switches HQ | - | 0 | 0
3VA1110-5EF32-0DH0 |  | 3VA1110-5EF32-0DH0 | 1 | UN | 1 | 10 | C | D | EAR99 | N | 85362090 | 1 | 4042949085812 | 1.08 | KG | 499.8 | 499.8 | LP17 | LP17 | circuit breaker 3VA1 IEC frame 160 breaking capacity class M Icu=55kA @ 415V 3-pole, line protection TM240, ATAM, In=100A overload protection Ir=70A...100A short-circuit protection Ii=5...10 x In nut keeper kit undervoltage release (UVR) 208-230V AC 50/60Hz 2 auxiliary switches HQ 1 trip alarm switch HQ | - | 0 | 0
3VA1110-5EF32-0HA0 |  | 3VA1110-5EF32-0HA0 | 1 | UN | 1 | 10 | C | D | EAR99 | N | 85362090 | 1 | 4042949047834 | 0.9 | KG | 404.6 | 404.6 | LP17 | LP17 | circuit breaker 3VA1 IEC frame 160 breaking capacity class M Icu=55kA @ 415V 3-pole, line protection TM240, ATAM, In=100A overload protection Ir=70A...100A short-circuit protection Ii=5...10 x In nut keeper kit shunt trip (STL) 12-30V DC, 24V AC 50/60Hz | - | 0 | 0
3VA1110-5EF32-0HC0 |  | 3VA1110-5EF32-0HC0 | 1 | UN | 1 | 10 | C | D | EAR99 | N | 85362090 | 1 | 4042949075363 | 1.05 | KG | 450.5 | 450.5 | LP17 | LP17 | circuit breaker 3VA1 IEC frame 160 breaking capacity class M Icu=55kA @ 415V 3-pole, line protection TM240, ATAM, In=100A overload protection Ir=70A...100A short-circuit protection Ii=5...10 x In nut keeper kit shunt trip (STL) 12-30V DC, 24V AC 50/60Hz 2 auxiliary switches HQ | - | 0 | 0
3VA1110-5EF32-0HH0 |  | 3VA1110-5EF32-0HH0 | 1 | UN | 1 | 10 | C | D | EAR99 | N | 85362090 | 1 | 4042949087908 | 1.08 | KG | 474.3 | 474.3 | LP17 | LP17 | circuit breaker 3VA1 IEC frame 160 breaking capacity class M Icu=55kA @ 415V 3-pole, line protection TM240, ATAM, In=100A overload protection Ir=70A...100A short-circuit protection Ii=5...10 x In nut keeper kit shunt trip (STL) 12-30V DC, 24V AC 50/60Hz 2 auxiliary switches HQ 1 trip alarm switch HQ | - | 0 | 0
3VA1110-5EF32-0JA0 |  | 3VA1110-5EF32-0JA0 | 1 | UN | 1 | 10 | C | D | EAR99 | N | 85362090 | 1 | 4042949049920 | 1.05 | KG | 404.6 | 404.6 | LP17 | LP17 | circuit breaker 3VA1 IEC frame 160 breaking capacity class M Icu=55kA @ 415V 3-pole, line protection TM240, ATAM, In=100A overload protection Ir=70A...100A short-circuit protection Ii=5...10 x In nut keeper kit shunt trip (STL) 110-127V DC, AC 50/60Hz | - | 0 | 0
3VA1110-5EF32-0JC0 |  | 3VA1110-5EF32-0JC0 | 1 | UN | 1 | 10 | C | D | EAR99 | N | 85362090 | 1 | 4042949077459 | 1.05 | KG | 450.5 | 450.5 | LP17 | LP17 | circuit breaker 3VA1 IEC frame 160 breaking capacity class M Icu=55kA @ 415V 3-pole, line protection TM240, ATAM, In=100A overload protection Ir=70A...100A short-circuit protection Ii=5...10 x In nut keeper kit shunt trip (STL) 110-127V DC, AC 50/60Hz 2 auxiliary switches HQ | - | 0 | 0
3VA1110-5EF32-0JH0 |  | 3VA1110-5EF32-0JH0 | 1 | UN | 1 | 10 | C | D | EAR99 | N | 85362090 | 1 | 4042949089995 | 1.08 | KG | 474.3 | 474.3 | LP17 | LP17 | circuit breaker 3VA1 IEC frame 160 breaking capacity class M Icu=55kA @ 415V 3-pole, line protection TM240, ATAM, In=100A overload protection Ir=70A...100A short-circuit protection Ii=5...10 x In nut keeper kit shunt trip (STL) 110-127V DC, AC 50/60Hz 2 auxiliary switches HQ 1 trip alarm switch HQ | - | 0 | 0
3VA1110-5EF32-0KA0 |  | 3VA1110-5EF32-0KA0 | 1 | UN | 1 | 10 | C | D | EAR99 | N | 85362090 | 1 | 4042949052012 | 1.05 | KG | 404.6 | 404.6 | LP17 | LP17 | circuit breaker 3VA1 IEC frame 160 breaking capacity class M Icu=55kA @ 415V 3-pole, line protection TM240, ATAM, In=100A overload protection Ir=70A...100A short-circuit protection Ii=5...10 x In nut keeper kit shunt trip (STL) 220-250V DC, 208-277V AC | - | 0 | 0
3VA1110-5EF32-0KC0 |  | 3VA1110-5EF32-0KC0 | 1 | UN | 1 | 10 | C | D | EAR99 | N | 85362090 | 1 | 4042949079545 | 1.05 | KG | 450.5 | 450.5 | LP17 | LP17 | circuit breaker 3VA1 IEC frame 160 breaking capacity class M Icu=55kA @ 415V 3-pole, line protection TM240, ATAM, In=100A overload protection Ir=70A...100A short-circuit protection Ii=5...10 x In nut keeper kit shunt trip (STL) 220-250V DC, 208-277V AC 2 auxiliary switches HQ | - | 0 | 0
3VA1110-5EF32-0KH0 |  | 3VA1110-5EF32-0KH0 | 1 | UN | 1 | 10 | C | D | EAR99 | N | 85362090 | 1 | 4042949092087 | 1.08 | KG | 474.3 | 474.3 | LP17 | LP17 | circuit breaker 3VA1 IEC frame 160 breaking capacity class M Icu=55kA @ 415V 3-pole, line protection TM240, ATAM, In=100A overload protection Ir=70A...100A short-circuit protection Ii=5...10 x In nut keeper kit shunt trip (STL) 220-250V DC, 208-277V AC 2 auxiliary switches HQ 1 trip alarm switch HQ | - | 0 | 0
3VA1110-5EF36-0AA0 |  | 3VA1110-5EF36-0AA0 | 1 | UN | 1 | 2 | A | D | EAR99 | N | 85362090 | 1 | 4042948820629 | 1.033 | KG | 330.5 | 321.4 | LP17 | LP17 | circuit breaker 3VA1 IEC frame 160 breaking capacity class M Icu=55kA @ 415V 3-pole, line protection TM240, ATAM, In=100A overload protection Ir=70A...100A short-circuit protection Ii=5...10 x In clamp connection | Lista Papel 2020 SI | 0 | 0
3VA1110-5EF36-0AB0 |  | 3VA1110-5EF36-0AB0 | 1 | UN | 1 | 10 | C | D | EAR99 | N | 85362090 | 1 | 4042949054092 | 0.96 | KG | 413.1 | 413.1 | LP17 | LP17 | circuit breaker 3VA1 IEC frame 160 breaking capacity class M Icu=55kA @ 415V 3-pole, line protection TM240, ATAM, In=100A overload protection Ir=70A...100A short-circuit protection Ii=5...10 x In clamp connection 2 auxiliary switches HP | - | 0 | 0
3VA1110-5EF36-0AC0 |  | 3VA1110-5EF36-0AC0 | 1 | UN | 1 | 10 | C | D | EAR99 | N | 85362090 | 1 | 4042949056188 | 0.96 | KG | 389.3 | 389.3 | LP17 | LP17 | circuit breaker 3VA1 IEC frame 160 breaking capacity class M Icu=55kA @ 415V 3-pole, line protection TM240, ATAM, In=100A overload protection Ir=70A...100A short-circuit protection Ii=5...10 x In clamp connection 2 auxiliary switches HQ | - | 0 | 0
3VA1110-5EF36-0AD0 |  | 3VA1110-5EF36-0AD0 | 1 | UN | 1 | 10 | C | D | EAR99 | N | 85362090 | 1 | 4042949058274 | 0.99 | KG | 413.1 | 413.1 | LP17 | LP17 | circuit breaker 3VA1 IEC frame 160 breaking capacity class M Icu=55kA @ 415V 3-pole, line protection TM240, ATAM, In=100A overload protection Ir=70A...100A short-circuit protection Ii=5...10 x In clamp connection 3 auxiliary switches HQ | - | 0 | 0
3VA1110-5EF36-0AE0 |  | 3VA1110-5EF36-0AE0 | 1 | UN | 1 | 10 | C | D | EAR99 | N | 85362090 | 1 | 4042949060369 | 1.02 | KG | 436.05 | 436.05 | LP17 | LP17 | circuit breaker 3VA1 IEC frame 160 breaking capacity class M Icu=55kA @ 415V 3-pole, line protection TM240, ATAM, In=100A overload protection Ir=70A...100A short-circuit protection Ii=5...10 x In clamp connection 4 auxiliary switches HQ | - | 0 | 0
3VA1110-5EF36-0AF0 |  | 3VA1110-5EF36-0AF0 | 1 | UN | 1 | 10 | C | D | EAR99 | N | 85362090 | 1 | 4042949062455 | 0.96 | KG | 389.3 | 389.3 | LP17 | LP17 | circuit breaker 3VA1 IEC frame 160 breaking capacity class M Icu=55kA @ 415V 3-pole, line protection TM240, ATAM, In=100A overload protection Ir=70A...100A short-circuit protection Ii=5...10 x In clamp connection 1 auxiliary switch HQ 1 trip alarm switch HQ | - | 0 | 0
3VA1110-5EF36-0AG0 |  | 3VA1110-5EF36-0AG0 | 1 | UN | 1 | 10 | C | D | EAR99 | N | 85362090 | 1 | 4042949064541 | 0.96 | KG | 413.1 | 413.1 | LP17 | LP17 | circuit breaker 3VA1 IEC frame 160 breaking capacity class M Icu=55kA @ 415V 3-pole, line protection TM240, ATAM, In=100A overload protection Ir=70A...100A short-circuit protection Ii=5...10 x In clamp connection 1 auxiliary switch HP 1 trip alarm switch HP | - | 0 | 0
3VA1110-5EF36-0AH0 |  | 3VA1110-5EF36-0AH0 | 1 | UN | 1 | 10 | C | D | EAR99 | N | 85362090 | 1 | 4042949066637 | 0.99 | KG | 413.1 | 413.1 | LP17 | LP17 | circuit breaker 3VA1 IEC frame 160 breaking capacity class M Icu=55kA @ 415V 3-pole, line protection TM240, ATAM, In=100A overload protection Ir=70A...100A short-circuit protection Ii=5...10 x In clamp connection 2 auxiliary switches HQ 1 trip alarm switch HQ | - | 0 | 0
3VA1110-5EF36-0BA0 |  | 3VA1110-5EF36-0BA0 | 1 | UN | 1 | 10 | C | D | EAR99 | N | 85362090 | 1 | 4042949041559 | 0.9 | KG | 451.35 | 451.35 | LP17 | LP17 | circuit breaker 3VA1 IEC frame 160 breaking capacity class M Icu=55kA @ 415V 3-pole, line protection TM240, ATAM, In=100A overload protection Ir=70A...100A short-circuit protection Ii=5...10 x In clamp connection undervoltage release (UVR) 24V DC | - | 0 | 0
3VA1110-5EF36-0BC0 |  | 3VA1110-5EF36-0BC0 | 1 | UN | 1 | 10 | C | D | EAR99 | N | 85362090 | 1 | 4042949069089 | 1.05 | KG | 498.95 | 498.95 | LP17 | LP17 | circuit breaker 3VA1 IEC frame 160 breaking capacity class M Icu=55kA @ 415V 3-pole, line protection TM240, ATAM, In=100A overload protection Ir=70A...100A short-circuit protection Ii=5...10 x In clamp connection undervoltage release (UVR) 24V DC 2 auxiliary switches HQ | - | 0 | 0
3VA1110-5EF36-0BF0 |  | 3VA1110-5EF36-0BF0 | 1 | UN | 1 | 10 | C | D | EAR99 | N | 85362090 | 1 | 4042949327271 | 1.157 | KG | 499.8 | 499.8 | LP17 | LP17 | circuit breaker 3VA1 IEC frame 160 breaking capacity class M Icu=55kA @ 415V 3-pole, line protection TM240, ATAM, In=100A overload protection Ir=70A...100A short-circuit protection Ii=5...10 x In clamp connection circuit breaker 3VA1 IEC frame 160 breaking capacity class M Icu=55kA @ 415V 3-pole, line protection TM240, ATAM, In=100A overload protection Ir=70A...100A short-circuit protection Ii=5...10 x In clamp UNDERVOLTAGE RELEASE 24 V DC ACCESSORY FOR 3VA1 and 3VA20 up 1 AUXILIARY SWITCH CHANGEOVER H 1 TRIP ALARM SWITCH CHANGEOVER |  | 0 | 0
3VA1110-5EF36-0BH0 |  | 3VA1110-5EF36-0BH0 | 1 | UN | 1 | 10 | C | D | EAR99 | N | 85362090 | 1 | 4042949081623 | 1.05 | KG | 521.9 | 521.9 | LP17 | LP17 | circuit breaker 3VA1 IEC frame 160 breaking capacity class M Icu=55kA @ 415V 3-pole, line protection TM240, ATAM, In=100A overload protection Ir=70A...100A short-circuit protection Ii=5...10 x In clamp connection undervoltage release (UVR) 24V DC 2 auxiliary switches HQ 1 trip alarm switch HQ | - | 0 | 0
3VA1110-5EF36-0CA0 |  | 3VA1110-5EF36-0CA0 | 1 | UN | 1 | 10 | C | D | EAR99 | N | 85362090 | 1 | 4042949043645 | 0.9 | KG | 451.35 | 451.35 | LP17 | LP17 | circuit breaker 3VA1 IEC frame 160 breaking capacity class M Icu=55kA @ 415V 3-pole, line protection TM240, ATAM, In=100A overload protection Ir=70A...100A short-circuit protection Ii=5...10 x In clamp connection undervoltage release (UVR) 120-127V AC 50/60Hz | - | 0 | 0
3VA1110-5EF36-0CC0 |  | 3VA1110-5EF36-0CC0 | 1 | UN | 1 | 10 | C | D | EAR99 | N | 85362090 | 1 | 4042949071174 | 1.05 | KG | 498.95 | 498.95 | LP17 | LP17 | circuit breaker 3VA1 IEC frame 160 breaking capacity class M Icu=55kA @ 415V 3-pole, line protection TM240, ATAM, In=100A overload protection Ir=70A...100A short-circuit protection Ii=5...10 x In clamp connection undervoltage release (UVR) 120-127V AC 50/60Hz 2 auxiliary switches HQ | - | 0 | 0
3VA1110-5EF36-0CH0 |  | 3VA1110-5EF36-0CH0 | 1 | UN | 1 | 10 | C | D | EAR99 | N | 85362090 | 1 | 4042949083719 | 1.08 | KG | 521.9 | 521.9 | LP17 | LP17 | circuit breaker 3VA1 IEC frame 160 breaking capacity class M Icu=55kA @ 415V 3-pole, line protection TM240, ATAM, In=100A overload protection Ir=70A...100A short-circuit protection Ii=5...10 x In clamp connection undervoltage release (UVR) 120-127V AC 50/60Hz 2 auxiliary switches HQ 1 trip alarm switch HQ | - | 0 | 0
3VA1110-5EF36-0DA0 |  | 3VA1110-5EF36-0DA0 | 1 | UN | 1 | 10 | C | D | EAR99 | N | 85362090 | 1 | 4042949045731 | 0.9 | KG | 451.35 | 451.35 | LP17 | LP17 | circuit breaker 3VA1 IEC frame 160 breaking capacity class M Icu=55kA @ 415V 3-pole, line protection TM240, ATAM, In=100A overload protection Ir=70A...100A short-circuit protection Ii=5...10 x In clamp connection undervoltage release (UVR) 208-230V AC 50/60Hz | - | 0 | 0
3VA1110-5EF36-0DC0 |  | 3VA1110-5EF36-0DC0 | 1 | UN | 1 | 10 | C | D | EAR99 | N | 85362090 | 1 | 4042949073260 | 1.05 | KG | 498.95 | 498.95 | LP17 | LP17 | circuit breaker 3VA1 IEC frame 160 breaking capacity class M Icu=55kA @ 415V 3-pole, line protection TM240, ATAM, In=100A overload protection Ir=70A...100A short-circuit protection Ii=5...10 x In clamp connection undervoltage release (UVR) 208-230V AC 50/60Hz 2 auxiliary switches HQ | - | 0 | 0
3VA1110-5EF36-0DF0 |  | 3VA1110-5EF36-0DF0 | 1 | UN | 1 | 10 | C | D | EAR99 | N | 85362090 | 1 | 4042949324263 | 1.155 | KG | 499.8 | 499.8 | LP17 | LP17 | circuit breaker 3VA1 IEC frame 160 breaking capacity class M Icu=55kA @ 415V 3-pole, line protection TM240, ATAM, In=100A overload protection Ir=70A...100A short-circuit protection II=5...10xIN clamp connection undervoltage release 208-230V AC 50/60Hz 1 auxiliary switch 1 trip alarm switch | - | 0 | 0
3VA1110-5EF36-0DH0 |  | 3VA1110-5EF36-0DH0 | 1 | UN | 1 | 10 | C | D | EAR99 | N | 85362090 | 1 | 4042949085805 | 1.08 | KG | 521.9 | 521.9 | LP17 | LP17 | circuit breaker 3VA1 IEC frame 160 breaking capacity class M Icu=55kA @ 415V 3-pole, line protection TM240, ATAM, In=100A overload protection Ir=70A...100A short-circuit protection Ii=5...10 x In clamp connection undervoltage release (UVR) 208-230V AC 50/60Hz 2 auxiliary switches HQ 1 trip alarm switch HQ | - | 0 | 0
3VA1110-5EF36-0HA0 |  | 3VA1110-5EF36-0HA0 | 1 | UN | 1 | 10 | C | D | EAR99 | N | 85362090 | 1 | 4042949047827 | 0.9 | KG | 427.55 | 427.55 | LP17 | LP17 | circuit breaker 3VA1 IEC frame 160 breaking capacity class M Icu=55kA @ 415V 3-pole, line protection TM240, ATAM, In=100A overload protection Ir=70A...100A short-circuit protection Ii=5...10 x In clamp connection shunt trip (STL) 12-30V DC, 24V AC 50/60Hz | - | 0 | 0
3VA1110-5EF36-0HC0 |  | 3VA1110-5EF36-0HC0 | 1 | UN | 1 | 10 | C | D | EAR99 | N | 85362090 | 1 | 4042949075356 | 1.05 | KG | 473.45 | 473.45 | LP17 | LP17 | circuit breaker 3VA1 IEC frame 160 breaking capacity class M Icu=55kA @ 415V 3-pole, line protection TM240, ATAM, In=100A overload protection Ir=70A...100A short-circuit protection Ii=5...10 x In clamp connection shunt trip (STL) 12-30V DC, 24V AC 50/60Hz 2 auxiliary switches HQ | - | 0 | 0
3VA1110-5EF36-0HH0 |  | 3VA1110-5EF36-0HH0 | 1 | UN | 1 | 10 | C | D | EAR99 | N | 85362090 | 1 | 4042949087892 | 1.08 | KG | 498.1 | 498.1 | LP17 | LP17 | circuit breaker 3VA1 IEC frame 160 breaking capacity class M Icu=55kA @ 415V 3-pole, line protection TM240, ATAM, In=100A overload protection Ir=70A...100A short-circuit protection Ii=5...10 x In clamp connection shunt trip (STL) 12-30V DC, 24V AC 50/60Hz 2 auxiliary switches HQ 1 trip alarm switch HQ | - | 0 | 0
3VA1110-5EF36-0JA0 |  | 3VA1110-5EF36-0JA0 | 1 | UN | 1 | 10 | C | D | EAR99 | N | 85362090 | 1 | 4042949049913 | 1.05 | KG | 427.55 | 427.55 | LP17 | LP17 | circuit breaker 3VA1 IEC frame 160 breaking capacity class M Icu=55kA @ 415V 3-pole, line protection TM240, ATAM, In=100A overload protection Ir=70A...100A short-circuit protection Ii=5...10 x In clamp connection shunt trip (STL) 110-127V DC, AC 50/60Hz | - | 0 | 0
3VA1110-5EF36-0JC0 |  | 3VA1110-5EF36-0JC0 | 1 | UN | 1 | 10 | C | D | EAR99 | N | 85362090 | 1 | 4042949077442 | 1.05 | KG | 473.45 | 473.45 | LP17 | LP17 | circuit breaker 3VA1 IEC frame 160 breaking capacity class M Icu=55kA @ 415V 3-pole, line protection TM240, ATAM, In=100A overload protection Ir=70A...100A short-circuit protection Ii=5...10 x In clamp connection shunt trip (STL) 110-127V DC, AC 50/60Hz 2 auxiliary switches HQ | - | 0 | 0
3VA1110-5EF36-0JH0 |  | 3VA1110-5EF36-0JH0 | 1 | UN | 1 | 10 | C | D | EAR99 | N | 85362090 | 1 | 4042949089988 | 1.08 | KG | 498.1 | 498.1 | LP17 | LP17 | circuit breaker 3VA1 IEC frame 160 breaking capacity class M Icu=55kA @ 415V 3-pole, line protection TM240, ATAM, In=100A overload protection Ir=70A...100A short-circuit protection Ii=5...10 x In clamp connection shunt trip (STL) 110-127V DC, AC 50/60Hz 2 auxiliary switches HQ 1 trip alarm switch HQ | - | 0 | 0
3VA1110-5EF36-0KA0 |  | 3VA1110-5EF36-0KA0 | 1 | UN | 1 | 10 | C | D | EAR99 | N | 85362090 | 1 | 4042949052005 | 1.05 | KG | 427.55 | 427.55 | LP17 | LP17 | circuit breaker 3VA1 IEC frame 160 breaking capacity class M Icu=55kA @ 415V 3-pole, line protection TM240, ATAM, In=100A overload protection Ir=70A...100A short-circuit protection Ii=5...10 x In clamp connection shunt trip (STL) 220-250V DC, 208-277V AC | - | 0 | 0
3VA1110-5EF36-0KC0 |  | 3VA1110-5EF36-0KC0 | 1 | UN | 1 | 10 | C | D | EAR99 | N | 85362090 | 1 | 4042949079538 | 1.05 | KG | 473.45 | 473.45 | LP17 | LP17 | circuit breaker 3VA1 IEC frame 160 breaking capacity class M Icu=55kA @ 415V 3-pole, line protection TM240, ATAM, In=100A overload protection Ir=70A...100A short-circuit protection Ii=5...10 x In clamp connection shunt trip (STL) 220-250V DC, 208-277V AC 2 auxiliary switches HQ | - | 0 | 0
3VA1110-5EF36-0KH0 |  | 3VA1110-5EF36-0KH0 | 1 | UN | 1 | 10 | C | D | EAR99 | N | 85362090 | 1 | 4042949092070 | 1.08 | KG | 498.1 | 498.1 | LP17 | LP17 | circuit breaker 3VA1 IEC frame 160 breaking capacity class M Icu=55kA @ 415V 3-pole, line protection TM240, ATAM, In=100A overload protection Ir=70A...100A short-circuit protection Ii=5...10 x In clamp connection shunt trip (STL) 220-250V DC, 208-277V AC 2 auxiliary switches HQ 1 trip alarm switch HQ | - | 0 | 0
3VA1110-5EF42-0AA0 |  | 3VA1110-5EF42-0AA0 | 1 | UN | 1 | 5 | B | D | EAR99 | N | 85362090 | 1 | 4042948809280 | 1.216 | KG | 402.6 | 391.1 | LP17 | LP17 | circuit breaker 3VA1 IEC frame 160 breaking capacity class M Icu=55kA @ 415V 4-pole, line protection TM240, ATAM, In=100A overload protection Ir=70A...100A short-circuit protection Ii=5...10 x In N conductor unprotected nut keeper kit | Lista Papel 2020 SI | 0 | 0
3VA1110-5EF42-0LH0 |  | 3VA1110-5EF42-0LH0 | 1 | UN | 1 | 10 | C | D | EAR99 | N | 85362090 | 1 | 4042949326755 | 1.344 | KG | 680 | 680 | LP17 | LP17 | circuit breaker 3VA1 IEC frame 160 breaking capacity class M Icu=55kA @ 415 V 4-pole, line protection TM240, ATAM, In=100A overload protection ir=70A ...100A short circuit protection iI=5...10 x In neutral unprotected busbar connection circuit breaker 3VA1 IEC frame 160 breaking capacity class M Icu=55kA @ 415 V 4-pole, line protection TM240, ATAM, In=100A overload protection ir=70A ...100A short circuit universal release 24 V DC accessory for 3VA1 100/160 3VA2 2 auxiliary switch changeover H 1 trip alarm switch changeover | - | 0 | 0
3VA1110-5EF46-0AA0 |  | 3VA1110-5EF46-0AA0 | 1 | UN | 1 | 5 | B | D | EAR99 | N | 85362090 | 1 | 4042948821060 | 1.273 | KG | 430.5 | 418.2 | LP17 | LP17 | circuit breaker 3VA1 IEC frame 160 breaking capacity class M Icu=55kA @ 415V 4-pole, line protection TM240, ATAM, In=100A overload protection Ir=70A...100A short-circuit protection Ii=5...10 x In N conductor unprotected clamp connection | Lista Papel 2020 SI | 0 | 0
3VA1110-5FD42-0AA0 |  | 3VA1110-5FD42-0AA0 | 1 | UN | 1 | 5 | B | D | EAR99 | N | 85362090 | 1 | 4042948815649 | 1.2 | KG | 373.1 | 362.4 | LP17 | LP17 | circuit breaker 3VA1 IEC frame 160 breaking capacity class M Icu=55kA @ 415V 4-pole, line protection TM210, FTFM, In=100A overload protection Ir=100A fixed short-circuit protection Ii=10 x In N conductor protection 50% nut keeper kit | Lista Papel 2020 SI | 0 | 0
3VA1110-5FD46-0AA0 |  | 3VA1110-5FD46-0AA0 | 1 | UN | 1 | 5 | B | D | EAR99 | N | 85362090 | 1 | 4042948824047 | 1.299 | KG | 402.6 | 391.1 | LP17 | LP17 | circuit breaker 3VA1 IEC frame 160 breaking capacity class M Icu=55kA @ 415V 4-pole, line protection TM210, FTFM, In=100A overload protection Ir=100A fixed short-circuit protection Ii=10 x In N conductor protection 50% clamp connection | Lista Papel 2020 SI | 0 | 0
3VA1110-5FE42-0AA0 |  | 3VA1110-5FE42-0AA0 | 1 | UN | 1 | 5 | B | D | EAR99 | N | 85362090 | 1 | 4042948815656 | 1.2 | KG | 382.1 | 371.5 | LP17 | LP17 | circuit breaker 3VA1 IEC frame 160 breaking capacity class M Icu=55kA @ 415V 4-pole, line protection TM220, ATFM, In=100A overload protection Ir=70A...100A short-circuit protection Ii=10 x In N conductor protection 50% nut keeper kit | Lista Papel 2020 SI | 0 | 0
3VA1110-5FE46-0AA0 |  | 3VA1110-5FE46-0AA0 | 1 | UN | 1 | 5 | B | D | EAR99 | N | 85362090 | 1 | 4042948824054 | 1.17 | KG | 409.2 | 397.7 | LP17 | LP17 | circuit breaker 3VA1 IEC frame 160 breaking capacity class M Icu=55kA @ 415V 4-pole, line protection TM220, ATFM, In=100A overload protection Ir=70A...100A short-circuit protection Ii=10 x In N conductor protection 50% clamp connection | Lista Papel 2020 SI | 0 | 0
3VA1110-5FF42-0AA0 |  | 3VA1110-5FF42-0AA0 | 1 | UN | 1 | 5 | B | D | EAR99 | N | 85362090 | 1 | 4042948815328 | 1.2 | KG | 402.6 | 391.1 | LP17 | LP17 | circuit breaker 3VA1 IEC frame 160 breaking capacity class M Icu=55kA @ 415V 4-pole, line protection TM240, ATAM, In=100A overload protection Ir=70A...100A short-circuit protection Ii=5...10 x In N conductor protection 50% nut keeper kit | Lista Papel 2020 SI | 0 | 0
3VA1110-5FF46-0AA0 |  | 3VA1110-5FF46-0AA0 | 1 | UN | 1 | 5 | B | D | EAR99 | N | 85362090 | 1 | 4042948823262 | 1.17 | KG | 430.5 | 418.2 | LP17 | LP17 | circuit breaker 3VA1 IEC frame 160 breaking capacity class M Icu=55kA @ 415V 4-pole, line protection TM240, ATAM, In=100A overload protection Ir=70A...100A short-circuit protection Ii=5...10 x In N conductor protection 50% clamp connection | Lista Papel 2020 SI | 0 | 0
3VA1110-5GD42-0AA0 |  | 3VA1110-5GD42-0AA0 | 1 | UN | 1 | 5 | B | D | EAR99 | N | 85362090 | 1 | 4042948816189 | 1.215 | KG | 373.1 | 362.4 | LP17 | LP17 | circuit breaker 3VA1 IEC frame 160 breaking capacity class M Icu=55kA @ 415V 4-pole, line protection TM210, FTFM, In=100A overload protection Ir=100A fixed short-circuit protection Ii=10 x In N conductor protection 100% nut keeper kit | Lista Papel 2020 SI | 0 | 0
3VA1110-5GD46-0AA0 |  | 3VA1110-5GD46-0AA0 | 1 | UN | 1 | 5 | B | D | EAR99 | N | 85362090 | 1 | 4042948825365 | 1.17 | KG | 402.6 | 391.1 | LP17 | LP17 | circuit breaker 3VA1 IEC frame 160 breaking capacity class M Icu=55kA @ 415V 4-pole, line protection TM210, FTFM, In=100A overload protection Ir=100A fixed short-circuit protection Ii=10 x In N conductor protection 100% clamp connection | Lista Papel 2020 SI | 0 | 0
3VA1110-5GE42-0AA0 |  | 3VA1110-5GE42-0AA0 | 1 | UN | 1 | 2 | A | D | EAR99 | N | 85362090 | 1 | 4042948816196 | 1.222 | KG | 382.1 | 371.5 | LP17 | LP17 | circuit breaker 3VA1 IEC frame 160 breaking capacity class M Icu=55kA @ 415V 4-pole, line protection TM220, ATFM, In=100A overload protection Ir=70A...100A short-circuit protection Ii=10 x In N conductor protection 100% nut keeper kit | Lista Papel 2020 SI | 0 | 0
3VA1110-5GE46-0AA0 |  | 3VA1110-5GE46-0AA0 | 1 | UN | 1 | 5 | B | D | EAR99 | N | 85362090 | 1 | 4042948825372 | 1.299 | KG | 409.2 | 397.7 | LP17 | LP17 | circuit breaker 3VA1 IEC frame 160 breaking capacity class M Icu=55kA @ 415V 4-pole, line protection TM220, ATFM, In=100A overload protection Ir=70A...100A short-circuit protection Ii=10 x In N conductor protection 100% clamp connection | Lista Papel 2020 SI | 0 | 0
3VA1110-5GF42-0AA0 |  | 3VA1110-5GF42-0AA0 | 1 | UN | 1 | 5 | B | D | EAR99 | N | 85362090 | 1 | 4042948815861 | 1.221 | KG | 402.6 | 391.1 | LP17 | LP17 | circuit breaker 3VA1 IEC frame 160 breaking capacity class M Icu=55kA @ 415V 4-pole, line protection TM240, ATAM, In=100A overload protection Ir=70A...100A short-circuit protection Ii=5...10 x In N conductor protection 100% nut keeper kit | Lista Papel 2020 SI | 0 | 0
3VA1110-5GF46-0AA0 |  | 3VA1110-5GF46-0AA0 | 1 | UN | 1 | 5 | B | D | EAR99 | N | 85362090 | 1 | 4042948824580 | 1.17 | KG | 430.5 | 418.2 | LP17 | LP17 | circuit breaker 3VA1 IEC frame 160 breaking capacity class M Icu=55kA @ 415V 4-pole, line protection TM240, ATAM, In=100A overload protection Ir=70A...100A short-circuit protection Ii=5...10 x In N conductor protection 100% clamp connection | Lista Papel 2020 SI | 0 | 0
3VA1110-5MH32-0AA0 |  | 3VA1110-5MH32-0AA0 | 1 | UN | 1 | 2 | A | D | EAR99 | N | 85362090 | 1 | 4042948828496 | 929 | G | 308.3 | 299.3 | LP17 | LP17 | circuit breaker 3VA1 IEC frame 160 breaking capacity class M Icu=55kA @ 415V 3-pole, starter protection TM120M, AM, In=100A without overload protection short-circuit protection Ii=7...16 x In nut keeper kit | Lista Papel 2020 SI | 0 | 0
3VA1110-5MH32-0AB0 |  | 3VA1110-5MH32-0AB0 | 1 | UN | 1 | 10 | C | D | EAR99 | N | 85362090 | 1 | 4042949053132 | 0.96 | KG | 390.15 | 390.15 | LP17 | LP17 | circuit breaker 3VA1 IEC frame 160 breaking capacity class M Icu=55kA @ 415V 3-pole, starter protection TM120M, AM, In=100A without overload protection short-circuit protection Ii=5...15 x In nut keeper kit 2 auxiliary switches HP | - | 0 | 0
3VA1110-5MH32-0AC0 |  | 3VA1110-5MH32-0AC0 | 1 | UN | 1 | 10 | C | D | EAR99 | N | 85362090 | 1 | 4042949055228 | 0.96 | KG | 367.2 | 367.2 | LP17 | LP17 | circuit breaker 3VA1 IEC frame 160 breaking capacity class M Icu=55kA @ 415V 3-pole, starter protection TM120M, AM, In=100A without overload protection short-circuit protection Ii=5...15 x In nut keeper kit 2 auxiliary switches HQ | - | 0 | 0
3VA1110-5MH32-0AD0 |  | 3VA1110-5MH32-0AD0 | 1 | UN | 1 | 10 | C | D | EAR99 | N | 85362090 | 1 | 4042949057314 | 0.99 | KG | 390.15 | 390.15 | LP17 | LP17 | circuit breaker 3VA1 IEC frame 160 breaking capacity class M Icu=55kA @ 415V 3-pole, starter protection TM120M, AM, In=100A without overload protection short-circuit protection Ii=5...15 x In nut keeper kit 3 auxiliary switches HQ | - | 0 | 0
3VA1110-5MH32-0AE0 |  | 3VA1110-5MH32-0AE0 | 1 | UN | 1 | 10 | C | D | EAR99 | N | 85362090 | 1 | 4042949059400 | 1.02 | KG | 413.95 | 413.95 | LP17 | LP17 | circuit breaker 3VA1 IEC frame 160 breaking capacity class M Icu=55kA @ 415V 3-pole, starter protection TM120M, AM, In=100A without overload protection short-circuit protection Ii=5...15 x In nut keeper kit 4 auxiliary switches HQ | - | 0 | 0
3VA1110-5MH32-0AF0 |  | 3VA1110-5MH32-0AF0 | 1 | UN | 1 | 10 | C | D | EAR99 | N | 85362090 | 1 | 4042949061496 | 0.96 | KG | 367.2 | 367.2 | LP17 | LP17 | circuit breaker 3VA1 IEC frame 160 breaking capacity class M Icu=55kA @ 415V 3-pole, starter protection TM120M, AM, In=100A without overload protection short-circuit protection Ii=5...15 x In nut keeper kit 1 auxiliary switch HQ 1 trip alarm switch HQ | - | 0 | 0
3VA1110-5MH32-0AG0 |  | 3VA1110-5MH32-0AG0 | 1 | UN | 1 | 10 | C | D | EAR99 | N | 85362090 | 1 | 4042949063582 | 0.96 | KG | 390.15 | 390.15 | LP17 | LP17 | circuit breaker 3VA1 IEC frame 160 breaking capacity class M Icu=55kA @ 415V 3-pole, starter protection TM120M, AM, In=100A without overload protection short-circuit protection Ii=5...15 x In nut keeper kit 1 auxiliary switch HP 1 trip alarm switch HP | - | 0 | 0
3VA1110-5MH32-0AH0 |  | 3VA1110-5MH32-0AH0 | 1 | UN | 1 | 10 | C | D | EAR99 | N | 85362090 | 1 | 4042949065678 | 0.99 | KG | 390.15 | 390.15 | LP17 | LP17 | circuit breaker 3VA1 IEC frame 160 breaking capacity class M Icu=55kA @ 415V 3-pole, starter protection TM120M, AM, In=100A without overload protection short-circuit protection Ii=5...15 x In nut keeper kit 2 auxiliary switches HQ 1 trip alarm switch HQ | - | 0 | 0
3VA1110-5MH32-0BA0 |  | 3VA1110-5MH32-0BA0 | 1 | UN | 1 | 10 | C | D | EAR99 | N | 85362090 | 1 | 4042949040590 | 0.9 | KG | 429.25 | 429.25 | LP17 | LP17 | circuit breaker 3VA1 IEC frame 160 breaking capacity class M Icu=55kA @ 415V 3-pole, starter protection TM120M, AM, In=100A without overload protection short-circuit protection Ii=5...15 x In nut keeper kit undervoltage release (UVR) 24V DC | - | 0 | 0
3VA1110-5MH32-0BC0 |  | 3VA1110-5MH32-0BC0 | 1 | UN | 1 | 10 | C | D | EAR99 | N | 85362090 | 1 | 4042949068129 | 1.05 | KG | 475.15 | 475.15 | LP17 | LP17 | circuit breaker 3VA1 IEC frame 160 breaking capacity class M Icu=55kA @ 415V 3-pole, starter protection TM120M, AM, In=100A without overload protection short-circuit protection Ii=5...15 x In nut keeper kit undervoltage release (UVR) 24V DC 2 auxiliary switches HQ | - | 0 | 0
3VA1110-5MH32-0BH0 |  | 3VA1110-5MH32-0BH0 | 1 | UN | 1 | 10 | C | D | EAR99 | N | 85362090 | 1 | 4042949080664 | 1.05 | KG | 499.8 | 499.8 | LP17 | LP17 | circuit breaker 3VA1 IEC frame 160 breaking capacity class M Icu=55kA @ 415V 3-pole, starter protection TM120M, AM, In=100A without overload protection short-circuit protection Ii=5...15 x In nut keeper kit undervoltage release (UVR) 24V DC 2 auxiliary switches HQ 1 trip alarm switch HQ | - | 0 | 0
3VA1110-5MH32-0CA0 |  | 3VA1110-5MH32-0CA0 | 1 | UN | 1 | 10 | C | D | EAR99 | N | 85362090 | 1 | 4042949042686 | 0.9 | KG | 429.25 | 429.25 | LP17 | LP17 | circuit breaker 3VA1 IEC frame 160 breaking capacity class M Icu=55kA @ 415V 3-pole, starter protection TM120M, AM, In=100A without overload protection short-circuit protection Ii=5...15 x In nut keeper kit undervoltage release (UVR) 120-127V AC 50/60Hz | - | 0 | 0
3VA1110-5MH32-0CC0 |  | 3VA1110-5MH32-0CC0 | 1 | UN | 1 | 10 | C | D | EAR99 | N | 85362090 | 1 | 4042949070214 | 1.05 | KG | 475.15 | 475.15 | LP17 | LP17 | circuit breaker 3VA1 IEC frame 160 breaking capacity class M Icu=55kA @ 415V 3-pole, starter protection TM120M, AM, In=100A without overload protection short-circuit protection Ii=5...15 x In nut keeper kit undervoltage release (UVR) 120-127V AC 50/60Hz 2 auxiliary switches HQ | - | 0 | 0
3VA1110-5MH32-0CH0 |  | 3VA1110-5MH32-0CH0 | 1 | UN | 1 | 10 | C | D | EAR99 | N | 85362090 | 1 | 4042949082750 | 1.08 | KG | 499.8 | 499.8 | LP17 | LP17 | circuit breaker 3VA1 IEC frame 160 breaking capacity class M Icu=55kA @ 415V 3-pole, starter protection TM120M, AM, In=100A without overload protection short-circuit protection Ii=5...15 x In nut keeper kit undervoltage release (UVR) 120-127V AC 50/60Hz 2 auxiliary switches HQ 1 trip alarm switch HQ | - | 0 | 0
3VA1110-5MH32-0DA0 |  | 3VA1110-5MH32-0DA0 | 1 | UN | 1 | 10 | C | D | EAR99 | N | 85362090 | 1 | 4042949044772 | 0.9 | KG | 429.25 | 429.25 | LP17 | LP17 | circuit breaker 3VA1 IEC frame 160 breaking capacity class M Icu=55kA @ 415V 3-pole, starter protection TM120M, AM, In=100A without overload protection short-circuit protection Ii=5...15 x In nut keeper kit undervoltage release (UVR) 208-230V AC 50/60Hz | - | 0 | 0
3VA1110-5MH32-0DC0 |  | 3VA1110-5MH32-0DC0 | 1 | UN | 1 | 10 | C | D | EAR99 | N | 85362090 | 1 | 4042949072300 | 1.05 | KG | 475.15 | 475.15 | LP17 | LP17 | circuit breaker 3VA1 IEC frame 160 breaking capacity class M Icu=55kA @ 415V 3-pole, starter protection TM120M, AM, In=100A without overload protection short-circuit protection Ii=5...15 x In nut keeper kit undervoltage release (UVR) 208-230V AC 50/60Hz 2 auxiliary switches HQ | - | 0 | 0
3VA1110-5MH32-0DH0 |  | 3VA1110-5MH32-0DH0 | 1 | UN | 1 | 10 | C | D | EAR99 | N | 85362090 | 1 | 4042949084846 | 1.08 | KG | 499.8 | 499.8 | LP17 | LP17 | circuit breaker 3VA1 IEC frame 160 breaking capacity class M Icu=55kA @ 415V 3-pole, starter protection TM120M, AM, In=100A without overload protection short-circuit protection Ii=5...15 x In nut keeper kit undervoltage release (UVR) 208-230V AC 50/60Hz 2 auxiliary switches HQ 1 trip alarm switch HQ | - | 0 | 0
3VA1110-5MH32-0HA0 |  | 3VA1110-5MH32-0HA0 | 1 | UN | 1 | 10 | C | D | EAR99 | N | 85362090 | 1 | 4042949046868 | 0.9 | KG | 404.6 | 404.6 | LP17 | LP17 | circuit breaker 3VA1 IEC frame 160 breaking capacity class M Icu=55kA @ 415V 3-pole, starter protection TM120M, AM, In=100A without overload protection short-circuit protection Ii=5...15 x In nut keeper kit shunt trip (STL) 12-30 V DC; 24 V AC 50/60 Hz | - | 0 | 0
3VA1110-5MH32-0HC0 |  | 3VA1110-5MH32-0HC0 | 1 | UN | 1 | 10 | C | D | EAR99 | N | 85362090 | 1 | 4042949074397 | 1.05 | KG | 450.5 | 450.5 | LP17 | LP17 | circuit breaker 3VA1 IEC frame 160 breaking capacity class M Icu=55kA @ 415V 3-pole, starter protection TM120M, AM, In=100A without overload protection short-circuit protection Ii=5...15 x In nut keeper kit shunt trip (STL) 12-30 V DC; 24 V AC 50/60 Hz 2 auxiliary switches HQ | - | 0 | 0
3VA1110-5MH32-0HH0 |  | 3VA1110-5MH32-0HH0 | 1 | UN | 1 | 10 | C | D | EAR99 | N | 85362090 | 1 | 4042949086932 | 1.08 | KG | 474.3 | 474.3 | LP17 | LP17 | circuit breaker 3VA1 IEC frame 160 breaking capacity class M Icu=55kA @ 415V 3-pole, starter protection TM120M, AM, In=100A without overload protection short-circuit protection Ii=5...15 x In nut keeper kit shunt trip (STL) 12-30 V DC; 24 V AC 50/60 Hz 2 auxiliary switches HQ 1 trip alarm switch HQ | - | 0 | 0
3VA1110-5MH32-0JA0 |  | 3VA1110-5MH32-0JA0 | 1 | UN | 1 | 10 | C | D | EAR99 | N | 85362090 | 1 | 4042949048954 | 0.9 | KG | 404.6 | 404.6 | LP17 | LP17 | circuit breaker 3VA1 IEC frame 160 breaking capacity class M Icu=55kA @ 415V 3-pole, starter protection TM120M, AM, In=100A without overload protection short-circuit protection Ii=5...15 x In nut keeper kit shunt trip (STL) 110-127V DC, AC 50/60Hz | - | 0 | 0
3VA1110-5MH32-0JC0 |  | 3VA1110-5MH32-0JC0 | 1 | UN | 1 | 10 | C | D | EAR99 | N | 85362090 | 1 | 4042949076483 | 1.05 | KG | 450.5 | 450.5 | LP17 | LP17 | circuit breaker 3VA1 IEC frame 160 breaking capacity class M Icu=55kA @ 415V 3-pole, starter protection TM120M, AM, In=100A without overload protection short-circuit protection Ii=5...15 x In nut keeper kit shunt trip (STL) 110-127V DC, AC 50/60Hz 2 auxiliary switches HQ | - | 0 | 0
3VA1110-5MH32-0JH0 |  | 3VA1110-5MH32-0JH0 | 1 | UN | 1 | 10 | C | D | EAR99 | N | 85362090 | 1 | 4042949089025 | 1.08 | KG | 474.3 | 474.3 | LP17 | LP17 | circuit breaker 3VA1 IEC frame 160 breaking capacity class M Icu=55kA @ 415V 3-pole, starter protection TM120M, AM, In=100A without overload protection short-circuit protection Ii=5...15 x In nut keeper kit shunt trip (STL) 110-127V DC, AC 50/60Hz 2 auxiliary switches HQ 1 trip alarm switch HQ | - | 0 | 0
3VA1110-5MH32-0KA0 |  | 3VA1110-5MH32-0KA0 | 1 | UN | 1 | 10 | C | D | EAR99 | N | 85362090 | 1 | 4042949051046 | 1.05 | KG | 404.6 | 404.6 | LP17 | LP17 | circuit breaker 3VA1 IEC frame 160 breaking capacity class M Icu=55kA @ 415V 3-pole, starter protection TM120M, AM, In=100A without overload protection short-circuit protection Ii=5...15 x In nut keeper kit shunt trip (STL) 220-250 V DC; 208-277 V AC | - | 0 | 0
3VA1110-5MH32-0KC0 |  | 3VA1110-5MH32-0KC0 | 1 | UN | 1 | 10 | C | D | EAR99 | N | 85362090 | 1 | 4042949078579 | 1.05 | KG | 450.5 | 450.5 | LP17 | LP17 | circuit breaker 3VA1 IEC frame 160 breaking capacity class M Icu=55kA @ 415V 3-pole, starter protection TM120M, AM, In=100A without overload protection short-circuit protection Ii=5...15 x In nut keeper kit shunt trip (STL) 220-250 V DC; 208-277 V AC 2 auxiliary switches HQ | - | 0 | 0
3VA1110-5MH32-0KH0 |  | 3VA1110-5MH32-0KH0 | 1 | UN | 1 | 10 | C | D | EAR99 | N | 85362090 | 1 | 4042949091110 | 1.08 | KG | 474.3 | 474.3 | LP17 | LP17 | circuit breaker 3VA1 IEC frame 160 breaking capacity class M Icu=55kA @ 415V 3-pole, starter protection TM120M, AM, In=100A without overload protection short-circuit protection Ii=5...15 x In nut keeper kit shunt trip (STL) 220-250 V DC; 208-277 V AC 2 auxiliary switches HQ 1 trip alarm switch HQ | - | 0 | 0
3VA1110-5MH36-0AA0 |  | 3VA1110-5MH36-0AA0 | 1 | UN | 1 | 5 | B | D | EAR99 | N | 85362090 | 1 | 4042948828489 | 1.006 | KG | 330.5 | 321.4 | LP17 | LP17 | circuit breaker 3VA1 IEC frame 160 breaking capacity class M Icu=55kA @ 415V 3-pole, starter protection TM120M, AM, In=100A without overload protection short-circuit protection Ii=7...16 x In clamp connection | Lista Papel 2020 SI | 0 | 0
3VA1110-5MH36-0AB0 |  | 3VA1110-5MH36-0AB0 | 1 | UN | 1 | 10 | C | D | EAR99 | N | 85362090 | 1 | 4042949053125 | 0.96 | KG | 413.1 | 413.1 | LP17 | LP17 | circuit breaker 3VA1 IEC frame 160 breaking capacity class M Icu=55kA @ 415V 3-pole, starter protection TM120M, AM, In=100A without overload protection short-circuit protection Ii=5...15 x In clamp connection 2 auxiliary switches HP | - | 0 | 0
3VA1110-5MH36-0AC0 |  | 3VA1110-5MH36-0AC0 | 1 | UN | 1 | 10 | C | D | EAR99 | N | 85362090 | 1 | 4042949055211 | 0.96 | KG | 389.3 | 389.3 | LP17 | LP17 | circuit breaker 3VA1 IEC frame 160 breaking capacity class M Icu=55kA @ 415V 3-pole, starter protection TM120M, AM, In=100A without overload protection short-circuit protection Ii=5...15 x In clamp connection 2 auxiliary switches HQ | - | 0 | 0
3VA1110-5MH36-0AD0 |  | 3VA1110-5MH36-0AD0 | 1 | UN | 1 | 10 | C | D | EAR99 | N | 85362090 | 1 | 4042949057307 | 0.99 | KG | 413.1 | 413.1 | LP17 | LP17 | circuit breaker 3VA1 IEC frame 160 breaking capacity class M Icu=55kA @ 415V 3-pole, starter protection TM120M, AM, In=100A without overload protection short-circuit protection Ii=5...15 x In clamp connection 3 auxiliary switches HQ | - | 0 | 0
3VA1110-5MH36-0AE0 |  | 3VA1110-5MH36-0AE0 | 1 | UN | 1 | 10 | C | D | EAR99 | N | 85362090 | 1 | 4042949059394 | 1.02 | KG | 436.05 | 436.05 | LP17 | LP17 | circuit breaker 3VA1 IEC frame 160 breaking capacity class M Icu=55kA @ 415V 3-pole, starter protection TM120M, AM, In=100A without overload protection short-circuit protection Ii=5...15 x In clamp connection 4 auxiliary switches HQ | - | 0 | 0
3VA1110-5MH36-0AF0 |  | 3VA1110-5MH36-0AF0 | 1 | UN | 1 | 10 | C | D | EAR99 | N | 85362090 | 1 | 4042949061489 | 0.96 | KG | 389.3 | 389.3 | LP17 | LP17 | circuit breaker 3VA1 IEC frame 160 breaking capacity class M Icu=55kA @ 415V 3-pole, starter protection TM120M, AM, In=100A without overload protection short-circuit protection Ii=5...15 x In clamp connection 1 auxiliary switch HQ 1 trip alarm switch HQ | - | 0 | 0
3VA1110-5MH36-0AG0 |  | 3VA1110-5MH36-0AG0 | 1 | UN | 1 | 10 | C | D | EAR99 | N | 85362090 | 1 | 4042949063575 | 0.96 | KG | 413.1 | 413.1 | LP17 | LP17 | circuit breaker 3VA1 IEC frame 160 breaking capacity class M Icu=55kA @ 415V 3-pole, starter protection TM120M, AM, In=100A without overload protection short-circuit protection Ii=5...15 x In clamp connection 1 auxiliary switch HP 1 trip alarm switch HP | - | 0 | 0
3VA1110-5MH36-0AH0 |  | 3VA1110-5MH36-0AH0 | 1 | UN | 1 | 10 | C | D | EAR99 | N | 85362090 | 1 | 4042949065661 | 0.99 | KG | 413.1 | 413.1 | LP17 | LP17 | circuit breaker 3VA1 IEC frame 160 breaking capacity class M Icu=55kA @ 415V 3-pole, starter protection TM120M, AM, In=100A without overload protection short-circuit protection Ii=5...15 x In clamp connection 2 auxiliary switches HQ 1 trip alarm switch HQ | - | 0 | 0
3VA1110-5MH36-0BA0 |  | 3VA1110-5MH36-0BA0 | 1 | UN | 1 | 10 | C | D | EAR99 | N | 85362090 | 1 | 4042949040583 | 0.9 | KG | 451.35 | 451.35 | LP17 | LP17 | circuit breaker 3VA1 IEC frame 160 breaking capacity class M Icu=55kA @ 415V 3-pole, starter protection TM120M, AM, In=100A without overload protection short-circuit protection Ii=5...15 x In clamp connection undervoltage release (UVR) 24V DC | - | 0 | 0
3VA1110-5MH36-0BC0 |  | 3VA1110-5MH36-0BC0 | 1 | UN | 1 | 10 | C | D | EAR99 | N | 85362090 | 1 | 4042949068112 | 1.05 | KG | 498.95 | 498.95 | LP17 | LP17 | circuit breaker 3VA1 IEC frame 160 breaking capacity class M Icu=55kA @ 415V 3-pole, starter protection TM120M, AM, In=100A without overload protection short-circuit protection Ii=5...15 x In clamp connection undervoltage release (UVR) 24V DC 2 auxiliary switches HQ | - | 0 | 0
3VA1110-5MH36-0BH0 |  | 3VA1110-5MH36-0BH0 | 1 | UN | 1 | 10 | C | D | EAR99 | N | 85362090 | 1 | 4042949080657 | 1.05 | KG | 521.9 | 521.9 | LP17 | LP17 | circuit breaker 3VA1 IEC frame 160 breaking capacity class M Icu=55kA @ 415V 3-pole, starter protection TM120M, AM, In=100A without overload protection short-circuit protection Ii=5...15 x In clamp connection undervoltage release (UVR) 24V DC 2 auxiliary switches HQ 1 trip alarm switch HQ | - | 0 | 0
3VA1110-5MH36-0CA0 |  | 3VA1110-5MH36-0CA0 | 1 | UN | 1 | 10 | C | D | EAR99 | N | 85362090 | 1 | 4042949042679 | 0.9 | KG | 451.35 | 451.35 | LP17 | LP17 | circuit breaker 3VA1 IEC frame 160 breaking capacity class M Icu=55kA @ 415V 3-pole, starter protection TM120M, AM, In=100A without overload protection short-circuit protection Ii=5...15 x In clamp connection undervoltage release (UVR) 120-127V AC 50/60Hz | - | 0 | 0
3VA1110-5MH36-0CC0 |  | 3VA1110-5MH36-0CC0 | 1 | UN | 1 | 10 | C | D | EAR99 | N | 85362090 | 1 | 4042949070207 | 1.05 | KG | 498.95 | 498.95 | LP17 | LP17 | circuit breaker 3VA1 IEC frame 160 breaking capacity class M Icu=55kA @ 415V 3-pole, starter protection TM120M, AM, In=100A without overload protection short-circuit protection Ii=5...15 x In clamp connection undervoltage release (UVR) 120-127V AC 50/60Hz 2 auxiliary switches HQ | - | 0 | 0
3VA1110-5MH36-0CH0 |  | 3VA1110-5MH36-0CH0 | 1 | UN | 1 | 10 | C | D | EAR99 | N | 85362090 | 1 | 4042949082743 | 1.08 | KG | 521.9 | 521.9 | LP17 | LP17 | circuit breaker 3VA1 IEC frame 160 breaking capacity class M Icu=55kA @ 415V 3-pole, starter protection TM120M, AM, In=100A without overload protection short-circuit protection Ii=5...15 x In clamp connection undervoltage release (UVR) 120-127V AC 50/60Hz 2 auxiliary switches HQ 1 trip alarm switch HQ | - | 0 | 0
3VA1110-5MH36-0DA0 |  | 3VA1110-5MH36-0DA0 | 1 | UN | 1 | 10 | C | D | EAR99 | N | 85362090 | 1 | 4042949044765 | 0.9 | KG | 451.35 | 451.35 | LP17 | LP17 | circuit breaker 3VA1 IEC frame 160 breaking capacity class M Icu=55kA @ 415V 3-pole, starter protection TM120M, AM, In=100A without overload protection short-circuit protection Ii=5...15 x In clamp connection undervoltage release (UVR) 208-230V AC 50/60Hz | - | 0 | 0
3VA1110-5MH36-0DC0 |  | 3VA1110-5MH36-0DC0 | 1 | UN | 1 | 10 | C | D | EAR99 | N | 85362090 | 1 | 4042949072294 | 1.05 | KG | 498.95 | 498.95 | LP17 | LP17 | circuit breaker 3VA1 IEC frame 160 breaking capacity class M Icu=55kA @ 415V 3-pole, starter protection TM120M, AM, In=100A without overload protection short-circuit protection Ii=5...15 x In clamp connection undervoltage release (UVR) 208-230V AC 50/60Hz 2 auxiliary switches HQ | - | 0 | 0
3VA1110-5MH36-0DH0 |  | 3VA1110-5MH36-0DH0 | 1 | UN | 1 | 10 | C | D | EAR99 | N | 85362090 | 1 | 4042949084839 | 1.08 | KG | 521.9 | 521.9 | LP17 | LP17 | circuit breaker 3VA1 IEC frame 160 breaking capacity class M Icu=55kA @ 415V 3-pole, starter protection TM120M, AM, In=100A without overload protection short-circuit protection Ii=5...15 x In clamp connection undervoltage release (UVR) 208-230V AC 50/60Hz 2 auxiliary switches HQ 1 trip alarm switch HQ | - | 0 | 0
3VA1110-5MH36-0HA0 |  | 3VA1110-5MH36-0HA0 | 1 | UN | 1 | 10 | C | D | EAR99 | N | 85362090 | 1 | 4042949046851 | 0.9 | KG | 427.55 | 427.55 | LP17 | LP17 | circuit breaker 3VA1 IEC frame 160 breaking capacity class M Icu=55kA @ 415V 3-pole, starter protection TM120M, AM, In=100A without overload protection short-circuit protection Ii=5...15 x In clamp connection shunt trip (STL) 12-30 V DC; 24 V AC 50/60 Hz | - | 0 | 0
3VA1110-5MH36-0HC0 |  | 3VA1110-5MH36-0HC0 | 1 | UN | 1 | 10 | C | D | EAR99 | N | 85362090 | 1 | 4042949074380 | 1.05 | KG | 473.45 | 473.45 | LP17 | LP17 | circuit breaker 3VA1 IEC frame 160 breaking capacity class M Icu=55kA @ 415V 3-pole, starter protection TM120M, AM, In=100A without overload protection short-circuit protection Ii=5...15 x In clamp connection shunt trip (STL) 12-30 V DC; 24 V AC 50/60 Hz 2 auxiliary switches HQ | - | 0 | 0
3VA1110-5MH36-0HH0 |  | 3VA1110-5MH36-0HH0 | 1 | UN | 1 | 10 | C | D | EAR99 | N | 85362090 | 1 | 4042949086925 | 1.08 | KG | 498.1 | 498.1 | LP17 | LP17 | circuit breaker 3VA1 IEC frame 160 breaking capacity class M Icu=55kA @ 415V 3-pole, starter protection TM120M, AM, In=100A without overload protection short-circuit protection Ii=5...15 x In clamp connection shunt trip (STL) 12-30 V DC; 24 V AC 50/60 Hz 2 auxiliary switches HQ 1 trip alarm switch HQ | - | 0 | 0
3VA1110-5MH36-0JA0 |  | 3VA1110-5MH36-0JA0 | 1 | UN | 1 | 10 | C | D | EAR99 | N | 85362090 | 1 | 4042949048947 | 0.9 | KG | 427.55 | 427.55 | LP17 | LP17 | circuit breaker 3VA1 IEC frame 160 breaking capacity class M Icu=55kA @ 415V 3-pole, starter protection TM120M, AM, In=100A without overload protection short-circuit protection Ii=5...15 x In clamp connection shunt trip (STL) 110-127V DC, AC 50/60Hz | - | 0 | 0
3VA1110-5MH36-0JC0 |  | 3VA1110-5MH36-0JC0 | 1 | UN | 1 | 10 | C | D | EAR99 | N | 85362090 | 1 | 4042949076476 | 1.05 | KG | 473.45 | 473.45 | LP17 | LP17 | circuit breaker 3VA1 IEC frame 160 breaking capacity class M Icu=55kA @ 415V 3-pole, starter protection TM120M, AM, In=100A without overload protection short-circuit protection Ii=5...15 x In clamp connection shunt trip (STL) 110-127V DC, AC 50/60Hz 2 auxiliary switches HQ | - | 0 | 0
3VA1110-5MH36-0JH0 |  | 3VA1110-5MH36-0JH0 | 1 | UN | 1 | 10 | C | D | EAR99 | N | 85362090 | 1 | 4042949089018 | 1.08 | KG | 498.1 | 498.1 | LP17 | LP17 | circuit breaker 3VA1 IEC frame 160 breaking capacity class M Icu=55kA @ 415V 3-pole, starter protection TM120M, AM, In=100A without overload protection short-circuit protection Ii=5...15 x In clamp connection shunt trip (STL) 110-127V DC, AC 50/60Hz 2 auxiliary switches HQ 1 trip alarm switch HQ | - | 0 | 0
3VA1110-5MH36-0KA0 |  | 3VA1110-5MH36-0KA0 | 1 | UN | 1 | 10 | C | D | EAR99 | N | 85362090 | 1 | 4042949051039 | 1.05 | KG | 427.55 | 427.55 | LP17 | LP17 | circuit breaker 3VA1 IEC frame 160 breaking capacity class M Icu=55kA @ 415V 3-pole, starter protection TM120M, AM, In=100A without overload protection short-circuit protection Ii=5...15 x In clamp connection shunt trip (STL) 220-250 V DC; 208-277 V AC | - | 0 | 0
3VA1110-5MH36-0KC0 |  | 3VA1110-5MH36-0KC0 | 1 | UN | 1 | 10 | C | D | EAR99 | N | 85362090 | 1 | 4042949078562 | 1.05 | KG | 473.45 | 473.45 | LP17 | LP17 | circuit breaker 3VA1 IEC frame 160 breaking capacity class M Icu=55kA @ 415V 3-pole, starter protection TM120M, AM, In=100A without overload protection short-circuit protection Ii=5...15 x In clamp connection shunt trip (STL) 220-250 V DC; 208-277 V AC 2 auxiliary switches HQ | - | 0 | 0
3VA1110-5MH36-0KH0 |  | 3VA1110-5MH36-0KH0 | 1 | UN | 1 | 10 | C | D | EAR99 | N | 85362090 | 1 | 4042949091103 | 1.08 | KG | 498.1 | 498.1 | LP17 | LP17 | circuit breaker 3VA1 IEC frame 160 breaking capacity class M Icu=55kA @ 415V 3-pole, starter protection TM120M, AM, In=100A without overload protection short-circuit protection Ii=5...15 x In clamp connection shunt trip (STL) 220-250 V DC; 208-277 V AC 2 auxiliary switches HQ 1 trip alarm switch HQ | - | 0 | 0
3VA1110-6ED32-0AA0 |  | 3VA1110-6ED32-0AA0 | 1 | UN | 1 | 5 | B | D | EAR99 | N | 85362090 | 1 | 4042948812785 | 973 | G | 314.1 | 305 | LP17 | LP17 | circuit breaker 3VA1 IEC frame 160 breaking capacity class H Icu=70kA @ 415V 3-pole, line protection TM210, FTFM, In=100A overload protection Ir=100A fixed short-circuit protection Ii=10 x In nut keeper kit | Lista Papel 2020 SI | 0 | 0
3VA1110-6ED32-0AB0 |  | 3VA1110-6ED32-0AB0 | 1 | UN | 1 | 10 | C | D | EAR99 | N | 85362090 | 1 | 4042949324645 | 1.017 | KG | 395.25 | 395.25 | LP17 | LP17 | circuit breaker 3VA1 IEC frame 160 breaking capacity class H Icu=70kA @ 415V 3-pole, line protection TM210, FTFM, In=100A overload protection Ir=100A fixed short-circuit protection Ii=10 x In nut keeper kit 2 auxiliary switches | - | 0 | 0
3VA1110-6ED36-0AA0 |  | 3VA1110-6ED36-0AA0 | 1 | UN | 1 | 5 | B | D | EAR99 | N | 85362090 | 1 | 4042948821862 | 1.024 | KG | 333.7 | 324.7 | LP17 | LP17 | circuit breaker 3VA1 IEC frame 160 breaking capacity class H Icu=70kA @ 415V 3-pole, line protection TM210, FTFM, In=100A overload protection Ir=100A fixed short-circuit protection Ii=10 x In clamp connection | Lista Papel 2020 SI | 0 | 0
3VA1110-6ED36-0AH0 |  | 3VA1110-6ED36-0AH0 | 1 | UN | 1 | 10 | C | D | EAR99 | N | 85362090 | 1 | 4042949327974 | 1.093 | KG | 416.5 | 416.5 | LP17 | LP17 | circuit breaker 3VA1 IEC frame 160 breaking capacity class H Icu=70kA @ 415V 3-pole, line protection TM210, FTFM, In=100A overload protection Ir=100A fixed short-circuit protection Ii=10 x In clamp connection circuit breaker 3VA1 IEC frame 160 breaking capacity class H Icu=70kA @ 415V 3-pole, line protection TM210, FTFM, In=100A overload protection Ir=100A fixed short-circuit protection Ii=10 x In clamp connection 2 AUXILIARY SWITCH CHANGEOVER H 1 TRIP ALARM SWITCH CHANGEOVER |  | 0 | 0
3VA1110-6ED42-0AA0 |  | 3VA1110-6ED42-0AA0 | 1 | UN | 1 | 5 | B | D | EAR99 | N | 85362090 | 1 | 4042948813669 | 1.186 | KG | 407.5 | 396.1 | LP17 | LP17 | circuit breaker 3VA1 IEC frame 160 breaking capacity class H Icu=70kA @ 415V 4-pole, line protection TM210, FTFM, In=100A overload protection Ir=100A fixed short-circuit protection Ii=10 x In N conductor unprotected nut keeper kit | Lista Papel 2020 SI | 0 | 0
3VA1110-6ED46-0AA0 |  | 3VA1110-6ED46-0AA0 | 1 | UN | 1 | 5 | B | D | EAR99 | N | 85362090 | 1 | 4042948822746 | 1.17 | KG | 435.4 | 423.1 | LP17 | LP17 | circuit breaker 3VA1 IEC frame 160 breaking capacity class H Icu=70kA @ 415V 4-pole, line protection TM210, FTFM, In=100A overload protection Ir=100A fixed short-circuit protection Ii=10 x In N conductor unprotected clamp connection | Lista Papel 2020 SI | 0 | 0
3VA1110-6EE32-0AA0 |  | 3VA1110-6EE32-0AA0 | 1 | UN | 1 | 5 | B | D | EAR99 | N | 85362090 | 1 | 4042948812792 | 958 | G | 320.6 | 311.6 | LP17 | LP17 | circuit breaker 3VA1 IEC frame 160 breaking capacity class H Icu=70kA @ 415V 3-pole, line protection TM220, ATFM, In=100A overload protection Ir=70A...100A short-circuit protection Ii=10 x In nut keeper kit | Lista Papel 2020 SI | 0 | 0
3VA1110-6EE36-0AA0 |  | 3VA1110-6EE36-0AA0 | 1 | UN | 1 | 5 | B | D | EAR99 | N | 85362090 | 1 | 4042948821879 | 1.025 | KG | 341.1 | 331.3 | LP17 | LP17 | circuit breaker 3VA1 IEC frame 160 breaking capacity class H Icu=70kA @ 415V 3-pole, line protection TM220, ATFM, In=100A overload protection Ir=70A...100A short-circuit protection Ii=10 x In clamp connection | Lista Papel 2020 SI | 0 | 0
3VA1110-6EE42-0AA0 |  | 3VA1110-6EE42-0AA0 | 1 | UN | 1 | 5 | B | D | EAR99 | N | 85362090 | 1 | 4042948813676 | 1.21 | KG | 416.6 | 405.1 | LP17 | LP17 | circuit breaker 3VA1 IEC frame 160 breaking capacity class H Icu=70kA @ 415V 4-pole, line protection TM220, ATFM, In=100A overload protection Ir=70A...100A short-circuit protection Ii=10 x In N conductor unprotected nut keeper kit | Lista Papel 2020 SI | 0 | 0
3VA1110-6EE46-0AA0 |  | 3VA1110-6EE46-0AA0 | 1 | UN | 1 | 5 | B | D | EAR99 | N | 85362090 | 1 | 4042948822753 | 1.282 | KG | 445.3 | 433 | LP17 | LP17 | circuit breaker 3VA1 IEC frame 160 breaking capacity class H Icu=70kA @ 415V 4-pole, line protection TM220, ATFM, In=100A overload protection Ir=70A...100A short-circuit protection Ii=10 x In N conductor unprotected clamp connection | Lista Papel 2020 SI | 0 | 0
3VA1110-6EF32-0AA0 |  | 3VA1110-6EF32-0AA0 | 1 | UN | 1 | 5 | B | D | EAR99 | N | 85362090 | 1 | 4042948808856 | 974 | G | 337.8 | 328 | LP17 | LP17 | circuit breaker 3VA1 IEC frame 160 breaking capacity class H Icu=70kA @ 415V 3-pole, line protection TM240, ATAM, In=100A overload protection Ir=70A...100A short-circuit protection Ii=5...10 x In nut keeper kit | Lista Papel 2020 SI | 0 | 0
3VA1110-6EF32-0AB0 |  | 3VA1110-6EF32-0AB0 | 1 | UN | 1 | 10 | C | D | EAR99 | N | 85362090 | 1 | 4042949054085 | 0.96 | KG | 419.9 | 419.9 | LP17 | LP17 | circuit breaker 3VA1 IEC frame 160 breaking capacity class H Icu=70kA @ 415V 3-pole, line protection TM240, ATAM, In=100A overload protection Ir=70A...100A short-circuit protection Ii=5...10 x In nut keeper kit 2 auxiliary switches HP | - | 0 | 0
3VA1110-6EF32-0AC0 |  | 3VA1110-6EF32-0AC0 | 1 | UN | 1 | 10 | C | D | EAR99 | N | 85362090 | 1 | 4042949056171 | 0.96 | KG | 396.1 | 396.1 | LP17 | LP17 | circuit breaker 3VA1 IEC frame 160 breaking capacity class H Icu=70kA @ 415V 3-pole, line protection TM240, ATAM, In=100A overload protection Ir=70A...100A short-circuit protection Ii=5...10 x In nut keeper kit 2 auxiliary switches HQ | - | 0 | 0
3VA1110-6EF32-0AD0 |  | 3VA1110-6EF32-0AD0 | 1 | UN | 1 | 10 | C | D | EAR99 | N | 85362090 | 1 | 4042949058267 | 0.99 | KG | 419.9 | 419.9 | LP17 | LP17 | circuit breaker 3VA1 IEC frame 160 breaking capacity class H Icu=70kA @ 415V 3-pole, line protection TM240, ATAM, In=100A overload protection Ir=70A...100A short-circuit protection Ii=5...10 x In nut keeper kit 3 auxiliary switches HQ | - | 0 | 0
3VA1110-6EF32-0AE0 |  | 3VA1110-6EF32-0AE0 | 1 | UN | 1 | 10 | C | D | EAR99 | N | 85362090 | 1 | 4042949060352 | 1.02 | KG | 444.55 | 444.55 | LP17 | LP17 | circuit breaker 3VA1 IEC frame 160 breaking capacity class H Icu=70kA @ 415V 3-pole, line protection TM240, ATAM, In=100A overload protection Ir=70A...100A short-circuit protection Ii=5...10 x In nut keeper kit 4 auxiliary switches HQ | - | 0 | 0
3VA1110-6EF32-0AF0 |  | 3VA1110-6EF32-0AF0 | 1 | UN | 1 | 10 | C | D | EAR99 | N | 85362090 | 1 | 4042949062448 | 0.96 | KG | 396.1 | 396.1 | LP17 | LP17 | circuit breaker 3VA1 IEC frame 160 breaking capacity class H Icu=70kA @ 415V 3-pole, line protection TM240, ATAM, In=100A overload protection Ir=70A...100A short-circuit protection Ii=5...10 x In nut keeper kit 1 auxiliary switch HQ 1 trip alarm switch HQ | - | 0 | 0
3VA1110-6EF32-0AG0 |  | 3VA1110-6EF32-0AG0 | 1 | UN | 1 | 10 | C | D | EAR99 | N | 85362090 | 1 | 4042949064534 | 0.96 | KG | 419.9 | 419.9 | LP17 | LP17 | circuit breaker 3VA1 IEC frame 160 breaking capacity class H Icu=70kA @ 415V 3-pole, line protection TM240, ATAM, In=100A overload protection Ir=70A...100A short-circuit protection Ii=5...10 x In nut keeper kit 1 auxiliary switch HP 1 trip alarm switch HP | - | 0 | 0
3VA1110-6EF32-0AH0 |  | 3VA1110-6EF32-0AH0 | 1 | UN | 1 | 10 | C | D | EAR99 | N | 85362090 | 1 | 4042949066620 | 0.99 | KG | 419.9 | 419.9 | LP17 | LP17 | circuit breaker 3VA1 IEC frame 160 breaking capacity class H Icu=70kA @ 415V 3-pole, line protection TM240, ATAM, In=100A overload protection Ir=70A...100A short-circuit protection Ii=5...10 x In nut keeper kit 2 auxiliary switches HQ 1 trip alarm switch HQ | - | 0 | 0
3VA1110-6EF32-0BA0 |  | 3VA1110-6EF32-0BA0 | 1 | UN | 1 | 10 | C | D | EAR99 | N | 85362090 | 1 | 4042949041542 | 0.9 | KG | 458.15 | 458.15 | LP17 | LP17 | circuit breaker 3VA1 IEC frame 160 breaking capacity class H Icu=70kA @ 415V 3-pole, line protection TM240, ATAM, In=100A overload protection Ir=70A...100A short-circuit protection Ii=5...10 x In nut keeper kit undervoltage release (UVR) 24V DC | - | 0 | 0
3VA1110-6EF32-0BC0 |  | 3VA1110-6EF32-0BC0 | 1 | UN | 1 | 10 | C | D | EAR99 | N | 85362090 | 1 | 4042949069072 | 1.05 | KG | 505.75 | 505.75 | LP17 | LP17 | circuit breaker 3VA1 IEC frame 160 breaking capacity class H Icu=70kA @ 415V 3-pole, line protection TM240, ATAM, In=100A overload protection Ir=70A...100A short-circuit protection Ii=5...10 x In nut keeper kit undervoltage release (UVR) 24V DC 2 auxiliary switches HQ | - | 0 | 0
3VA1110-6EF32-0BF0 |  | 3VA1110-6EF32-0BF0 | 1 | UN | 1 | 10 | C | D | EAR99 | N | 85362090 | 1 | 4042949326946 | 1.076 | KG | 506.6 | 506.6 | LP17 | LP17 | circuit breaker 3VA1 IEC frame 160 breaking capacity class H Icu=70kA @ 415 V 3-pole, line protection TM240, ATAM, In=100A overload protection ir=70A ...100A short circuit protection iI=5...10 x In busbar connection circuit breaker 3VA1 IEC frame 160 breaking capacity class H Icu=70kA @ 415 V 3-pole, line protection TM240, ATAM, In=100A overload protection ir=70A ...100A short circuit protection iI=5...10 x In undervoltage release 24 V DC accessory for 3VA1 100/160 3VA2 1 auxiliary switch changeover H 1 trip alarm switch changeover | - | 0 | 0
3VA1110-6EF32-0BH0 |  | 3VA1110-6EF32-0BH0 | 1 | UN | 1 | 10 | C | D | EAR99 | N | 85362090 | 1 | 4042949081616 | 1.05 | KG | 529.55 | 529.55 | LP17 | LP17 | circuit breaker 3VA1 IEC frame 160 breaking capacity class H Icu=70kA @ 415V 3-pole, line protection TM240, ATAM, In=100A overload protection Ir=70A...100A short-circuit protection Ii=5...10 x In nut keeper kit undervoltage release (UVR) 24V DC 2 auxiliary switches HQ 1 trip alarm switch HQ | - | 0 | 0
3VA1110-6EF32-0CA0 |  | 3VA1110-6EF32-0CA0 | 1 | UN | 1 | 10 | C | D | EAR99 | N | 85362090 | 1 | 4042949043638 | 0.9 | KG | 458.15 | 458.15 | LP17 | LP17 | circuit breaker 3VA1 IEC frame 160 breaking capacity class H Icu=70kA @ 415V 3-pole, line protection TM240, ATAM, In=100A overload protection Ir=70A...100A short-circuit protection Ii=5...10 x In nut keeper kit undervoltage release (UVR) 120-127V AC 50/60Hz | - | 0 | 0
3VA1110-6EF32-0CC0 |  | 3VA1110-6EF32-0CC0 | 1 | UN | 1 | 10 | C | D | EAR99 | N | 85362090 | 1 | 4042949071167 | 1.05 | KG | 505.75 | 505.75 | LP17 | LP17 | circuit breaker 3VA1 IEC frame 160 breaking capacity class H Icu=70kA @ 415V 3-pole, line protection TM240, ATAM, In=100A overload protection Ir=70A...100A short-circuit protection Ii=5...10 x In nut keeper kit undervoltage release (UVR) 120-127V AC 50/60Hz 2 auxiliary switches HQ | - | 0 | 0
3VA1110-6EF32-0CH0 |  | 3VA1110-6EF32-0CH0 | 1 | UN | 1 | 10 | C | D | EAR99 | N | 85362090 | 1 | 4042949083702 | 1.08 | KG | 529.55 | 529.55 | LP17 | LP17 | circuit breaker 3VA1 IEC frame 160 breaking capacity class H Icu=70kA @ 415V 3-pole, line protection TM240, ATAM, In=100A overload protection Ir=70A...100A short-circuit protection Ii=5...10 x In nut keeper kit undervoltage release (UVR) 120-127V AC 50/60Hz 2 auxiliary switches HQ 1 trip alarm switch HQ | - | 0 | 0
3VA1110-6EF32-0DA0 |  | 3VA1110-6EF32-0DA0 | 1 | UN | 1 | 10 | C | D | EAR99 | N | 85362090 | 1 | 4042949045724 | 0.9 | KG | 458.15 | 458.15 | LP17 | LP17 | circuit breaker 3VA1 IEC frame 160 breaking capacity class H Icu=70kA @ 415V 3-pole, line protection TM240, ATAM, In=100A overload protection Ir=70A...100A short-circuit protection Ii=5...10 x In nut keeper kit undervoltage release (UVR) 208-230V AC 50/60Hz | - | 0 | 0
3VA1110-6EF32-0DC0 |  | 3VA1110-6EF32-0DC0 | 1 | UN | 1 | 10 | C | D | EAR99 | N | 85362090 | 1 | 4042949073253 | 1.05 | KG | 505.75 | 505.75 | LP17 | LP17 | circuit breaker 3VA1 IEC frame 160 breaking capacity class H Icu=70kA @ 415V 3-pole, line protection TM240, ATAM, In=100A overload protection Ir=70A...100A short-circuit protection Ii=5...10 x In nut keeper kit undervoltage release (UVR) 208-230V AC 50/60Hz 2 auxiliary switches HQ | - | 0 | 0
3VA1110-6EF32-0DH0 |  | 3VA1110-6EF32-0DH0 | 1 | UN | 1 | 10 | C | D | EAR99 | N | 85362090 | 1 | 4042949085799 | 1.08 | KG | 529.55 | 529.55 | LP17 | LP17 | circuit breaker 3VA1 IEC frame 160 breaking capacity class H Icu=70kA @ 415V 3-pole, line protection TM240, ATAM, In=100A overload protection Ir=70A...100A short-circuit protection Ii=5...10 x In nut keeper kit undervoltage release (UVR) 208-230V AC 50/60Hz 2 auxiliary switches HQ 1 trip alarm switch HQ | - | 0 | 0
3VA1110-6EF32-0HA0 |  | 3VA1110-6EF32-0HA0 | 1 | UN | 1 | 10 | C | D | EAR99 | N | 85362090 | 1 | 4042949047810 | 0.9 | KG | 433.5 | 433.5 | LP17 | LP17 | circuit breaker 3VA1 IEC frame 160 breaking capacity class H Icu=70kA @ 415V 3-pole, line protection TM240, ATAM, In=100A overload protection Ir=70A...100A short-circuit protection Ii=5...10 x In nut keeper kit shunt trip (STL) 12-30V DC, 24V AC 50/60Hz | - | 0 | 0
3VA1110-6EF32-0HC0 |  | 3VA1110-6EF32-0HC0 | 1 | UN | 1 | 10 | C | D | EAR99 | N | 85362090 | 1 | 4042949075349 | 1.05 | KG | 481.1 | 481.1 | LP17 | LP17 | circuit breaker 3VA1 IEC frame 160 breaking capacity class H Icu=70kA @ 415V 3-pole, line protection TM240, ATAM, In=100A overload protection Ir=70A...100A short-circuit protection Ii=5...10 x In nut keeper kit shunt trip (STL) 12-30V DC, 24V AC 50/60Hz 2 auxiliary switches HQ | - | 0 | 0
3VA1110-6EF32-0HH0 |  | 3VA1110-6EF32-0HH0 | 1 | UN | 1 | 10 | C | D | EAR99 | N | 85362090 | 1 | 4042949087885 | 1.08 | KG | 504.05 | 504.05 | LP17 | LP17 | circuit breaker 3VA1 IEC frame 160 breaking capacity class H Icu=70kA @ 415V 3-pole, line protection TM240, ATAM, In=100A overload protection Ir=70A...100A short-circuit protection Ii=5...10 x In nut keeper kit shunt trip (STL) 12-30V DC, 24V AC 50/60Hz 2 auxiliary switches HQ 1 trip alarm switch HQ | - | 0 | 0
3VA1110-6EF32-0JA0 |  | 3VA1110-6EF32-0JA0 | 1 | UN | 1 | 10 | C | D | EAR99 | N | 85362090 | 1 | 4042949049906 | 1.05 | KG | 433.5 | 433.5 | LP17 | LP17 | circuit breaker 3VA1 IEC frame 160 breaking capacity class H Icu=70kA @ 415V 3-pole, line protection TM240, ATAM, In=100A overload protection Ir=70A...100A short-circuit protection Ii=5...10 x In nut keeper kit shunt trip (STL) 110-127V DC, AC 50/60Hz | - | 0 | 0
3VA1110-6EF32-0JC0 |  | 3VA1110-6EF32-0JC0 | 1 | UN | 1 | 10 | C | D | EAR99 | N | 85362090 | 1 | 4042949077435 | 1.05 | KG | 481.1 | 481.1 | LP17 | LP17 | circuit breaker 3VA1 IEC frame 160 breaking capacity class H Icu=70kA @ 415V 3-pole, line protection TM240, ATAM, In=100A overload protection Ir=70A...100A short-circuit protection Ii=5...10 x In nut keeper kit shunt trip (STL) 110-127V DC, AC 50/60Hz 2 auxiliary switches HQ | - | 0 | 0
3VA1110-6EF32-0JH0 |  | 3VA1110-6EF32-0JH0 | 1 | UN | 1 | 10 | C | D | EAR99 | N | 85362090 | 1 | 4042949089971 | 1.08 | KG | 504.05 | 504.05 | LP17 | LP17 | circuit breaker 3VA1 IEC frame 160 breaking capacity class H Icu=70kA @ 415V 3-pole, line protection TM240, ATAM, In=100A overload protection Ir=70A...100A short-circuit protection Ii=5...10 x In nut keeper kit shunt trip (STL) 110-127V DC, AC 50/60Hz 2 auxiliary switches HQ 1 trip alarm switch HQ | - | 0 | 0
3VA1110-6EF32-0KA0 |  | 3VA1110-6EF32-0KA0 | 1 | UN | 1 | 10 | C | D | EAR99 | N | 85362090 | 1 | 4042949051992 | 1.05 | KG | 433.5 | 433.5 | LP17 | LP17 | circuit breaker 3VA1 IEC frame 160 breaking capacity class H Icu=70kA @ 415V 3-pole, line protection TM240, ATAM, In=100A overload protection Ir=70A...100A short-circuit protection Ii=5...10 x In nut keeper kit shunt trip (STL) 220-250V DC, 208-277V AC | - | 0 | 0
3VA1110-6EF32-0KC0 |  | 3VA1110-6EF32-0KC0 | 1 | UN | 1 | 10 | C | D | EAR99 | N | 85362090 | 1 | 4042949079521 | 1.05 | KG | 481.1 | 481.1 | LP17 | LP17 | circuit breaker 3VA1 IEC frame 160 breaking capacity class H Icu=70kA @ 415V 3-pole, line protection TM240, ATAM, In=100A overload protection Ir=70A...100A short-circuit protection Ii=5...10 x In nut keeper kit shunt trip (STL) 220-250V DC, 208-277V AC 2 auxiliary switches HQ | - | 0 | 0
3VA1110-6EF32-0KH0 |  | 3VA1110-6EF32-0KH0 | 1 | UN | 1 | 10 | C | D | EAR99 | N | 85362090 | 1 | 4042949092063 | 1.08 | KG | 504.05 | 504.05 | LP17 | LP17 | circuit breaker 3VA1 IEC frame 160 breaking capacity class H Icu=70kA @ 415V 3-pole, line protection TM240, ATAM, In=100A overload protection Ir=70A...100A short-circuit protection Ii=5...10 x In nut keeper kit shunt trip (STL) 220-250V DC, 208-277V AC 2 auxiliary switches HQ 1 trip alarm switch HQ | - | 0 | 0
3VA1110-6EF36-0AA0 |  | 3VA1110-6EF36-0AA0 | 1 | UN | 1 | 2 | A | D | EAR99 | N | 85362090 | 1 | 4042948820636 | 1.024 | KG | 358.3 | 348.5 | LP17 | LP17 | circuit breaker 3VA1 IEC frame 160 breaking capacity class H Icu=70kA @ 415V 3-pole, line protection TM240, ATAM, In=100A overload protection Ir=70A...100A short-circuit protection Ii=5...10 x In clamp connection | Lista Papel 2020 SI | 0 | 0
3VA1110-6EF36-0AB0 |  | 3VA1110-6EF36-0AB0 | 1 | UN | 1 | 10 | C | D | EAR99 | N | 85362090 | 1 | 4042949054078 | 0.96 | KG | 442.85 | 442.85 | LP17 | LP17 | circuit breaker 3VA1 IEC frame 160 breaking capacity class H Icu=70kA @ 415V 3-pole, line protection TM240, ATAM, In=100A overload protection Ir=70A...100A short-circuit protection Ii=5...10 x In clamp connection 2 auxiliary switches HP | - | 0 | 0
3VA1110-6EF36-0AC0 |  | 3VA1110-6EF36-0AC0 | 1 | UN | 1 | 10 | C | D | EAR99 | N | 85362090 | 1 | 4042949056164 | 0.96 | KG | 418.2 | 418.2 | LP17 | LP17 | circuit breaker 3VA1 IEC frame 160 breaking capacity class H Icu=70kA @ 415V 3-pole, line protection TM240, ATAM, In=100A overload protection Ir=70A...100A short-circuit protection Ii=5...10 x In clamp connection 2 auxiliary switches HQ | - | 0 | 0
3VA1110-6EF36-0AD0 |  | 3VA1110-6EF36-0AD0 | 1 | UN | 1 | 10 | C | D | EAR99 | N | 85362090 | 1 | 4042949058250 | 0.99 | KG | 442.85 | 442.85 | LP17 | LP17 | circuit breaker 3VA1 IEC frame 160 breaking capacity class H Icu=70kA @ 415V 3-pole, line protection TM240, ATAM, In=100A overload protection Ir=70A...100A short-circuit protection Ii=5...10 x In clamp connection 3 auxiliary switches HQ | - | 0 | 0
3VA1110-6EF36-0AE0 |  | 3VA1110-6EF36-0AE0 | 1 | UN | 1 | 10 | C | D | EAR99 | N | 85362090 | 1 | 4042949060345 | 1.02 | KG | 464.95 | 464.95 | LP17 | LP17 | circuit breaker 3VA1 IEC frame 160 breaking capacity class H Icu=70kA @ 415V 3-pole, line protection TM240, ATAM, In=100A overload protection Ir=70A...100A short-circuit protection Ii=5...10 x In clamp connection 4 auxiliary switches HQ | - | 0 | 0
3VA1110-6EF36-0AF0 |  | 3VA1110-6EF36-0AF0 | 1 | UN | 1 | 10 | C | D | EAR99 | N | 85362090 | 1 | 4042949062431 | 0.96 | KG | 418.2 | 418.2 | LP17 | LP17 | circuit breaker 3VA1 IEC frame 160 breaking capacity class H Icu=70kA @ 415V 3-pole, line protection TM240, ATAM, In=100A overload protection Ir=70A...100A short-circuit protection Ii=5...10 x In clamp connection 1 auxiliary switch HQ 1 trip alarm switch HQ | - | 0 | 0
3VA1110-6EF36-0AG0 |  | 3VA1110-6EF36-0AG0 | 1 | UN | 1 | 10 | C | D | EAR99 | N | 85362090 | 1 | 4042949064527 | 0.96 | KG | 442.85 | 442.85 | LP17 | LP17 | circuit breaker 3VA1 IEC frame 160 breaking capacity class H Icu=70kA @ 415V 3-pole, line protection TM240, ATAM, In=100A overload protection Ir=70A...100A short-circuit protection Ii=5...10 x In clamp connection 1 auxiliary switch HP 1 trip alarm switch HP | - | 0 | 0
3VA1110-6EF36-0AH0 |  | 3VA1110-6EF36-0AH0 | 1 | UN | 1 | 10 | C | D | EAR99 | N | 85362090 | 1 | 4042949066613 | 0.99 | KG | 442.85 | 442.85 | LP17 | LP17 | circuit breaker 3VA1 IEC frame 160 breaking capacity class H Icu=70kA @ 415V 3-pole, line protection TM240, ATAM, In=100A overload protection Ir=70A...100A short-circuit protection Ii=5...10 x In clamp connection 2 auxiliary switches HQ 1 trip alarm switch HQ | - | 0 | 0
3VA1110-6EF36-0BA0 |  | 3VA1110-6EF36-0BA0 | 1 | UN | 1 | 10 | C | D | EAR99 | N | 85362090 | 1 | 4042949041535 | 0.9 | KG | 481.1 | 481.1 | LP17 | LP17 | circuit breaker 3VA1 IEC frame 160 breaking capacity class H Icu=70kA @ 415V 3-pole, line protection TM240, ATAM, In=100A overload protection Ir=70A...100A short-circuit protection Ii=5...10 x In clamp connection undervoltage release (UVR) 24V DC | - | 0 | 0
3VA1110-6EF36-0BC0 |  | 3VA1110-6EF36-0BC0 | 1 | UN | 1 | 10 | C | D | EAR99 | N | 85362090 | 1 | 4042949069065 | 1.05 | KG | 526.15 | 526.15 | LP17 | LP17 | circuit breaker 3VA1 IEC frame 160 breaking capacity class H Icu=70kA @ 415V 3-pole, line protection TM240, ATAM, In=100A overload protection Ir=70A...100A short-circuit protection Ii=5...10 x In clamp connection undervoltage release (UVR) 24V DC 2 auxiliary switches HQ | - | 0 | 0
3VA1110-6EF36-0BH0 |  | 3VA1110-6EF36-0BH0 | 1 | UN | 1 | 10 | C | D | EAR99 | N | 85362090 | 1 | 4042949081609 | 1.05 | KG | 549.95 | 549.95 | LP17 | LP17 | circuit breaker 3VA1 IEC frame 160 breaking capacity class H Icu=70kA @ 415V 3-pole, line protection TM240, ATAM, In=100A overload protection Ir=70A...100A short-circuit protection Ii=5...10 x In clamp connection undervoltage release (UVR) 24V DC 2 auxiliary switches HQ 1 trip alarm switch HQ | - | 0 | 0
3VA1110-6EF36-0CA0 |  | 3VA1110-6EF36-0CA0 | 1 | UN | 1 | 10 | C | D | EAR99 | N | 85362090 | 1 | 4042949043621 | 0.9 | KG | 481.1 | 481.1 | LP17 | LP17 | circuit breaker 3VA1 IEC frame 160 breaking capacity class H Icu=70kA @ 415V 3-pole, line protection TM240, ATAM, In=100A overload protection Ir=70A...100A short-circuit protection Ii=5...10 x In clamp connection undervoltage release (UVR) 120-127V AC 50/60Hz | - | 0 | 0
3VA1110-6EF36-0CC0 |  | 3VA1110-6EF36-0CC0 | 1 | UN | 1 | 10 | C | D | EAR99 | N | 85362090 | 1 | 4042949071150 | 1.05 | KG | 526.15 | 526.15 | LP17 | LP17 | circuit breaker 3VA1 IEC frame 160 breaking capacity class H Icu=70kA @ 415V 3-pole, line protection TM240, ATAM, In=100A overload protection Ir=70A...100A short-circuit protection Ii=5...10 x In clamp connection undervoltage release (UVR) 120-127V AC 50/60Hz 2 auxiliary switches HQ | - | 0 | 0
3VA1110-6EF36-0CH0 |  | 3VA1110-6EF36-0CH0 | 1 | UN | 1 | 10 | C | D | EAR99 | N | 85362090 | 1 | 4042949083696 | 1.08 | KG | 549.95 | 549.95 | LP17 | LP17 | circuit breaker 3VA1 IEC frame 160 breaking capacity class H Icu=70kA @ 415V 3-pole, line protection TM240, ATAM, In=100A overload protection Ir=70A...100A short-circuit protection Ii=5...10 x In clamp connection undervoltage release (UVR) 120-127V AC 50/60Hz 2 auxiliary switches HQ 1 trip alarm switch HQ | - | 0 | 0
3VA1110-6EF36-0DA0 |  | 3VA1110-6EF36-0DA0 | 1 | UN | 1 | 10 | C | D | EAR99 | N | 85362090 | 1 | 4042949045717 | 0.9 | KG | 481.1 | 481.1 | LP17 | LP17 | circuit breaker 3VA1 IEC frame 160 breaking capacity class H Icu=70kA @ 415V 3-pole, line protection TM240, ATAM, In=100A overload protection Ir=70A...100A short-circuit protection Ii=5...10 x In clamp connection undervoltage release (UVR) 208-230V AC 50/60Hz | - | 0 | 0
3VA1110-6EF36-0DC0 |  | 3VA1110-6EF36-0DC0 | 1 | UN | 1 | 10 | C | D | EAR99 | N | 85362090 | 1 | 4042949073246 | 1.05 | KG | 526.15 | 526.15 | LP17 | LP17 | circuit breaker 3VA1 IEC frame 160 breaking capacity class H Icu=70kA @ 415V 3-pole, line protection TM240, ATAM, In=100A overload protection Ir=70A...100A short-circuit protection Ii=5...10 x In clamp connection undervoltage release (UVR) 208-230V AC 50/60Hz 2 auxiliary switches HQ | - | 0 | 0
3VA1110-6EF36-0DH0 |  | 3VA1110-6EF36-0DH0 | 1 | UN | 1 | 10 | C | D | EAR99 | N | 85362090 | 1 | 4042949085782 | 1.08 | KG | 549.95 | 549.95 | LP17 | LP17 | circuit breaker 3VA1 IEC frame 160 breaking capacity class H Icu=70kA @ 415V 3-pole, line protection TM240, ATAM, In=100A overload protection Ir=70A...100A short-circuit protection Ii=5...10 x In clamp connection undervoltage release (UVR) 208-230V AC 50/60Hz 2 auxiliary switches HQ 1 trip alarm switch HQ | - | 0 | 0
3VA1110-6EF36-0HA0 |  | 3VA1110-6EF36-0HA0 | 1 | UN | 1 | 10 | C | D | EAR99 | N | 85362090 | 1 | 4042949047803 | 0.9 | KG | 455.6 | 455.6 | LP17 | LP17 | circuit breaker 3VA1 IEC frame 160 breaking capacity class H Icu=70kA @ 415V 3-pole, line protection TM240, ATAM, In=100A overload protection Ir=70A...100A short-circuit protection Ii=5...10 x In clamp connection shunt trip (STL) 12-30V DC, 24V AC 50/60Hz | - | 0 | 0
3VA1110-6EF36-0HC0 |  | 3VA1110-6EF36-0HC0 | 1 | UN | 1 | 10 | C | D | EAR99 | N | 85362090 | 1 | 4042949075332 | 1.05 | KG | 502.35 | 502.35 | LP17 | LP17 | circuit breaker 3VA1 IEC frame 160 breaking capacity class H Icu=70kA @ 415V 3-pole, line protection TM240, ATAM, In=100A overload protection Ir=70A...100A short-circuit protection Ii=5...10 x In clamp connection shunt trip (STL) 12-30V DC, 24V AC 50/60Hz 2 auxiliary switches HQ | - | 0 | 0
3VA1110-6EF36-0HH0 |  | 3VA1110-6EF36-0HH0 | 1 | UN | 1 | 10 | C | D | EAR99 | N | 85362090 | 1 | 4042949087878 | 1.08 | KG | 525.3 | 525.3 | LP17 | LP17 | circuit breaker 3VA1 IEC frame 160 breaking capacity class H Icu=70kA @ 415V 3-pole, line protection TM240, ATAM, In=100A overload protection Ir=70A...100A short-circuit protection Ii=5...10 x In clamp connection shunt trip (STL) 12-30V DC, 24V AC 50/60Hz 2 auxiliary switches HQ 1 trip alarm switch HQ | - | 0 | 0
3VA1110-6EF36-0JA0 |  | 3VA1110-6EF36-0JA0 | 1 | UN | 1 | 10 | C | D | EAR99 | N | 85362090 | 1 | 4042949049890 | 1.05 | KG | 455.6 | 455.6 | LP17 | LP17 | circuit breaker 3VA1 IEC frame 160 breaking capacity class H Icu=70kA @ 415V 3-pole, line protection TM240, ATAM, In=100A overload protection Ir=70A...100A short-circuit protection Ii=5...10 x In clamp connection shunt trip (STL) 110-127V DC, AC 50/60Hz | - | 0 | 0
3VA1110-6EF36-0JC0 |  | 3VA1110-6EF36-0JC0 | 1 | UN | 1 | 10 | C | D | EAR99 | N | 85362090 | 1 | 4042949077428 | 1.05 | KG | 502.35 | 502.35 | LP17 | LP17 | circuit breaker 3VA1 IEC frame 160 breaking capacity class H Icu=70kA @ 415V 3-pole, line protection TM240, ATAM, In=100A overload protection Ir=70A...100A short-circuit protection Ii=5...10 x In clamp connection shunt trip (STL) 110-127V DC, AC 50/60Hz 2 auxiliary switches HQ | - | 0 | 0
3VA1110-6EF36-0JH0 |  | 3VA1110-6EF36-0JH0 | 1 | UN | 1 | 10 | C | D | EAR99 | N | 85362090 | 1 | 4042949089964 | 1.08 | KG | 525.3 | 525.3 | LP17 | LP17 | circuit breaker 3VA1 IEC frame 160 breaking capacity class H Icu=70kA @ 415V 3-pole, line protection TM240, ATAM, In=100A overload protection Ir=70A...100A short-circuit protection Ii=5...10 x In clamp connection shunt trip (STL) 110-127V DC, AC 50/60Hz 2 auxiliary switches HQ 1 trip alarm switch HQ | - | 0 | 0
3VA1110-6EF36-0KA0 |  | 3VA1110-6EF36-0KA0 | 1 | UN | 1 | 10 | C | D | EAR99 | N | 85362090 | 1 | 4042949051985 | 1.05 | KG | 455.6 | 455.6 | LP17 | LP17 | circuit breaker 3VA1 IEC frame 160 breaking capacity class H Icu=70kA @ 415V 3-pole, line protection TM240, ATAM, In=100A overload protection Ir=70A...100A short-circuit protection Ii=5...10 x In clamp connection shunt trip (STL) 220-250V DC, 208-277V AC | - | 0 | 0
3VA1110-6EF36-0KC0 |  | 3VA1110-6EF36-0KC0 | 1 | UN | 1 | 10 | C | D | EAR99 | N | 85362090 | 1 | 4042949079514 | 1.05 | KG | 502.35 | 502.35 | LP17 | LP17 | circuit breaker 3VA1 IEC frame 160 breaking capacity class H Icu=70kA @ 415V 3-pole, line protection TM240, ATAM, In=100A overload protection Ir=70A...100A short-circuit protection Ii=5...10 x In clamp connection shunt trip (STL) 220-250V DC, 208-277V AC 2 auxiliary switches HQ | - | 0 | 0
3VA1110-6EF36-0KH0 |  | 3VA1110-6EF36-0KH0 | 1 | UN | 1 | 10 | C | D | EAR99 | N | 85362090 | 1 | 4042949092056 | 1.08 | KG | 525.3 | 525.3 | LP17 | LP17 | circuit breaker 3VA1 IEC frame 160 breaking capacity class H Icu=70kA @ 415V 3-pole, line protection TM240, ATAM, In=100A overload protection Ir=70A...100A short-circuit protection Ii=5...10 x In clamp connection shunt trip (STL) 220-250V DC, 208-277V AC 2 auxiliary switches HQ 1 trip alarm switch HQ | - | 0 | 0
3VA1110-6EF42-0AA0 |  | 3VA1110-6EF42-0AA0 | 1 | UN | 1 | 5 | B | D | EAR99 | N | 85362090 | 1 | 4042948809297 | 1.213 | KG | 438.7 | 426.4 | LP17 | LP17 | circuit breaker 3VA1 IEC frame 160 breaking capacity class H Icu=70kA @ 415V 4-pole, line protection TM240, ATAM, In=100A overload protection Ir=70A...100A short-circuit protection Ii=5...10 x In N conductor unprotected nut keeper kit | Lista Papel 2020 SI | 0 | 0
3VA1110-6EF46-0AA0 |  | 3VA1110-6EF46-0AA0 | 1 | UN | 1 | 5 | B | D | EAR99 | N | 85362090 | 1 | 4042948821077 | 1.17 | KG | 467.4 | 454.3 | LP17 | LP17 | circuit breaker 3VA1 IEC frame 160 breaking capacity class H Icu=70kA @ 415V 4-pole, line protection TM240, ATAM, In=100A overload protection Ir=70A...100A short-circuit protection Ii=5...10 x In N conductor unprotected clamp connection | Lista Papel 2020 SI | 0 | 0
3VA1110-6FD42-0AA0 |  | 3VA1110-6FD42-0AA0 | 1 | UN | 1 | 5 | B | D | EAR99 | N | 85362090 | 1 | 4042948815663 | 1.2 | KG | 407.5 | 396.1 | LP17 | LP17 | circuit breaker 3VA1 IEC frame 160 breaking capacity class H Icu=70kA @ 415V 4-pole, line protection TM210, FTFM, In=100A overload protection Ir=100A fixed short-circuit protection Ii=10 x In N conductor protection 50% nut keeper kit | Lista Papel 2020 SI | 0 | 0
3VA1110-6FD46-0AA0 |  | 3VA1110-6FD46-0AA0 | 1 | UN | 1 | 5 | B | D | EAR99 | N | 85362090 | 1 | 4042948824061 | 1.17 | KG | 435.4 | 423.1 | LP17 | LP17 | circuit breaker 3VA1 IEC frame 160 breaking capacity class H Icu=70kA @ 415V 4-pole, line protection TM210, FTFM, In=100A overload protection Ir=100A fixed short-circuit protection Ii=10 x In N conductor protection 50% clamp connection | Lista Papel 2020 SI | 0 | 0
3VA1110-6FE42-0AA0 |  | 3VA1110-6FE42-0AA0 | 1 | UN | 1 | 5 | B | D | EAR99 | N | 85362090 | 1 | 4042948815670 | 1.2 | KG | 416.6 | 405.1 | LP17 | LP17 | circuit breaker 3VA1 IEC frame 160 breaking capacity class H Icu=70kA @ 415V 4-pole, line protection TM220, ATFM, In=100A overload protection Ir=70A...100A short-circuit protection Ii=10 x In N conductor protection 50% nut keeper kit | Lista Papel 2020 SI | 0 | 0
3VA1110-6FE46-0AA0 |  | 3VA1110-6FE46-0AA0 | 1 | UN | 1 | 5 | B | D | EAR99 | N | 85362090 | 1 | 4042948824078 | 1.17 | KG | 445.3 | 433 | LP17 | LP17 | circuit breaker 3VA1 IEC frame 160 breaking capacity class H Icu=70kA @ 415V 4-pole, line protection TM220, ATFM, In=100A overload protection Ir=70A...100A short-circuit protection Ii=10 x In N conductor protection 50% clamp connection | Lista Papel 2020 SI | 0 | 0
3VA1110-6FF42-0AA0 |  | 3VA1110-6FF42-0AA0 | 1 | UN | 1 | 5 | B | D | EAR99 | N | 85362090 | 1 | 4042948815335 | 1.2 | KG | 438.7 | 426.4 | LP17 | LP17 | circuit breaker 3VA1 IEC frame 160 breaking capacity class H Icu=70kA @ 415V 4-pole, line protection TM240, ATAM, In=100A overload protection Ir=70A...100A short-circuit protection Ii=5...10 x In N conductor protection 50% nut keeper kit | Lista Papel 2020 SI | 0 | 0
3VA1110-6FF46-0AA0 |  | 3VA1110-6FF46-0AA0 | 1 | UN | 1 | 5 | B | D | EAR99 | N | 85362090 | 1 | 4042948823279 | 1.17 | KG | 467.4 | 454.3 | LP17 | LP17 | circuit breaker 3VA1 IEC frame 160 breaking capacity class H Icu=70kA @ 415V 4-pole, line protection TM240, ATAM, In=100A overload protection Ir=70A...100A short-circuit protection Ii=5...10 x In N conductor protection 50% clamp connection | Lista Papel 2020 SI | 0 | 0
3VA1110-6GD42-0AA0 |  | 3VA1110-6GD42-0AA0 | 1 | UN | 1 | 5 | B | D | EAR99 | N | 85362090 | 1 | 4042948816202 | 1.218 | KG | 407.5 | 396.1 | LP17 | LP17 | circuit breaker 3VA1 IEC frame 160 breaking capacity class H Icu=70kA @ 415V 4-pole, line protection TM210, FTFM, In=100A overload protection Ir=100A fixed short-circuit protection Ii=10 x In N conductor protection 100% nut keeper kit | Lista Papel 2020 SI | 0 | 0
3VA1110-6GD46-0AA0 |  | 3VA1110-6GD46-0AA0 | 1 | UN | 1 | 5 | B | D | EAR99 | N | 85362090 | 1 | 4042948825389 | 1.17 | KG | 435.4 | 423.1 | LP17 | LP17 | circuit breaker 3VA1 IEC frame 160 breaking capacity class H Icu=70kA @ 415V 4-pole, line protection TM210, FTFM, In=100A overload protection Ir=100A fixed short-circuit protection Ii=10 x In N conductor protection 100% clamp connection | Lista Papel 2020 SI | 0 | 0
3VA1110-6GE42-0AA0 |  | 3VA1110-6GE42-0AA0 | 1 | UN | 1 | 5 | B | D | EAR99 | N | 85362090 | 1 | 4042948816219 | 1.216 | KG | 416.6 | 405.1 | LP17 | LP17 | circuit breaker 3VA1 IEC frame 160 breaking capacity class H Icu=70kA @ 415V 4-pole, line protection TM220, ATFM, In=100A overload protection Ir=70A...100A short-circuit protection Ii=10 x In N conductor protection 100% nut keeper kit | Lista Papel 2020 SI | 0 | 0
3VA1110-6GE46-0AA0 |  | 3VA1110-6GE46-0AA0 | 1 | UN | 1 | 5 | B | D | EAR99 | N | 85362090 | 1 | 4042948825396 | 1.17 | KG | 445.3 | 433 | LP17 | LP17 | circuit breaker 3VA1 IEC frame 160 breaking capacity class H Icu=70kA @ 415V 4-pole, line protection TM220, ATFM, In=100A overload protection Ir=70A...100A short-circuit protection Ii=10 x In N conductor protection 100% clamp connection | Lista Papel 2020 SI | 0 | 0
3VA1110-6GF42-0AA0 |  | 3VA1110-6GF42-0AA0 | 1 | UN | 1 | 5 | B | D | EAR99 | N | 85362090 | 1 | 4042948815878 | 1.228 | KG | 438.7 | 426.4 | LP17 | LP17 | circuit breaker 3VA1 IEC frame 160 breaking capacity class H Icu=70kA @ 415V 4-pole, line protection TM240, ATAM, In=100A overload protection Ir=70A...100A short-circuit protection Ii=5...10 x In N conductor protection 100% nut keeper kit | Lista Papel 2020 SI | 0 | 0
3VA1110-6GF46-0AA0 |  | 3VA1110-6GF46-0AA0 | 1 | UN | 1 | 5 | B | D | EAR99 | N | 85362090 | 1 | 4042948824597 | 1.318 | KG | 467.4 | 454.3 | LP17 | LP17 | circuit breaker 3VA1 IEC frame 160 breaking capacity class H Icu=70kA @ 415V 4-pole, line protection TM240, ATAM, In=100A overload protection Ir=70A...100A short-circuit protection Ii=5...10 x In N conductor protection 100% clamp connection | Lista Papel 2020 SI | 0 | 0
3VA1110-6GF46-0KF0 |  | 3VA1110-6GF46-0KF0 | 1 | UN | 1 | 10 | C | D | EAR99 | N | 85362090 | 1 | 4042949323877 | 1.301 | KG | 614.55 | 614.55 | LP17 | LP17 | circuit breaker 3VA1 IEC frame 160 breaking capacity class H Icu=70kA @ 415V 4-pole, line protection TM240, ATAM, In=100A overload protection Ir=70A...100A short-circuit protection Ii=5...10 x In N conductor protection 100% clamp connection shunt trip (STL) 220-250V DC; 208-277V AC 1 auxiliary switch HQ 1 trip alarm switch HQ | - | 0 | 0
3VA1110-6MH32-0AA0 |  | 3VA1110-6MH32-0AA0 | 1 | UN | 1 | 5 | B | D | EAR99 | N | 85362090 | 1 | 4042948828472 | 945 | G | 337.8 | 328 | LP17 | LP17 | circuit breaker 3VA1 IEC frame 160 breaking capacity class H Icu=70kA @ 415V 3-pole, starter protection TM120M, AM, In=100A without overload protection short-circuit protection Ii=7...16 x In nut keeper kit | Lista Papel 2020 SI | 0 | 0
3VA1110-6MH32-0AB0 |  | 3VA1110-6MH32-0AB0 | 1 | UN | 1 | 10 | C | D | EAR99 | N | 85362090 | 1 | 4042949053118 | 0.96 | KG | 419.9 | 419.9 | LP17 | LP17 | circuit breaker 3VA1 IEC frame 160 breaking capacity class H Icu=70kA @ 415V 3-pole, starter protection TM120M, AM, In=100A without overload protection short-circuit protection Ii=5...15 x In nut keeper kit 2 auxiliary switches HP | - | 0 | 0
3VA1110-6MH32-0AC0 |  | 3VA1110-6MH32-0AC0 | 1 | UN | 1 | 10 | C | D | EAR99 | N | 85362090 | 1 | 4042949055204 | 0.96 | KG | 396.1 | 396.1 | LP17 | LP17 | circuit breaker 3VA1 IEC frame 160 breaking capacity class H Icu=70kA @ 415V 3-pole, starter protection TM120M, AM, In=100A without overload protection short-circuit protection Ii=5...15 x In nut keeper kit 2 auxiliary switches HQ | - | 0 | 0
3VA1110-6MH32-0AD0 |  | 3VA1110-6MH32-0AD0 | 1 | UN | 1 | 10 | C | D | EAR99 | N | 85362090 | 1 | 4042949057291 | 0.99 | KG | 419.9 | 419.9 | LP17 | LP17 | circuit breaker 3VA1 IEC frame 160 breaking capacity class H Icu=70kA @ 415V 3-pole, starter protection TM120M, AM, In=100A without overload protection short-circuit protection Ii=5...15 x In nut keeper kit 3 auxiliary switches HQ | - | 0 | 0
3VA1110-6MH32-0AE0 |  | 3VA1110-6MH32-0AE0 | 1 | UN | 1 | 10 | C | D | EAR99 | N | 85362090 | 1 | 4042949059387 | 1.02 | KG | 444.55 | 444.55 | LP17 | LP17 | circuit breaker 3VA1 IEC frame 160 breaking capacity class H Icu=70kA @ 415V 3-pole, starter protection TM120M, AM, In=100A without overload protection short-circuit protection Ii=5...15 x In nut keeper kit 4 auxiliary switches HQ | - | 0 | 0
3VA1110-6MH32-0AF0 |  | 3VA1110-6MH32-0AF0 | 1 | UN | 1 | 10 | C | D | EAR99 | N | 85362090 | 1 | 4042949061472 | 0.96 | KG | 396.1 | 396.1 | LP17 | LP17 | circuit breaker 3VA1 IEC frame 160 breaking capacity class H Icu=70kA @ 415V 3-pole, starter protection TM120M, AM, In=100A without overload protection short-circuit protection Ii=5...15 x In nut keeper kit 1 auxiliary switch HQ 1 trip alarm switch HQ | - | 0 | 0
3VA1110-6MH32-0AG0 |  | 3VA1110-6MH32-0AG0 | 1 | UN | 1 | 10 | C | D | EAR99 | N | 85362090 | 1 | 4042949063568 | 0.96 | KG | 419.9 | 419.9 | LP17 | LP17 | circuit breaker 3VA1 IEC frame 160 breaking capacity class H Icu=70kA @ 415V 3-pole, starter protection TM120M, AM, In=100A without overload protection short-circuit protection Ii=5...15 x In nut keeper kit 1 auxiliary switch HP 1 trip alarm switch HP | - | 0 | 0
3VA1110-6MH32-0AH0 |  | 3VA1110-6MH32-0AH0 | 1 | UN | 1 | 10 | C | D | EAR99 | N | 85362090 | 1 | 4042949065654 | 0.99 | KG | 419.9 | 419.9 | LP17 | LP17 | circuit breaker 3VA1 IEC frame 160 breaking capacity class H Icu=70kA @ 415V 3-pole, starter protection TM120M, AM, In=100A without overload protection short-circuit protection Ii=5...15 x In nut keeper kit 2 auxiliary switches HQ 1 trip alarm switch HQ | - | 0 | 0
3VA1110-6MH32-0BA0 |  | 3VA1110-6MH32-0BA0 | 1 | UN | 1 | 10 | C | D | EAR99 | N | 85362090 | 1 | 4042949040576 | 0.9 | KG | 458.15 | 458.15 | LP17 | LP17 | circuit breaker 3VA1 IEC frame 160 breaking capacity class H Icu=70kA @ 415V 3-pole, starter protection TM120M, AM, In=100A without overload protection short-circuit protection Ii=5...15 x In nut keeper kit undervoltage release (UVR) 24V DC | - | 0 | 0
3VA1110-6MH32-0BC0 |  | 3VA1110-6MH32-0BC0 | 1 | UN | 1 | 10 | C | D | EAR99 | N | 85362090 | 1 | 4042949068105 | 1.05 | KG | 505.75 | 505.75 | LP17 | LP17 | circuit breaker 3VA1 IEC frame 160 breaking capacity class H Icu=70kA @ 415V 3-pole, starter protection TM120M, AM, In=100A without overload protection short-circuit protection Ii=5...15 x In nut keeper kit undervoltage release (UVR) 24V DC 2 auxiliary switches HQ | - | 0 | 0
3VA1110-6MH32-0BH0 |  | 3VA1110-6MH32-0BH0 | 1 | UN | 1 | 10 | C | D | EAR99 | N | 85362090 | 1 | 4042949080640 | 1.05 | KG | 529.55 | 529.55 | LP17 | LP17 | circuit breaker 3VA1 IEC frame 160 breaking capacity class H Icu=70kA @ 415V 3-pole, starter protection TM120M, AM, In=100A without overload protection short-circuit protection Ii=5...15 x In nut keeper kit undervoltage release (UVR) 24V DC 2 auxiliary switches HQ 1 trip alarm switch HQ | - | 0 | 0
3VA1110-6MH32-0CA0 |  | 3VA1110-6MH32-0CA0 | 1 | UN | 1 | 10 | C | D | EAR99 | N | 85362090 | 1 | 4042949042662 | 0.9 | KG | 458.15 | 458.15 | LP17 | LP17 | circuit breaker 3VA1 IEC frame 160 breaking capacity class H Icu=70kA @ 415V 3-pole, starter protection TM120M, AM, In=100A without overload protection short-circuit protection Ii=5...15 x In nut keeper kit undervoltage release (UVR) 120-127V AC 50/60Hz | - | 0 | 0
3VA1110-6MH32-0CC0 |  | 3VA1110-6MH32-0CC0 | 1 | UN | 1 | 10 | C | D | EAR99 | N | 85362090 | 1 | 4042949070191 | 1.05 | KG | 505.75 | 505.75 | LP17 | LP17 | circuit breaker 3VA1 IEC frame 160 breaking capacity class H Icu=70kA @ 415V 3-pole, starter protection TM120M, AM, In=100A without overload protection short-circuit protection Ii=5...15 x In nut keeper kit undervoltage release (UVR) 120-127V AC 50/60Hz 2 auxiliary switches HQ | - | 0 | 0
3VA1110-6MH32-0CH0 |  | 3VA1110-6MH32-0CH0 | 1 | UN | 1 | 10 | C | D | EAR99 | N | 85362090 | 1 | 4042949082736 | 1.08 | KG | 529.55 | 529.55 | LP17 | LP17 | circuit breaker 3VA1 IEC frame 160 breaking capacity class H Icu=70kA @ 415V 3-pole, starter protection TM120M, AM, In=100A without overload protection short-circuit protection Ii=5...15 x In nut keeper kit undervoltage release (UVR) 120-127V AC 50/60Hz 2 auxiliary switches HQ 1 trip alarm switch HQ | - | 0 | 0
3VA1110-6MH32-0DA0 |  | 3VA1110-6MH32-0DA0 | 1 | UN | 1 | 10 | C | D | EAR99 | N | 85362090 | 1 | 4042949044758 | 0.9 | KG | 458.15 | 458.15 | LP17 | LP17 | circuit breaker 3VA1 IEC frame 160 breaking capacity class H Icu=70kA @ 415V 3-pole, starter protection TM120M, AM, In=100A without overload protection short-circuit protection Ii=5...15 x In nut keeper kit undervoltage release (UVR) 208-230V AC 50/60Hz | - | 0 | 0
3VA1110-6MH32-0DC0 |  | 3VA1110-6MH32-0DC0 | 1 | UN | 1 | 10 | C | D | EAR99 | N | 85362090 | 1 | 4042949072287 | 1.05 | KG | 505.75 | 505.75 | LP17 | LP17 | circuit breaker 3VA1 IEC frame 160 breaking capacity class H Icu=70kA @ 415V 3-pole, starter protection TM120M, AM, In=100A without overload protection short-circuit protection Ii=5...15 x In nut keeper kit undervoltage release (UVR) 208-230V AC 50/60Hz 2 auxiliary switches HQ | - | 0 | 0
3VA1110-6MH32-0DH0 |  | 3VA1110-6MH32-0DH0 | 1 | UN | 1 | 10 | C | D | EAR99 | N | 85362090 | 1 | 4042949084822 | 1.08 | KG | 529.55 | 529.55 | LP17 | LP17 | circuit breaker 3VA1 IEC frame 160 breaking capacity class H Icu=70kA @ 415V 3-pole, starter protection TM120M, AM, In=100A without overload protection short-circuit protection Ii=5...15 x In nut keeper kit undervoltage release (UVR) 208-230V AC 50/60Hz 2 auxiliary switches HQ 1 trip alarm switch HQ | - | 0 | 0
3VA1110-6MH32-0HA0 |  | 3VA1110-6MH32-0HA0 | 1 | UN | 1 | 10 | C | D | EAR99 | N | 85362090 | 1 | 4042949046844 | 0.9 | KG | 433.5 | 433.5 | LP17 | LP17 | circuit breaker 3VA1 IEC frame 160 breaking capacity class H Icu=70kA @ 415V 3-pole, starter protection TM120M, AM, In=100A without overload protection short-circuit protection Ii=5...15 x In nut keeper kit shunt trip (STL) 12-30 V DC; 24 V AC 50/60 Hz | - | 0 | 0
3VA1110-6MH32-0HC0 |  | 3VA1110-6MH32-0HC0 | 1 | UN | 1 | 10 | C | D | EAR99 | N | 85362090 | 1 | 4042949074373 | 1.05 | KG | 481.1 | 481.1 | LP17 | LP17 | circuit breaker 3VA1 IEC frame 160 breaking capacity class H Icu=70kA @ 415V 3-pole, starter protection TM120M, AM, In=100A without overload protection short-circuit protection Ii=5...15 x In nut keeper kit shunt trip (STL) 12-30 V DC; 24 V AC 50/60 Hz 2 auxiliary switches HQ | - | 0 | 0
3VA1110-6MH32-0HH0 |  | 3VA1110-6MH32-0HH0 | 1 | UN | 1 | 10 | C | D | EAR99 | N | 85362090 | 1 | 4042949086918 | 1.08 | KG | 504.05 | 504.05 | LP17 | LP17 | circuit breaker 3VA1 IEC frame 160 breaking capacity class H Icu=70kA @ 415V 3-pole, starter protection TM120M, AM, In=100A without overload protection short-circuit protection Ii=5...15 x In nut keeper kit shunt trip (STL) 12-30 V DC; 24 V AC 50/60 Hz 2 auxiliary switches HQ 1 trip alarm switch HQ | - | 0 | 0
3VA1110-6MH32-0JA0 |  | 3VA1110-6MH32-0JA0 | 1 | UN | 1 | 10 | C | D | EAR99 | N | 85362090 | 1 | 4042949048930 | 0.9 | KG | 433.5 | 433.5 | LP17 | LP17 | circuit breaker 3VA1 IEC frame 160 breaking capacity class H Icu=70kA @ 415V 3-pole, starter protection TM120M, AM, In=100A without overload protection short-circuit protection Ii=5...15 x In nut keeper kit shunt trip (STL) 110-127V DC, AC 50/60Hz | - | 0 | 0
3VA1110-6MH32-0JC0 |  | 3VA1110-6MH32-0JC0 | 1 | UN | 1 | 10 | C | D | EAR99 | N | 85362090 | 1 | 4042949076469 | 1.05 | KG | 481.1 | 481.1 | LP17 | LP17 | circuit breaker 3VA1 IEC frame 160 breaking capacity class H Icu=70kA @ 415V 3-pole, starter protection TM120M, AM, In=100A without overload protection short-circuit protection Ii=5...15 x In nut keeper kit shunt trip (STL) 110-127V DC, AC 50/60Hz 2 auxiliary switches HQ | - | 0 | 0
3VA1110-6MH32-0JH0 |  | 3VA1110-6MH32-0JH0 | 1 | UN | 1 | 10 | C | D | EAR99 | N | 85362090 | 1 | 4042949089001 | 1.08 | KG | 504.05 | 504.05 | LP17 | LP17 | circuit breaker 3VA1 IEC frame 160 breaking capacity class H Icu=70kA @ 415V 3-pole, starter protection TM120M, AM, In=100A without overload protection short-circuit protection Ii=5...15 x In nut keeper kit shunt trip (STL) 110-127V DC, AC 50/60Hz 2 auxiliary switches HQ 1 trip alarm switch HQ | - | 0 | 0
3VA1110-6MH32-0KA0 |  | 3VA1110-6MH32-0KA0 | 1 | UN | 1 | 10 | C | D | EAR99 | N | 85362090 | 1 | 4042949051022 | 1.05 | KG | 433.5 | 433.5 | LP17 | LP17 | circuit breaker 3VA1 IEC frame 160 breaking capacity class H Icu=70kA @ 415V 3-pole, starter protection TM120M, AM, In=100A without overload protection short-circuit protection Ii=5...15 x In nut keeper kit shunt trip (STL) 220-250 V DC; 208-277 V AC | - | 0 | 0
3VA1110-6MH32-0KC0 |  | 3VA1110-6MH32-0KC0 | 1 | UN | 1 | 10 | C | D | EAR99 | N | 85362090 | 1 | 4042949078555 | 1.05 | KG | 481.1 | 481.1 | LP17 | LP17 | circuit breaker 3VA1 IEC frame 160 breaking capacity class H Icu=70kA @ 415V 3-pole, starter protection TM120M, AM, In=100A without overload protection short-circuit protection Ii=5...15 x In nut keeper kit shunt trip (STL) 220-250 V DC; 208-277 V AC 2 auxiliary switches HQ | - | 0 | 0
3VA1110-6MH32-0KH0 |  | 3VA1110-6MH32-0KH0 | 1 | UN | 1 | 10 | C | D | EAR99 | N | 85362090 | 1 | 4042949091097 | 1.08 | KG | 504.05 | 504.05 | LP17 | LP17 | circuit breaker 3VA1 IEC frame 160 breaking capacity class H Icu=70kA @ 415V 3-pole, starter protection TM120M, AM, In=100A without overload protection short-circuit protection Ii=5...15 x In nut keeper kit shunt trip (STL) 220-250 V DC; 208-277 V AC 2 auxiliary switches HQ 1 trip alarm switch HQ | - | 0 | 0
3VA1110-6MH36-0AA0 |  | 3VA1110-6MH36-0AA0 | 1 | UN | 1 | 5 | B | D | EAR99 | N | 85362090 | 1 | 4042948828465 | 1.011 | KG | 358.3 | 348.5 | LP17 | LP17 | circuit breaker 3VA1 IEC frame 160 breaking capacity class H Icu=70kA @ 415V 3-pole, starter protection TM120M, AM, In=100A without overload protection short-circuit protection Ii=7...16 x In clamp connection | Lista Papel 2020 SI | 0 | 0
3VA1110-6MH36-0AB0 |  | 3VA1110-6MH36-0AB0 | 1 | UN | 1 | 10 | C | D | EAR99 | N | 85362090 | 1 | 4042949053101 | 0.96 | KG | 442.85 | 442.85 | LP17 | LP17 | circuit breaker 3VA1 IEC frame 160 breaking capacity class H Icu=70kA @ 415V 3-pole, starter protection TM120M, AM, In=100A without overload protection short-circuit protection Ii=5...15 x In clamp connection 2 auxiliary switches HP | - | 0 | 0
3VA1110-6MH36-0AC0 |  | 3VA1110-6MH36-0AC0 | 1 | UN | 1 | 10 | C | D | EAR99 | N | 85362090 | 1 | 4042949055198 | 0.96 | KG | 418.2 | 418.2 | LP17 | LP17 | circuit breaker 3VA1 IEC frame 160 breaking capacity class H Icu=70kA @ 415V 3-pole, starter protection TM120M, AM, In=100A without overload protection short-circuit protection Ii=5...15 x In clamp connection 2 auxiliary switches HQ | - | 0 | 0
3VA1110-6MH36-0AD0 |  | 3VA1110-6MH36-0AD0 | 1 | UN | 1 | 10 | C | D | EAR99 | N | 85362090 | 1 | 4042949057284 | 0.99 | KG | 442.85 | 442.85 | LP17 | LP17 | circuit breaker 3VA1 IEC frame 160 breaking capacity class H Icu=70kA @ 415V 3-pole, starter protection TM120M, AM, In=100A without overload protection short-circuit protection Ii=5...15 x In clamp connection 3 auxiliary switches HQ | - | 0 | 0
3VA1110-6MH36-0AE0 |  | 3VA1110-6MH36-0AE0 | 1 | UN | 1 | 10 | C | D | EAR99 | N | 85362090 | 1 | 4042949059370 | 1.02 | KG | 464.95 | 464.95 | LP17 | LP17 | circuit breaker 3VA1 IEC frame 160 breaking capacity class H Icu=70kA @ 415V 3-pole, starter protection TM120M, AM, In=100A without overload protection short-circuit protection Ii=5...15 x In clamp connection 4 auxiliary switches HQ | - | 0 | 0
3VA1110-6MH36-0AF0 |  | 3VA1110-6MH36-0AF0 | 1 | UN | 1 | 10 | C | D | EAR99 | N | 85362090 | 1 | 4042949061465 | 0.96 | KG | 418.2 | 418.2 | LP17 | LP17 | circuit breaker 3VA1 IEC frame 160 breaking capacity class H Icu=70kA @ 415V 3-pole, starter protection TM120M, AM, In=100A without overload protection short-circuit protection Ii=5...15 x In clamp connection 1 auxiliary switch HQ 1 trip alarm switch HQ | - | 0 | 0
3VA1110-6MH36-0AG0 |  | 3VA1110-6MH36-0AG0 | 1 | UN | 1 | 10 | C | D | EAR99 | N | 85362090 | 1 | 4042949063551 | 0.96 | KG | 442.85 | 442.85 | LP17 | LP17 | circuit breaker 3VA1 IEC frame 160 breaking capacity class H Icu=70kA @ 415V 3-pole, starter protection TM120M, AM, In=100A without overload protection short-circuit protection Ii=5...15 x In clamp connection 1 auxiliary switch HP 1 trip alarm switch HP | - | 0 | 0
3VA1110-6MH36-0AH0 |  | 3VA1110-6MH36-0AH0 | 1 | UN | 1 | 10 | C | D | EAR99 | N | 85362090 | 1 | 4042949065647 | 0.99 | KG | 442.85 | 442.85 | LP17 | LP17 | circuit breaker 3VA1 IEC frame 160 breaking capacity class H Icu=70kA @ 415V 3-pole, starter protection TM120M, AM, In=100A without overload protection short-circuit protection Ii=5...15 x In clamp connection 2 auxiliary switches HQ 1 trip alarm switch HQ | - | 0 | 0
3VA1110-6MH36-0BA0 |  | 3VA1110-6MH36-0BA0 | 1 | UN | 1 | 10 | C | D | EAR99 | N | 85362090 | 1 | 4042949040569 | 0.9 | KG | 481.1 | 481.1 | LP17 | LP17 | circuit breaker 3VA1 IEC frame 160 breaking capacity class H Icu=70kA @ 415V 3-pole, starter protection TM120M, AM, In=100A without overload protection short-circuit protection Ii=5...15 x In clamp connection undervoltage release (UVR) 24V DC | - | 0 | 0
3VA1110-6MH36-0BC0 |  | 3VA1110-6MH36-0BC0 | 1 | UN | 1 | 10 | C | D | EAR99 | N | 85362090 | 1 | 4042949068099 | 1.05 | KG | 526.15 | 526.15 | LP17 | LP17 | circuit breaker 3VA1 IEC frame 160 breaking capacity class H Icu=70kA @ 415V 3-pole, starter protection TM120M, AM, In=100A without overload protection short-circuit protection Ii=5...15 x In clamp connection undervoltage release (UVR) 24V DC 2 auxiliary switches HQ | - | 0 | 0
3VA1110-6MH36-0BH0 |  | 3VA1110-6MH36-0BH0 | 1 | UN | 1 | 10 | C | D | EAR99 | N | 85362090 | 1 | 4042949080633 | 1.05 | KG | 549.95 | 549.95 | LP17 | LP17 | circuit breaker 3VA1 IEC frame 160 breaking capacity class H Icu=70kA @ 415V 3-pole, starter protection TM120M, AM, In=100A without overload protection short-circuit protection Ii=5...15 x In clamp connection undervoltage release (UVR) 24V DC 2 auxiliary switches HQ 1 trip alarm switch HQ | - | 0 | 0
3VA1110-6MH36-0CA0 |  | 3VA1110-6MH36-0CA0 | 1 | UN | 1 | 10 | C | D | EAR99 | N | 85362090 | 1 | 4042949042655 | 0.9 | KG | 481.1 | 481.1 | LP17 | LP17 | circuit breaker 3VA1 IEC frame 160 breaking capacity class H Icu=70kA @ 415V 3-pole, starter protection TM120M, AM, In=100A without overload protection short-circuit protection Ii=5...15 x In clamp connection undervoltage release (UVR) 120-127V AC 50/60Hz | - | 0 | 0
3VA1110-6MH36-0CC0 |  | 3VA1110-6MH36-0CC0 | 1 | UN | 1 | 10 | C | D | EAR99 | N | 85362090 | 1 | 4042949070184 | 1.05 | KG | 526.15 | 526.15 | LP17 | LP17 | circuit breaker 3VA1 IEC frame 160 breaking capacity class H Icu=70kA @ 415V 3-pole, starter protection TM120M, AM, In=100A without overload protection short-circuit protection Ii=5...15 x In clamp connection undervoltage release (UVR) 120-127V AC 50/60Hz 2 auxiliary switches HQ | - | 0 | 0
3VA1110-6MH36-0CH0 |  | 3VA1110-6MH36-0CH0 | 1 | UN | 1 | 10 | C | D | EAR99 | N | 85362090 | 1 | 4042949082729 | 1.08 | KG | 549.95 | 549.95 | LP17 | LP17 | circuit breaker 3VA1 IEC frame 160 breaking capacity class H Icu=70kA @ 415V 3-pole, starter protection TM120M, AM, In=100A without overload protection short-circuit protection Ii=5...15 x In clamp connection undervoltage release (UVR) 120-127V AC 50/60Hz 2 auxiliary switches HQ 1 trip alarm switch HQ | - | 0 | 0
3VA1110-6MH36-0DA0 |  | 3VA1110-6MH36-0DA0 | 1 | UN | 1 | 10 | C | D | EAR99 | N | 85362090 | 1 | 4042949044741 | 0.9 | KG | 481.1 | 481.1 | LP17 | LP17 | circuit breaker 3VA1 IEC frame 160 breaking capacity class H Icu=70kA @ 415V 3-pole, starter protection TM120M, AM, In=100A without overload protection short-circuit protection Ii=5...15 x In clamp connection undervoltage release (UVR) 208-230V AC 50/60Hz | - | 0 | 0
3VA1110-6MH36-0DC0 |  | 3VA1110-6MH36-0DC0 | 1 | UN | 1 | 10 | C | D | EAR99 | N | 85362090 | 1 | 4042949072270 | 1.05 | KG | 526.15 | 526.15 | LP17 | LP17 | circuit breaker 3VA1 IEC frame 160 breaking capacity class H Icu=70kA @ 415V 3-pole, starter protection TM120M, AM, In=100A without overload protection short-circuit protection Ii=5...15 x In clamp connection undervoltage release (UVR) 208-230V AC 50/60Hz 2 auxiliary switches HQ | - | 0 | 0
3VA1110-6MH36-0DD0 |  | 3VA1110-6MH36-0DD0 | 1 | UN | 1 | 10 | C | D | EAR99 | N | 85362090 | 1 | 4042949326083 | 1.163 | KG | 551.65 | 551.65 | LP17 | LP17 | circuit breaker 3VA1 IEC frame 160 breaking capacity class H Icu=70kA @ 415V 3-pole, starter protection TM120M, AM, In=100A without overload protection short-circuit protection Ii=7...16 x In clamp connection circuit breaker 3VA1 IEC frame 160 breaking capacity class H Icu=70kA @ 415V 3-pole, starter protection undervoltage release 208-230V AC 50/60Hz 3 auxiliary switches HQ | - | 0 | 0
3VA1110-6MH36-0DH0 |  | 3VA1110-6MH36-0DH0 | 1 | UN | 1 | 10 | C | D | EAR99 | N | 85362090 | 1 | 4042949084815 | 1.08 | KG | 549.95 | 549.95 | LP17 | LP17 | circuit breaker 3VA1 IEC frame 160 breaking capacity class H Icu=70kA @ 415V 3-pole, starter protection TM120M, AM, In=100A without overload protection short-circuit protection Ii=5...15 x In clamp connection undervoltage release (UVR) 208-230V AC 50/60Hz 2 auxiliary switches HQ 1 trip alarm switch HQ | - | 0 | 0
3VA1110-6MH36-0HA0 |  | 3VA1110-6MH36-0HA0 | 1 | UN | 1 | 10 | C | D | EAR99 | N | 85362090 | 1 | 4042949046837 | 0.9 | KG | 455.6 | 455.6 | LP17 | LP17 | circuit breaker 3VA1 IEC frame 160 breaking capacity class H Icu=70kA @ 415V 3-pole, starter protection TM120M, AM, In=100A without overload protection short-circuit protection Ii=5...15 x In clamp connection shunt trip (STL) 12-30 V DC; 24 V AC 50/60 Hz | - | 0 | 0
3VA1110-6MH36-0HC0 |  | 3VA1110-6MH36-0HC0 | 1 | UN | 1 | 10 | C | D | EAR99 | N | 85362090 | 1 | 4042949074366 | 1.05 | KG | 502.35 | 502.35 | LP17 | LP17 | circuit breaker 3VA1 IEC frame 160 breaking capacity class H Icu=70kA @ 415V 3-pole, starter protection TM120M, AM, In=100A without overload protection short-circuit protection Ii=5...15 x In clamp connection shunt trip (STL) 12-30 V DC; 24 V AC 50/60 Hz 2 auxiliary switches HQ | - | 0 | 0
3VA1110-6MH36-0HH0 |  | 3VA1110-6MH36-0HH0 | 1 | UN | 1 | 10 | C | D | EAR99 | N | 85362090 | 1 | 4042949086901 | 1.08 | KG | 525.3 | 525.3 | LP17 | LP17 | circuit breaker 3VA1 IEC frame 160 breaking capacity class H Icu=70kA @ 415V 3-pole, starter protection TM120M, AM, In=100A without overload protection short-circuit protection Ii=5...15 x In clamp connection shunt trip (STL) 12-30 V DC; 24 V AC 50/60 Hz 2 auxiliary switches HQ 1 trip alarm switch HQ | - | 0 | 0
3VA1110-6MH36-0JA0 |  | 3VA1110-6MH36-0JA0 | 1 | UN | 1 | 10 | C | D | EAR99 | N | 85362090 | 1 | 4042949048923 | 0.9 | KG | 455.6 | 455.6 | LP17 | LP17 | circuit breaker 3VA1 IEC frame 160 breaking capacity class H Icu=70kA @ 415V 3-pole, starter protection TM120M, AM, In=100A without overload protection short-circuit protection Ii=5...15 x In clamp connection shunt trip (STL) 110-127V DC, AC 50/60Hz | - | 0 | 0
3VA1110-6MH36-0JC0 |  | 3VA1110-6MH36-0JC0 | 1 | UN | 1 | 10 | C | D | EAR99 | N | 85362090 | 1 | 4042949076452 | 1.05 | KG | 502.35 | 502.35 | LP17 | LP17 | circuit breaker 3VA1 IEC frame 160 breaking capacity class H Icu=70kA @ 415V 3-pole, starter protection TM120M, AM, In=100A without overload protection short-circuit protection Ii=5...15 x In clamp connection shunt trip (STL) 110-127V DC, AC 50/60Hz 2 auxiliary switches HQ | - | 0 | 0
3VA1110-6MH36-0JH0 |  | 3VA1110-6MH36-0JH0 | 1 | UN | 1 | 10 | C | D | EAR99 | N | 85362090 | 1 | 4042949088998 | 1.08 | KG | 525.3 | 525.3 | LP17 | LP17 | circuit breaker 3VA1 IEC frame 160 breaking capacity class H Icu=70kA @ 415V 3-pole, starter protection TM120M, AM, In=100A without overload protection short-circuit protection Ii=5...15 x In clamp connection shunt trip (STL) 110-127V DC, AC 50/60Hz 2 auxiliary switches HQ 1 trip alarm switch HQ | - | 0 | 0
3VA1110-6MH36-0KA0 |  | 3VA1110-6MH36-0KA0 | 1 | UN | 1 | 10 | C | D | EAR99 | N | 85362090 | 1 | 4042949051015 | 1.05 | KG | 455.6 | 455.6 | LP17 | LP17 | circuit breaker 3VA1 IEC frame 160 breaking capacity class H Icu=70kA @ 415V 3-pole, starter protection TM120M, AM, In=100A without overload protection short-circuit protection Ii=5...15 x In clamp connection shunt trip (STL) 220-250 V DC; 208-277 V AC | - | 0 | 0
3VA1110-6MH36-0KC0 |  | 3VA1110-6MH36-0KC0 | 1 | UN | 1 | 10 | C | D | EAR99 | N | 85362090 | 1 | 4042949078548 | 1.05 | KG | 502.35 | 502.35 | LP17 | LP17 | circuit breaker 3VA1 IEC frame 160 breaking capacity class H Icu=70kA @ 415V 3-pole, starter protection TM120M, AM, In=100A without overload protection short-circuit protection Ii=5...15 x In clamp connection shunt trip (STL) 220-250 V DC; 208-277 V AC 2 auxiliary switches HQ | - | 0 | 0
3VA1110-6MH36-0KH0 |  | 3VA1110-6MH36-0KH0 | 1 | UN | 1 | 10 | C | D | EAR99 | N | 85362090 | 1 | 4042949091080 | 1.08 | KG | 525.3 | 525.3 | LP17 | LP17 | circuit breaker 3VA1 IEC frame 160 breaking capacity class H Icu=70kA @ 415V 3-pole, starter protection TM120M, AM, In=100A without overload protection short-circuit protection Ii=5...15 x In clamp connection shunt trip (STL) 220-250 V DC; 208-277 V AC 2 auxiliary switches HQ 1 trip alarm switch HQ | - | 0 | 0
3VA1112-1AA32-0AA0 |  | 3VA1112-1AA32-0AA0 | 1 | UN | 1 | 5 | B | D | EAR99 | N | 85362090 | 1 | 4042948800546 | 0.892 | KG | 272.2 | 264.9 | LP17 | LP17 | switch disconnector 3VA1 IEC frame 160 3-pole SD100, In=125A without overload protection w/o short-circuit protection nut keeper kit | Lista Papel 2020 SI | 0 | 0
3VA1112-1AA32-0AB0 |  | 3VA1112-1AA32-0AB0 | 1 | UN | 1 | 10 | C | D | EAR99 | N | 85362090 | 1 | 4042949053224 | 0.96 | KG | 352.75 | 352.75 | LP17 | LP17 | switch disconnector 3VA1 IEC frame 160 3-pole SD100, In=125A without overload protection w/o short-circuit protection nut keeper kit 2 auxiliary switches HP | - | 0 | 0
3VA1112-1AA32-0AC0 |  | 3VA1112-1AA32-0AC0 | 1 | UN | 1 | 10 | C | D | EAR99 | N | 85362090 | 1 | 4042949055310 | 0.96 | KG | 329.8 | 329.8 | LP17 | LP17 | switch disconnector 3VA1 IEC frame 160 3-pole SD100, In=125A without overload protection w/o short-circuit protection nut keeper kit 2 auxiliary switches HQ | - | 0 | 0
3VA1112-1AA32-0AD0 |  | 3VA1112-1AA32-0AD0 | 1 | UN | 1 | 10 | C | D | EAR99 | N | 85362090 | 1 | 4042949057406 | 0.99 | KG | 352.75 | 352.75 | LP17 | LP17 | switch disconnector 3VA1 IEC frame 160 3-pole SD100, In=125A without overload protection w/o short-circuit protection nut keeper kit 3 auxiliary switches HQ | - | 0 | 0
3VA1112-1AA32-0AE0 |  | 3VA1112-1AA32-0AE0 | 1 | UN | 1 | 10 | C | D | EAR99 | N | 85362090 | 1 | 4042949059493 | 1.02 | KG | 376.55 | 376.55 | LP17 | LP17 | switch disconnector 3VA1 IEC frame 160 3-pole SD100, In=125A without overload protection w/o short-circuit protection nut keeper kit 4 auxiliary switches HQ | - | 0 | 0
3VA1112-1AA32-0AF0 |  | 3VA1112-1AA32-0AF0 | 1 | UN | 1 | 10 | C | D | EAR99 | N | 85362090 | 1 | 4042949061588 | 0.96 | KG | 329.8 | 329.8 | LP17 | LP17 | switch disconnector 3VA1 IEC frame 160 3-pole SD100, In=125A without overload protection w/o short-circuit protection nut keeper kit 1 auxiliary switch HQ 1 trip alarm switch HQ | - | 0 | 0
3VA1112-1AA32-0AG0 |  | 3VA1112-1AA32-0AG0 | 1 | UN | 1 | 10 | C | D | EAR99 | N | 85362090 | 1 | 4042949063674 | 0.96 | KG | 352.75 | 352.75 | LP17 | LP17 | switch disconnector 3VA1 IEC frame 160 3-pole SD100, In=125A without overload protection w/o short-circuit protection nut keeper kit 1 auxiliary switch HP 1 trip alarm switch HP | - | 0 | 0
3VA1112-1AA32-0AH0 |  | 3VA1112-1AA32-0AH0 | 1 | UN | 1 | 10 | C | D | EAR99 | N | 85362090 | 1 | 4042949065760 | 0.99 | KG | 352.75 | 352.75 | LP17 | LP17 | switch disconnector 3VA1 IEC frame 160 3-pole SD100, In=125A without overload protection w/o short-circuit protection nut keeper kit 2 auxiliary switches HQ 1 trip alarm switch HQ | - | 0 | 0
3VA1112-1AA32-0BA0 |  | 3VA1112-1AA32-0BA0 | 1 | UN | 1 | 10 | C | D | EAR99 | N | 85362090 | 1 | 4042949040682 | 0.9 | KG | 391 | 391 | LP17 | LP17 | switch disconnector 3VA1 IEC frame 160 3-pole SD100, In=125A without overload protection w/o short-circuit protection nut keeper kit undervoltage release (UVR) 24V DC | - | 0 | 0
3VA1112-1AA32-0BC0 |  | 3VA1112-1AA32-0BC0 | 1 | UN | 1 | 10 | C | D | EAR99 | N | 85362090 | 1 | 4042949068211 | 1.05 | KG | 437.75 | 437.75 | LP17 | LP17 | switch disconnector 3VA1 IEC frame 160 3-pole SD100, In=125A without overload protection w/o short-circuit protection nut keeper kit undervoltage release (UVR) 24V DC 2 auxiliary switches HQ | - | 0 | 0
3VA1112-1AA32-0BH0 |  | 3VA1112-1AA32-0BH0 | 1 | UN | 1 | 10 | C | D | EAR99 | N | 85362090 | 1 | 4042949080756 | 1.05 | KG | 461.55 | 461.55 | LP17 | LP17 | switch disconnector 3VA1 IEC frame 160 3-pole SD100, In=125A without overload protection w/o short-circuit protection nut keeper kit undervoltage release (UVR) 24V DC 2 auxiliary switches HQ 1 trip alarm switch HQ | - | 0 | 0
3VA1112-1AA32-0CA0 |  | 3VA1112-1AA32-0CA0 | 1 | UN | 1 | 10 | C | D | EAR99 | N | 85362090 | 1 | 4042949042778 | 0.8 | KG | 391 | 391 | LP17 | LP17 | switch disconnector 3VA1 IEC frame 160 3-pole SD100, In=125A without overload protection w/o short-circuit protection nut keeper kit undervoltage release (UVR) 120-127V AC 50/60Hz | - | 0 | 0
3VA1112-1AA32-0CC0 |  | 3VA1112-1AA32-0CC0 | 1 | UN | 1 | 10 | C | D | EAR99 | N | 85362090 | 1 | 4042949070306 | 1.05 | KG | 437.75 | 437.75 | LP17 | LP17 | switch disconnector 3VA1 IEC frame 160 3-pole SD100, In=125A without overload protection w/o short-circuit protection nut keeper kit undervoltage release (UVR) 120-127V AC 50/60Hz 2 auxiliary switches HQ | - | 0 | 0
3VA1112-1AA32-0CH0 |  | 3VA1112-1AA32-0CH0 | 1 | UN | 1 | 10 | C | D | EAR99 | N | 85362090 | 1 | 4042949082842 | 1.08 | KG | 461.55 | 461.55 | LP17 | LP17 | switch disconnector 3VA1 IEC frame 160 3-pole SD100, In=125A without overload protection w/o short-circuit protection nut keeper kit undervoltage release (UVR) 120-127V AC 50/60Hz 2 auxiliary switches HQ 1 trip alarm switch HQ | - | 0 | 0
3VA1112-1AA32-0DA0 |  | 3VA1112-1AA32-0DA0 | 1 | UN | 1 | 10 | C | D | EAR99 | N | 85362090 | 1 | 4042949044864 | 0.8 | KG | 391 | 391 | LP17 | LP17 | switch disconnector 3VA1 IEC frame 160 3-pole SD100, In=125A without overload protection w/o short-circuit protection nut keeper kit undervoltage release (UVR) 208-230V AC 50/60Hz | - | 0 | 0
3VA1112-1AA32-0DC0 |  | 3VA1112-1AA32-0DC0 | 1 | UN | 1 | 10 | C | D | EAR99 | N | 85362090 | 1 | 4042949072393 | 1.05 | KG | 437.75 | 437.75 | LP17 | LP17 | switch disconnector 3VA1 IEC frame 160 3-pole SD100, In=125A without overload protection w/o short-circuit protection nut keeper kit undervoltage release (UVR) 208-230V AC 50/60Hz 2 auxiliary switches HQ | - | 0 | 0
3VA1112-1AA32-0DH0 |  | 3VA1112-1AA32-0DH0 | 1 | UN | 1 | 10 | C | D | EAR99 | N | 85362090 | 1 | 4042949084938 | 1.08 | KG | 461.55 | 461.55 | LP17 | LP17 | switch disconnector 3VA1 IEC frame 160 3-pole SD100, In=125A without overload protection w/o short-circuit protection nut keeper kit undervoltage release (UVR) 208-230V AC 50/60Hz 2 auxiliary switches HQ 1 trip alarm switch HQ | - | 0 | 0
3VA1112-1AA32-0HA0 |  | 3VA1112-1AA32-0HA0 | 1 | UN | 1 | 10 | C | D | EAR99 | N | 85362090 | 1 | 4042949046950 | 0.8 | KG | 367.2 | 367.2 | LP17 | LP17 | switch disconnector 3VA1 IEC frame 160 3-pole SD100, In=125A without overload protection w/o short-circuit protection nut keeper kit shunt trip (STL) 12-30V DC; 24 V AC 50/60 Hz | - | 0 | 0
3VA1112-1AA32-0HC0 |  | 3VA1112-1AA32-0HC0 | 1 | UN | 1 | 10 | C | D | EAR99 | N | 85362090 | 1 | 4042949074489 | 1.05 | KG | 413.1 | 413.1 | LP17 | LP17 | switch disconnector 3VA1 IEC frame 160 3-pole SD100, In=125A without overload protection w/o short-circuit protection nut keeper kit shunt trip (STL) 12-30V DC; 24 V AC 50/60 Hz 2 auxiliary switches HQ | - | 0 | 0
3VA1112-1AA32-0HH0 |  | 3VA1112-1AA32-0HH0 | 1 | UN | 1 | 10 | C | D | EAR99 | N | 85362090 | 1 | 4042949087021 | 1.08 | KG | 436.05 | 436.05 | LP17 | LP17 | switch disconnector 3VA1 IEC frame 160 3-pole SD100, In=125A without overload protection w/o short-circuit protection nut keeper kit shunt trip (STL) 12-30V DC; 24 V AC 50/60 Hz 2 auxiliary switches HQ 1 trip alarm switch HQ | - | 0 | 0
3VA1112-1AA32-0JA0 |  | 3VA1112-1AA32-0JA0 | 1 | UN | 1 | 10 | C | D | EAR99 | N | 85362090 | 1 | 4042949049043 | 0.8 | KG | 367.2 | 367.2 | LP17 | LP17 | switch disconnector 3VA1 IEC frame 160 3-pole SD100, In=125A without overload protection w/o short-circuit protection nut keeper kit shunt trip (STL) 110-127V DC, AC 50/60Hz | - | 0 | 0
3VA1112-1AA32-0JC0 |  | 3VA1112-1AA32-0JC0 | 1 | UN | 1 | 10 | C | D | EAR99 | N | 85362090 | 1 | 4042949076575 | 1.05 | KG | 413.1 | 413.1 | LP17 | LP17 | switch disconnector 3VA1 IEC frame 160 3-pole SD100, In=125A without overload protection w/o short-circuit protection nut keeper kit shunt trip (STL) 110-127V DC, AC 50/60Hz 2 auxiliary switches HQ | - | 0 | 0
3VA1112-1AA32-0JH0 |  | 3VA1112-1AA32-0JH0 | 1 | UN | 1 | 10 | C | D | EAR99 | N | 85362090 | 1 | 4042949089117 | 1.08 | KG | 436.05 | 436.05 | LP17 | LP17 | switch disconnector 3VA1 IEC frame 160 3-pole SD100, In=125A without overload protection w/o short-circuit protection nut keeper kit shunt trip (STL) 110-127V DC, AC 50/60Hz 2 auxiliary switches HQ 1 trip alarm switch HQ | - | 0 | 0
3VA1112-1AA32-0KA0 |  | 3VA1112-1AA32-0KA0 | 1 | UN | 1 | 10 | C | D | EAR99 | N | 85362090 | 1 | 4042949051138 | 1.05 | KG | 367.2 | 367.2 | LP17 | LP17 | switch disconnector 3VA1 IEC frame 160 3-pole SD100, In=125A without overload protection w/o short-circuit protection nut keeper kit shunt trip (STL) 220-250V DC; 208-277V AC | - | 0 | 0
3VA1112-1AA32-0KC0 |  | 3VA1112-1AA32-0KC0 | 1 | UN | 1 | 10 | C | D | EAR99 | N | 85362090 | 1 | 4042949078661 | 1.05 | KG | 413.1 | 413.1 | LP17 | LP17 | switch disconnector 3VA1 IEC frame 160 3-pole SD100, In=125A without overload protection w/o short-circuit protection nut keeper kit shunt trip (STL) 220-250V DC; 208-277V AC 2 auxiliary switches HQ | - | 0 | 0
3VA1112-1AA32-0KH0 |  | 3VA1112-1AA32-0KH0 | 1 | UN | 1 | 10 | C | D | EAR99 | N | 85362090 | 1 | 4042949091202 | 1.08 | KG | 436.05 | 436.05 | LP17 | LP17 | switch disconnector 3VA1 IEC frame 160 3-pole SD100, In=125A without overload protection w/o short-circuit protection nut keeper kit shunt trip (STL) 220-250V DC; 208-277V AC 2 auxiliary switches HQ 1 trip alarm switch HQ | - | 0 | 0
3VA1112-1AA36-0AA0 |  | 3VA1112-1AA36-0AA0 | 1 | UN | 1 | 2 | A | D | EAR99 | N | 85362090 | 1 | 4042948800621 | 956 | G | 293.6 | 285.4 | LP17 | LP17 | switch disconnector 3VA1 IEC frame 160 3-pole SD100, In=125A without overload protection w/o short-circuit protection clamp connection | Lista Papel 2020 SI | 0 | 0
3VA1112-1AA36-0AB0 |  | 3VA1112-1AA36-0AB0 | 1 | UN | 1 | 10 | C | D | EAR99 | N | 85362090 | 1 | 4042949053217 | 0.96 | KG | 374 | 374 | LP17 | LP17 | switch disconnector 3VA1 IEC frame 160 3-pole SD100, In=125A without overload protection w/o short-circuit protection clamp connection 2 auxiliary switches HP | - | 0 | 0
3VA1112-1AA36-0AC0 |  | 3VA1112-1AA36-0AC0 | 1 | UN | 1 | 10 | C | D | EAR99 | N | 85362090 | 1 | 4042949055303 | 0.96 | KG | 351.05 | 351.05 | LP17 | LP17 | switch disconnector 3VA1 IEC frame 160 3-pole SD100, In=125A without overload protection w/o short-circuit protection clamp connection 2 auxiliary switches HQ | - | 0 | 0
3VA1112-1AA36-0AD0 |  | 3VA1112-1AA36-0AD0 | 1 | UN | 1 | 10 | C | D | EAR99 | N | 85362090 | 1 | 4042949057390 | 0.99 | KG | 374 | 374 | LP17 | LP17 | switch disconnector 3VA1 IEC frame 160 3-pole SD100, In=125A without overload protection w/o short-circuit protection clamp connection 3 auxiliary switches HQ | - | 0 | 0
3VA1112-1AA36-0AE0 |  | 3VA1112-1AA36-0AE0 | 1 | UN | 1 | 10 | C | D | EAR99 | N | 85362090 | 1 | 4042949059486 | 1.02 | KG | 397.8 | 397.8 | LP17 | LP17 | switch disconnector 3VA1 IEC frame 160 3-pole SD100, In=125A without overload protection w/o short-circuit protection clamp connection 4 auxiliary switches HQ | - | 0 | 0
3VA1112-1AA36-0AF0 |  | 3VA1112-1AA36-0AF0 | 1 | UN | 1 | 10 | C | D | EAR99 | N | 85362090 | 1 | 4042949061571 | 0.96 | KG | 351.05 | 351.05 | LP17 | LP17 | switch disconnector 3VA1 IEC frame 160 3-pole SD100, In=125A without overload protection w/o short-circuit protection clamp connection 1 auxiliary switch HQ 1 trip alarm switch HQ | - | 0 | 0
3VA1112-1AA36-0AG0 |  | 3VA1112-1AA36-0AG0 | 1 | UN | 1 | 10 | C | D | EAR99 | N | 85362090 | 1 | 4042949063667 | 0.96 | KG | 374 | 374 | LP17 | LP17 | switch disconnector 3VA1 IEC frame 160 3-pole SD100, In=125A without overload protection w/o short-circuit protection clamp connection 1 auxiliary switch HP 1 trip alarm switch HP | - | 0 | 0
3VA1112-1AA36-0AH0 |  | 3VA1112-1AA36-0AH0 | 1 | UN | 1 | 10 | C | D | EAR99 | N | 85362090 | 1 | 4042949065753 | 0.99 | KG | 374 | 374 | LP17 | LP17 | switch disconnector 3VA1 IEC frame 160 3-pole SD100, In=125A without overload protection w/o short-circuit protection clamp connection 2 auxiliary switches HQ 1 trip alarm switch HQ | - | 0 | 0
3VA1112-1AA36-0BA0 |  | 3VA1112-1AA36-0BA0 | 1 | UN | 1 | 10 | C | D | EAR99 | N | 85362090 | 1 | 4042949040675 | 0.9 | KG | 413.1 | 413.1 | LP17 | LP17 | switch disconnector 3VA1 IEC frame 160 3-pole SD100, In=125A without overload protection w/o short-circuit protection clamp connection undervoltage release (UVR) 24V DC | - | 0 | 0
3VA1112-1AA36-0BC0 |  | 3VA1112-1AA36-0BC0 | 1 | UN | 1 | 10 | C | D | EAR99 | N | 85362090 | 1 | 4042949068204 | 1.05 | KG | 459 | 459 | LP17 | LP17 | switch disconnector 3VA1 IEC frame 160 3-pole SD100, In=125A without overload protection w/o short-circuit protection clamp connection undervoltage release (UVR) 24V DC 2 auxiliary switches HQ | - | 0 | 0
3VA1112-1AA36-0BH0 |  | 3VA1112-1AA36-0BH0 | 1 | UN | 1 | 10 | C | D | EAR99 | N | 85362090 | 1 | 4042949080749 | 1.05 | KG | 483.65 | 483.65 | LP17 | LP17 | switch disconnector 3VA1 IEC frame 160 3-pole SD100, In=125A without overload protection w/o short-circuit protection clamp connection undervoltage release (UVR) 24V DC 2 auxiliary switches HQ 1 trip alarm switch HQ | - | 0 | 0
3VA1112-1AA36-0CA0 |  | 3VA1112-1AA36-0CA0 | 1 | UN | 1 | 10 | C | D | EAR99 | N | 85362090 | 1 | 4042949042761 | 0.8 | KG | 413.1 | 413.1 | LP17 | LP17 | switch disconnector 3VA1 IEC frame 160 3-pole SD100, In=125A without overload protection w/o short-circuit protection clamp connection undervoltage release (UVR) 120-127V AC 50/60Hz | - | 0 | 0
3VA1112-1AA36-0CC0 |  | 3VA1112-1AA36-0CC0 | 1 | UN | 1 | 10 | C | D | EAR99 | N | 85362090 | 1 | 4042949070290 | 1.05 | KG | 459 | 459 | LP17 | LP17 | switch disconnector 3VA1 IEC frame 160 3-pole SD100, In=125A without overload protection w/o short-circuit protection clamp connection undervoltage release (UVR) 120-127V AC 50/60Hz 2 auxiliary switches HQ | - | 0 | 0
3VA1112-1AA36-0CH0 |  | 3VA1112-1AA36-0CH0 | 1 | UN | 1 | 10 | C | D | EAR99 | N | 85362090 | 1 | 4042949082835 | 1.08 | KG | 483.65 | 483.65 | LP17 | LP17 | switch disconnector 3VA1 IEC frame 160 3-pole SD100, In=125A without overload protection w/o short-circuit protection clamp connection undervoltage release (UVR) 120-127V AC 50/60Hz 2 auxiliary switches HQ 1 trip alarm switch HQ | - | 0 | 0
3VA1112-1AA36-0DA0 |  | 3VA1112-1AA36-0DA0 | 1 | UN | 1 | 10 | C | D | EAR99 | N | 85362090 | 1 | 4042949044857 | 0.8 | KG | 413.1 | 413.1 | LP17 | LP17 | switch disconnector 3VA1 IEC frame 160 3-pole SD100, In=125A without overload protection w/o short-circuit protection clamp connection undervoltage release (UVR) 208-230V AC 50/60Hz | - | 0 | 0
3VA1112-1AA36-0DC0 |  | 3VA1112-1AA36-0DC0 | 1 | UN | 1 | 10 | C | D | EAR99 | N | 85362090 | 1 | 4042949072386 | 1.05 | KG | 459 | 459 | LP17 | LP17 | switch disconnector 3VA1 IEC frame 160 3-pole SD100, In=125A without overload protection w/o short-circuit protection clamp connection undervoltage release (UVR) 208-230V AC 50/60Hz 2 auxiliary switches HQ | - | 0 | 0
3VA1112-1AA36-0DH0 |  | 3VA1112-1AA36-0DH0 | 1 | UN | 1 | 10 | C | D | EAR99 | N | 85362090 | 1 | 4042949084921 | 1.08 | KG | 483.65 | 483.65 | LP17 | LP17 | switch disconnector 3VA1 IEC frame 160 3-pole SD100, In=125A without overload protection w/o short-circuit protection clamp connection undervoltage release (UVR) 208-230V AC 50/60Hz 2 auxiliary switches HQ 1 trip alarm switch HQ | - | 0 | 0
3VA1112-1AA36-0HA0 |  | 3VA1112-1AA36-0HA0 | 1 | UN | 1 | 10 | C | D | EAR99 | N | 85362090 | 1 | 4042949046943 | 0.8 | KG | 387.6 | 387.6 | LP17 | LP17 | switch disconnector 3VA1 IEC frame 160 3-pole SD100, In=125A without overload protection w/o short-circuit protection clamp connection shunt trip (STL) 12-30V DC; 24 V AC 50/60 Hz | - | 0 | 0
3VA1112-1AA36-0HC0 |  | 3VA1112-1AA36-0HC0 | 1 | UN | 1 | 10 | C | D | EAR99 | N | 85362090 | 1 | 4042949074472 | 1.05 | KG | 434.35 | 434.35 | LP17 | LP17 | switch disconnector 3VA1 IEC frame 160 3-pole SD100, In=125A without overload protection w/o short-circuit protection clamp connection shunt trip (STL) 12-30V DC; 24 V AC 50/60 Hz 2 auxiliary switches HQ | - | 0 | 0
3VA1112-1AA36-0HH0 |  | 3VA1112-1AA36-0HH0 | 1 | UN | 1 | 10 | C | D | EAR99 | N | 85362090 | 1 | 4042949087014 | 1.08 | KG | 458.15 | 458.15 | LP17 | LP17 | switch disconnector 3VA1 IEC frame 160 3-pole SD100, In=125A without overload protection w/o short-circuit protection clamp connection shunt trip (STL) 12-30V DC; 24 V AC 50/60 Hz 2 auxiliary switches HQ 1 trip alarm switch HQ | - | 0 | 0
3VA1112-1AA36-0JA0 |  | 3VA1112-1AA36-0JA0 | 1 | UN | 1 | 10 | C | D | EAR99 | N | 85362090 | 1 | 4042949049036 | 0.8 | KG | 387.6 | 387.6 | LP17 | LP17 | switch disconnector 3VA1 IEC frame 160 3-pole SD100, In=125A without overload protection w/o short-circuit protection clamp connection shunt trip (STL) 110-127V DC, AC 50/60Hz | - | 0 | 0
3VA1112-1AA36-0JC0 |  | 3VA1112-1AA36-0JC0 | 1 | UN | 1 | 10 | C | D | EAR99 | N | 85362090 | 1 | 4042949076568 | 1.05 | KG | 434.35 | 434.35 | LP17 | LP17 | switch disconnector 3VA1 IEC frame 160 3-pole SD100, In=125A without overload protection w/o short-circuit protection clamp connection shunt trip (STL) 110-127V DC, AC 50/60Hz 2 auxiliary switches HQ | - | 0 | 0
3VA1112-1AA36-0JH0 |  | 3VA1112-1AA36-0JH0 | 1 | UN | 1 | 10 | C | D | EAR99 | N | 85362090 | 1 | 4042949089100 | 1.08 | KG | 458.15 | 458.15 | LP17 | LP17 | switch disconnector 3VA1 IEC frame 160 3-pole SD100, In=125A without overload protection w/o short-circuit protection clamp connection shunt trip (STL) 110-127V DC, AC 50/60Hz 2 auxiliary switches HQ 1 trip alarm switch HQ | - | 0 | 0
3VA1112-1AA36-0KA0 |  | 3VA1112-1AA36-0KA0 | 1 | UN | 1 | 10 | C | D | EAR99 | N | 85362090 | 1 | 4042949051121 | 1.05 | KG | 387.6 | 387.6 | LP17 | LP17 | switch disconnector 3VA1 IEC frame 160 3-pole SD100, In=125A without overload protection w/o short-circuit protection clamp connection shunt trip (STL) 220-250V DC; 208-277V AC | - | 0 | 0
3VA1112-1AA36-0KC0 |  | 3VA1112-1AA36-0KC0 | 1 | UN | 1 | 10 | C | D | EAR99 | N | 85362090 | 1 | 4042949078654 | 1.05 | KG | 434.35 | 434.35 | LP17 | LP17 | switch disconnector 3VA1 IEC frame 160 3-pole SD100, In=125A without overload protection w/o short-circuit protection clamp connection shunt trip (STL) 220-250V DC; 208-277V AC 2 auxiliary switches HQ | - | 0 | 0
3VA1112-1AA36-0KH0 |  | 3VA1112-1AA36-0KH0 | 1 | UN | 1 | 10 | C | D | EAR99 | N | 85362090 | 1 | 4042949091196 | 1.08 | KG | 458.15 | 458.15 | LP17 | LP17 | switch disconnector 3VA1 IEC frame 160 3-pole SD100, In=125A without overload protection w/o short-circuit protection clamp connection shunt trip (STL) 220-250V DC; 208-277V AC 2 auxiliary switches HQ 1 trip alarm switch HQ | - | 0 | 0
3VA1112-1AA42-0AA0 |  | 3VA1112-1AA42-0AA0 | 1 | UN | 1 | 5 | B | D | EAR99 | N | 85362090 | 1 | 4042948800577 | 1.14 | KG | 355.1 | 345.2 | LP17 | LP17 | switch disconnector 3VA1 IEC frame 160 4-pole SD100, In=125A without overload protection w/o short-circuit protection nut keeper kit | Lista Papel 2020 SI | 0 | 0
3VA1112-1AA42-0AB0 |  | 3VA1112-1AA42-0AB0 | 1 | UN | 1 | 10 | C | D | EAR99 | N | 85362090 | 1 | 4042949053200 | 1.26 | KG | 437.75 | 437.75 | LP17 | LP17 | switch disconnector 3VA1 IEC frame 160 4-pole SD100, In=125A without overload protection w/o short-circuit protection nut keeper kit 2 auxiliary switches HP | - | 0 | 0
3VA1112-1AA42-0AC0 |  | 3VA1112-1AA42-0AC0 | 1 | UN | 1 | 10 | C | D | EAR99 | N | 85362090 | 1 | 4042949055297 | 1.26 | KG | 413.95 | 413.95 | LP17 | LP17 | switch disconnector 3VA1 IEC frame 160 4-pole SD100, In=125A without overload protection w/o short-circuit protection nut keeper kit 2 auxiliary switches HQ | - | 0 | 0
3VA1112-1AA42-0AD0 |  | 3VA1112-1AA42-0AD0 | 1 | UN | 1 | 10 | C | D | EAR99 | N | 85362090 | 1 | 4042949057383 | 1.29 | KG | 437.75 | 437.75 | LP17 | LP17 | switch disconnector 3VA1 IEC frame 160 4-pole SD100, In=125A without overload protection w/o short-circuit protection nut keeper kit 3 auxiliary switches HQ | - | 0 | 0
3VA1112-1AA42-0AE0 |  | 3VA1112-1AA42-0AE0 | 1 | UN | 1 | 10 | C | D | EAR99 | N | 85362090 | 1 | 4042949059479 | 1.32 | KG | 461.55 | 461.55 | LP17 | LP17 | switch disconnector 3VA1 IEC frame 160 4-pole SD100, In=125A without overload protection w/o short-circuit protection nut keeper kit 4 auxiliary switches HQ | - | 0 | 0
3VA1112-1AA42-0AF0 |  | 3VA1112-1AA42-0AF0 | 1 | UN | 1 | 10 | C | D | EAR99 | N | 85362090 | 1 | 4042949061564 | 1.26 | KG | 413.95 | 413.95 | LP17 | LP17 | switch disconnector 3VA1 IEC frame 160 4-pole SD100, In=125A without overload protection w/o short-circuit protection nut keeper kit 1 auxiliary switch HQ 1 trip alarm switch HQ | - | 0 | 0
3VA1112-1AA42-0AG0 |  | 3VA1112-1AA42-0AG0 | 1 | UN | 1 | 10 | C | D | EAR99 | N | 85362090 | 1 | 4042949063650 | 1.26 | KG | 437.75 | 437.75 | LP17 | LP17 | switch disconnector 3VA1 IEC frame 160 4-pole SD100, In=125A without overload protection w/o short-circuit protection nut keeper kit 1 auxiliary switch HP 1 trip alarm switch HP | - | 0 | 0
3VA1112-1AA42-0AH0 |  | 3VA1112-1AA42-0AH0 | 1 | UN | 1 | 10 | C | D | EAR99 | N | 85362090 | 1 | 4042949065746 | 1.29 | KG | 437.75 | 437.75 | LP17 | LP17 | switch disconnector 3VA1 IEC frame 160 4-pole SD100, In=125A without overload protection w/o short-circuit protection nut keeper kit 2 auxiliary switches HQ 1 trip alarm switch HQ | - | 0 | 0
3VA1112-1AA42-0BA0 |  | 3VA1112-1AA42-0BA0 | 1 | UN | 1 | 10 | C | D | EAR99 | N | 85362090 | 1 | 4042949040668 | 1.1 | KG | 476 | 476 | LP17 | LP17 | switch disconnector 3VA1 IEC frame 160 4-pole SD100, In=125A without overload protection w/o short-circuit protection nut keeper kit undervoltage release (UVR) 24V DC | - | 0 | 0
3VA1112-1AA42-0BC0 |  | 3VA1112-1AA42-0BC0 | 1 | UN | 1 | 10 | C | D | EAR99 | N | 85362090 | 1 | 4042949068198 | 1.35 | KG | 522.75 | 522.75 | LP17 | LP17 | switch disconnector 3VA1 IEC frame 160 4-pole SD100, In=125A without overload protection w/o short-circuit protection nut keeper kit undervoltage release (UVR) 24V DC 2 auxiliary switches HQ | - | 0 | 0
3VA1112-1AA42-0BH0 |  | 3VA1112-1AA42-0BH0 | 1 | UN | 1 | 10 | C | D | EAR99 | N | 85362090 | 1 | 4042949080732 | 1.38 | KG | 545.7 | 545.7 | LP17 | LP17 | switch disconnector 3VA1 IEC frame 160 4-pole SD100, In=125A without overload protection w/o short-circuit protection nut keeper kit undervoltage release (UVR) 24V DC 2 auxiliary switches HQ 1 trip alarm switch HQ | - | 0 | 0
3VA1112-1AA42-0CA0 |  | 3VA1112-1AA42-0CA0 | 1 | UN | 1 | 10 | C | D | EAR99 | N | 85362090 | 1 | 4042949042754 | 1.1 | KG | 476 | 476 | LP17 | LP17 | switch disconnector 3VA1 IEC frame 160 4-pole SD100, In=125A without overload protection w/o short-circuit protection nut keeper kit undervoltage release (UVR) 120-127V AC 50/60Hz | - | 0 | 0
3VA1112-1AA42-0CC0 |  | 3VA1112-1AA42-0CC0 | 1 | UN | 1 | 10 | C | D | EAR99 | N | 85362090 | 1 | 4042949070283 | 1.35 | KG | 522.75 | 522.75 | LP17 | LP17 | switch disconnector 3VA1 IEC frame 160 4-pole SD100, In=125A without overload protection w/o short-circuit protection nut keeper kit undervoltage release (UVR) 120-127V AC 50/60Hz 2 auxiliary switches HQ | - | 0 | 0
3VA1112-1AA42-0CH0 |  | 3VA1112-1AA42-0CH0 | 1 | UN | 1 | 10 | C | D | EAR99 | N | 85362090 | 1 | 4042949082828 | 1.38 | KG | 545.7 | 545.7 | LP17 | LP17 | switch disconnector 3VA1 IEC frame 160 4-pole SD100, In=125A without overload protection w/o short-circuit protection nut keeper kit undervoltage release (UVR) 120-127V AC 50/60Hz 2 auxiliary switches HQ 1 trip alarm switch HQ | - | 0 | 0
3VA1112-1AA42-0DA0 |  | 3VA1112-1AA42-0DA0 | 1 | UN | 1 | 10 | C | D | EAR99 | N | 85362090 | 1 | 4042949044840 | 1.1 | KG | 476 | 476 | LP17 | LP17 | switch disconnector 3VA1 IEC frame 160 4-pole SD100, In=125A without overload protection w/o short-circuit protection nut keeper kit undervoltage release (UVR) 208-230V AC 50/60Hz | - | 0 | 0
3VA1112-1AA42-0DC0 |  | 3VA1112-1AA42-0DC0 | 1 | UN | 1 | 10 | C | D | EAR99 | N | 85362090 | 1 | 4042949072379 | 1.35 | KG | 522.75 | 522.75 | LP17 | LP17 | switch disconnector 3VA1 IEC frame 160 4-pole SD100, In=125A without overload protection w/o short-circuit protection nut keeper kit undervoltage release (UVR) 208-230V AC 50/60Hz 2 auxiliary switches HQ | - | 0 | 0
3VA1112-1AA42-0DD0 |  | 3VA1112-1AA42-0DD0 | 1 | UN | 1 | 10 | C | D | EAR99 | N | 85362090 | 1 | 4042949325628 | 1.293 | KG | 548.25 | 548.25 | LP17 | LP17 | switch disconnector 3VA1 IEC frame 160 4-pole SD100, In=125A without overload protection w/o short-circuit protection nut keeper kit switch disconnector 3VA1 IEC frame 160 4-pole SD100, In=125A without overload protection w/o short-circuit protection nut keeper kit undervoltage release 208-230V AC 50/60Hz 3 auxiliary switches HQ | - | 0 | 0
3VA1112-1AA42-0DH0 |  | 3VA1112-1AA42-0DH0 | 1 | UN | 1 | 10 | C | D | EAR99 | N | 85362090 | 1 | 4042949084914 | 1.38 | KG | 545.7 | 545.7 | LP17 | LP17 | switch disconnector 3VA1 IEC frame 160 4-pole SD100, In=125A without overload protection w/o short-circuit protection nut keeper kit undervoltage release (UVR) 208-230V AC 50/60Hz 2 auxiliary switches HQ 1 trip alarm switch HQ | - | 0 | 0
3VA1112-1AA42-0HA0 |  | 3VA1112-1AA42-0HA0 | 1 | UN | 1 | 10 | C | D | EAR99 | N | 85362090 | 1 | 4042949046936 | 1.1 | KG | 451.35 | 451.35 | LP17 | LP17 | switch disconnector 3VA1 IEC frame 160 4-pole SD100, In=125A without overload protection w/o short-circuit protection nut keeper kit shunt trip (STL) 12-30V DC; 24 V AC 50/60 Hz | - | 0 | 0
3VA1112-1AA42-0HC0 |  | 3VA1112-1AA42-0HC0 | 1 | UN | 1 | 10 | C | D | EAR99 | N | 85362090 | 1 | 4042949074465 | 1.35 | KG | 498.95 | 498.95 | LP17 | LP17 | switch disconnector 3VA1 IEC frame 160 4-pole SD100, In=125A without overload protection w/o short-circuit protection nut keeper kit shunt trip (STL) 12-30V DC; 24 V AC 50/60 Hz 2 auxiliary switches HQ | - | 0 | 0
3VA1112-1AA42-0HH0 |  | 3VA1112-1AA42-0HH0 | 1 | UN | 1 | 10 | C | D | EAR99 | N | 85362090 | 1 | 4042949087007 | 1.38 | KG | 521.9 | 521.9 | LP17 | LP17 | switch disconnector 3VA1 IEC frame 160 4-pole SD100, In=125A without overload protection w/o short-circuit protection nut keeper kit shunt trip (STL) 12-30V DC; 24 V AC 50/60 Hz 2 auxiliary switches HQ 1 trip alarm switch HQ | - | 0 | 0
3VA1112-1AA42-0JA0 |  | 3VA1112-1AA42-0JA0 | 1 | UN | 1 | 10 | C | D | EAR99 | N | 85362090 | 1 | 4042949049029 | 1.1 | KG | 451.35 | 451.35 | LP17 | LP17 | switch disconnector 3VA1 IEC frame 160 4-pole SD100, In=125A without overload protection w/o short-circuit protection nut keeper kit shunt trip (STL) 110-127V DC, AC 50/60Hz | - | 0 | 0
3VA1112-1AA42-0JC0 |  | 3VA1112-1AA42-0JC0 | 1 | UN | 1 | 10 | C | D | EAR99 | N | 85362090 | 1 | 4042949076551 | 1.35 | KG | 498.95 | 498.95 | LP17 | LP17 | switch disconnector 3VA1 IEC frame 160 4-pole SD100, In=125A without overload protection w/o short-circuit protection nut keeper kit shunt trip (STL) 110-127V DC, AC 50/60Hz 2 auxiliary switches HQ | - | 0 | 0
3VA1112-1AA42-0JH0 |  | 3VA1112-1AA42-0JH0 | 1 | UN | 1 | 10 | C | D | EAR99 | N | 85362090 | 1 | 4042949089094 | 1.38 | KG | 521.9 | 521.9 | LP17 | LP17 | switch disconnector 3VA1 IEC frame 160 4-pole SD100, In=125A without overload protection w/o short-circuit protection nut keeper kit shunt trip (STL) 110-127V DC, AC 50/60Hz 2 auxiliary switches HQ 1 trip alarm switch HQ | - | 0 | 0
3VA1112-1AA42-0KA0 |  | 3VA1112-1AA42-0KA0 | 1 | UN | 1 | 10 | C | D | EAR99 | N | 85362090 | 1 | 4042949051114 | 1.35 | KG | 451.35 | 451.35 | LP17 | LP17 | switch disconnector 3VA1 IEC frame 160 4-pole SD100, In=125A without overload protection w/o short-circuit protection nut keeper kit shunt trip (STL) 220-250V DC; 208-277V AC | - | 0 | 0
3VA1112-1AA42-0KC0 |  | 3VA1112-1AA42-0KC0 | 1 | UN | 1 | 10 | C | D | EAR99 | N | 85362090 | 1 | 4042949078647 | 1.35 | KG | 498.95 | 498.95 | LP17 | LP17 | switch disconnector 3VA1 IEC frame 160 4-pole SD100, In=125A without overload protection w/o short-circuit protection nut keeper kit shunt trip (STL) 220-250V DC; 208-277V AC 2 auxiliary switches HQ | - | 0 | 0
3VA1112-1AA42-0KH0 |  | 3VA1112-1AA42-0KH0 | 1 | UN | 1 | 10 | C | D | EAR99 | N | 85362090 | 1 | 4042949091189 | 1.38 | KG | 521.9 | 521.9 | LP17 | LP17 | switch disconnector 3VA1 IEC frame 160 4-pole SD100, In=125A without overload protection w/o short-circuit protection nut keeper kit shunt trip (STL) 220-250V DC; 208-277V AC 2 auxiliary switches HQ 1 trip alarm switch HQ | - | 0 | 0
3VA1112-1AA46-0AA0 |  | 3VA1112-1AA46-0AA0 | 1 | UN | 1 | 5 | B | D | EAR99 | N | 85362090 | 1 | 4042948800652 | 1.232 | KG | 382.1 | 371.5 | LP17 | LP17 | switch disconnector 3VA1 IEC frame 160 4-pole SD100, In=125A without overload protection w/o short-circuit protection clamp connection | Lista Papel 2020 SI | 0 | 0
3VA1112-1AA46-0AC0 |  | 3VA1112-1AA46-0AC0 | 1 | UN | 1 | 10 | C | D | EAR99 | N | 85362090 | 1 | 4042949321453 | 1.16 | KG | 444.55 | 444.55 | LP17 | LP17 | switch disconnector 3VA1 IEC frame 160 4-pole SD100, In=125A without overload protection w/o short-circuit protection clamp connection 2 auxiliary switches HQ | - | 0 | 0
3VA1112-3ED12-0AA0 |  | 3VA1112-3ED12-0AA0 | 1 | UN | 1 | 5 | B | D | EAR99 | N | 85362090 | 1 | 4042948829974 | 395 | G | 195.2 | 189.4 | LP17 | LP17 | circuit breaker 3VA1 IEC frame 160 breaking capacity class N Icu=25kA @ 240V 1-pole, line protection TM210, FTFM, In=125A overload protection Ir=125A fixed short-circuit protection Ii=10 x In nut keeper kit | Lista Papel 2020 SI | 0 | 0
3VA1112-3ED16-0AA0 |  | 3VA1112-3ED16-0AA0 | 1 | UN | 1 | 5 | B | D | EAR99 | N | 85362090 | 1 | 4042948829967 | 416 | G | 200.9 | 195.2 | LP17 | LP17 | circuit breaker 3VA1 IEC frame 160 breaking capacity class N Icu=25kA @ 240V 1-pole, line protection TM210, FTFM, In=125A overload protection Ir=125A fixed short-circuit protection Ii=10 x In clamp connection | Lista Papel 2020 SI | 0 | 0
3VA1112-3ED22-0AA0 |  | 3VA1112-3ED22-0AA0 | 1 | UN | 1 | 5 | B | D | EAR99 | N | 85362090 | 1 | 4042948829950 | 0.676 | KG | 350.1 | 340.3 | LP17 | LP17 | circuit breaker 3VA1 IEC frame 160 breaking capacity class N Icu=25kA @ 415V 2-pole, line protection TM210, FTFM, In=125A overload protection Ir=125A fixed short-circuit protection Ii=10 x In nut keeper kit | Lista Papel 2020 SI | 0 | 0
3VA1112-3ED26-0AA0 |  | 3VA1112-3ED26-0AA0 | 1 | UN | 1 | 5 | B | D | EAR99 | N | 85362090 | 1 | 4042948829943 | 0.715 | KG | 364.9 | 354.2 | LP17 | LP17 | circuit breaker 3VA1 IEC frame 160 breaking capacity class N Icu=25kA @ 415V 2-pole, line protection TM210, FTFM, In=125A overload protection Ir=125A fixed short-circuit protection Ii=10 x In clamp connection | Lista Papel 2020 SI | 0 | 0
3VA1112-3ED32-0AA0 |  | 3VA1112-3ED32-0AA0 | 1 | UN | 1 | 2 | A | D | EAR99 | N | 85362090 | 1 | 4042948812808 | 989 | G | 389.5 | 378.8 | LP17 | LP17 | circuit breaker 3VA1 IEC frame 160 breaking capacity class N Icu=25kA @ 415V 3-pole, line protection TM210, FTFM, In=125A overload protection Ir=125A fixed short-circuit protection Ii=10 x In nut keeper kit | Lista Papel 2020 SI | 0 | 0
3VA1112-3ED36-0AA0 |  | 3VA1112-3ED36-0AA0 | 1 | UN | 1 | 2 | A | D | EAR99 | N | 85362090 | 1 | 4042948821886 | 1.071 | KG | 409.2 | 397.7 | LP17 | LP17 | circuit breaker 3VA1 IEC frame 160 breaking capacity class N Icu=25kA @ 415V 3-pole, line protection TM210, FTFM, In=125A overload protection Ir=125A fixed short-circuit protection Ii=10 x In clamp connection | Lista Papel 2020 SI | 0 | 0
3VA1112-3ED42-0AA0 |  | 3VA1112-3ED42-0AA0 | 1 | UN | 1 | 2 | A | D | EAR99 | N | 85362090 | 1 | 4042948813683 | 1.262 | KG | 505.1 | 491.2 | LP17 | LP17 | circuit breaker 3VA1 IEC frame 160 breaking capacity class N Icu=25kA @ 415V 4-pole, line protection TM210, FTFM, In=125A overload protection Ir=125A fixed short-circuit protection Ii=10 x In N conductor unprotected nut keeper kit | Lista Papel 2020 SI | 0 | 0
3VA1112-3ED46-0AA0 |  | 3VA1112-3ED46-0AA0 | 1 | UN | 1 | 5 | B | D | EAR99 | N | 85362090 | 1 | 4042948822760 | 1.349 | KG | 532.2 | 517.4 | LP17 | LP17 | circuit breaker 3VA1 IEC frame 160 breaking capacity class N Icu=25kA @ 415V 4-pole, line protection TM210, FTFM, In=125A overload protection Ir=125A fixed short-circuit protection Ii=10 x In N conductor unprotected clamp connection | Lista Papel 2020 SI | 0 | 0
3VA1112-3EE32-0AA0 |  | 3VA1112-3EE32-0AA0 | 1 | UN | 1 | 2 | A | D | EAR99 | N | 85362090 | 1 | 4042948812815 | 1.005 | KG | 396.9 | 385.4 | LP17 | LP17 | circuit breaker 3VA1 IEC frame 160 breaking capacity class N Icu=25kA @ 415V 3-pole, line protection TM220, ATFM, In=125A overload protection Ir=88A...125A short-circuit protection Ii=10 x In nut keeper kit | Lista Papel 2020 SI | 0 | 0
3VA1112-3EE36-0AA0 |  | 3VA1112-3EE36-0AA0 | 1 | UN | 1 | 2 | A | D | EAR99 | N | 85362090 | 1 | 4042948821893 | 1.055 | KG | 418.2 | 406.7 | LP17 | LP17 | circuit breaker 3VA1 IEC frame 160 breaking capacity class N Icu=25kA @ 415V 3-pole, line protection TM220, ATFM, In=125A overload protection Ir=88A...125A short-circuit protection Ii=10 x In clamp connection | Lista Papel 2020 SI | 0 | 0
3VA1112-3EE42-0AA0 |  | 3VA1112-3EE42-0AA0 | 1 | UN | 1 | 5 | B | D | EAR99 | N | 85362090 | 1 | 4042948813690 | 1.259 | KG | 516.6 | 501.8 | LP17 | LP17 | circuit breaker 3VA1 IEC frame 160 breaking capacity class N Icu=25kA @ 415V 4-pole, line protection TM220, ATFM, In=125A overload protection Ir=88A...125A short-circuit protection Ii=10 x In N conductor unprotected nut keeper kit | Lista Papel 2020 SI | 0 | 0
3VA1112-3EE46-0AA0 |  | 3VA1112-3EE46-0AA0 | 1 | UN | 1 | 5 | B | D | EAR99 | N | 85362090 | 1 | 4042948822777 | 1.345 | KG | 545.3 | 529.7 | LP17 | LP17 | circuit breaker 3VA1 IEC frame 160 breaking capacity class N Icu=25kA @ 415V 4-pole, line protection TM220, ATFM, In=125A overload protection Ir=88A...125A short-circuit protection Ii=10 x In N conductor unprotected clamp connection | Lista Papel 2020 SI | 0 | 0
3VA1112-3EF32-0AA0 |  | 3VA1112-3EF32-0AA0 | 1 | UN | 1 | 2 | A | D | EAR99 | N | 85362090 | 1 | 4042948808863 | 993 | G | 417.4 | 405.9 | LP17 | LP17 | circuit breaker 3VA1 IEC frame 160 breaking capacity class N Icu=25kA @ 415V 3-pole, line protection TM240, ATAM, In=125A overload protection Ir=88A...125A short-circuit protection Ii=5...10 x In nut keeper kit | Lista Papel 2020 SI | 0 | 0
3VA1112-3EF32-0AB0 |  | 3VA1112-3EF32-0AB0 | 1 | UN | 1 | 10 | C | D | EAR99 | N | 85362090 | 1 | 4042949054061 | 0.96 | KG | 503.2 | 503.2 | LP17 | LP17 | circuit breaker 3VA1 IEC frame 160 breaking capacity class N Icu=25kA @ 415V 3-pole, line protection TM240, ATAM, In=125A overload protection Ir=88A...125A short-circuit protection Ii=5...10 x In nut keeper kit 2 auxiliary switches HP | - | 0 | 0
3VA1112-3EF32-0AC0 |  | 3VA1112-3EF32-0AC0 | 1 | UN | 1 | 10 | C | D | EAR99 | N | 85362090 | 1 | 4042949056157 | 0.96 | KG | 479.4 | 479.4 | LP17 | LP17 | circuit breaker 3VA1 IEC frame 160 breaking capacity class N Icu=25kA @ 415V 3-pole, line protection TM240, ATAM, In=125A overload protection Ir=88A...125A short-circuit protection Ii=5...10 x In nut keeper kit 2 auxiliary switches HQ | - | 0 | 0
3VA1112-3EF32-0AD0 |  | 3VA1112-3EF32-0AD0 | 1 | UN | 1 | 10 | C | D | EAR99 | N | 85362090 | 1 | 4042949058243 | 0.99 | KG | 503.2 | 503.2 | LP17 | LP17 | circuit breaker 3VA1 IEC frame 160 breaking capacity class N Icu=25kA @ 415V 3-pole, line protection TM240, ATAM, In=125A overload protection Ir=88A...125A short-circuit protection Ii=5...10 x In nut keeper kit 3 auxiliary switches HQ | - | 0 | 0
3VA1112-3EF32-0AE0 |  | 3VA1112-3EF32-0AE0 | 1 | UN | 1 | 10 | C | D | EAR99 | N | 85362090 | 1 | 4042949060338 | 1.02 | KG | 526.15 | 526.15 | LP17 | LP17 | circuit breaker 3VA1 IEC frame 160 breaking capacity class N Icu=25kA @ 415V 3-pole, line protection TM240, ATAM, In=125A overload protection Ir=88A...125A short-circuit protection Ii=5...10 x In nut keeper kit 4 auxiliary switches HQ | - | 0 | 0
3VA1112-3EF32-0AF0 |  | 3VA1112-3EF32-0AF0 | 1 | UN | 1 | 10 | C | D | EAR99 | N | 85362090 | 1 | 4042949062424 | 0.96 | KG | 479.4 | 479.4 | LP17 | LP17 | circuit breaker 3VA1 IEC frame 160 breaking capacity class N Icu=25kA @ 415V 3-pole, line protection TM240, ATAM, In=125A overload protection Ir=88A...125A short-circuit protection Ii=5...10 x In nut keeper kit 1 auxiliary switch HQ 1 trip alarm switch HQ | - | 0 | 0
3VA1112-3EF32-0AG0 |  | 3VA1112-3EF32-0AG0 | 1 | UN | 1 | 10 | C | D | EAR99 | N | 85362090 | 1 | 4042949064510 | 0.96 | KG | 503.2 | 503.2 | LP17 | LP17 | circuit breaker 3VA1 IEC frame 160 breaking capacity class N Icu=25kA @ 415V 3-pole, line protection TM240, ATAM, In=125A overload protection Ir=88A...125A short-circuit protection Ii=5...10 x In nut keeper kit 1 auxiliary switch HP 1 trip alarm switch HP | - | 0 | 0
3VA1112-3EF32-0AH0 |  | 3VA1112-3EF32-0AH0 | 1 | UN | 1 | 10 | C | D | EAR99 | N | 85362090 | 1 | 4042949066606 | 0.99 | KG | 503.2 | 503.2 | LP17 | LP17 | circuit breaker 3VA1 IEC frame 160 breaking capacity class N Icu=25kA @ 415V 3-pole, line protection TM240, ATAM, In=125A overload protection Ir=88A...125A short-circuit protection Ii=5...10 x In nut keeper kit 2 auxiliary switches HQ 1 trip alarm switch HQ | - | 0 | 0
3VA1112-3EF32-0BA0 |  | 3VA1112-3EF32-0BA0 | 1 | UN | 1 | 10 | C | D | EAR99 | N | 85362090 | 1 | 4042949041528 | 0.9 | KG | 541.45 | 541.45 | LP17 | LP17 | circuit breaker 3VA1 IEC frame 160 breaking capacity class N Icu=25kA @ 415V 3-pole, line protection TM240, ATAM, In=125A overload protection Ir=88A...125A short-circuit protection Ii=5...10 x In nut keeper kit undervoltage release (UVR) 24V DC | - | 0 | 0
3VA1112-3EF32-0BC0 |  | 3VA1112-3EF32-0BC0 | 1 | UN | 1 | 10 | C | D | EAR99 | N | 85362090 | 1 | 4042949069058 | 1.05 | KG | 587.35 | 587.35 | LP17 | LP17 | circuit breaker 3VA1 IEC frame 160 breaking capacity class N Icu=25kA @ 415V 3-pole, line protection TM240, ATAM, In=125A overload protection Ir=88A...125A short-circuit protection Ii=5...10 x In nut keeper kit undervoltage release (UVR) 24V DC 2 auxiliary switches HQ | - | 0 | 0
3VA1112-3EF32-0BH0 |  | 3VA1112-3EF32-0BH0 | 1 | UN | 1 | 10 | C | D | EAR99 | N | 85362090 | 1 | 4042949081593 | 1.05 | KG | 612 | 612 | LP17 | LP17 | circuit breaker 3VA1 IEC frame 160 breaking capacity class N Icu=25kA @ 415V 3-pole, line protection TM240, ATAM, In=125A overload protection Ir=88A...125A short-circuit protection Ii=5...10 x In nut keeper kit undervoltage release (UVR) 24V DC 2 auxiliary switches HQ 1 trip alarm switch HQ | - | 0 | 0
3VA1112-3EF32-0CA0 |  | 3VA1112-3EF32-0CA0 | 1 | UN | 1 | 10 | C | D | EAR99 | N | 85362090 | 1 | 4042949043614 | 0.9 | KG | 541.45 | 541.45 | LP17 | LP17 | circuit breaker 3VA1 IEC frame 160 breaking capacity class N Icu=25kA @ 415V 3-pole, line protection TM240, ATAM, In=125A overload protection Ir=88A...125A short-circuit protection Ii=5...10 x In nut keeper kit undervoltage release (UVR) 120-127V AC 50/60Hz | - | 0 | 0
3VA1112-3EF32-0CC0 |  | 3VA1112-3EF32-0CC0 | 1 | UN | 1 | 10 | C | D | EAR99 | N | 85362090 | 1 | 4042949071143 | 1.05 | KG | 587.35 | 587.35 | LP17 | LP17 | circuit breaker 3VA1 IEC frame 160 breaking capacity class N Icu=25kA @ 415V 3-pole, line protection TM240, ATAM, In=125A overload protection Ir=88A...125A short-circuit protection Ii=5...10 x In nut keeper kit undervoltage release (UVR) 120-127V AC 50/60Hz 2 auxiliary switches HQ | - | 0 | 0
3VA1112-3EF32-0CH0 |  | 3VA1112-3EF32-0CH0 | 1 | UN | 1 | 10 | C | D | EAR99 | N | 85362090 | 1 | 4042949083689 | 1.08 | KG | 612 | 612 | LP17 | LP17 | circuit breaker 3VA1 IEC frame 160 breaking capacity class N Icu=25kA @ 415V 3-pole, line protection TM240, ATAM, In=125A overload protection Ir=88A...125A short-circuit protection Ii=5...10 x In nut keeper kit undervoltage release (UVR) 120-127V AC 50/60Hz 2 auxiliary switches HQ 1 trip alarm switch HQ | - | 0 | 0
3VA1112-3EF32-0DA0 |  | 3VA1112-3EF32-0DA0 | 1 | UN | 1 | 10 | C | D | EAR99 | N | 85362090 | 1 | 4042949045700 | 0.9 | KG | 541.45 | 541.45 | LP17 | LP17 | circuit breaker 3VA1 IEC frame 160 breaking capacity class N Icu=25kA @ 415V 3-pole, line protection TM240, ATAM, In=125A overload protection Ir=88A...125A short-circuit protection Ii=5...10 x In nut keeper kit undervoltage release (UVR) 208-230V AC 50/60Hz | - | 0 | 0
3VA1112-3EF32-0DC0 |  | 3VA1112-3EF32-0DC0 | 1 | UN | 1 | 10 | C | D | EAR99 | N | 85362090 | 1 | 4042949073239 | 1.05 | KG | 587.35 | 587.35 | LP17 | LP17 | circuit breaker 3VA1 IEC frame 160 breaking capacity class N Icu=25kA @ 415V 3-pole, line protection TM240, ATAM, In=125A overload protection Ir=88A...125A short-circuit protection Ii=5...10 x In nut keeper kit undervoltage release (UVR) 208-230V AC 50/60Hz 2 auxiliary switches HQ | - | 0 | 0
3VA1112-3EF32-0DH0 |  | 3VA1112-3EF32-0DH0 | 1 | UN | 1 | 10 | C | D | EAR99 | N | 85362090 | 1 | 4042949085775 | 1.08 | KG | 612 | 612 | LP17 | LP17 | circuit breaker 3VA1 IEC frame 160 breaking capacity class N Icu=25kA @ 415V 3-pole, line protection TM240, ATAM, In=125A overload protection Ir=88A...125A short-circuit protection Ii=5...10 x In nut keeper kit undervoltage release (UVR) 208-230V AC 50/60Hz 2 auxiliary switches HQ 1 trip alarm switch HQ | - | 0 | 0
3VA1112-3EF32-0HA0 |  | 3VA1112-3EF32-0HA0 | 1 | UN | 1 | 10 | C | D | EAR99 | N | 85362090 | 1 | 4042949047797 | 0.9 | KG | 515.95 | 515.95 | LP17 | LP17 | circuit breaker 3VA1 IEC frame 160 breaking capacity class N Icu=25kA @ 415V 3-pole, line protection TM240, ATAM, In=125A overload protection Ir=88A...125A short-circuit protection Ii=5...10 x In nut keeper kit shunt trip (STL) 12-30V DC, 24V AC 50/60Hz | - | 0 | 0
3VA1112-3EF32-0HC0 |  | 3VA1112-3EF32-0HC0 | 1 | UN | 1 | 10 | C | D | EAR99 | N | 85362090 | 1 | 4042949075325 | 1.05 | KG | 564.4 | 564.4 | LP17 | LP17 | circuit breaker 3VA1 IEC frame 160 breaking capacity class N Icu=25kA @ 415V 3-pole, line protection TM240, ATAM, In=125A overload protection Ir=88A...125A short-circuit protection Ii=5...10 x In nut keeper kit shunt trip (STL) 12-30V DC, 24V AC 50/60Hz 2 auxiliary switches HQ | - | 0 | 0
3VA1112-3EF32-0HH0 |  | 3VA1112-3EF32-0HH0 | 1 | UN | 1 | 10 | C | D | EAR99 | N | 85362090 | 1 | 4042949087861 | 1.08 | KG | 586.5 | 586.5 | LP17 | LP17 | circuit breaker 3VA1 IEC frame 160 breaking capacity class N Icu=25kA @ 415V 3-pole, line protection TM240, ATAM, In=125A overload protection Ir=88A...125A short-circuit protection Ii=5...10 x In nut keeper kit shunt trip (STL) 12-30V DC, 24V AC 50/60Hz 2 auxiliary switches HQ 1 trip alarm switch HQ | - | 0 | 0
3VA1112-3EF32-0JA0 |  | 3VA1112-3EF32-0JA0 | 1 | UN | 1 | 10 | C | D | EAR99 | N | 85362090 | 1 | 4042949049883 | 1.05 | KG | 515.95 | 515.95 | LP17 | LP17 | circuit breaker 3VA1 IEC frame 160 breaking capacity class N Icu=25kA @ 415V 3-pole, line protection TM240, ATAM, In=125A overload protection Ir=88A...125A short-circuit protection Ii=5...10 x In nut keeper kit shunt trip (STL) 110-127V DC, AC 50/60Hz | - | 0 | 0
3VA1112-3EF32-0JC0 |  | 3VA1112-3EF32-0JC0 | 1 | UN | 1 | 10 | C | D | EAR99 | N | 85362090 | 1 | 4042949077411 | 1.05 | KG | 564.4 | 564.4 | LP17 | LP17 | circuit breaker 3VA1 IEC frame 160 breaking capacity class N Icu=25kA @ 415V 3-pole, line protection TM240, ATAM, In=125A overload protection Ir=88A...125A short-circuit protection Ii=5...10 x In nut keeper kit shunt trip (STL) 110-127V DC, AC 50/60Hz 2 auxiliary switches HQ | - | 0 | 0
3VA1112-3EF32-0JH0 |  | 3VA1112-3EF32-0JH0 | 1 | UN | 1 | 10 | C | D | EAR99 | N | 85362090 | 1 | 4042949089957 | 1.08 | KG | 586.5 | 586.5 | LP17 | LP17 | circuit breaker 3VA1 IEC frame 160 breaking capacity class N Icu=25kA @ 415V 3-pole, line protection TM240, ATAM, In=125A overload protection Ir=88A...125A short-circuit protection Ii=5...10 x In nut keeper kit shunt trip (STL) 110-127V DC, AC 50/60Hz 2 auxiliary switches HQ 1 trip alarm switch HQ | - | 0 | 0
3VA1112-3EF32-0KA0 |  | 3VA1112-3EF32-0KA0 | 1 | UN | 1 | 10 | C | D | EAR99 | N | 85362090 | 1 | 4042949051978 | 1.05 | KG | 515.95 | 515.95 | LP17 | LP17 | circuit breaker 3VA1 IEC frame 160 breaking capacity class N Icu=25kA @ 415V 3-pole, line protection TM240, ATAM, In=125A overload protection Ir=88A...125A short-circuit protection Ii=5...10 x In nut keeper kit shunt trip (STL) 220-250V DC, 208-277V AC | - | 0 | 0
3VA1112-3EF32-0KC0 |  | 3VA1112-3EF32-0KC0 | 1 | UN | 1 | 10 | C | D | EAR99 | N | 85362090 | 1 | 4042949079507 | 1.05 | KG | 564.4 | 564.4 | LP17 | LP17 | circuit breaker 3VA1 IEC frame 160 breaking capacity class N Icu=25kA @ 415V 3-pole, line protection TM240, ATAM, In=125A overload protection Ir=88A...125A short-circuit protection Ii=5...10 x In nut keeper kit shunt trip (STL) 220-250V DC, 208-277V AC 2 auxiliary switches HQ | - | 0 | 0
3VA1112-3EF32-0KH0 |  | 3VA1112-3EF32-0KH0 | 1 | UN | 1 | 10 | C | D | EAR99 | N | 85362090 | 1 | 4042949092049 | 1.08 | KG | 586.5 | 586.5 | LP17 | LP17 | circuit breaker 3VA1 IEC frame 160 breaking capacity class N Icu=25kA @ 415V 3-pole, line protection TM240, ATAM, In=125A overload protection Ir=88A...125A short-circuit protection Ii=5...10 x In nut keeper kit shunt trip (STL) 220-250V DC, 208-277V AC 2 auxiliary switches HQ 1 trip alarm switch HQ | - | 0 | 0
3VA1112-3EF36-0AA0 |  | 3VA1112-3EF36-0AA0 | 1 | UN | 1 | 2 | A | D | EAR99 | N | 85362090 | 1 | 4042948820643 | 1.063 | KG | 438.7 | 426.4 | LP17 | LP17 | circuit breaker 3VA1 IEC frame 160 breaking capacity class N Icu=25kA @ 415V 3-pole, line protection TM240, ATAM, In=125A overload protection Ir=88A...125A short-circuit protection Ii=5...10 x In clamp connection | Lista Papel 2020 SI | 0 | 0
3VA1112-3EF36-0AB0 |  | 3VA1112-3EF36-0AB0 | 1 | UN | 1 | 10 | C | D | EAR99 | N | 85362090 | 1 | 4042949054054 | 0.96 | KG | 524.45 | 524.45 | LP17 | LP17 | circuit breaker 3VA1 IEC frame 160 breaking capacity class N Icu=25kA @ 415V 3-pole, line protection TM240, ATAM, In=125A overload protection Ir=88A...125A short-circuit protection Ii=5...10 x In clamp connection 2 auxiliary switches HP | - | 0 | 0
3VA1112-3EF36-0AC0 |  | 3VA1112-3EF36-0AC0 | 1 | UN | 1 | 10 | C | D | EAR99 | N | 85362090 | 1 | 4042949056140 | 0.96 | KG | 501.5 | 501.5 | LP17 | LP17 | circuit breaker 3VA1 IEC frame 160 breaking capacity class N Icu=25kA @ 415V 3-pole, line protection TM240, ATAM, In=125A overload protection Ir=88A...125A short-circuit protection Ii=5...10 x In clamp connection 2 auxiliary switches HQ | - | 0 | 0
3VA1112-3EF36-0AD0 |  | 3VA1112-3EF36-0AD0 | 1 | UN | 1 | 10 | C | D | EAR99 | N | 85362090 | 1 | 4042949058236 | 0.99 | KG | 524.45 | 524.45 | LP17 | LP17 | circuit breaker 3VA1 IEC frame 160 breaking capacity class N Icu=25kA @ 415V 3-pole, line protection TM240, ATAM, In=125A overload protection Ir=88A...125A short-circuit protection Ii=5...10 x In clamp connection 3 auxiliary switches HQ | - | 0 | 0
3VA1112-3EF36-0AE0 |  | 3VA1112-3EF36-0AE0 | 1 | UN | 1 | 10 | C | D | EAR99 | N | 85362090 | 1 | 4042949060321 | 1.02 | KG | 547.4 | 547.4 | LP17 | LP17 | circuit breaker 3VA1 IEC frame 160 breaking capacity class N Icu=25kA @ 415V 3-pole, line protection TM240, ATAM, In=125A overload protection Ir=88A...125A short-circuit protection Ii=5...10 x In clamp connection 4 auxiliary switches HQ | - | 0 | 0
3VA1112-3EF36-0AF0 |  | 3VA1112-3EF36-0AF0 | 1 | UN | 1 | 10 | C | D | EAR99 | N | 85362090 | 1 | 4042949062417 | 0.96 | KG | 501.5 | 501.5 | LP17 | LP17 | circuit breaker 3VA1 IEC frame 160 breaking capacity class N Icu=25kA @ 415V 3-pole, line protection TM240, ATAM, In=125A overload protection Ir=88A...125A short-circuit protection Ii=5...10 x In clamp connection 1 auxiliary switch HQ 1 trip alarm switch HQ | - | 0 | 0
3VA1112-3EF36-0AG0 |  | 3VA1112-3EF36-0AG0 | 1 | UN | 1 | 10 | C | D | EAR99 | N | 85362090 | 1 | 4042949064503 | 0.96 | KG | 524.45 | 524.45 | LP17 | LP17 | circuit breaker 3VA1 IEC frame 160 breaking capacity class N Icu=25kA @ 415V 3-pole, line protection TM240, ATAM, In=125A overload protection Ir=88A...125A short-circuit protection Ii=5...10 x In clamp connection 1 auxiliary switch HP 1 trip alarm switch HP | - | 0 | 0
3VA1112-3EF36-0AH0 |  | 3VA1112-3EF36-0AH0 | 1 | UN | 1 | 10 | C | D | EAR99 | N | 85362090 | 1 | 4042949066590 | 0.99 | KG | 524.45 | 524.45 | LP17 | LP17 | circuit breaker 3VA1 IEC frame 160 breaking capacity class N Icu=25kA @ 415V 3-pole, line protection TM240, ATAM, In=125A overload protection Ir=88A...125A short-circuit protection Ii=5...10 x In clamp connection 2 auxiliary switches HQ 1 trip alarm switch HQ | - | 0 | 0
3VA1112-3EF36-0BA0 |  | 3VA1112-3EF36-0BA0 | 1 | UN | 1 | 10 | C | D | EAR99 | N | 85362090 | 1 | 4042949041511 | 0.9 | KG | 564.4 | 564.4 | LP17 | LP17 | circuit breaker 3VA1 IEC frame 160 breaking capacity class N Icu=25kA @ 415V 3-pole, line protection TM240, ATAM, In=125A overload protection Ir=88A...125A short-circuit protection Ii=5...10 x In clamp connection undervoltage release (UVR) 24V DC | - | 0 | 0
3VA1112-3EF36-0BC0 |  | 3VA1112-3EF36-0BC0 | 1 | UN | 1 | 10 | C | D | EAR99 | N | 85362090 | 1 | 4042949069041 | 1.05 | KG | 610.3 | 610.3 | LP17 | LP17 | circuit breaker 3VA1 IEC frame 160 breaking capacity class N Icu=25kA @ 415V 3-pole, line protection TM240, ATAM, In=125A overload protection Ir=88A...125A short-circuit protection Ii=5...10 x In clamp connection undervoltage release (UVR) 24V DC 2 auxiliary switches HQ | - | 0 | 0
3VA1112-3EF36-0BH0 |  | 3VA1112-3EF36-0BH0 | 1 | UN | 1 | 10 | C | D | EAR99 | N | 85362090 | 1 | 4042949081586 | 1.05 | KG | 634.95 | 634.95 | LP17 | LP17 | circuit breaker 3VA1 IEC frame 160 breaking capacity class N Icu=25kA @ 415V 3-pole, line protection TM240, ATAM, In=125A overload protection Ir=88A...125A short-circuit protection Ii=5...10 x In clamp connection undervoltage release (UVR) 24V DC 2 auxiliary switches HQ 1 trip alarm switch HQ | - | 0 | 0
3VA1112-3EF36-0CA0 |  | 3VA1112-3EF36-0CA0 | 1 | UN | 1 | 10 | C | D | EAR99 | N | 85362090 | 1 | 4042949043607 | 0.9 | KG | 564.4 | 564.4 | LP17 | LP17 | circuit breaker 3VA1 IEC frame 160 breaking capacity class N Icu=25kA @ 415V 3-pole, line protection TM240, ATAM, In=125A overload protection Ir=88A...125A short-circuit protection Ii=5...10 x In clamp connection undervoltage release (UVR) 120-127V AC 50/60Hz | - | 0 | 0
3VA1112-3EF36-0CC0 |  | 3VA1112-3EF36-0CC0 | 1 | UN | 1 | 10 | C | D | EAR99 | N | 85362090 | 1 | 4042949071136 | 1.05 | KG | 610.3 | 610.3 | LP17 | LP17 | circuit breaker 3VA1 IEC frame 160 breaking capacity class N Icu=25kA @ 415V 3-pole, line protection TM240, ATAM, In=125A overload protection Ir=88A...125A short-circuit protection Ii=5...10 x In clamp connection undervoltage release (UVR) 120-127V AC 50/60Hz 2 auxiliary switches HQ | - | 0 | 0
3VA1112-3EF36-0CH0 |  | 3VA1112-3EF36-0CH0 | 1 | UN | 1 | 10 | C | D | EAR99 | N | 85362090 | 1 | 4042949083672 | 1.08 | KG | 634.95 | 634.95 | LP17 | LP17 | circuit breaker 3VA1 IEC frame 160 breaking capacity class N Icu=25kA @ 415V 3-pole, line protection TM240, ATAM, In=125A overload protection Ir=88A...125A short-circuit protection Ii=5...10 x In clamp connection undervoltage release (UVR) 120-127V AC 50/60Hz 2 auxiliary switches HQ 1 trip alarm switch HQ | - | 0 | 0
3VA1112-3EF36-0DA0 |  | 3VA1112-3EF36-0DA0 | 1 | UN | 1 | 10 | C | D | EAR99 | N | 85362090 | 1 | 4042949045694 | 0.9 | KG | 564.4 | 564.4 | LP17 | LP17 | circuit breaker 3VA1 IEC frame 160 breaking capacity class N Icu=25kA @ 415V 3-pole, line protection TM240, ATAM, In=125A overload protection Ir=88A...125A short-circuit protection Ii=5...10 x In clamp connection undervoltage release (UVR) 208-230V AC 50/60Hz | - | 0 | 0
3VA1112-3EF36-0DC0 |  | 3VA1112-3EF36-0DC0 | 1 | UN | 1 | 10 | C | D | EAR99 | N | 85362090 | 1 | 4042949073222 | 1.05 | KG | 610.3 | 610.3 | LP17 | LP17 | circuit breaker 3VA1 IEC frame 160 breaking capacity class N Icu=25kA @ 415V 3-pole, line protection TM240, ATAM, In=125A overload protection Ir=88A...125A short-circuit protection Ii=5...10 x In clamp connection undervoltage release (UVR) 208-230V AC 50/60Hz 2 auxiliary switches HQ | - | 0 | 0
3VA1112-3EF36-0DH0 |  | 3VA1112-3EF36-0DH0 | 1 | UN | 1 | 10 | C | D | EAR99 | N | 85362090 | 1 | 4042949085768 | 1.08 | KG | 634.95 | 634.95 | LP17 | LP17 | circuit breaker 3VA1 IEC frame 160 breaking capacity class N Icu=25kA @ 415V 3-pole, line protection TM240, ATAM, In=125A overload protection Ir=88A...125A short-circuit protection Ii=5...10 x In clamp connection undervoltage release (UVR) 208-230V AC 50/60Hz 2 auxiliary switches HQ 1 trip alarm switch HQ | - | 0 | 0
3VA1112-3EF36-0HA0 |  | 3VA1112-3EF36-0HA0 | 1 | UN | 1 | 10 | C | D | EAR99 | N | 85362090 | 1 | 4042949047780 | 0.9 | KG | 538.9 | 538.9 | LP17 | LP17 | circuit breaker 3VA1 IEC frame 160 breaking capacity class N Icu=25kA @ 415V 3-pole, line protection TM240, ATAM, In=125A overload protection Ir=88A...125A short-circuit protection Ii=5...10 x In clamp connection shunt trip (STL) 12-30V DC, 24V AC 50/60Hz | - | 0 | 0
3VA1112-3EF36-0HC0 |  | 3VA1112-3EF36-0HC0 | 1 | UN | 1 | 10 | C | D | EAR99 | N | 85362090 | 1 | 4042949075318 | 1.05 | KG | 584.8 | 584.8 | LP17 | LP17 | circuit breaker 3VA1 IEC frame 160 breaking capacity class N Icu=25kA @ 415V 3-pole, line protection TM240, ATAM, In=125A overload protection Ir=88A...125A short-circuit protection Ii=5...10 x In clamp connection shunt trip (STL) 12-30V DC, 24V AC 50/60Hz 2 auxiliary switches HQ | - | 0 | 0
3VA1112-3EF36-0HH0 |  | 3VA1112-3EF36-0HH0 | 1 | UN | 1 | 10 | C | D | EAR99 | N | 85362090 | 1 | 4042949087854 | 1.08 | KG | 609.45 | 609.45 | LP17 | LP17 | circuit breaker 3VA1 IEC frame 160 breaking capacity class N Icu=25kA @ 415V 3-pole, line protection TM240, ATAM, In=125A overload protection Ir=88A...125A short-circuit protection Ii=5...10 x In clamp connection shunt trip (STL) 12-30V DC, 24V AC 50/60Hz 2 auxiliary switches HQ 1 trip alarm switch HQ | - | 0 | 0
3VA1112-3EF36-0JA0 |  | 3VA1112-3EF36-0JA0 | 1 | UN | 1 | 10 | C | D | EAR99 | N | 85362090 | 1 | 4042949049876 | 1.05 | KG | 538.9 | 538.9 | LP17 | LP17 | circuit breaker 3VA1 IEC frame 160 breaking capacity class N Icu=25kA @ 415V 3-pole, line protection TM240, ATAM, In=125A overload protection Ir=88A...125A short-circuit protection Ii=5...10 x In clamp connection shunt trip (STL) 110-127V DC, AC 50/60Hz | - | 0 | 0
3VA1112-3EF36-0JC0 |  | 3VA1112-3EF36-0JC0 | 1 | UN | 1 | 10 | C | D | EAR99 | N | 85362090 | 1 | 4042949077404 | 1.05 | KG | 584.8 | 584.8 | LP17 | LP17 | circuit breaker 3VA1 IEC frame 160 breaking capacity class N Icu=25kA @ 415V 3-pole, line protection TM240, ATAM, In=125A overload protection Ir=88A...125A short-circuit protection Ii=5...10 x In clamp connection shunt trip (STL) 110-127V DC, AC 50/60Hz 2 auxiliary switches HQ | - | 0 | 0
3VA1112-3EF36-0JH0 |  | 3VA1112-3EF36-0JH0 | 1 | UN | 1 | 10 | C | D | EAR99 | N | 85362090 | 1 | 4042949089940 | 1.08 | KG | 609.45 | 609.45 | LP17 | LP17 | circuit breaker 3VA1 IEC frame 160 breaking capacity class N Icu=25kA @ 415V 3-pole, line protection TM240, ATAM, In=125A overload protection Ir=88A...125A short-circuit protection Ii=5...10 x In clamp connection shunt trip (STL) 110-127V DC, AC 50/60Hz 2 auxiliary switches HQ 1 trip alarm switch HQ | - | 0 | 0
3VA1112-3EF36-0JM0 |  | 3VA1112-3EF36-0JM0 | 1 | UN | 1 | 10 | C | D | EAR99 | N | 85362090 | 1 | 4042949324973 | 1.221 | KG | 620.5 | 620.5 | LP17 | LP17 | circuit breaker 3VA1 IEC frame 160 breaking capacity class N Icu=25kA @ 415V 3-pole, line protection TM240, ATAM, In=125A overload protection Ir=88A...125A short-circuit protection Ii=5...10 x In clamp connection shunt trip left 110-127V AC 50/60Hz/DC 2 auxiliary switches 1 short circuit alarm switch | - | 0 | 0
3VA1112-3EF36-0KA0 |  | 3VA1112-3EF36-0KA0 | 1 | UN | 1 | 10 | C | D | EAR99 | N | 85362090 | 1 | 4042949051961 | 1.05 | KG | 538.9 | 538.9 | LP17 | LP17 | circuit breaker 3VA1 IEC frame 160 breaking capacity class N Icu=25kA @ 415V 3-pole, line protection TM240, ATAM, In=125A overload protection Ir=88A...125A short-circuit protection Ii=5...10 x In clamp connection shunt trip (STL) 220-250V DC, 208-277V AC | - | 0 | 0
3VA1112-3EF36-0KC0 |  | 3VA1112-3EF36-0KC0 | 1 | UN | 1 | 10 | C | D | EAR99 | N | 85362090 | 1 | 4042949079491 | 1.05 | KG | 584.8 | 584.8 | LP17 | LP17 | circuit breaker 3VA1 IEC frame 160 breaking capacity class N Icu=25kA @ 415V 3-pole, line protection TM240, ATAM, In=125A overload protection Ir=88A...125A short-circuit protection Ii=5...10 x In clamp connection shunt trip (STL) 220-250V DC, 208-277V AC 2 auxiliary switches HQ | - | 0 | 0
3VA1112-3EF36-0KH0 |  | 3VA1112-3EF36-0KH0 | 1 | UN | 1 | 10 | C | D | EAR99 | N | 85362090 | 1 | 4042949092032 | 1.08 | KG | 609.45 | 609.45 | LP17 | LP17 | circuit breaker 3VA1 IEC frame 160 breaking capacity class N Icu=25kA @ 415V 3-pole, line protection TM240, ATAM, In=125A overload protection Ir=88A...125A short-circuit protection Ii=5...10 x In clamp connection shunt trip (STL) 220-250V DC, 208-277V AC 2 auxiliary switches HQ 1 trip alarm switch HQ | - | 0 | 0
3VA1112-3EF42-0AA0 |  | 3VA1112-3EF42-0AA0 | 1 | UN | 1 | 5 | B | D | EAR99 | N | 85362090 | 1 | 4042948809303 | 1.243 | KG | 544.5 | 528.9 | LP17 | LP17 | circuit breaker 3VA1 IEC frame 160 breaking capacity class N Icu=25kA @ 415V 4-pole, line protection TM240, ATAM, In=125A overload protection Ir=88A...125A short-circuit protection Ii=5...10 x In N conductor unprotected nut keeper kit | Lista Papel 2020 SI | 0 | 0
3VA1112-3EF46-0AA0 |  | 3VA1112-3EF46-0AA0 | 1 | UN | 1 | 5 | B | D | EAR99 | N | 85362090 | 1 | 4042948821084 | 1.342 | KG | 570.7 | 554.3 | LP17 | LP17 | circuit breaker 3VA1 IEC frame 160 breaking capacity class N Icu=25kA @ 415V 4-pole, line protection TM240, ATAM, In=125A overload protection Ir=88A...125A short-circuit protection Ii=5...10 x In N conductor unprotected clamp connection | Lista Papel 2020 SI | 0 | 0
3VA1112-3FD42-0AA0 |  | 3VA1112-3FD42-0AA0 | 1 | UN | 1 | 5 | B | D | EAR99 | N | 85362090 | 1 | 4042948815687 | 1.273 | KG | 505.1 | 491.2 | LP17 | LP17 | circuit breaker 3VA1 IEC frame 160 breaking capacity class N Icu=25kA @ 415V 4-pole, line protection TM210, FTFM, In=125A overload protection Ir=125A fixed short-circuit protection Ii=10 x In N conductor protection 50% nut keeper kit | Lista Papel 2020 SI | 0 | 0
3VA1112-3FD46-0AA0 |  | 3VA1112-3FD46-0AA0 | 1 | UN | 1 | 5 | B | D | EAR99 | N | 85362090 | 1 | 4042948824085 | 1.17 | KG | 532.2 | 517.4 | LP17 | LP17 | circuit breaker 3VA1 IEC frame 160 breaking capacity class N Icu=25kA @ 415V 4-pole, line protection TM210, FTFM, In=125A overload protection Ir=125A fixed short-circuit protection Ii=10 x In N conductor protection 50% clamp connection | Lista Papel 2020 SI | 0 | 0
3VA1112-3FE42-0AA0 |  | 3VA1112-3FE42-0AA0 | 1 | UN | 1 | 5 | B | D | EAR99 | N | 85362090 | 1 | 4042948815694 | 1.2 | KG | 516.6 | 501.8 | LP17 | LP17 | circuit breaker 3VA1 IEC frame 160 breaking capacity class N Icu=25kA @ 415V 4-pole, line protection TM220, ATFM, In=125A overload protection Ir=88A...125A short-circuit protection Ii=10 x In N conductor protection 50% nut keeper kit | Lista Papel 2020 SI | 0 | 0
3VA1112-3FE46-0AA0 |  | 3VA1112-3FE46-0AA0 | 1 | UN | 1 | 5 | B | D | EAR99 | N | 85362090 | 1 | 4042948824092 | 1.17 | KG | 545.3 | 529.7 | LP17 | LP17 | circuit breaker 3VA1 IEC frame 160 breaking capacity class N Icu=25kA @ 415V 4-pole, line protection TM220, ATFM, In=125A overload protection Ir=88A...125A short-circuit protection Ii=10 x In N conductor protection 50% clamp connection | Lista Papel 2020 SI | 0 | 0
3VA1112-3FF42-0AA0 |  | 3VA1112-3FF42-0AA0 | 1 | UN | 1 | 5 | B | D | EAR99 | N | 85362090 | 1 | 4042948815342 | 1.2 | KG | 544.5 | 528.9 | LP17 | LP17 | circuit breaker 3VA1 IEC frame 160 breaking capacity class N Icu=25kA @ 415V 4-pole, line protection TM240, ATAM, In=125A overload protection Ir=88A...125A short-circuit protection Ii=5...10 x In N conductor protection 50% nut keeper kit | Lista Papel 2020 SI | 0 | 0
3VA1112-3FF46-0AA0 |  | 3VA1112-3FF46-0AA0 | 1 | UN | 1 | 5 | B | D | EAR99 | N | 85362090 | 1 | 4042948823286 | 1.17 | KG | 570.7 | 554.3 | LP17 | LP17 | circuit breaker 3VA1 IEC frame 160 breaking capacity class N Icu=25kA @ 415V 4-pole, line protection TM240, ATAM, In=125A overload protection Ir=88A...125A short-circuit protection Ii=5...10 x In N conductor protection 50% clamp connection | Lista Papel 2020 SI | 0 | 0
3VA1112-3GD42-0AA0 |  | 3VA1112-3GD42-0AA0 | 1 | UN | 1 | 5 | B | D | EAR99 | N | 85362090 | 1 | 4042948816226 | 1.292 | KG | 505.1 | 491.2 | LP17 | LP17 | circuit breaker 3VA1 IEC frame 160 breaking capacity class N Icu=25kA @ 415V 4-pole, line protection TM210, FTFM, In=125A overload protection Ir=125A fixed short-circuit protection Ii=10 x In N conductor protection 100% nut keeper kit | Lista Papel 2020 SI | 0 | 0
3VA1112-3GD46-0AA0 |  | 3VA1112-3GD46-0AA0 | 1 | UN | 1 | 5 | B | D | EAR99 | N | 85362090 | 1 | 4042948825402 | 1.372 | KG | 532.2 | 517.4 | LP17 | LP17 | circuit breaker 3VA1 IEC frame 160 breaking capacity class N Icu=25kA @ 415V 4-pole, line protection TM210, FTFM, In=125A overload protection Ir=125A fixed short-circuit protection Ii=10 x In N conductor protection 100% clamp connection | Lista Papel 2020 SI | 0 | 0
3VA1112-3GE42-0AA0 |  | 3VA1112-3GE42-0AA0 | 1 | UN | 1 | 5 | B | D | EAR99 | N | 85362090 | 1 | 4042948816233 | 1.286 | KG | 516.6 | 501.8 | LP17 | LP17 | circuit breaker 3VA1 IEC frame 160 breaking capacity class N Icu=25kA @ 415V 4-pole, line protection TM220, ATFM, In=125A overload protection Ir=88A...125A short-circuit protection Ii=10 x In N conductor protection 100% nut keeper kit | Lista Papel 2020 SI | 0 | 0
3VA1112-3GE46-0AA0 |  | 3VA1112-3GE46-0AA0 | 1 | UN | 1 | 5 | B | D | EAR99 | N | 85362090 | 1 | 4042948825419 | 1.378 | KG | 545.3 | 529.7 | LP17 | LP17 | circuit breaker 3VA1 IEC frame 160 breaking capacity class N Icu=25kA @ 415V 4-pole, line protection TM220, ATFM, In=125A overload protection Ir=88A...125A short-circuit protection Ii=10 x In N conductor protection 100% clamp connection | Lista Papel 2020 SI | 0 | 0
3VA1112-3GF42-0AA0 |  | 3VA1112-3GF42-0AA0 | 1 | UN | 1 | 5 | B | D | EAR99 | N | 85362090 | 1 | 4042948815885 | 1.292 | KG | 544.5 | 528.9 | LP17 | LP17 | circuit breaker 3VA1 IEC frame 160 breaking capacity class N Icu=25kA @ 415V 4-pole, line protection TM240, ATAM, In=125A overload protection Ir=88A...125A short-circuit protection Ii=5...10 x In N conductor protection 100% nut keeper kit | Lista Papel 2020 SI | 0 | 0
3VA1112-3GF46-0AA0 |  | 3VA1112-3GF46-0AA0 | 1 | UN | 1 | 2 | A | D | EAR99 | N | 85362090 | 1 | 4042948824603 | 1.373 | KG | 570.7 | 554.3 | LP17 | LP17 | circuit breaker 3VA1 IEC frame 160 breaking capacity class N Icu=25kA @ 415V 4-pole, line protection TM240, ATAM, In=125A overload protection Ir=88A...125A short-circuit protection Ii=5...10 x In N conductor protection 100% clamp connection | Lista Papel 2020 SI | 0 | 0
3VA1112-4ED12-0AA0 |  | 3VA1112-4ED12-0AA0 | 1 | UN | 1 | 5 | B | D | EAR99 | N | 85362090 | 1 | 4042948829936 | 400 | G | 209.9 | 204.2 | LP17 | LP17 | circuit breaker 3VA1 IEC frame 160 breaking capacity class S Icu=36kA @ 240V 1-pole, line protection TM210, FTFM, In=125A overload protection Ir=125A fixed short-circuit protection Ii=10 x In nut keeper kit | Lista Papel 2020 SI | 0 | 0
3VA1112-4ED16-0AA0 |  | 3VA1112-4ED16-0AA0 | 1 | UN | 1 | 5 | B | D | EAR99 | N | 85362090 | 1 | 4042948829929 | 0.36 | KG | 218.9 | 212.4 | LP17 | LP17 | circuit breaker 3VA1 IEC frame 160 breaking capacity class S Icu=36kA @ 240V 1-pole, line protection TM210, FTFM, In=125A overload protection Ir=125A fixed short-circuit protection Ii=10 x In clamp connection | Lista Papel 2020 SI | 0 | 0
3VA1112-4ED22-0AA0 |  | 3VA1112-4ED22-0AA0 | 1 | UN | 1 | 5 | B | D | EAR99 | N | 85362090 | 1 | 4042948829912 | 669 | G | 394.4 | 394.4 | LP17 | LP17 | circuit breaker 3VA1 IEC frame 160 breaking capacity class S Icu=36kA @ 415V 2-pole, line protection TM210, FTFM, In=125A overload protection Ir=125A fixed short-circuit protection Ii=10 x In nut keeper kit | - | 0 | 0
3VA1112-4ED26-0AA0 |  | 3VA1112-4ED26-0AA0 | 1 | UN | 1 | 5 | B | D | EAR99 | N | 85362090 | 1 | 4042948829905 | 0.716 | KG | 408.85 | 408.85 | LP17 | LP17 | circuit breaker 3VA1 IEC frame 160 breaking capacity class S Icu=36kA @ 415V 2-pole, line protection TM210, FTFM, In=125A overload protection Ir=125A fixed short-circuit protection Ii=10 x In clamp connection | - | 0 | 0
3VA1112-4ED32-0AA0 |  | 3VA1112-4ED32-0AA0 | 1 | UN | 1 | 2 | A | D | EAR99 | N | 85362090 | 1 | 4042948812822 | 994 | G | 422.3 | 410 | LP17 | LP17 | circuit breaker 3VA1 IEC frame 160 breaking capacity class S Icu=36kA @ 415V 3-pole, line protection TM210, FTFM, In=125A overload protection Ir=125A fixed short-circuit protection Ii=10 x In nut keeper kit | Lista Papel 2020 SI | 0 | 0
3VA1112-4ED32-0KF0 |  | 3VA1112-4ED32-0KF0 | 1 | UN | 1 | 10 | C | D | EAR99 | N | 85362090 | 1 | 4042949322269 | 1.105 | KG | 568.65 | 568.65 | LP17 | LP17 | circuit breaker 3VA1 IEC frame 160 breaking capacity class S Icu=36kA @ 415V 3-pole, line protection TM210, FTFM, In=125A overload protection Ir=125A fixed short-circuit protection Ii=10 x In nut keeper kit shunt trip (STL) 220-250V DC, 208-277V AC 1 auxiliary switch HQ 1 trip alarm switch HQ | - | 0 | 0
3VA1112-4ED36-0AA0 |  | 3VA1112-4ED36-0AA0 | 1 | UN | 1 | 5 | B | D | EAR99 | N | 85362090 | 1 | 4042948821909 | 1.067 | KG | 442.8 | 430.5 | LP17 | LP17 | circuit breaker 3VA1 IEC frame 160 breaking capacity class S Icu=36kA @ 415V 3-pole, line protection TM210, FTFM, In=125A overload protection Ir=125A fixed short-circuit protection Ii=10 x In clamp connection | Lista Papel 2020 SI | 0 | 0
3VA1112-4ED36-0AC0 |  | 3VA1112-4ED36-0AC0 | 1 | UN | 1 | 10 | C | D | EAR99 | N | 85362090 | 1 | 4042949327141 | 1.115 | KG | 505.75 | 505.75 | LP17 | LP17 | circuit breaker 3VA1 IEC frame 160 breaking capacity class S Icu=36kA @ 415V 3-pole, line protection TM210, FTFM, In=125A overload protection Ir=125A fixed short-circuit protection Ii=10 x In clamp connection circuit breaker 3VA1 IEC frame 160 breaking capacity class S Icu=36kA @ 415V 3-pole, line protection TM210, FTFM, In=125A overload protection Ir=125A fixed short-circuit protection Ii=10 x In clamp connection 2 auxiliary switch changeover H |  | 0 | 0
3VA1112-4ED42-0AA0 |  | 3VA1112-4ED42-0AA0 | 1 | UN | 1 | 5 | B | D | EAR99 | N | 85362090 | 1 | 4042948813706 | 1.262 | KG | 549.4 | 533.8 | LP17 | LP17 | circuit breaker 3VA1 IEC frame 160 breaking capacity class S Icu=36kA @ 415V 4-pole, line protection TM210, FTFM, In=125A overload protection Ir=125A fixed short-circuit protection Ii=10 x In N conductor unprotected nut keeper kit | Lista Papel 2020 SI | 0 | 0
3VA1112-4ED46-0AA0 |  | 3VA1112-4ED46-0AA0 | 1 | UN | 1 | 2 | A | D | EAR99 | N | 85362090 | 1 | 4042948822784 | 1.349 | KG | 577.3 | 560.9 | LP17 | LP17 | circuit breaker 3VA1 IEC frame 160 breaking capacity class S Icu=36kA @ 415V 4-pole, line protection TM210, FTFM, In=125A overload protection Ir=125A fixed short-circuit protection Ii=10 x In N conductor unprotected clamp connection | Lista Papel 2020 SI | 0 | 0
3VA1112-4EE32-0AA0 |  | 3VA1112-4EE32-0AA0 | 1 | UN | 1 | 2 | A | D | EAR99 | N | 85362090 | 1 | 4042948812839 | 1.001 | KG | 431.3 | 419 | LP17 | LP17 | circuit breaker 3VA1 IEC frame 160 breaking capacity class S Icu=36kA @ 415V 3-pole, line protection TM220, ATFM, In=125A overload protection Ir=88A...125A short-circuit protection Ii=10 x In nut keeper kit | Lista Papel 2020 SI | 0 | 0
3VA1112-4EE36-0AA0 |  | 3VA1112-4EE36-0AA0 | 1 | UN | 1 | 2 | A | D | EAR99 | N | 85362090 | 1 | 4042948821916 | 1.064 | KG | 453.5 | 440.3 | LP17 | LP17 | circuit breaker 3VA1 IEC frame 160 breaking capacity class S Icu=36kA @ 415V 3-pole, line protection TM220, ATFM, In=125A overload protection Ir=88A...125A short-circuit protection Ii=10 x In clamp connection | Lista Papel 2020 SI | 0 | 0
3VA1112-4EE42-0AA0 |  | 3VA1112-4EE42-0AA0 | 1 | UN | 1 | 5 | B | D | EAR99 | N | 85362090 | 1 | 4042948813713 | 1.249 | KG | 560.1 | 544.5 | LP17 | LP17 | circuit breaker 3VA1 IEC frame 160 breaking capacity class S Icu=36kA @ 415V 4-pole, line protection TM220, ATFM, In=125A overload protection Ir=88A...125A short-circuit protection Ii=10 x In N conductor unprotected nut keeper kit | Lista Papel 2020 SI | 0 | 0
3VA1112-4EE46-0AA0 |  | 3VA1112-4EE46-0AA0 | 1 | UN | 1 | 5 | B | D | EAR99 | N | 85362090 | 1 | 4042948822791 | 1.346 | KG | 589.6 | 573.2 | LP17 | LP17 | circuit breaker 3VA1 IEC frame 160 breaking capacity class S Icu=36kA @ 415V 4-pole, line protection TM220, ATFM, In=125A overload protection Ir=88A...125A short-circuit protection Ii=10 x In N conductor unprotected clamp connection | Lista Papel 2020 SI | 0 | 0
3VA1112-4EF32-0AA0 |  | 3VA1112-4EF32-0AA0 | 1 | UN | 1 | 2 | A | D | EAR99 | N | 85362090 | 1 | 4042948808870 | 1.001 | KG | 454.3 | 441.2 | LP17 | LP17 | circuit breaker 3VA1 IEC frame 160 breaking capacity class S Icu=36kA @ 415V 3-pole, line protection TM240, ATAM, In=125A overload protection Ir=88A...125A short-circuit protection Ii=5...10 x In nut keeper kit | Lista Papel 2020 SI | 0 | 0
3VA1112-4EF32-0AB0 |  | 3VA1112-4EF32-0AB0 | 1 | UN | 1 | 10 | C | D | EAR99 | N | 85362090 | 1 | 4042949054047 | 0.96 | KG | 540.6 | 540.6 | LP17 | LP17 | circuit breaker 3VA1 IEC frame 160 breaking capacity class S Icu=36kA @ 415V 3-pole, line protection TM240, ATAM, In=125A overload protection Ir=88A...125A short-circuit protection Ii=5...10 x In nut keeper kit 2 auxiliary switches HP | - | 0 | 0
3VA1112-4EF32-0AC0 |  | 3VA1112-4EF32-0AC0 | 1 | UN | 1 | 10 | C | D | EAR99 | N | 85362090 | 1 | 4042949056133 | 0.96 | KG | 515.95 | 515.95 | LP17 | LP17 | circuit breaker 3VA1 IEC frame 160 breaking capacity class S Icu=36kA @ 415V 3-pole, line protection TM240, ATAM, In=125A overload protection Ir=88A...125A short-circuit protection Ii=5...10 x In nut keeper kit 2 auxiliary switches HQ | - | 0 | 0
3VA1112-4EF32-0AD0 |  | 3VA1112-4EF32-0AD0 | 1 | UN | 1 | 10 | C | D | EAR99 | N | 85362090 | 1 | 4042949058229 | 0.99 | KG | 540.6 | 540.6 | LP17 | LP17 | circuit breaker 3VA1 IEC frame 160 breaking capacity class S Icu=36kA @ 415V 3-pole, line protection TM240, ATAM, In=125A overload protection Ir=88A...125A short-circuit protection Ii=5...10 x In nut keeper kit 3 auxiliary switches HQ | - | 0 | 0
3VA1112-4EF32-0AE0 |  | 3VA1112-4EF32-0AE0 | 1 | UN | 1 | 10 | C | D | EAR99 | N | 85362090 | 1 | 4042949060314 | 1.02 | KG | 565.25 | 565.25 | LP17 | LP17 | circuit breaker 3VA1 IEC frame 160 breaking capacity class S Icu=36kA @ 415V 3-pole, line protection TM240, ATAM, In=125A overload protection Ir=88A...125A short-circuit protection Ii=5...10 x In nut keeper kit 4 auxiliary switches HQ | - | 0 | 0
3VA1112-4EF32-0AF0 |  | 3VA1112-4EF32-0AF0 | 1 | UN | 1 | 10 | C | D | EAR99 | N | 85362090 | 1 | 4042949062400 | 0.96 | KG | 515.95 | 515.95 | LP17 | LP17 | circuit breaker 3VA1 IEC frame 160 breaking capacity class S Icu=36kA @ 415V 3-pole, line protection TM240, ATAM, In=125A overload protection Ir=88A...125A short-circuit protection Ii=5...10 x In nut keeper kit 1 auxiliary switch HQ 1 trip alarm switch HQ | - | 0 | 0
3VA1112-4EF32-0AG0 |  | 3VA1112-4EF32-0AG0 | 1 | UN | 1 | 10 | C | D | EAR99 | N | 85362090 | 1 | 4042949064497 | 0.96 | KG | 540.6 | 540.6 | LP17 | LP17 | circuit breaker 3VA1 IEC frame 160 breaking capacity class S Icu=36kA @ 415V 3-pole, line protection TM240, ATAM, In=125A overload protection Ir=88A...125A short-circuit protection Ii=5...10 x In nut keeper kit 1 auxiliary switch HP 1 trip alarm switch HP | - | 0 | 0
3VA1112-4EF32-0AH0 |  | 3VA1112-4EF32-0AH0 | 1 | UN | 1 | 10 | C | D | EAR99 | N | 85362090 | 1 | 4042949066583 | 0.99 | KG | 540.6 | 540.6 | LP17 | LP17 | circuit breaker 3VA1 IEC frame 160 breaking capacity class S Icu=36kA @ 415V 3-pole, line protection TM240, ATAM, In=125A overload protection Ir=88A...125A short-circuit protection Ii=5...10 x In nut keeper kit 2 auxiliary switches HQ 1 trip alarm switch HQ | - | 0 | 0
3VA1112-4EF32-0BA0 |  | 3VA1112-4EF32-0BA0 | 1 | UN | 1 | 10 | C | D | EAR99 | N | 85362090 | 1 | 4042949041504 | 0.9 | KG | 578.85 | 578.85 | LP17 | LP17 | circuit breaker 3VA1 IEC frame 160 breaking capacity class S Icu=36kA @ 415V 3-pole, line protection TM240, ATAM, In=125A overload protection Ir=88A...125A short-circuit protection Ii=5...10 x In nut keeper kit undervoltage release (UVR) 24V DC | - | 0 | 0
3VA1112-4EF32-0BC0 |  | 3VA1112-4EF32-0BC0 | 1 | UN | 1 | 10 | C | D | EAR99 | N | 85362090 | 1 | 4042949069034 | 1.05 | KG | 624.75 | 624.75 | LP17 | LP17 | circuit breaker 3VA1 IEC frame 160 breaking capacity class S Icu=36kA @ 415V 3-pole, line protection TM240, ATAM, In=125A overload protection Ir=88A...125A short-circuit protection Ii=5...10 x In nut keeper kit undervoltage release (UVR) 24V DC 2 auxiliary switches HQ | - | 0 | 0
3VA1112-4EF32-0BH0 |  | 3VA1112-4EF32-0BH0 | 1 | UN | 1 | 10 | C | D | EAR99 | N | 85362090 | 1 | 4042949081579 | 1.05 | KG | 649.4 | 649.4 | LP17 | LP17 | circuit breaker 3VA1 IEC frame 160 breaking capacity class S Icu=36kA @ 415V 3-pole, line protection TM240, ATAM, In=125A overload protection Ir=88A...125A short-circuit protection Ii=5...10 x In nut keeper kit undervoltage release (UVR) 24V DC 2 auxiliary switches HQ 1 trip alarm switch HQ | - | 0 | 0
3VA1112-4EF32-0CA0 |  | 3VA1112-4EF32-0CA0 | 1 | UN | 1 | 10 | C | D | EAR99 | N | 85362090 | 1 | 4042949043591 | 0.9 | KG | 578.85 | 578.85 | LP17 | LP17 | circuit breaker 3VA1 IEC frame 160 breaking capacity class S Icu=36kA @ 415V 3-pole, line protection TM240, ATAM, In=125A overload protection Ir=88A...125A short-circuit protection Ii=5...10 x In nut keeper kit undervoltage release (UVR) 120-127V AC 50/60Hz | - | 0 | 0
3VA1112-4EF32-0CC0 |  | 3VA1112-4EF32-0CC0 | 1 | UN | 1 | 10 | C | D | EAR99 | N | 85362090 | 1 | 4042949071129 | 1.05 | KG | 624.75 | 624.75 | LP17 | LP17 | circuit breaker 3VA1 IEC frame 160 breaking capacity class S Icu=36kA @ 415V 3-pole, line protection TM240, ATAM, In=125A overload protection Ir=88A...125A short-circuit protection Ii=5...10 x In nut keeper kit undervoltage release (UVR) 120-127V AC 50/60Hz 2 auxiliary switches HQ | - | 0 | 0
3VA1112-4EF32-0CH0 |  | 3VA1112-4EF32-0CH0 | 1 | UN | 1 | 10 | C | D | EAR99 | N | 85362090 | 1 | 4042949083665 | 1.08 | KG | 649.4 | 649.4 | LP17 | LP17 | circuit breaker 3VA1 IEC frame 160 breaking capacity class S Icu=36kA @ 415V 3-pole, line protection TM240, ATAM, In=125A overload protection Ir=88A...125A short-circuit protection Ii=5...10 x In nut keeper kit undervoltage release (UVR) 120-127V AC 50/60Hz 2 auxiliary switches HQ 1 trip alarm switch HQ | - | 0 | 0
3VA1112-4EF32-0DA0 |  | 3VA1112-4EF32-0DA0 | 1 | UN | 1 | 10 | C | D | EAR99 | N | 85362090 | 1 | 4042949045687 | 0.9 | KG | 578.85 | 578.85 | LP17 | LP17 | circuit breaker 3VA1 IEC frame 160 breaking capacity class S Icu=36kA @ 415V 3-pole, line protection TM240, ATAM, In=125A overload protection Ir=88A...125A short-circuit protection Ii=5...10 x In nut keeper kit undervoltage release (UVR) 208-230V AC 50/60Hz | - | 0 | 0
3VA1112-4EF32-0DC0 |  | 3VA1112-4EF32-0DC0 | 1 | UN | 1 | 10 | C | D | EAR99 | N | 85362090 | 1 | 4042949073215 | 1.05 | KG | 624.75 | 624.75 | LP17 | LP17 | circuit breaker 3VA1 IEC frame 160 breaking capacity class S Icu=36kA @ 415V 3-pole, line protection TM240, ATAM, In=125A overload protection Ir=88A...125A short-circuit protection Ii=5...10 x In nut keeper kit undervoltage release (UVR) 208-230V AC 50/60Hz 2 auxiliary switches HQ | - | 0 | 0
3VA1112-4EF32-0DH0 |  | 3VA1112-4EF32-0DH0 | 1 | UN | 1 | 10 | C | D | EAR99 | N | 85362090 | 1 | 4042949085751 | 1.08 | KG | 649.4 | 649.4 | LP17 | LP17 | circuit breaker 3VA1 IEC frame 160 breaking capacity class S Icu=36kA @ 415V 3-pole, line protection TM240, ATAM, In=125A overload protection Ir=88A...125A short-circuit protection Ii=5...10 x In nut keeper kit undervoltage release (UVR) 208-230V AC 50/60Hz 2 auxiliary switches HQ 1 trip alarm switch HQ | - | 0 | 0
3VA1112-4EF32-0HA0 |  | 3VA1112-4EF32-0HA0 | 1 | UN | 1 | 10 | C | D | EAR99 | N | 85362090 | 1 | 4042949047773 | 0.9 | KG | 553.35 | 553.35 | LP17 | LP17 | circuit breaker 3VA1 IEC frame 160 breaking capacity class S Icu=36kA @ 415V 3-pole, line protection TM240, ATAM, In=125A overload protection Ir=88A...125A short-circuit protection Ii=5...10 x In nut keeper kit shunt trip (STL) 12-30V DC, 24V AC 50/60Hz | - | 0 | 0
3VA1112-4EF32-0HC0 |  | 3VA1112-4EF32-0HC0 | 1 | UN | 1 | 10 | C | D | EAR99 | N | 85362090 | 1 | 4042949075301 | 1.05 | KG | 600.95 | 600.95 | LP17 | LP17 | circuit breaker 3VA1 IEC frame 160 breaking capacity class S Icu=36kA @ 415V 3-pole, line protection TM240, ATAM, In=125A overload protection Ir=88A...125A short-circuit protection Ii=5...10 x In nut keeper kit shunt trip (STL) 12-30V DC, 24V AC 50/60Hz 2 auxiliary switches HQ | - | 0 | 0
3VA1112-4EF32-0HH0 |  | 3VA1112-4EF32-0HH0 | 1 | UN | 1 | 10 | C | D | EAR99 | N | 85362090 | 1 | 4042949087847 | 1.08 | KG | 623.9 | 623.9 | LP17 | LP17 | circuit breaker 3VA1 IEC frame 160 breaking capacity class S Icu=36kA @ 415V 3-pole, line protection TM240, ATAM, In=125A overload protection Ir=88A...125A short-circuit protection Ii=5...10 x In nut keeper kit shunt trip (STL) 12-30V DC, 24V AC 50/60Hz 2 auxiliary switches HQ 1 trip alarm switch HQ | - | 0 | 0
3VA1112-4EF32-0JA0 |  | 3VA1112-4EF32-0JA0 | 1 | UN | 1 | 10 | C | D | EAR99 | N | 85362090 | 1 | 4042949049869 | 1.05 | KG | 553.35 | 553.35 | LP17 | LP17 | circuit breaker 3VA1 IEC frame 160 breaking capacity class S Icu=36kA @ 415V 3-pole, line protection TM240, ATAM, In=125A overload protection Ir=88A...125A short-circuit protection Ii=5...10 x In nut keeper kit shunt trip (STL) 110-127V DC, AC 50/60Hz | - | 0 | 0
3VA1112-4EF32-0JC0 |  | 3VA1112-4EF32-0JC0 | 1 | UN | 1 | 10 | C | D | EAR99 | N | 85362090 | 1 | 4042949077398 | 1.05 | KG | 600.95 | 600.95 | LP17 | LP17 | circuit breaker 3VA1 IEC frame 160 breaking capacity class S Icu=36kA @ 415V 3-pole, line protection TM240, ATAM, In=125A overload protection Ir=88A...125A short-circuit protection Ii=5...10 x In nut keeper kit shunt trip (STL) 110-127V DC, AC 50/60Hz 2 auxiliary switches HQ | - | 0 | 0
3VA1112-4EF32-0JH0 |  | 3VA1112-4EF32-0JH0 | 1 | UN | 1 | 10 | C | D | EAR99 | N | 85362090 | 1 | 4042949089933 | 1.08 | KG | 623.9 | 623.9 | LP17 | LP17 | circuit breaker 3VA1 IEC frame 160 breaking capacity class S Icu=36kA @ 415V 3-pole, line protection TM240, ATAM, In=125A overload protection Ir=88A...125A short-circuit protection Ii=5...10 x In nut keeper kit shunt trip (STL) 110-127V DC, AC 50/60Hz 2 auxiliary switches HQ 1 trip alarm switch HQ | - | 0 | 0
3VA1112-4EF32-0KA0 |  | 3VA1112-4EF32-0KA0 | 1 | UN | 1 | 10 | C | D | EAR99 | N | 85362090 | 1 | 4042949051954 | 1.05 | KG | 553.35 | 553.35 | LP17 | LP17 | circuit breaker 3VA1 IEC frame 160 breaking capacity class S Icu=36kA @ 415V 3-pole, line protection TM240, ATAM, In=125A overload protection Ir=88A...125A short-circuit protection Ii=5...10 x In nut keeper kit shunt trip (STL) 220-250V DC, 208-277V AC | - | 0 | 0
3VA1112-4EF32-0KC0 |  | 3VA1112-4EF32-0KC0 | 1 | UN | 1 | 10 | C | D | EAR99 | N | 85362090 | 1 | 4042949079484 | 1.05 | KG | 600.95 | 600.95 | LP17 | LP17 | circuit breaker 3VA1 IEC frame 160 breaking capacity class S Icu=36kA @ 415V 3-pole, line protection TM240, ATAM, In=125A overload protection Ir=88A...125A short-circuit protection Ii=5...10 x In nut keeper kit shunt trip (STL) 220-250V DC, 208-277V AC 2 auxiliary switches HQ | - | 0 | 0
3VA1112-4EF32-0KH0 |  | 3VA1112-4EF32-0KH0 | 1 | UN | 1 | 10 | C | D | EAR99 | N | 85362090 | 1 | 4042949092025 | 1.08 | KG | 623.9 | 623.9 | LP17 | LP17 | circuit breaker 3VA1 IEC frame 160 breaking capacity class S Icu=36kA @ 415V 3-pole, line protection TM240, ATAM, In=125A overload protection Ir=88A...125A short-circuit protection Ii=5...10 x In nut keeper kit shunt trip (STL) 220-250V DC, 208-277V AC 2 auxiliary switches HQ 1 trip alarm switch HQ | - | 0 | 0
3VA1112-4EF36-0AA0 |  | 3VA1112-4EF36-0AA0 | 1 | UN | 1 | 2 | A | D | EAR99 | N | 85362090 | 1 | 4042948820650 | 1.065 | KG | 474.8 | 461.7 | LP17 | LP17 | circuit breaker 3VA1 IEC frame 160 breaking capacity class S Icu=36kA @ 415V 3-pole, line protection TM240, ATAM, In=125A overload protection Ir=88A...125A short-circuit protection Ii=5...10 x In clamp connection | Lista Papel 2020 SI | 0 | 0
3VA1112-4EF36-0AB0 |  | 3VA1112-4EF36-0AB0 | 1 | UN | 1 | 10 | C | D | EAR99 | N | 85362090 | 1 | 4042949054030 | 0.96 | KG | 564.4 | 564.4 | LP17 | LP17 | circuit breaker 3VA1 IEC frame 160 breaking capacity class S Icu=36kA @ 415V 3-pole, line protection TM240, ATAM, In=125A overload protection Ir=88A...125A short-circuit protection Ii=5...10 x In clamp connection 2 auxiliary switches HP | - | 0 | 0
3VA1112-4EF36-0AC0 |  | 3VA1112-4EF36-0AC0 | 1 | UN | 1 | 10 | C | D | EAR99 | N | 85362090 | 1 | 4042949056126 | 0.96 | KG | 539.75 | 539.75 | LP17 | LP17 | circuit breaker 3VA1 IEC frame 160 breaking capacity class S Icu=36kA @ 415V 3-pole, line protection TM240, ATAM, In=125A overload protection Ir=88A...125A short-circuit protection Ii=5...10 x In clamp connection 2 auxiliary switches HQ | - | 0 | 0
3VA1112-4EF36-0AD0 |  | 3VA1112-4EF36-0AD0 | 1 | UN | 1 | 10 | C | D | EAR99 | N | 85362090 | 1 | 4042949058212 | 0.99 | KG | 564.4 | 564.4 | LP17 | LP17 | circuit breaker 3VA1 IEC frame 160 breaking capacity class S Icu=36kA @ 415V 3-pole, line protection TM240, ATAM, In=125A overload protection Ir=88A...125A short-circuit protection Ii=5...10 x In clamp connection 3 auxiliary switches HQ | - | 0 | 0
3VA1112-4EF36-0AE0 |  | 3VA1112-4EF36-0AE0 | 1 | UN | 1 | 10 | C | D | EAR99 | N | 85362090 | 1 | 4042949060307 | 1.02 | KG | 586.5 | 586.5 | LP17 | LP17 | circuit breaker 3VA1 IEC frame 160 breaking capacity class S Icu=36kA @ 415V 3-pole, line protection TM240, ATAM, In=125A overload protection Ir=88A...125A short-circuit protection Ii=5...10 x In clamp connection 4 auxiliary switches HQ | - | 0 | 0
3VA1112-4EF36-0AF0 |  | 3VA1112-4EF36-0AF0 | 1 | UN | 1 | 10 | C | D | EAR99 | N | 85362090 | 1 | 4042949062394 | 0.96 | KG | 539.75 | 539.75 | LP17 | LP17 | circuit breaker 3VA1 IEC frame 160 breaking capacity class S Icu=36kA @ 415V 3-pole, line protection TM240, ATAM, In=125A overload protection Ir=88A...125A short-circuit protection Ii=5...10 x In clamp connection 1 auxiliary switch HQ 1 trip alarm switch HQ | - | 0 | 0
3VA1112-4EF36-0AG0 |  | 3VA1112-4EF36-0AG0 | 1 | UN | 1 | 10 | C | D | EAR99 | N | 85362090 | 1 | 4042949064480 | 0.96 | KG | 564.4 | 564.4 | LP17 | LP17 | circuit breaker 3VA1 IEC frame 160 breaking capacity class S Icu=36kA @ 415V 3-pole, line protection TM240, ATAM, In=125A overload protection Ir=88A...125A short-circuit protection Ii=5...10 x In clamp connection 1 auxiliary switch HP 1 trip alarm switch HP | - | 0 | 0
3VA1112-4EF36-0AH0 |  | 3VA1112-4EF36-0AH0 | 1 | UN | 1 | 10 | C | D | EAR99 | N | 85362090 | 1 | 4042949066576 | 0.99 | KG | 564.4 | 564.4 | LP17 | LP17 | circuit breaker 3VA1 IEC frame 160 breaking capacity class S Icu=36kA @ 415V 3-pole, line protection TM240, ATAM, In=125A overload protection Ir=88A...125A short-circuit protection Ii=5...10 x In clamp connection 2 auxiliary switches HQ 1 trip alarm switch HQ | - | 0 | 0
3VA1112-4EF36-0BA0 |  | 3VA1112-4EF36-0BA0 | 1 | UN | 1 | 10 | C | D | EAR99 | N | 85362090 | 1 | 4042949041498 | 0.9 | KG | 602.65 | 602.65 | LP17 | LP17 | circuit breaker 3VA1 IEC frame 160 breaking capacity class S Icu=36kA @ 415V 3-pole, line protection TM240, ATAM, In=125A overload protection Ir=88A...125A short-circuit protection Ii=5...10 x In clamp connection undervoltage release (UVR) 24V DC | - | 0 | 0
3VA1112-4EF36-0BC0 |  | 3VA1112-4EF36-0BC0 | 1 | UN | 1 | 10 | C | D | EAR99 | N | 85362090 | 1 | 4042949069027 | 1.05 | KG | 647.7 | 647.7 | LP17 | LP17 | circuit breaker 3VA1 IEC frame 160 breaking capacity class S Icu=36kA @ 415V 3-pole, line protection TM240, ATAM, In=125A overload protection Ir=88A...125A short-circuit protection Ii=5...10 x In clamp connection undervoltage release (UVR) 24V DC 2 auxiliary switches HQ | - | 0 | 0
3VA1112-4EF36-0BH0 |  | 3VA1112-4EF36-0BH0 | 1 | UN | 1 | 10 | C | D | EAR99 | N | 85362090 | 1 | 4042949081562 | 1.05 | KG | 672.35 | 672.35 | LP17 | LP17 | circuit breaker 3VA1 IEC frame 160 breaking capacity class S Icu=36kA @ 415V 3-pole, line protection TM240, ATAM, In=125A overload protection Ir=88A...125A short-circuit protection Ii=5...10 x In clamp connection undervoltage release (UVR) 24V DC 2 auxiliary switches HQ 1 trip alarm switch HQ | - | 0 | 0
3VA1112-4EF36-0CA0 |  | 3VA1112-4EF36-0CA0 | 1 | UN | 1 | 10 | C | D | EAR99 | N | 85362090 | 1 | 4042949043584 | 0.9 | KG | 602.65 | 602.65 | LP17 | LP17 | circuit breaker 3VA1 IEC frame 160 breaking capacity class S Icu=36kA @ 415V 3-pole, line protection TM240, ATAM, In=125A overload protection Ir=88A...125A short-circuit protection Ii=5...10 x In clamp connection undervoltage release (UVR) 120-127V AC 50/60Hz | - | 0 | 0
3VA1112-4EF36-0CC0 |  | 3VA1112-4EF36-0CC0 | 1 | UN | 1 | 10 | C | D | EAR99 | N | 85362090 | 1 | 4042949071112 | 1.05 | KG | 647.7 | 647.7 | LP17 | LP17 | circuit breaker 3VA1 IEC frame 160 breaking capacity class S Icu=36kA @ 415V 3-pole, line protection TM240, ATAM, In=125A overload protection Ir=88A...125A short-circuit protection Ii=5...10 x In clamp connection undervoltage release (UVR) 120-127V AC 50/60Hz 2 auxiliary switches HQ | - | 0 | 0
3VA1112-4EF36-0CH0 |  | 3VA1112-4EF36-0CH0 | 1 | UN | 1 | 10 | C | D | EAR99 | N | 85362090 | 1 | 4042949083658 | 1.08 | KG | 672.35 | 672.35 | LP17 | LP17 | circuit breaker 3VA1 IEC frame 160 breaking capacity class S Icu=36kA @ 415V 3-pole, line protection TM240, ATAM, In=125A overload protection Ir=88A...125A short-circuit protection Ii=5...10 x In clamp connection undervoltage release (UVR) 120-127V AC 50/60Hz 2 auxiliary switches HQ 1 trip alarm switch HQ | - | 0 | 0
3VA1112-4EF36-0DA0 |  | 3VA1112-4EF36-0DA0 | 1 | UN | 1 | 10 | C | D | EAR99 | N | 85362090 | 1 | 4042949045670 | 0.9 | KG | 602.65 | 602.65 | LP17 | LP17 | circuit breaker 3VA1 IEC frame 160 breaking capacity class S Icu=36kA @ 415V 3-pole, line protection TM240, ATAM, In=125A overload protection Ir=88A...125A short-circuit protection Ii=5...10 x In clamp connection undervoltage release (UVR) 208-230V AC 50/60Hz | - | 0 | 0
3VA1112-4EF36-0DC0 |  | 3VA1112-4EF36-0DC0 | 1 | UN | 1 | 10 | C | D | EAR99 | N | 85362090 | 1 | 4042949073208 | 1.05 | KG | 647.7 | 647.7 | LP17 | LP17 | circuit breaker 3VA1 IEC frame 160 breaking capacity class S Icu=36kA @ 415V 3-pole, line protection TM240, ATAM, In=125A overload protection Ir=88A...125A short-circuit protection Ii=5...10 x In clamp connection undervoltage release (UVR) 208-230V AC 50/60Hz 2 auxiliary switches HQ | - | 0 | 0
3VA1112-4EF36-0DH0 |  | 3VA1112-4EF36-0DH0 | 1 | UN | 1 | 10 | C | D | EAR99 | N | 85362090 | 1 | 4042949085744 | 1.08 | KG | 672.35 | 672.35 | LP17 | LP17 | circuit breaker 3VA1 IEC frame 160 breaking capacity class S Icu=36kA @ 415V 3-pole, line protection TM240, ATAM, In=125A overload protection Ir=88A...125A short-circuit protection Ii=5...10 x In clamp connection undervoltage release (UVR) 208-230V AC 50/60Hz 2 auxiliary switches HQ 1 trip alarm switch HQ | - | 0 | 0
3VA1112-4EF36-0HA0 |  | 3VA1112-4EF36-0HA0 | 1 | UN | 1 | 10 | C | D | EAR99 | N | 85362090 | 1 | 4042949047766 | 0.9 | KG | 577.15 | 577.15 | LP17 | LP17 | circuit breaker 3VA1 IEC frame 160 breaking capacity class S Icu=36kA @ 415V 3-pole, line protection TM240, ATAM, In=125A overload protection Ir=88A...125A short-circuit protection Ii=5...10 x In clamp connection shunt trip (STL) 12-30V DC, 24V AC 50/60Hz | - | 0 | 0
3VA1112-4EF36-0HC0 |  | 3VA1112-4EF36-0HC0 | 1 | UN | 1 | 10 | C | D | EAR99 | N | 85362090 | 1 | 4042949075295 | 1.05 | KG | 623.05 | 623.05 | LP17 | LP17 | circuit breaker 3VA1 IEC frame 160 breaking capacity class S Icu=36kA @ 415V 3-pole, line protection TM240, ATAM, In=125A overload protection Ir=88A...125A short-circuit protection Ii=5...10 x In clamp connection shunt trip (STL) 12-30V DC, 24V AC 50/60Hz 2 auxiliary switches HQ | - | 0 | 0
3VA1112-4EF36-0HH0 |  | 3VA1112-4EF36-0HH0 | 1 | UN | 1 | 10 | C | D | EAR99 | N | 85362090 | 1 | 4042949087830 | 1.08 | KG | 646.85 | 646.85 | LP17 | LP17 | circuit breaker 3VA1 IEC frame 160 breaking capacity class S Icu=36kA @ 415V 3-pole, line protection TM240, ATAM, In=125A overload protection Ir=88A...125A short-circuit protection Ii=5...10 x In clamp connection shunt trip (STL) 12-30V DC, 24V AC 50/60Hz 2 auxiliary switches HQ 1 trip alarm switch HQ | - | 0 | 0
3VA1112-4EF36-0JA0 |  | 3VA1112-4EF36-0JA0 | 1 | UN | 1 | 10 | C | D | EAR99 | N | 85362090 | 1 | 4042949049852 | 1.05 | KG | 577.15 | 577.15 | LP17 | LP17 | circuit breaker 3VA1 IEC frame 160 breaking capacity class S Icu=36kA @ 415V 3-pole, line protection TM240, ATAM, In=125A overload protection Ir=88A...125A short-circuit protection Ii=5...10 x In clamp connection shunt trip (STL) 110-127V DC, AC 50/60Hz | - | 0 | 0
3VA1112-4EF36-0JC0 |  | 3VA1112-4EF36-0JC0 | 1 | UN | 1 | 10 | C | D | EAR99 | N | 85362090 | 1 | 4042949077381 | 1.05 | KG | 623.05 | 623.05 | LP17 | LP17 | circuit breaker 3VA1 IEC frame 160 breaking capacity class S Icu=36kA @ 415V 3-pole, line protection TM240, ATAM, In=125A overload protection Ir=88A...125A short-circuit protection Ii=5...10 x In clamp connection shunt trip (STL) 110-127V DC, AC 50/60Hz 2 auxiliary switches HQ | - | 0 | 0
3VA1112-4EF36-0JH0 |  | 3VA1112-4EF36-0JH0 | 1 | UN | 1 | 10 | C | D | EAR99 | N | 85362090 | 1 | 4042949089926 | 1.08 | KG | 646.85 | 646.85 | LP17 | LP17 | circuit breaker 3VA1 IEC frame 160 breaking capacity class S Icu=36kA @ 415V 3-pole, line protection TM240, ATAM, In=125A overload protection Ir=88A...125A short-circuit protection Ii=5...10 x In clamp connection shunt trip (STL) 110-127V DC, AC 50/60Hz 2 auxiliary switches HQ 1 trip alarm switch HQ | - | 0 | 0
3VA1112-4EF36-0KA0 |  | 3VA1112-4EF36-0KA0 | 1 | UN | 1 | 10 | C | D | EAR99 | N | 85362090 | 1 | 4042949051947 | 1.05 | KG | 577.15 | 577.15 | LP17 | LP17 | circuit breaker 3VA1 IEC frame 160 breaking capacity class S Icu=36kA @ 415V 3-pole, line protection TM240, ATAM, In=125A overload protection Ir=88A...125A short-circuit protection Ii=5...10 x In clamp connection shunt trip (STL) 220-250V DC, 208-277V AC | - | 0 | 0
3VA1112-4EF36-0KC0 |  | 3VA1112-4EF36-0KC0 | 1 | UN | 1 | 10 | C | D | EAR99 | N | 85362090 | 1 | 4042949079477 | 1.05 | KG | 623.05 | 623.05 | LP17 | LP17 | circuit breaker 3VA1 IEC frame 160 breaking capacity class S Icu=36kA @ 415V 3-pole, line protection TM240, ATAM, In=125A overload protection Ir=88A...125A short-circuit protection Ii=5...10 x In clamp connection shunt trip (STL) 220-250V DC, 208-277V AC 2 auxiliary switches HQ | - | 0 | 0
3VA1112-4EF36-0KH0 |  | 3VA1112-4EF36-0KH0 | 1 | UN | 1 | 10 | C | D | EAR99 | N | 85362090 | 1 | 4042949092018 | 1.08 | KG | 646.85 | 646.85 | LP17 | LP17 | circuit breaker 3VA1 IEC frame 160 breaking capacity class S Icu=36kA @ 415V 3-pole, line protection TM240, ATAM, In=125A overload protection Ir=88A...125A short-circuit protection Ii=5...10 x In clamp connection shunt trip (STL) 220-250V DC, 208-277V AC 2 auxiliary switches HQ 1 trip alarm switch HQ | - | 0 | 0
3VA1112-4EF42-0AA0 |  | 3VA1112-4EF42-0AA0 | 1 | UN | 1 | 5 | B | D | EAR99 | N | 85362090 | 1 | 4042948809310 | 1.253 | KG | 590.4 | 574 | LP17 | LP17 | circuit breaker 3VA1 IEC frame 160 breaking capacity class S Icu=36kA @ 415V 4-pole, line protection TM240, ATAM, In=125A overload protection Ir=88A...125A short-circuit protection Ii=5...10 x In N conductor unprotected nut keeper kit | Lista Papel 2020 SI | 0 | 0
3VA1112-4EF46-0AA0 |  | 3VA1112-4EF46-0AA0 | 1 | UN | 1 | 5 | B | D | EAR99 | N | 85362090 | 1 | 4042948821091 | 1.347 | KG | 619.1 | 601.9 | LP17 | LP17 | circuit breaker 3VA1 IEC frame 160 breaking capacity class S Icu=36kA @ 415V 4-pole, line protection TM240, ATAM, In=125A overload protection Ir=88A...125A short-circuit protection Ii=5...10 x In N conductor unprotected clamp connection | Lista Papel 2020 SI | 0 | 0
3VA1112-4FD42-0AA0 |  | 3VA1112-4FD42-0AA0 | 1 | UN | 1 | 5 | B | D | EAR99 | N | 85362090 | 1 | 4042948815700 | 1.277 | KG | 549.4 | 533.8 | LP17 | LP17 | circuit breaker 3VA1 IEC frame 160 breaking capacity class S Icu=36kA @ 415V 4-pole, line protection TM210, FTFM, In=125A overload protection Ir=125A fixed short-circuit protection Ii=10 x In N conductor protection 50% nut keeper kit | Lista Papel 2020 SI | 0 | 0
3VA1112-4FD46-0AA0 |  | 3VA1112-4FD46-0AA0 | 1 | UN | 1 | 5 | B | D | EAR99 | N | 85362090 | 1 | 4042948824108 | 1.17 | KG | 577.3 | 560.9 | LP17 | LP17 | circuit breaker 3VA1 IEC frame 160 breaking capacity class S Icu=36kA @ 415V 4-pole, line protection TM210, FTFM, In=125A overload protection Ir=125A fixed short-circuit protection Ii=10 x In N conductor protection 50% clamp connection | Lista Papel 2020 SI | 0 | 0
3VA1112-4FE42-0AA0 |  | 3VA1112-4FE42-0AA0 | 1 | UN | 1 | 5 | B | D | EAR99 | N | 85362090 | 1 | 4042948815717 | 1.2 | KG | 560.1 | 544.5 | LP17 | LP17 | circuit breaker 3VA1 IEC frame 160 breaking capacity class S Icu=36kA @ 415V 4-pole, line protection TM220, ATFM, In=125A overload protection Ir=88A...125A short-circuit protection Ii=10 x In N conductor protection 50% nut keeper kit | Lista Papel 2020 SI | 0 | 0
3VA1112-4FE46-0AA0 |  | 3VA1112-4FE46-0AA0 | 1 | UN | 1 | 5 | B | D | EAR99 | N | 85362090 | 1 | 4042948824115 | 1.17 | KG | 589.6 | 573.2 | LP17 | LP17 | circuit breaker 3VA1 IEC frame 160 breaking capacity class S Icu=36kA @ 415V 4-pole, line protection TM220, ATFM, In=125A overload protection Ir=88A...125A short-circuit protection Ii=10 x In N conductor protection 50% clamp connection | Lista Papel 2020 SI | 0 | 0
3VA1112-4FF42-0AA0 |  | 3VA1112-4FF42-0AA0 | 1 | UN | 1 | 5 | B | D | EAR99 | N | 85362090 | 1 | 4042948815359 | 1.2 | KG | 590.4 | 574 | LP17 | LP17 | circuit breaker 3VA1 IEC frame 160 breaking capacity class S Icu=36kA @ 415V 4-pole, line protection TM240, ATAM, In=125A overload protection Ir=88A...125A short-circuit protection Ii=5...10 x In N conductor protection 50% nut keeper kit | Lista Papel 2020 SI | 0 | 0
3VA1112-4FF46-0AA0 |  | 3VA1112-4FF46-0AA0 | 1 | UN | 1 | 5 | B | D | EAR99 | N | 85362090 | 1 | 4042948823293 | 1.17 | KG | 619.1 | 601.9 | LP17 | LP17 | circuit breaker 3VA1 IEC frame 160 breaking capacity class S Icu=36kA @ 415V 4-pole, line protection TM240, ATAM, In=125A overload protection Ir=88A...125A short-circuit protection Ii=5...10 x In N conductor protection 50% clamp connection | Lista Papel 2020 SI | 0 | 0
3VA1112-4GD42-0AA0 |  | 3VA1112-4GD42-0AA0 | 1 | UN | 1 | 5 | B | D | EAR99 | N | 85362090 | 1 | 4042948816240 | 1.281 | KG | 549.4 | 533.8 | LP17 | LP17 | circuit breaker 3VA1 IEC frame 160 breaking capacity class S Icu=36kA @ 415V 4-pole, line protection TM210, FTFM, In=125A overload protection Ir=125A fixed short-circuit protection Ii=10 x In N conductor protection 100% nut keeper kit | Lista Papel 2020 SI | 0 | 0
3VA1112-4GD46-0AA0 |  | 3VA1112-4GD46-0AA0 | 1 | UN | 1 | 5 | B | D | EAR99 | N | 85362090 | 1 | 4042948825426 | 1.17 | KG | 577.3 | 560.9 | LP17 | LP17 | circuit breaker 3VA1 IEC frame 160 breaking capacity class S Icu=36kA @ 415V 4-pole, line protection TM210, FTFM, In=125A overload protection Ir=125A fixed short-circuit protection Ii=10 x In N conductor protection 100% clamp connection | Lista Papel 2020 SI | 0 | 0
3VA1112-4GE42-0AA0 |  | 3VA1112-4GE42-0AA0 | 1 | UN | 1 | 5 | B | D | EAR99 | N | 85362090 | 1 | 4042948816257 | 1.291 | KG | 560.1 | 544.5 | LP17 | LP17 | circuit breaker 3VA1 IEC frame 160 breaking capacity class S Icu=36kA @ 415V 4-pole, line protection TM220, ATFM, In=125A overload protection Ir=88A...125A short-circuit protection Ii=10 x In N conductor protection 100% nut keeper kit | Lista Papel 2020 SI | 0 | 0
3VA1112-4GE46-0AA0 |  | 3VA1112-4GE46-0AA0 | 1 | UN | 1 | 5 | B | D | EAR99 | N | 85362090 | 1 | 4042948825433 | 1.17 | KG | 589.6 | 573.2 | LP17 | LP17 | circuit breaker 3VA1 IEC frame 160 breaking capacity class S Icu=36kA @ 415V 4-pole, line protection TM220, ATFM, In=125A overload protection Ir=88A...125A short-circuit protection Ii=10 x In N conductor protection 100% clamp connection | Lista Papel 2020 SI | 0 | 0
3VA1112-4GF42-0AA0 |  | 3VA1112-4GF42-0AA0 | 1 | UN | 1 | 5 | B | D | EAR99 | N | 85362090 | 1 | 4042948815892 | 1.29 | KG | 590.4 | 574 | LP17 | LP17 | circuit breaker 3VA1 IEC frame 160 breaking capacity class S Icu=36kA @ 415V 4-pole, line protection TM240, ATAM, In=125A overload protection Ir=88A...125A short-circuit protection Ii=5...10 x In N conductor protection 100% nut keeper kit | Lista Papel 2020 SI | 0 | 0
3VA1112-4GF46-0AA0 |  | 3VA1112-4GF46-0AA0 | 1 | UN | 1 | 5 | B | D | EAR99 | N | 85362090 | 1 | 4042948824610 | 1.379 | KG | 619.1 | 601.9 | LP17 | LP17 | circuit breaker 3VA1 IEC frame 160 breaking capacity class S Icu=36kA @ 415V 4-pole, line protection TM240, ATAM, In=125A overload protection Ir=88A...125A short-circuit protection Ii=5...10 x In N conductor protection 100% clamp connection | Lista Papel 2020 SI | 0 | 0
3VA1112-5ED12-0AA0 |  | 3VA1112-5ED12-0AA0 | 1 | UN | 1 | 5 | B | D | EAR99 | N | 85362090 | 1 | 4042948868003 | 0.353 | KG | 239.7 | 239.7 | LP17 | LP17 | circuit breaker 3VA1 IEC frame 160 breaking capacity class M Icu=55kA @ 240V 1-pole, line protection TM210, FTFM, In=125A overload protection Ir=125A fixed short-circuit protection Ii=10 x In nut keeper kit | - | 0 | 0
3VA1112-5ED16-0AA0 |  | 3VA1112-5ED16-0AA0 | 1 | UN | 1 | 5 | B | D | EAR99 | N | 85362090 | 1 | 4042948867990 | 0.352 | KG | 249.9 | 249.9 | LP17 | LP17 | circuit breaker 3VA1 IEC frame 160 breaking capacity class M Icu=55kA @ 240V 1-pole, line protection TM210, FTFM, In=125A overload protection Ir=125A fixed short-circuit protection Ii=10 x In clamp connection | - | 0 | 0
3VA1112-5ED22-0AA0 |  | 3VA1112-5ED22-0AA0 | 1 | UN | 1 | 5 | B | D | EAR99 | N | 85362090 | 1 | 4042948867983 | 0.669 | KG | 433.5 | 433.5 | LP17 | LP17 | circuit breaker 3VA1 IEC frame 160 breaking capacity class M Icu=55kA @ 415V 2-pole, line protection TM210, FTFM, In=125A overload protection Ir=125A fixed short-circuit protection Ii=10 x In nut keeper kit | - | 0 | 0
3VA1112-5ED26-0AA0 |  | 3VA1112-5ED26-0AA0 | 1 | UN | 1 | 5 | B | D | EAR99 | N | 85362090 | 1 | 4042948867976 | 0.669 | KG | 449.65 | 449.65 | LP17 | LP17 | circuit breaker 3VA1 IEC frame 160 breaking capacity class M Icu=55kA @ 415V 2-pole, line protection TM210, FTFM, In=125A overload protection Ir=125A fixed short-circuit protection Ii=10 x In clamp connection | - | 0 | 0
3VA1112-5ED32-0AA0 |  | 3VA1112-5ED32-0AA0 | 1 | UN | 1 | 2 | A | D | EAR99 | N | 85362090 | 1 | 4042948812846 | 1.02 | KG | 464.9 | 451.8 | LP17 | LP17 | circuit breaker 3VA1 IEC frame 160 breaking capacity class M Icu=55kA @ 415V 3-pole, line protection TM210, FTFM, In=125A overload protection Ir=125A fixed short-circuit protection Ii=10 x In nut keeper kit | Lista Papel 2020 SI | 0 | 0
3VA1112-5ED32-0AB0 |  | 3VA1112-5ED32-0AB0 | 1 | UN | 1 | 10 | C | D | EAR99 | N | 85362090 | 1 | 4042949054023 | 0.96 | KG | 550.8 | 550.8 | LP17 | LP17 | circuit breaker 3VA1 IEC frame 160 breaking capacity class M Icu=55kA @ 415V 3-pole, line protection TM210, FTFM, In=125A overload protection Ir=125A fixed short-circuit protection Ii=10 x In nut keeper kit 2 auxiliary switches HP | - | 0 | 0
3VA1112-5ED32-0AC0 |  | 3VA1112-5ED32-0AC0 | 1 | UN | 1 | 10 | C | D | EAR99 | N | 85362090 | 1 | 4042949056119 | 0.96 | KG | 527 | 527 | LP17 | LP17 | circuit breaker 3VA1 IEC frame 160 breaking capacity class M Icu=55kA @ 415V 3-pole, line protection TM210, FTFM, In=125A overload protection Ir=125A fixed short-circuit protection Ii=10 x In nut keeper kit 2 auxiliary switches HQ | - | 0 | 0
3VA1112-5ED32-0AD0 |  | 3VA1112-5ED32-0AD0 | 1 | UN | 1 | 10 | C | D | EAR99 | N | 85362090 | 1 | 4042949058205 | 0.99 | KG | 550.8 | 550.8 | LP17 | LP17 | circuit breaker 3VA1 IEC frame 160 breaking capacity class M Icu=55kA @ 415V 3-pole, line protection TM210, FTFM, In=125A overload protection Ir=125A fixed short-circuit protection Ii=10 x In nut keeper kit 3 auxiliary switches HQ | - | 0 | 0
3VA1112-5ED32-0AE0 |  | 3VA1112-5ED32-0AE0 | 1 | UN | 1 | 10 | C | D | EAR99 | N | 85362090 | 1 | 4042949060291 | 1.02 | KG | 574.6 | 574.6 | LP17 | LP17 | circuit breaker 3VA1 IEC frame 160 breaking capacity class M Icu=55kA @ 415V 3-pole, line protection TM210, FTFM, In=125A overload protection Ir=125A fixed short-circuit protection Ii=10 x In nut keeper kit 4 auxiliary switches HQ | - | 0 | 0
3VA1112-5ED32-0AF0 |  | 3VA1112-5ED32-0AF0 | 1 | UN | 1 | 10 | C | D | EAR99 | N | 85362090 | 1 | 4042949062387 | 0.96 | KG | 527 | 527 | LP17 | LP17 | circuit breaker 3VA1 IEC frame 160 breaking capacity class M Icu=55kA @ 415V 3-pole, line protection TM210, FTFM, In=125A overload protection Ir=125A fixed short-circuit protection Ii=10 x In nut keeper kit 1 auxiliary switch HQ 1 trip alarm switch HQ | - | 0 | 0
3VA1112-5ED32-0AG0 |  | 3VA1112-5ED32-0AG0 | 1 | UN | 1 | 10 | C | D | EAR99 | N | 85362090 | 1 | 4042949064473 | 0.96 | KG | 550.8 | 550.8 | LP17 | LP17 | circuit breaker 3VA1 IEC frame 160 breaking capacity class M Icu=55kA @ 415V 3-pole, line protection TM210, FTFM, In=125A overload protection Ir=125A fixed short-circuit protection Ii=10 x In nut keeper kit 1 auxiliary switch HP 1 trip alarm switch HP | - | 0 | 0
3VA1112-5ED32-0AH0 |  | 3VA1112-5ED32-0AH0 | 1 | UN | 1 | 10 | C | D | EAR99 | N | 85362090 | 1 | 4042949066569 | 0.99 | KG | 550.8 | 550.8 | LP17 | LP17 | circuit breaker 3VA1 IEC frame 160 breaking capacity class M Icu=55kA @ 415V 3-pole, line protection TM210, FTFM, In=125A overload protection Ir=125A fixed short-circuit protection Ii=10 x In nut keeper kit 2 auxiliary switches HQ 1 trip alarm switch HQ | - | 0 | 0
3VA1112-5ED32-0BA0 |  | 3VA1112-5ED32-0BA0 | 1 | UN | 1 | 10 | C | D | EAR99 | N | 85362090 | 1 | 4042949041481 | 0.9 | KG | 589.9 | 589.9 | LP17 | LP17 | circuit breaker 3VA1 IEC frame 160 breaking capacity class M Icu=55kA @ 415V 3-pole, line protection TM210, FTFM, In=125A overload protection Ir=125A fixed short-circuit protection Ii=10 x In nut keeper kit undervoltage release (UVR) 24V DC | - | 0 | 0
3VA1112-5ED32-0BC0 |  | 3VA1112-5ED32-0BC0 | 1 | UN | 1 | 10 | C | D | EAR99 | N | 85362090 | 1 | 4042949069010 | 1.05 | KG | 637.5 | 637.5 | LP17 | LP17 | circuit breaker 3VA1 IEC frame 160 breaking capacity class M Icu=55kA @ 415V 3-pole, line protection TM210, FTFM, In=125A overload protection Ir=125A fixed short-circuit protection Ii=10 x In nut keeper kit undervoltage release (UVR) 24V DC 2 auxiliary switches HQ | - | 0 | 0
3VA1112-5ED32-0BH0 |  | 3VA1112-5ED32-0BH0 | 1 | UN | 1 | 10 | C | D | EAR99 | N | 85362090 | 1 | 4042949081555 | 1.05 | KG | 660.45 | 660.45 | LP17 | LP17 | circuit breaker 3VA1 IEC frame 160 breaking capacity class M Icu=55kA @ 415V 3-pole, line protection TM210, FTFM, In=125A overload protection Ir=125A fixed short-circuit protection Ii=10 x In nut keeper kit undervoltage release (UVR) 24V DC 2 auxiliary switches HQ 1 trip alarm switch HQ | - | 0 | 0
3VA1112-5ED32-0CA0 |  | 3VA1112-5ED32-0CA0 | 1 | UN | 1 | 10 | C | D | EAR99 | N | 85362090 | 1 | 4042949043577 | 0.9 | KG | 589.9 | 589.9 | LP17 | LP17 | circuit breaker 3VA1 IEC frame 160 breaking capacity class M Icu=55kA @ 415V 3-pole, line protection TM210, FTFM, In=125A overload protection Ir=125A fixed short-circuit protection Ii=10 x In nut keeper kit undervoltage release (UVR) 120-127V AC 50/60Hz | - | 0 | 0
3VA1112-5ED32-0CC0 |  | 3VA1112-5ED32-0CC0 | 1 | UN | 1 | 10 | C | D | EAR99 | N | 85362090 | 1 | 4042949071105 | 1.05 | KG | 637.5 | 637.5 | LP17 | LP17 | circuit breaker 3VA1 IEC frame 160 breaking capacity class M Icu=55kA @ 415V 3-pole, line protection TM210, FTFM, In=125A overload protection Ir=125A fixed short-circuit protection Ii=10 x In nut keeper kit undervoltage release (UVR) 120-127V AC 50/60Hz 2 auxiliary switches HQ | - | 0 | 0
3VA1112-5ED32-0CH0 |  | 3VA1112-5ED32-0CH0 | 1 | UN | 1 | 10 | C | D | EAR99 | N | 85362090 | 1 | 4042949083641 | 1.08 | KG | 660.45 | 660.45 | LP17 | LP17 | circuit breaker 3VA1 IEC frame 160 breaking capacity class M Icu=55kA @ 415V 3-pole, line protection TM210, FTFM, In=125A overload protection Ir=125A fixed short-circuit protection Ii=10 x In nut keeper kit undervoltage release (UVR) 120-127V AC 50/60Hz 2 auxiliary switches HQ 1 trip alarm switch HQ | - | 0 | 0
3VA1112-5ED32-0DA0 |  | 3VA1112-5ED32-0DA0 | 1 | UN | 1 | 10 | C | D | EAR99 | N | 85362090 | 1 | 4042949045663 | 0.9 | KG | 589.9 | 589.9 | LP17 | LP17 | circuit breaker 3VA1 IEC frame 160 breaking capacity class M Icu=55kA @ 415V 3-pole, line protection TM210, FTFM, In=125A overload protection Ir=125A fixed short-circuit protection Ii=10 x In nut keeper kit undervoltage release (UVR) 208-230V AC 50/60Hz | - | 0 | 0
3VA1112-5ED32-0DC0 |  | 3VA1112-5ED32-0DC0 | 1 | UN | 1 | 10 | C | D | EAR99 | N | 85362090 | 1 | 4042949073192 | 1.05 | KG | 637.5 | 637.5 | LP17 | LP17 | circuit breaker 3VA1 IEC frame 160 breaking capacity class M Icu=55kA @ 415V 3-pole, line protection TM210, FTFM, In=125A overload protection Ir=125A fixed short-circuit protection Ii=10 x In nut keeper kit undervoltage release (UVR) 208-230V AC 50/60Hz 2 auxiliary switches HQ | - | 0 | 0
3VA1112-5ED32-0DH0 |  | 3VA1112-5ED32-0DH0 | 1 | UN | 1 | 10 | C | D | EAR99 | N | 85362090 | 1 | 4042949085737 | 1.08 | KG | 660.45 | 660.45 | LP17 | LP17 | circuit breaker 3VA1 IEC frame 160 breaking capacity class M Icu=55kA @ 415V 3-pole, line protection TM210, FTFM, In=125A overload protection Ir=125A fixed short-circuit protection Ii=10 x In nut keeper kit undervoltage release (UVR) 208-230V AC 50/60Hz 2 auxiliary switches HQ 1 trip alarm switch HQ | - | 0 | 0
3VA1112-5ED32-0HA0 |  | 3VA1112-5ED32-0HA0 | 1 | UN | 1 | 10 | C | D | EAR99 | N | 85362090 | 1 | 4042949047759 | 0.9 | KG | 566.1 | 566.1 | LP17 | LP17 | circuit breaker 3VA1 IEC frame 160 breaking capacity class M Icu=55kA @ 415V 3-pole, line protection TM210, FTFM, In=125A overload protection Ir=125A fixed short-circuit protection Ii=10 x In nut keeper kit shunt trip (STL) 12-30V DC, 24V AC 50/60Hz | - | 0 | 0
3VA1112-5ED32-0HC0 |  | 3VA1112-5ED32-0HC0 | 1 | UN | 1 | 10 | C | D | EAR99 | N | 85362090 | 1 | 4042949075288 | 1.05 | KG | 612 | 612 | LP17 | LP17 | circuit breaker 3VA1 IEC frame 160 breaking capacity class M Icu=55kA @ 415V 3-pole, line protection TM210, FTFM, In=125A overload protection Ir=125A fixed short-circuit protection Ii=10 x In nut keeper kit shunt trip (STL) 12-30V DC, 24V AC 50/60Hz 2 auxiliary switches HQ | - | 0 | 0
3VA1112-5ED32-0HH0 |  | 3VA1112-5ED32-0HH0 | 1 | UN | 1 | 10 | C | D | EAR99 | N | 85362090 | 1 | 4042949087823 | 1.08 | KG | 636.65 | 636.65 | LP17 | LP17 | circuit breaker 3VA1 IEC frame 160 breaking capacity class M Icu=55kA @ 415V 3-pole, line protection TM210, FTFM, In=125A overload protection Ir=125A fixed short-circuit protection Ii=10 x In nut keeper kit shunt trip (STL) 12-30V DC, 24V AC 50/60Hz 2 auxiliary switches HQ 1 trip alarm switch HQ | - | 0 | 0
3VA1112-5ED32-0JA0 |  | 3VA1112-5ED32-0JA0 | 1 | UN | 1 | 10 | C | D | EAR99 | N | 85362090 | 1 | 4042949049845 | 1.05 | KG | 566.1 | 566.1 | LP17 | LP17 | circuit breaker 3VA1 IEC frame 160 breaking capacity class M Icu=55kA @ 415V 3-pole, line protection TM210, FTFM, In=125A overload protection Ir=125A fixed short-circuit protection Ii=10 x In nut keeper kit shunt trip (STL) 110-127V DC, AC 50/60Hz | - | 0 | 0
3VA1112-5ED32-0JC0 |  | 3VA1112-5ED32-0JC0 | 1 | UN | 1 | 10 | C | D | EAR99 | N | 85362090 | 1 | 4042949077374 | 1.05 | KG | 612 | 612 | LP17 | LP17 | circuit breaker 3VA1 IEC frame 160 breaking capacity class M Icu=55kA @ 415V 3-pole, line protection TM210, FTFM, In=125A overload protection Ir=125A fixed short-circuit protection Ii=10 x In nut keeper kit shunt trip (STL) 110-127V DC, AC 50/60Hz 2 auxiliary switches HQ | - | 0 | 0
3VA1112-5ED32-0JH0 |  | 3VA1112-5ED32-0JH0 | 1 | UN | 1 | 10 | C | D | EAR99 | N | 85362090 | 1 | 4042949089919 | 1.08 | KG | 636.65 | 636.65 | LP17 | LP17 | circuit breaker 3VA1 IEC frame 160 breaking capacity class M Icu=55kA @ 415V 3-pole, line protection TM210, FTFM, In=125A overload protection Ir=125A fixed short-circuit protection Ii=10 x In nut keeper kit shunt trip (STL) 110-127V DC, AC 50/60Hz 2 auxiliary switches HQ 1 trip alarm switch HQ | - | 0 | 0
3VA1112-5ED32-0KA0 |  | 3VA1112-5ED32-0KA0 | 1 | UN | 1 | 10 | C | D | EAR99 | N | 85362090 | 1 | 4042949051930 | 1.05 | KG | 566.1 | 566.1 | LP17 | LP17 | circuit breaker 3VA1 IEC frame 160 breaking capacity class M Icu=55kA @ 415V 3-pole, line protection TM210, FTFM, In=125A overload protection Ir=125A fixed short-circuit protection Ii=10 x In nut keeper kit shunt trip (STL) 220-250V DC, 208-277V AC | - | 0 | 0
3VA1112-5ED32-0KC0 |  | 3VA1112-5ED32-0KC0 | 1 | UN | 1 | 10 | C | D | EAR99 | N | 85362090 | 1 | 4042949079460 | 1.05 | KG | 612 | 612 | LP17 | LP17 | circuit breaker 3VA1 IEC frame 160 breaking capacity class M Icu=55kA @ 415V 3-pole, line protection TM210, FTFM, In=125A overload protection Ir=125A fixed short-circuit protection Ii=10 x In nut keeper kit shunt trip (STL) 220-250V DC, 208-277V AC 2 auxiliary switches HQ | - | 0 | 0
3VA1112-5ED32-0KH0 |  | 3VA1112-5ED32-0KH0 | 1 | UN | 1 | 10 | C | D | EAR99 | N | 85362090 | 1 | 4042949092001 | 1.08 | KG | 636.65 | 636.65 | LP17 | LP17 | circuit breaker 3VA1 IEC frame 160 breaking capacity class M Icu=55kA @ 415V 3-pole, line protection TM210, FTFM, In=125A overload protection Ir=125A fixed short-circuit protection Ii=10 x In nut keeper kit shunt trip (STL) 220-250V DC, 208-277V AC 2 auxiliary switches HQ 1 trip alarm switch HQ | - | 0 | 0
3VA1112-5ED36-0AA0 |  | 3VA1112-5ED36-0AA0 | 1 | UN | 1 | 5 | B | D | EAR99 | N | 85362090 | 1 | 4042948821923 | 1.067 | KG | 485.4 | 471.5 | LP17 | LP17 | circuit breaker 3VA1 IEC frame 160 breaking capacity class M Icu=55kA @ 415V 3-pole, line protection TM210, FTFM, In=125A overload protection Ir=125A fixed short-circuit protection Ii=10 x In clamp connection | Lista Papel 2020 SI | 0 | 0
3VA1112-5ED36-0AC0 |  | 3VA1112-5ED36-0AC0 | 1 | UN | 1 | 10 | C | D | EAR99 | N | 85362090 | 1 | 4042949328285 | 1.113 | KG | 549.1 | 549.1 | LP17 | LP17 | circuit breaker 3VA1 IEC frame 160 breaking capacity class M Icu=55kA @ 415V 3-pole, line protection TM210, FTFM, In=125A overload protection Ir=125A fixed short-circuit protection Ii=10 x In clamp connection circuit breaker 3VA1 IEC frame 160 breaking capacity class M Icu=55kA @ 415V 3-pole, line protection TM210, FTFM, In=125A overload protection Ir=125A fixed short-circuit protection Ii=10 x In clamp connection 2 AUXILIARY SWITCH CHANGEOVER H |  | 0 | 0
3VA1112-5ED42-0AA0 |  | 3VA1112-5ED42-0AA0 | 1 | UN | 1 | 5 | B | D | EAR99 | N | 85362090 | 1 | 4042948813720 | 1.258 | KG | 602.7 | 585.5 | LP17 | LP17 | circuit breaker 3VA1 IEC frame 160 breaking capacity class M Icu=55kA @ 415V 4-pole, line protection TM210, FTFM, In=125A overload protection Ir=125A fixed short-circuit protection Ii=10 x In N conductor unprotected nut keeper kit | Lista Papel 2020 SI | 0 | 0
3VA1112-5ED46-0AA0 |  | 3VA1112-5ED46-0AA0 | 1 | UN | 1 | 5 | B | D | EAR99 | N | 85362090 | 1 | 4042948822807 | 1.342 | KG | 631.4 | 613.4 | LP17 | LP17 | circuit breaker 3VA1 IEC frame 160 breaking capacity class M Icu=55kA @ 415V 4-pole, line protection TM210, FTFM, In=125A overload protection Ir=125A fixed short-circuit protection Ii=10 x In N conductor unprotected clamp connection | Lista Papel 2020 SI | 0 | 0
3VA1112-5EE32-0AA0 |  | 3VA1112-5EE32-0AA0 | 1 | UN | 1 | 2 | A | D | EAR99 | N | 85362090 | 1 | 4042948812853 | 1.019 | KG | 474 | 460.8 | LP17 | LP17 | circuit breaker 3VA1 IEC frame 160 breaking capacity class M Icu=55kA @ 415V 3-pole, line protection TM220, ATFM, In=125A overload protection Ir=88A...125A short-circuit protection Ii=10 x In nut keeper kit | Lista Papel 2020 SI | 0 | 0
3VA1112-5EE36-0AA0 |  | 3VA1112-5EE36-0AA0 | 1 | UN | 1 | 2 | A | D | EAR99 | N | 85362090 | 1 | 4042948821930 | 1.066 | KG | 495.3 | 481.3 | LP17 | LP17 | circuit breaker 3VA1 IEC frame 160 breaking capacity class M Icu=55kA @ 415V 3-pole, line protection TM220, ATFM, In=125A overload protection Ir=88A...125A short-circuit protection Ii=10 x In clamp connection | Lista Papel 2020 SI | 0 | 0
3VA1112-5EE36-0AC0 |  | 3VA1112-5EE36-0AC0 | 1 | UN | 1 | 10 | C | D | EAR99 | N | 85362090 | 1 | 4042949328308 | 1.112 | KG | 560.15 | 560.15 | LP17 | LP17 | circuit breaker 3VA1 IEC frame 160 breaking capacity class M Icu=55kA @ 415V 3-pole, line protection TM220, ATFM, In=125A overload protection Ir=88A...125A short-circuit protection Ii=10 x In clamp connection circuit breaker 3VA1 IEC frame 160 breaking capacity class M Icu=55kA @ 415V 3-pole, line protection TM220, ATFM, In=125A overload protection Ir=88A...125A short-circuit protection Ii=10 x In clamp 2 AUXILIARY SWITCH CHANGEOVER H |  | 0 | 0
3VA1112-5EE36-0HC0 |  | 3VA1112-5EE36-0HC0 | 1 | UN | 1 | 10 | C | D | EAR99 | N | 85362090 | 1 | 4042949328513 | 1.198 | KG | 643.45 | 643.45 | LP17 | LP17 | circuit breaker 3VA1 IEC frame 160 breaking capacity class M Icu=55kA @ 415V 3-pole, line protection TM220, ATFM, In=125A overload protection Ir=88A...125A short-circuit protection Ii=10 x In clamp connection circuit breaker 3VA1 IEC frame 160 breaking capacity class M Icu=55kA @ 415V 3-pole, line protection TM220, ATFM, In=125A overload protection Ir=88A...125A short-circuit protection Ii=10 x In clamp SHUNT TRIP LEFT 24 V AC 50/60 HZ / 24-30 V DC ACCESSORY FOR 2 AUXILIARY SWITCH CHANGEOVER H |  | 0 | 0
3VA1112-5EE42-0AA0 |  | 3VA1112-5EE42-0AA0 | 1 | UN | 1 | 5 | B | D | EAR99 | N | 85362090 | 1 | 4042948813737 | 1.261 | KG | 617.5 | 600.2 | LP17 | LP17 | circuit breaker 3VA1 IEC frame 160 breaking capacity class M Icu=55kA @ 415V 4-pole, line protection TM220, ATFM, In=125A overload protection Ir=88A...125A short-circuit protection Ii=10 x In N conductor unprotected nut keeper kit | Lista Papel 2020 SI | 0 | 0
3VA1112-5EE46-0AA0 |  | 3VA1112-5EE46-0AA0 | 1 | UN | 1 | 5 | B | D | EAR99 | N | 85362090 | 1 | 4042948822814 | 1.343 | KG | 645.3 | 627.3 | LP17 | LP17 | circuit breaker 3VA1 IEC frame 160 breaking capacity class M Icu=55kA @ 415V 4-pole, line protection TM220, ATFM, In=125A overload protection Ir=88A...125A short-circuit protection Ii=10 x In N conductor unprotected clamp connection | Lista Papel 2020 SI | 0 | 0
3VA1112-5EF32-0AA0 |  | 3VA1112-5EF32-0AA0 | 1 | UN | 1 | 2 | A | D | EAR99 | N | 85362090 | 1 | 4042948808887 | 1.018 | KG | 498.6 | 484.6 | LP17 | LP17 | circuit breaker 3VA1 IEC frame 160 breaking capacity class M Icu=55kA @ 415V 3-pole, line protection TM240, ATAM, In=125A overload protection Ir=88A...125A short-circuit protection Ii=5...10 x In nut keeper kit | Lista Papel 2020 SI | 0 | 0
3VA1112-5EF32-0AB0 |  | 3VA1112-5EF32-0AB0 | 1 | UN | 1 | 10 | C | D | EAR99 | N | 85362090 | 1 | 4042949054016 | 0.96 | KG | 587.35 | 587.35 | LP17 | LP17 | circuit breaker 3VA1 IEC frame 160 breaking capacity class M Icu=55kA @ 415V 3-pole, line protection TM240, ATAM, In=125A overload protection Ir=88A...125A short-circuit protection Ii=5...10 x In nut keeper kit 2 auxiliary switches HP | - | 0 | 0
3VA1112-5EF32-0AC0 |  | 3VA1112-5EF32-0AC0 | 1 | UN | 1 | 10 | C | D | EAR99 | N | 85362090 | 1 | 4042949056102 | 0.96 | KG | 565.25 | 565.25 | LP17 | LP17 | circuit breaker 3VA1 IEC frame 160 breaking capacity class M Icu=55kA @ 415V 3-pole, line protection TM240, ATAM, In=125A overload protection Ir=88A...125A short-circuit protection Ii=5...10 x In nut keeper kit 2 auxiliary switches HQ | - | 0 | 0
3VA1112-5EF32-0AD0 |  | 3VA1112-5EF32-0AD0 | 1 | UN | 1 | 10 | C | D | EAR99 | N | 85362090 | 1 | 4042949058199 | 0.99 | KG | 587.35 | 587.35 | LP17 | LP17 | circuit breaker 3VA1 IEC frame 160 breaking capacity class M Icu=55kA @ 415V 3-pole, line protection TM240, ATAM, In=125A overload protection Ir=88A...125A short-circuit protection Ii=5...10 x In nut keeper kit 3 auxiliary switches HQ | - | 0 | 0
3VA1112-5EF32-0AE0 |  | 3VA1112-5EF32-0AE0 | 1 | UN | 1 | 10 | C | D | EAR99 | N | 85362090 | 1 | 4042949060284 | 1.02 | KG | 612 | 612 | LP17 | LP17 | circuit breaker 3VA1 IEC frame 160 breaking capacity class M Icu=55kA @ 415V 3-pole, line protection TM240, ATAM, In=125A overload protection Ir=88A...125A short-circuit protection Ii=5...10 x In nut keeper kit 4 auxiliary switches HQ | - | 0 | 0
3VA1112-5EF32-0AF0 |  | 3VA1112-5EF32-0AF0 | 1 | UN | 1 | 10 | C | D | EAR99 | N | 85362090 | 1 | 4042949062370 | 0.96 | KG | 565.25 | 565.25 | LP17 | LP17 | circuit breaker 3VA1 IEC frame 160 breaking capacity class M Icu=55kA @ 415V 3-pole, line protection TM240, ATAM, In=125A overload protection Ir=88A...125A short-circuit protection Ii=5...10 x In nut keeper kit 1 auxiliary switch HQ 1 trip alarm switch HQ | - | 0 | 0
3VA1112-5EF32-0AG0 |  | 3VA1112-5EF32-0AG0 | 1 | UN | 1 | 10 | C | D | EAR99 | N | 85362090 | 1 | 4042949064466 | 0.96 | KG | 587.35 | 587.35 | LP17 | LP17 | circuit breaker 3VA1 IEC frame 160 breaking capacity class M Icu=55kA @ 415V 3-pole, line protection TM240, ATAM, In=125A overload protection Ir=88A...125A short-circuit protection Ii=5...10 x In nut keeper kit 1 auxiliary switch HP 1 trip alarm switch HP | - | 0 | 0
3VA1112-5EF32-0AH0 |  | 3VA1112-5EF32-0AH0 | 1 | UN | 1 | 10 | C | D | EAR99 | N | 85362090 | 1 | 4042949066552 | 0.99 | KG | 587.35 | 587.35 | LP17 | LP17 | circuit breaker 3VA1 IEC frame 160 breaking capacity class M Icu=55kA @ 415V 3-pole, line protection TM240, ATAM, In=125A overload protection Ir=88A...125A short-circuit protection Ii=5...10 x In nut keeper kit 2 auxiliary switches HQ 1 trip alarm switch HQ | - | 0 | 0
3VA1112-5EF32-0BA0 |  | 3VA1112-5EF32-0BA0 | 1 | UN | 1 | 10 | C | D | EAR99 | N | 85362090 | 1 | 4042949041474 | 0.9 | KG | 625.6 | 625.6 | LP17 | LP17 | circuit breaker 3VA1 IEC frame 160 breaking capacity class M Icu=55kA @ 415V 3-pole, line protection TM240, ATAM, In=125A overload protection Ir=88A...125A short-circuit protection Ii=5...10 x In nut keeper kit undervoltage release (UVR) 24V DC | - | 0 | 0
3VA1112-5EF32-0BC0 |  | 3VA1112-5EF32-0BC0 | 1 | UN | 1 | 10 | C | D | EAR99 | N | 85362090 | 1 | 4042949069003 | 1.05 | KG | 673.2 | 673.2 | LP17 | LP17 | circuit breaker 3VA1 IEC frame 160 breaking capacity class M Icu=55kA @ 415V 3-pole, line protection TM240, ATAM, In=125A overload protection Ir=88A...125A short-circuit protection Ii=5...10 x In nut keeper kit undervoltage release (UVR) 24V DC 2 auxiliary switches HQ | - | 0 | 0
3VA1112-5EF32-0BH0 |  | 3VA1112-5EF32-0BH0 | 1 | UN | 1 | 10 | C | D | EAR99 | N | 85362090 | 1 | 4042949081548 | 1.05 | KG | 696.15 | 696.15 | LP17 | LP17 | circuit breaker 3VA1 IEC frame 160 breaking capacity class M Icu=55kA @ 415V 3-pole, line protection TM240, ATAM, In=125A overload protection Ir=88A...125A short-circuit protection Ii=5...10 x In nut keeper kit undervoltage release (UVR) 24V DC 2 auxiliary switches HQ 1 trip alarm switch HQ | - | 0 | 0
3VA1112-5EF32-0CA0 |  | 3VA1112-5EF32-0CA0 | 1 | UN | 1 | 10 | C | D | EAR99 | N | 85362090 | 1 | 4042949043560 | 0.9 | KG | 625.6 | 625.6 | LP17 | LP17 | circuit breaker 3VA1 IEC frame 160 breaking capacity class M Icu=55kA @ 415V 3-pole, line protection TM240, ATAM, In=125A overload protection Ir=88A...125A short-circuit protection Ii=5...10 x In nut keeper kit undervoltage release (UVR) 120-127V AC 50/60Hz | - | 0 | 0
3VA1112-5EF32-0CC0 |  | 3VA1112-5EF32-0CC0 | 1 | UN | 1 | 10 | C | D | EAR99 | N | 85362090 | 1 | 4042949071099 | 1.05 | KG | 673.2 | 673.2 | LP17 | LP17 | circuit breaker 3VA1 IEC frame 160 breaking capacity class M Icu=55kA @ 415V 3-pole, line protection TM240, ATAM, In=125A overload protection Ir=88A...125A short-circuit protection Ii=5...10 x In nut keeper kit undervoltage release (UVR) 120-127V AC 50/60Hz 2 auxiliary switches HQ | - | 0 | 0
3VA1112-5EF32-0CH0 |  | 3VA1112-5EF32-0CH0 | 1 | UN | 1 | 10 | C | D | EAR99 | N | 85362090 | 1 | 4042949083634 | 1.08 | KG | 696.15 | 696.15 | LP17 | LP17 | circuit breaker 3VA1 IEC frame 160 breaking capacity class M Icu=55kA @ 415V 3-pole, line protection TM240, ATAM, In=125A overload protection Ir=88A...125A short-circuit protection Ii=5...10 x In nut keeper kit undervoltage release (UVR) 120-127V AC 50/60Hz 2 auxiliary switches HQ 1 trip alarm switch HQ | - | 0 | 0
3VA1112-5EF32-0DA0 |  | 3VA1112-5EF32-0DA0 | 1 | UN | 1 | 10 | C | D | EAR99 | N | 85362090 | 1 | 4042949045656 | 0.9 | KG | 625.6 | 625.6 | LP17 | LP17 | circuit breaker 3VA1 IEC frame 160 breaking capacity class M Icu=55kA @ 415V 3-pole, line protection TM240, ATAM, In=125A overload protection Ir=88A...125A short-circuit protection Ii=5...10 x In nut keeper kit undervoltage release (UVR) 208-230V AC 50/60Hz | - | 0 | 0
3VA1112-5EF32-0DC0 |  | 3VA1112-5EF32-0DC0 | 1 | UN | 1 | 10 | C | D | EAR99 | N | 85362090 | 1 | 4042949073185 | 1.05 | KG | 673.2 | 673.2 | LP17 | LP17 | circuit breaker 3VA1 IEC frame 160 breaking capacity class M Icu=55kA @ 415V 3-pole, line protection TM240, ATAM, In=125A overload protection Ir=88A...125A short-circuit protection Ii=5...10 x In nut keeper kit undervoltage release (UVR) 208-230V AC 50/60Hz 2 auxiliary switches HQ | - | 0 | 0
3VA1112-5EF32-0DH0 |  | 3VA1112-5EF32-0DH0 | 1 | UN | 1 | 10 | C | D | EAR99 | N | 85362090 | 1 | 4042949085720 | 1.08 | KG | 696.15 | 696.15 | LP17 | LP17 | circuit breaker 3VA1 IEC frame 160 breaking capacity class M Icu=55kA @ 415V 3-pole, line protection TM240, ATAM, In=125A overload protection Ir=88A...125A short-circuit protection Ii=5...10 x In nut keeper kit undervoltage release (UVR) 208-230V AC 50/60Hz 2 auxiliary switches HQ 1 trip alarm switch HQ | - | 0 | 0
3VA1112-5EF32-0HA0 |  | 3VA1112-5EF32-0HA0 | 1 | UN | 1 | 10 | C | D | EAR99 | N | 85362090 | 1 | 4042949047742 | 0.9 | KG | 602.65 | 602.65 | LP17 | LP17 | circuit breaker 3VA1 IEC frame 160 breaking capacity class M Icu=55kA @ 415V 3-pole, line protection TM240, ATAM, In=125A overload protection Ir=88A...125A short-circuit protection Ii=5...10 x In nut keeper kit shunt trip (STL) 12-30V DC, 24V AC 50/60Hz | - | 0 | 0
3VA1112-5EF32-0HC0 |  | 3VA1112-5EF32-0HC0 | 1 | UN | 1 | 10 | C | D | EAR99 | N | 85362090 | 1 | 4042949075271 | 1.05 | KG | 647.7 | 647.7 | LP17 | LP17 | circuit breaker 3VA1 IEC frame 160 breaking capacity class M Icu=55kA @ 415V 3-pole, line protection TM240, ATAM, In=125A overload protection Ir=88A...125A short-circuit protection Ii=5...10 x In nut keeper kit shunt trip (STL) 12-30V DC, 24V AC 50/60Hz 2 auxiliary switches HQ | - | 0 | 0
3VA1112-5EF32-0HF0 |  | 3VA1112-5EF32-0HF0 | 1 | UN | 1 | 10 | C | D | EAR99 | N | 85362090 | 1 | 4042949327172 | 1.151 | KG | 646.85 | 646.85 | LP17 | LP17 | circuit breaker 3VA1 IEC frame 160 breaking capacity class M Icu=55kA @ 415V 3-pole, line protection TM240, ATAM, In=125A overload protection Ir=88A...125A short-circuit protection Ii=5...10 x In nut keeper kit circuit breaker 3VA1 IEC frame 160 breaking capacity class M Icu=55kA @ 415V 3-pole, line protection TM240, ATAM, In=125A overload protection Ir=88A...125A short-circuit protection Ii=5...10 x In nut shunt trip left 24V AC 50/60Hz/24-30V DC accessory 1 auxiliary switch changeover H 1 trip alarm switch changeover |  | 0 | 0
3VA1112-5EF32-0HH0 |  | 3VA1112-5EF32-0HH0 | 1 | UN | 1 | 10 | C | D | EAR99 | N | 85362090 | 1 | 4042949087816 | 1.08 | KG | 672.35 | 672.35 | LP17 | LP17 | circuit breaker 3VA1 IEC frame 160 breaking capacity class M Icu=55kA @ 415V 3-pole, line protection TM240, ATAM, In=125A overload protection Ir=88A...125A short-circuit protection Ii=5...10 x In nut keeper kit shunt trip (STL) 12-30V DC, 24V AC 50/60Hz 2 auxiliary switches HQ 1 trip alarm switch HQ | - | 0 | 0
3VA1112-5EF32-0JA0 |  | 3VA1112-5EF32-0JA0 | 1 | UN | 1 | 10 | C | D | EAR99 | N | 85362090 | 1 | 4042949049838 | 1.05 | KG | 602.65 | 602.65 | LP17 | LP17 | circuit breaker 3VA1 IEC frame 160 breaking capacity class M Icu=55kA @ 415V 3-pole, line protection TM240, ATAM, In=125A overload protection Ir=88A...125A short-circuit protection Ii=5...10 x In nut keeper kit shunt trip (STL) 110-127V DC, AC 50/60Hz | - | 0 | 0
3VA1112-5EF32-0JC0 |  | 3VA1112-5EF32-0JC0 | 1 | UN | 1 | 10 | C | D | EAR99 | N | 85362090 | 1 | 4042949077367 | 1.05 | KG | 647.7 | 647.7 | LP17 | LP17 | circuit breaker 3VA1 IEC frame 160 breaking capacity class M Icu=55kA @ 415V 3-pole, line protection TM240, ATAM, In=125A overload protection Ir=88A...125A short-circuit protection Ii=5...10 x In nut keeper kit shunt trip (STL) 110-127V DC, AC 50/60Hz 2 auxiliary switches HQ | - | 0 | 0
3VA1112-5EF32-0JH0 |  | 3VA1112-5EF32-0JH0 | 1 | UN | 1 | 10 | C | D | EAR99 | N | 85362090 | 1 | 4042949089902 | 1.08 | KG | 672.35 | 672.35 | LP17 | LP17 | circuit breaker 3VA1 IEC frame 160 breaking capacity class M Icu=55kA @ 415V 3-pole, line protection TM240, ATAM, In=125A overload protection Ir=88A...125A short-circuit protection Ii=5...10 x In nut keeper kit shunt trip (STL) 110-127V DC, AC 50/60Hz 2 auxiliary switches HQ 1 trip alarm switch HQ | - | 0 | 0
3VA1112-5EF32-0KA0 |  | 3VA1112-5EF32-0KA0 | 1 | UN | 1 | 10 | C | D | EAR99 | N | 85362090 | 1 | 4042949051923 | 1.05 | KG | 602.65 | 602.65 | LP17 | LP17 | circuit breaker 3VA1 IEC frame 160 breaking capacity class M Icu=55kA @ 415V 3-pole, line protection TM240, ATAM, In=125A overload protection Ir=88A...125A short-circuit protection Ii=5...10 x In nut keeper kit shunt trip (STL) 220-250V DC, 208-277V AC | - | 0 | 0
3VA1112-5EF32-0KC0 |  | 3VA1112-5EF32-0KC0 | 1 | UN | 1 | 10 | C | D | EAR99 | N | 85362090 | 1 | 4042949079453 | 1.05 | KG | 647.7 | 647.7 | LP17 | LP17 | circuit breaker 3VA1 IEC frame 160 breaking capacity class M Icu=55kA @ 415V 3-pole, line protection TM240, ATAM, In=125A overload protection Ir=88A...125A short-circuit protection Ii=5...10 x In nut keeper kit shunt trip (STL) 220-250V DC, 208-277V AC 2 auxiliary switches HQ | - | 0 | 0
3VA1112-5EF32-0KH0 |  | 3VA1112-5EF32-0KH0 | 1 | UN | 1 | 10 | C | D | EAR99 | N | 85362090 | 1 | 4042949091998 | 1.08 | KG | 672.35 | 672.35 | LP17 | LP17 | circuit breaker 3VA1 IEC frame 160 breaking capacity class M Icu=55kA @ 415V 3-pole, line protection TM240, ATAM, In=125A overload protection Ir=88A...125A short-circuit protection Ii=5...10 x In nut keeper kit shunt trip (STL) 220-250V DC, 208-277V AC 2 auxiliary switches HQ 1 trip alarm switch HQ | - | 0 | 0
3VA1112-5EF36-0AA0 |  | 3VA1112-5EF36-0AA0 | 1 | UN | 1 | 2 | A | D | EAR99 | N | 85362090 | 1 | 4042948820667 | 1.08 | KG | 520.7 | 505.9 | LP17 | LP17 | circuit breaker 3VA1 IEC frame 160 breaking capacity class M Icu=55kA @ 415V 3-pole, line protection TM240, ATAM, In=125A overload protection Ir=88A...125A short-circuit protection Ii=5...10 x In clamp connection | Lista Papel 2020 SI | 0 | 0
3VA1112-5EF36-0AB0 |  | 3VA1112-5EF36-0AB0 | 1 | UN | 1 | 10 | C | D | EAR99 | N | 85362090 | 1 | 4042949054009 | 0.96 | KG | 610.3 | 610.3 | LP17 | LP17 | circuit breaker 3VA1 IEC frame 160 breaking capacity class M Icu=55kA @ 415V 3-pole, line protection TM240, ATAM, In=125A overload protection Ir=88A...125A short-circuit protection Ii=5...10 x In clamp connection 2 auxiliary switches HP | - | 0 | 0
3VA1112-5EF36-0AC0 |  | 3VA1112-5EF36-0AC0 | 1 | UN | 1 | 10 | C | D | EAR99 | N | 85362090 | 1 | 4042949056096 | 0.96 | KG | 585.65 | 585.65 | LP17 | LP17 | circuit breaker 3VA1 IEC frame 160 breaking capacity class M Icu=55kA @ 415V 3-pole, line protection TM240, ATAM, In=125A overload protection Ir=88A...125A short-circuit protection Ii=5...10 x In clamp connection 2 auxiliary switches HQ | - | 0 | 0
3VA1112-5EF36-0AD0 |  | 3VA1112-5EF36-0AD0 | 1 | UN | 1 | 10 | C | D | EAR99 | N | 85362090 | 1 | 4042949058182 | 0.99 | KG | 610.3 | 610.3 | LP17 | LP17 | circuit breaker 3VA1 IEC frame 160 breaking capacity class M Icu=55kA @ 415V 3-pole, line protection TM240, ATAM, In=125A overload protection Ir=88A...125A short-circuit protection Ii=5...10 x In clamp connection 3 auxiliary switches HQ | - | 0 | 0
3VA1112-5EF36-0AE0 |  | 3VA1112-5EF36-0AE0 | 1 | UN | 1 | 10 | C | D | EAR99 | N | 85362090 | 1 | 4042949060277 | 1.02 | KG | 634.95 | 634.95 | LP17 | LP17 | circuit breaker 3VA1 IEC frame 160 breaking capacity class M Icu=55kA @ 415V 3-pole, line protection TM240, ATAM, In=125A overload protection Ir=88A...125A short-circuit protection Ii=5...10 x In clamp connection 4 auxiliary switches HQ | - | 0 | 0
3VA1112-5EF36-0AF0 |  | 3VA1112-5EF36-0AF0 | 1 | UN | 1 | 10 | C | D | EAR99 | N | 85362090 | 1 | 4042949062363 | 0.96 | KG | 585.65 | 585.65 | LP17 | LP17 | circuit breaker 3VA1 IEC frame 160 breaking capacity class M Icu=55kA @ 415V 3-pole, line protection TM240, ATAM, In=125A overload protection Ir=88A...125A short-circuit protection Ii=5...10 x In clamp connection 1 auxiliary switch HQ 1 trip alarm switch HQ | - | 0 | 0
3VA1112-5EF36-0AG0 |  | 3VA1112-5EF36-0AG0 | 1 | UN | 1 | 10 | C | D | EAR99 | N | 85362090 | 1 | 4042949064459 | 0.96 | KG | 610.3 | 610.3 | LP17 | LP17 | circuit breaker 3VA1 IEC frame 160 breaking capacity class M Icu=55kA @ 415V 3-pole, line protection TM240, ATAM, In=125A overload protection Ir=88A...125A short-circuit protection Ii=5...10 x In clamp connection 1 auxiliary switch HP 1 trip alarm switch HP | - | 0 | 0
3VA1112-5EF36-0AH0 |  | 3VA1112-5EF36-0AH0 | 1 | UN | 1 | 10 | C | D | EAR99 | N | 85362090 | 1 | 4042949066545 | 0.99 | KG | 610.3 | 610.3 | LP17 | LP17 | circuit breaker 3VA1 IEC frame 160 breaking capacity class M Icu=55kA @ 415V 3-pole, line protection TM240, ATAM, In=125A overload protection Ir=88A...125A short-circuit protection Ii=5...10 x In clamp connection 2 auxiliary switches HQ 1 trip alarm switch HQ | - | 0 | 0
3VA1112-5EF36-0BA0 |  | 3VA1112-5EF36-0BA0 | 1 | UN | 1 | 10 | C | D | EAR99 | N | 85362090 | 1 | 4042949041467 | 0.9 | KG | 647.7 | 647.7 | LP17 | LP17 | circuit breaker 3VA1 IEC frame 160 breaking capacity class M Icu=55kA @ 415V 3-pole, line protection TM240, ATAM, In=125A overload protection Ir=88A...125A short-circuit protection Ii=5...10 x In clamp connection undervoltage release (UVR) 24V DC | - | 0 | 0
3VA1112-5EF36-0BC0 |  | 3VA1112-5EF36-0BC0 | 1 | UN | 1 | 10 | C | D | EAR99 | N | 85362090 | 1 | 4042949068990 | 1.05 | KG | 694.45 | 694.45 | LP17 | LP17 | circuit breaker 3VA1 IEC frame 160 breaking capacity class M Icu=55kA @ 415V 3-pole, line protection TM240, ATAM, In=125A overload protection Ir=88A...125A short-circuit protection Ii=5...10 x In clamp connection undervoltage release (UVR) 24V DC 2 auxiliary switches HQ | - | 0 | 0
3VA1112-5EF36-0BH0 |  | 3VA1112-5EF36-0BH0 | 1 | UN | 1 | 10 | C | D | EAR99 | N | 85362090 | 1 | 4042949081531 | 1.05 | KG | 719.1 | 719.1 | LP17 | LP17 | circuit breaker 3VA1 IEC frame 160 breaking capacity class M Icu=55kA @ 415V 3-pole, line protection TM240, ATAM, In=125A overload protection Ir=88A...125A short-circuit protection Ii=5...10 x In clamp connection undervoltage release (UVR) 24V DC 2 auxiliary switches HQ 1 trip alarm switch HQ | - | 0 | 0
3VA1112-5EF36-0CA0 |  | 3VA1112-5EF36-0CA0 | 1 | UN | 1 | 10 | C | D | EAR99 | N | 85362090 | 1 | 4042949043553 | 0.9 | KG | 647.7 | 647.7 | LP17 | LP17 | circuit breaker 3VA1 IEC frame 160 breaking capacity class M Icu=55kA @ 415V 3-pole, line protection TM240, ATAM, In=125A overload protection Ir=88A...125A short-circuit protection Ii=5...10 x In clamp connection undervoltage release (UVR) 120-127V AC 50/60Hz | - | 0 | 0
3VA1112-5EF36-0CC0 |  | 3VA1112-5EF36-0CC0 | 1 | UN | 1 | 10 | C | D | EAR99 | N | 85362090 | 1 | 4042949071082 | 1.05 | KG | 694.45 | 694.45 | LP17 | LP17 | circuit breaker 3VA1 IEC frame 160 breaking capacity class M Icu=55kA @ 415V 3-pole, line protection TM240, ATAM, In=125A overload protection Ir=88A...125A short-circuit protection Ii=5...10 x In clamp connection undervoltage release (UVR) 120-127V AC 50/60Hz 2 auxiliary switches HQ | - | 0 | 0
3VA1112-5EF36-0CH0 |  | 3VA1112-5EF36-0CH0 | 1 | UN | 1 | 10 | C | D | EAR99 | N | 85362090 | 1 | 4042949083627 | 1.08 | KG | 719.1 | 719.1 | LP17 | LP17 | circuit breaker 3VA1 IEC frame 160 breaking capacity class M Icu=55kA @ 415V 3-pole, line protection TM240, ATAM, In=125A overload protection Ir=88A...125A short-circuit protection Ii=5...10 x In clamp connection undervoltage release (UVR) 120-127V AC 50/60Hz 2 auxiliary switches HQ 1 trip alarm switch HQ | - | 0 | 0
3VA1112-5EF36-0DA0 |  | 3VA1112-5EF36-0DA0 | 1 | UN | 1 | 10 | C | D | EAR99 | N | 85362090 | 1 | 4042949045649 | 0.9 | KG | 647.7 | 647.7 | LP17 | LP17 | circuit breaker 3VA1 IEC frame 160 breaking capacity class M Icu=55kA @ 415V 3-pole, line protection TM240, ATAM, In=125A overload protection Ir=88A...125A short-circuit protection Ii=5...10 x In clamp connection undervoltage release (UVR) 208-230V AC 50/60Hz | - | 0 | 0
3VA1112-5EF36-0DC0 |  | 3VA1112-5EF36-0DC0 | 1 | UN | 1 | 10 | C | D | EAR99 | N | 85362090 | 1 | 4042949073178 | 1.05 | KG | 694.45 | 694.45 | LP17 | LP17 | circuit breaker 3VA1 IEC frame 160 breaking capacity class M Icu=55kA @ 415V 3-pole, line protection TM240, ATAM, In=125A overload protection Ir=88A...125A short-circuit protection Ii=5...10 x In clamp connection undervoltage release (UVR) 208-230V AC 50/60Hz 2 auxiliary switches HQ | - | 0 | 0
3VA1112-5EF36-0DF0 |  | 3VA1112-5EF36-0DF0 | 1 | UN | 1 | 10 | C | D | EAR99 | N | 85362090 | 1 | 4042949321132 | 1.181 | KG | 695.3 | 695.3 | LP17 | LP17 | circuit breaker 3VA1 IEC frame 160 breaking capacity class M Icu=55kA @ 415V 3-pole, line protection TM240, ATAM, In=125A overload protection Ir=88A...125A short-circuit protection Ii=5...10 x In clamp connection undervoltage release (UVR) 208-230V AC 50/60Hz 1 auxiliary switch HQ 1 trip alarm switch HQ | - | 0 | 0
3VA1112-5EF36-0DH0 |  | 3VA1112-5EF36-0DH0 | 1 | UN | 1 | 10 | C | D | EAR99 | N | 85362090 | 1 | 4042949085713 | 1.08 | KG | 719.1 | 719.1 | LP17 | LP17 | circuit breaker 3VA1 IEC frame 160 breaking capacity class M Icu=55kA @ 415V 3-pole, line protection TM240, ATAM, In=125A overload protection Ir=88A...125A short-circuit protection Ii=5...10 x In clamp connection undervoltage release (UVR) 208-230V AC 50/60Hz 2 auxiliary switches HQ 1 trip alarm switch HQ | - | 0 | 0
3VA1112-5EF36-0HA0 |  | 3VA1112-5EF36-0HA0 | 1 | UN | 1 | 10 | C | D | EAR99 | N | 85362090 | 1 | 4042949047735 | 0.9 | KG | 623.05 | 623.05 | LP17 | LP17 | circuit breaker 3VA1 IEC frame 160 breaking capacity class M Icu=55kA @ 415V 3-pole, line protection TM240, ATAM, In=125A overload protection Ir=88A...125A short-circuit protection Ii=5...10 x In clamp connection shunt trip (STL) 12-30V DC, 24V AC 50/60Hz | - | 0 | 0
3VA1112-5EF36-0HC0 |  | 3VA1112-5EF36-0HC0 | 1 | UN | 1 | 10 | C | D | EAR99 | N | 85362090 | 1 | 4042949075264 | 1.05 | KG | 669.8 | 669.8 | LP17 | LP17 | circuit breaker 3VA1 IEC frame 160 breaking capacity class M Icu=55kA @ 415V 3-pole, line protection TM240, ATAM, In=125A overload protection Ir=88A...125A short-circuit protection Ii=5...10 x In clamp connection shunt trip (STL) 12-30V DC, 24V AC 50/60Hz 2 auxiliary switches HQ | - | 0 | 0
3VA1112-5EF36-0HH0 |  | 3VA1112-5EF36-0HH0 | 1 | UN | 1 | 10 | C | D | EAR99 | N | 85362090 | 1 | 4042949087809 | 1.08 | KG | 693.6 | 693.6 | LP17 | LP17 | circuit breaker 3VA1 IEC frame 160 breaking capacity class M Icu=55kA @ 415V 3-pole, line protection TM240, ATAM, In=125A overload protection Ir=88A...125A short-circuit protection Ii=5...10 x In clamp connection shunt trip (STL) 12-30V DC, 24V AC 50/60Hz 2 auxiliary switches HQ 1 trip alarm switch HQ | - | 0 | 0
3VA1112-5EF36-0JA0 |  | 3VA1112-5EF36-0JA0 | 1 | UN | 1 | 10 | C | D | EAR99 | N | 85362090 | 1 | 4042949049821 | 1.05 | KG | 623.05 | 623.05 | LP17 | LP17 | circuit breaker 3VA1 IEC frame 160 breaking capacity class M Icu=55kA @ 415V 3-pole, line protection TM240, ATAM, In=125A overload protection Ir=88A...125A short-circuit protection Ii=5...10 x In clamp connection shunt trip (STL) 110-127V DC, AC 50/60Hz | - | 0 | 0
3VA1112-5EF36-0JC0 |  | 3VA1112-5EF36-0JC0 | 1 | UN | 1 | 10 | C | D | EAR99 | N | 85362090 | 1 | 4042949077350 | 1.05 | KG | 669.8 | 669.8 | LP17 | LP17 | circuit breaker 3VA1 IEC frame 160 breaking capacity class M Icu=55kA @ 415V 3-pole, line protection TM240, ATAM, In=125A overload protection Ir=88A...125A short-circuit protection Ii=5...10 x In clamp connection shunt trip (STL) 110-127V DC, AC 50/60Hz 2 auxiliary switches HQ | - | 0 | 0
3VA1112-5EF36-0JH0 |  | 3VA1112-5EF36-0JH0 | 1 | UN | 1 | 10 | C | D | EAR99 | N | 85362090 | 1 | 4042949089896 | 1.08 | KG | 693.6 | 693.6 | LP17 | LP17 | circuit breaker 3VA1 IEC frame 160 breaking capacity class M Icu=55kA @ 415V 3-pole, line protection TM240, ATAM, In=125A overload protection Ir=88A...125A short-circuit protection Ii=5...10 x In clamp connection shunt trip (STL) 110-127V DC, AC 50/60Hz 2 auxiliary switches HQ 1 trip alarm switch HQ | - | 0 | 0
3VA1112-5EF36-0KA0 |  | 3VA1112-5EF36-0KA0 | 1 | UN | 1 | 10 | C | D | EAR99 | N | 85362090 | 1 | 4042949051916 | 1.05 | KG | 623.05 | 623.05 | LP17 | LP17 | circuit breaker 3VA1 IEC frame 160 breaking capacity class M Icu=55kA @ 415V 3-pole, line protection TM240, ATAM, In=125A overload protection Ir=88A...125A short-circuit protection Ii=5...10 x In clamp connection shunt trip (STL) 220-250V DC, 208-277V AC | - | 0 | 0
3VA1112-5EF36-0KC0 |  | 3VA1112-5EF36-0KC0 | 1 | UN | 1 | 10 | C | D | EAR99 | N | 85362090 | 1 | 4042949079446 | 1.05 | KG | 669.8 | 669.8 | LP17 | LP17 | circuit breaker 3VA1 IEC frame 160 breaking capacity class M Icu=55kA @ 415V 3-pole, line protection TM240, ATAM, In=125A overload protection Ir=88A...125A short-circuit protection Ii=5...10 x In clamp connection shunt trip (STL) 220-250V DC, 208-277V AC 2 auxiliary switches HQ | - | 0 | 0
3VA1112-5EF36-0KH0 |  | 3VA1112-5EF36-0KH0 | 1 | UN | 1 | 10 | C | D | EAR99 | N | 85362090 | 1 | 4042949091981 | 1.08 | KG | 693.6 | 693.6 | LP17 | LP17 | circuit breaker 3VA1 IEC frame 160 breaking capacity class M Icu=55kA @ 415V 3-pole, line protection TM240, ATAM, In=125A overload protection Ir=88A...125A short-circuit protection Ii=5...10 x In clamp connection shunt trip (STL) 220-250V DC, 208-277V AC 2 auxiliary switches HQ 1 trip alarm switch HQ | - | 0 | 0
3VA1112-5EF42-0AA0 |  | 3VA1112-5EF42-0AA0 | 1 | UN | 1 | 5 | B | D | EAR99 | N | 85362090 | 1 | 4042948809327 | 1.254 | KG | 649.4 | 631.4 | LP17 | LP17 | circuit breaker 3VA1 IEC frame 160 breaking capacity class M Icu=55kA @ 415V 4-pole, line protection TM240, ATAM, In=125A overload protection Ir=88A...125A short-circuit protection Ii=5...10 x In N conductor unprotected nut keeper kit | Lista Papel 2020 SI | 0 | 0
3VA1112-5EF42-0DC0 |  | 3VA1112-5EF42-0DC0 | 1 | UN | 1 | 10 | C | D | EAR99 | N | 85362090 | 1 | 4042949325482 | 1.384 | KG | 830.45 | 830.45 | LP17 | LP17 | circuit breaker 3VA1 IEC frame 160 breaking capacity class M Icu=55kA @ 415V 4-pole, line protection TM240, ATAM, In=125A overload protection Ir=88A...125A short-circuit protection Ii=5...10 x In N conductor unprotected nut keeper kit circuit breaker 3VA1 IEC frame 160 undervoltage release 208-230V AC 50/60Hz 2 auxiliary switches HQ | - | 0 | 0
3VA1112-5EF46-0AA0 |  | 3VA1112-5EF46-0AA0 | 1 | UN | 1 | 5 | B | D | EAR99 | N | 85362090 | 1 | 4042948821107 | 1.349 | KG | 677.3 | 658.5 | LP17 | LP17 | circuit breaker 3VA1 IEC frame 160 breaking capacity class M Icu=55kA @ 415V 4-pole, line protection TM240, ATAM, In=125A overload protection Ir=88A...125A short-circuit protection Ii=5...10 x In N conductor unprotected clamp connection | Lista Papel 2020 SI | 0 | 0
3VA1112-5EF46-0DC0 |  | 3VA1112-5EF46-0DC0 | 1 | UN | 1 | 10 | C | D | EAR99 | N | 85362090 | 1 | 4042949325475 | 1.479 | KG | 858.5 | 858.5 | LP17 | LP17 | circuit breaker 3VA1 IEC frame 160 breaking capacity class M Icu=55kA @ 415V 4-pole, line protection TM240, ATAM, In=125A overload protection Ir=88A...125A short-circuit protection Ii=5...10 x In N conductor unprotected clamp connection circuit breaker 3VA1 IEC frame 160 undervoltage release 208-230V AC 50/60Hz 2 auxiliary switches HQ | - | 0 | 0
3VA1112-5FD42-0AA0 |  | 3VA1112-5FD42-0AA0 | 1 | UN | 1 | 5 | B | D | EAR99 | N | 85362090 | 1 | 4042948815724 | 1.2 | KG | 602.7 | 585.5 | LP17 | LP17 | circuit breaker 3VA1 IEC frame 160 breaking capacity class M Icu=55kA @ 415V 4-pole, line protection TM210, FTFM, In=125A overload protection Ir=125A fixed short-circuit protection Ii=10 x In N conductor protection 50% nut keeper kit | Lista Papel 2020 SI | 0 | 0
3VA1112-5FD46-0AA0 |  | 3VA1112-5FD46-0AA0 | 1 | UN | 1 | 5 | B | D | EAR99 | N | 85362090 | 1 | 4042948824122 | 1.17 | KG | 631.4 | 613.4 | LP17 | LP17 | circuit breaker 3VA1 IEC frame 160 breaking capacity class M Icu=55kA @ 415V 4-pole, line protection TM210, FTFM, In=125A overload protection Ir=125A fixed short-circuit protection Ii=10 x In N conductor protection 50% clamp connection | Lista Papel 2020 SI | 0 | 0
3VA1112-5FE42-0AA0 |  | 3VA1112-5FE42-0AA0 | 1 | UN | 1 | 5 | B | D | EAR99 | N | 85362090 | 1 | 4042948815731 | 1.2 | KG | 617.5 | 600.2 | LP17 | LP17 | circuit breaker 3VA1 IEC frame 160 breaking capacity class M Icu=55kA @ 415V 4-pole, line protection TM220, ATFM, In=125A overload protection Ir=88A...125A short-circuit protection Ii=10 x In N conductor protection 50% nut keeper kit | Lista Papel 2020 SI | 0 | 0
3VA1112-5FE46-0AA0 |  | 3VA1112-5FE46-0AA0 | 1 | UN | 1 | 5 | B | D | EAR99 | N | 85362090 | 1 | 4042948824139 | 1.17 | KG | 645.3 | 627.3 | LP17 | LP17 | circuit breaker 3VA1 IEC frame 160 breaking capacity class M Icu=55kA @ 415V 4-pole, line protection TM220, ATFM, In=125A overload protection Ir=88A...125A short-circuit protection Ii=10 x In N conductor protection 50% clamp connection | Lista Papel 2020 SI | 0 | 0
3VA1112-5FF42-0AA0 |  | 3VA1112-5FF42-0AA0 | 1 | UN | 1 | 5 | B | D | EAR99 | N | 85362090 | 1 | 4042948815366 | 1.2 | KG | 649.4 | 631.4 | LP17 | LP17 | circuit breaker 3VA1 IEC frame 160 breaking capacity class M Icu=55kA @ 415V 4-pole, line protection TM240, ATAM, In=125A overload protection Ir=88A...125A short-circuit protection Ii=5...10 x In N conductor protection 50% nut keeper kit | Lista Papel 2020 SI | 0 | 0
3VA1112-5FF46-0AA0 |  | 3VA1112-5FF46-0AA0 | 1 | UN | 1 | 5 | B | D | EAR99 | N | 85362090 | 1 | 4042948823309 | 1.17 | KG | 677.3 | 658.5 | LP17 | LP17 | circuit breaker 3VA1 IEC frame 160 breaking capacity class M Icu=55kA @ 415V 4-pole, line protection TM240, ATAM, In=125A overload protection Ir=88A...125A short-circuit protection Ii=5...10 x In N conductor protection 50% clamp connection | Lista Papel 2020 SI | 0 | 0
3VA1112-5GD42-0AA0 |  | 3VA1112-5GD42-0AA0 | 1 | UN | 1 | 5 | B | D | EAR99 | N | 85362090 | 1 | 4042948816264 | 1.28 | KG | 602.7 | 585.5 | LP17 | LP17 | circuit breaker 3VA1 IEC frame 160 breaking capacity class M Icu=55kA @ 415V 4-pole, line protection TM210, FTFM, In=125A overload protection Ir=125A fixed short-circuit protection Ii=10 x In N conductor protection 100% nut keeper kit | Lista Papel 2020 SI | 0 | 0
3VA1112-5GD46-0AA0 |  | 3VA1112-5GD46-0AA0 | 1 | UN | 1 | 5 | B | D | EAR99 | N | 85362090 | 1 | 4042948825440 | 1.17 | KG | 631.4 | 613.4 | LP17 | LP17 | circuit breaker 3VA1 IEC frame 160 breaking capacity class M Icu=55kA @ 415V 4-pole, line protection TM210, FTFM, In=125A overload protection Ir=125A fixed short-circuit protection Ii=10 x In N conductor protection 100% clamp connection | Lista Papel 2020 SI | 0 | 0
3VA1112-5GE42-0AA0 |  | 3VA1112-5GE42-0AA0 | 1 | UN | 1 | 5 | B | D | EAR99 | N | 85362090 | 1 | 4042948816271 | 1.29 | KG | 617.5 | 600.2 | LP17 | LP17 | circuit breaker 3VA1 IEC frame 160 breaking capacity class M Icu=55kA @ 415V 4-pole, line protection TM220, ATFM, In=125A overload protection Ir=88A...125A short-circuit protection Ii=10 x In N conductor protection 100% nut keeper kit | Lista Papel 2020 SI | 0 | 0
3VA1112-5GE46-0AA0 |  | 3VA1112-5GE46-0AA0 | 1 | UN | 1 | 5 | B | D | EAR99 | N | 85362090 | 1 | 4042948825457 | 1.17 | KG | 645.3 | 627.3 | LP17 | LP17 | circuit breaker 3VA1 IEC frame 160 breaking capacity class M Icu=55kA @ 415V 4-pole, line protection TM220, ATFM, In=125A overload protection Ir=88A...125A short-circuit protection Ii=10 x In N conductor protection 100% clamp connection | Lista Papel 2020 SI | 0 | 0
3VA1112-5GF42-0AA0 |  | 3VA1112-5GF42-0AA0 | 1 | UN | 1 | 5 | B | D | EAR99 | N | 85362090 | 1 | 4042948815908 | 1.287 | KG | 649.4 | 631.4 | LP17 | LP17 | circuit breaker 3VA1 IEC frame 160 breaking capacity class M Icu=55kA @ 415V 4-pole, line protection TM240, ATAM, In=125A overload protection Ir=88A...125A short-circuit protection Ii=5...10 x In N conductor protection 100% nut keeper kit | Lista Papel 2020 SI | 0 | 0
3VA1112-5GF46-0AA0 |  | 3VA1112-5GF46-0AA0 | 1 | UN | 1 | 5 | B | D | EAR99 | N | 85362090 | 1 | 4042948824627 | 1.375 | KG | 677.3 | 658.5 | LP17 | LP17 | circuit breaker 3VA1 IEC frame 160 breaking capacity class M Icu=55kA @ 415V 4-pole, line protection TM240, ATAM, In=125A overload protection Ir=88A...125A short-circuit protection Ii=5...10 x In N conductor protection 100% clamp connection | Lista Papel 2020 SI | 0 | 0
3VA1112-5MH32-0AA0 |  | 3VA1112-5MH32-0AA0 | 1 | UN | 1 | 2 | A | D | EAR99 | N | 85362090 | 1 | 4042948828458 | 999 | G | 498.6 | 484.6 | LP17 | LP17 | circuit breaker 3VA1 IEC frame 160 breaking capacity class M Icu=55kA @ 415V 3-pole, starter protection TM120M, AM, In=125A without overload protection short-circuit protection Ii=7...16 x In nut keeper kit | Lista Papel 2020 SI | 0 | 0
3VA1112-5MH32-0AB0 |  | 3VA1112-5MH32-0AB0 | 1 | UN | 1 | 10 | C | D | EAR99 | N | 85362090 | 1 | 4042949053095 | 0.96 | KG | 587.35 | 587.35 | LP17 | LP17 | circuit breaker 3VA1 IEC frame 160 breaking capacity class M Icu=55kA @ 415V 3-pole, starter protection TM120M, AM, In=125A without overload protection short-circuit protection Ii=5...15 x In nut keeper kit 2 auxiliary switches HP | - | 0 | 0
3VA1112-5MH32-0AC0 |  | 3VA1112-5MH32-0AC0 | 1 | UN | 1 | 10 | C | D | EAR99 | N | 85362090 | 1 | 4042949055181 | 0.96 | KG | 565.25 | 565.25 | LP17 | LP17 | circuit breaker 3VA1 IEC frame 160 breaking capacity class M Icu=55kA @ 415V 3-pole, starter protection TM120M, AM, In=125A without overload protection short-circuit protection Ii=5...15 x In nut keeper kit 2 auxiliary switches HQ | - | 0 | 0
3VA1112-5MH32-0AD0 |  | 3VA1112-5MH32-0AD0 | 1 | UN | 1 | 10 | C | D | EAR99 | N | 85362090 | 1 | 4042949057277 | 0.99 | KG | 587.35 | 587.35 | LP17 | LP17 | circuit breaker 3VA1 IEC frame 160 breaking capacity class M Icu=55kA @ 415V 3-pole, starter protection TM120M, AM, In=125A without overload protection short-circuit protection Ii=5...15 x In nut keeper kit 3 auxiliary switches HQ | - | 0 | 0
3VA1112-5MH32-0AE0 |  | 3VA1112-5MH32-0AE0 | 1 | UN | 1 | 10 | C | D | EAR99 | N | 85362090 | 1 | 4042949059363 | 1.02 | KG | 612 | 612 | LP17 | LP17 | circuit breaker 3VA1 IEC frame 160 breaking capacity class M Icu=55kA @ 415V 3-pole, starter protection TM120M, AM, In=125A without overload protection short-circuit protection Ii=5...15 x In nut keeper kit 4 auxiliary switches HQ | - | 0 | 0
3VA1112-5MH32-0AF0 |  | 3VA1112-5MH32-0AF0 | 1 | UN | 1 | 10 | C | D | EAR99 | N | 85362090 | 1 | 4042949061458 | 0.96 | KG | 565.25 | 565.25 | LP17 | LP17 | circuit breaker 3VA1 IEC frame 160 breaking capacity class M Icu=55kA @ 415V 3-pole, starter protection TM120M, AM, In=125A without overload protection short-circuit protection Ii=5...15 x In nut keeper kit 1 auxiliary switch HQ 1 trip alarm switch HQ | - | 0 | 0
3VA1112-5MH32-0AG0 |  | 3VA1112-5MH32-0AG0 | 1 | UN | 1 | 10 | C | D | EAR99 | N | 85362090 | 1 | 4042949063544 | 0.96 | KG | 587.35 | 587.35 | LP17 | LP17 | circuit breaker 3VA1 IEC frame 160 breaking capacity class M Icu=55kA @ 415V 3-pole, starter protection TM120M, AM, In=125A without overload protection short-circuit protection Ii=5...15 x In nut keeper kit 1 auxiliary switch HP 1 trip alarm switch HP | - | 0 | 0
3VA1112-5MH32-0AH0 |  | 3VA1112-5MH32-0AH0 | 1 | UN | 1 | 10 | C | D | EAR99 | N | 85362090 | 1 | 4042949065630 | 0.99 | KG | 587.35 | 587.35 | LP17 | LP17 | circuit breaker 3VA1 IEC frame 160 breaking capacity class M Icu=55kA @ 415V 3-pole, starter protection TM120M, AM, In=125A without overload protection short-circuit protection Ii=5...15 x In nut keeper kit 2 auxiliary switches HQ 1 trip alarm switch HQ | - | 0 | 0
3VA1112-5MH32-0BA0 |  | 3VA1112-5MH32-0BA0 | 1 | UN | 1 | 10 | C | D | EAR99 | N | 85362090 | 1 | 4042949040552 | 0.9 | KG | 625.6 | 625.6 | LP17 | LP17 | circuit breaker 3VA1 IEC frame 160 breaking capacity class M Icu=55kA @ 415V 3-pole, starter protection TM120M, AM, In=125A without overload protection short-circuit protection Ii=5...15 x In nut keeper kit undervoltage release (UVR) 24V DC | - | 0 | 0
3VA1112-5MH32-0BC0 |  | 3VA1112-5MH32-0BC0 | 1 | UN | 1 | 10 | C | D | EAR99 | N | 85362090 | 1 | 4042949068082 | 1.05 | KG | 673.2 | 673.2 | LP17 | LP17 | circuit breaker 3VA1 IEC frame 160 breaking capacity class M Icu=55kA @ 415V 3-pole, starter protection TM120M, AM, In=125A without overload protection short-circuit protection Ii=5...15 x In nut keeper kit undervoltage release (UVR) 24V DC 2 auxiliary switches HQ | - | 0 | 0
3VA1112-5MH32-0BH0 |  | 3VA1112-5MH32-0BH0 | 1 | UN | 1 | 10 | C | D | EAR99 | N | 85362090 | 1 | 4042949080626 | 1.05 | KG | 696.15 | 696.15 | LP17 | LP17 | circuit breaker 3VA1 IEC frame 160 breaking capacity class M Icu=55kA @ 415V 3-pole, starter protection TM120M, AM, In=125A without overload protection short-circuit protection Ii=5...15 x In nut keeper kit undervoltage release (UVR) 24V DC 2 auxiliary switches HQ 1 trip alarm switch HQ | - | 0 | 0
3VA1112-5MH32-0CA0 |  | 3VA1112-5MH32-0CA0 | 1 | UN | 1 | 10 | C | D | EAR99 | N | 85362090 | 1 | 4042949042648 | 0.9 | KG | 625.6 | 625.6 | LP17 | LP17 | circuit breaker 3VA1 IEC frame 160 breaking capacity class M Icu=55kA @ 415V 3-pole, starter protection TM120M, AM, In=125A without overload protection short-circuit protection Ii=5...15 x In nut keeper kit undervoltage release (UVR) 120-127V AC 50/60Hz | - | 0 | 0
3VA1112-5MH32-0CC0 |  | 3VA1112-5MH32-0CC0 | 1 | UN | 1 | 10 | C | D | EAR99 | N | 85362090 | 1 | 4042949070177 | 1.05 | KG | 673.2 | 673.2 | LP17 | LP17 | circuit breaker 3VA1 IEC frame 160 breaking capacity class M Icu=55kA @ 415V 3-pole, starter protection TM120M, AM, In=125A without overload protection short-circuit protection Ii=5...15 x In nut keeper kit undervoltage release (UVR) 120-127V AC 50/60Hz 2 auxiliary switches HQ | - | 0 | 0
3VA1112-5MH32-0CH0 |  | 3VA1112-5MH32-0CH0 | 1 | UN | 1 | 10 | C | D | EAR99 | N | 85362090 | 1 | 4042949082712 | 1.08 | KG | 696.15 | 696.15 | LP17 | LP17 | circuit breaker 3VA1 IEC frame 160 breaking capacity class M Icu=55kA @ 415V 3-pole, starter protection TM120M, AM, In=125A without overload protection short-circuit protection Ii=5...15 x In nut keeper kit undervoltage release (UVR) 120-127V AC 50/60Hz 2 auxiliary switches HQ 1 trip alarm switch HQ | - | 0 | 0
3VA1112-5MH32-0DA0 |  | 3VA1112-5MH32-0DA0 | 1 | UN | 1 | 10 | C | D | EAR99 | N | 85362090 | 1 | 4042949044734 | 0.9 | KG | 625.6 | 625.6 | LP17 | LP17 | circuit breaker 3VA1 IEC frame 160 breaking capacity class M Icu=55kA @ 415V 3-pole, starter protection TM120M, AM, In=125A without overload protection short-circuit protection Ii=5...15 x In nut keeper kit undervoltage release (UVR) 208-230V AC 50/60Hz | - | 0 | 0
3VA1112-5MH32-0DC0 |  | 3VA1112-5MH32-0DC0 | 1 | UN | 1 | 10 | C | D | EAR99 | N | 85362090 | 1 | 4042949072263 | 1.05 | KG | 673.2 | 673.2 | LP17 | LP17 | circuit breaker 3VA1 IEC frame 160 breaking capacity class M Icu=55kA @ 415V 3-pole, starter protection TM120M, AM, In=125A without overload protection short-circuit protection Ii=5...15 x In nut keeper kit undervoltage release (UVR) 208-230V AC 50/60Hz 2 auxiliary switches HQ | - | 0 | 0
3VA1112-5MH32-0DH0 |  | 3VA1112-5MH32-0DH0 | 1 | UN | 1 | 10 | C | D | EAR99 | N | 85362090 | 1 | 4042949084808 | 1.08 | KG | 696.15 | 696.15 | LP17 | LP17 | circuit breaker 3VA1 IEC frame 160 breaking capacity class M Icu=55kA @ 415V 3-pole, starter protection TM120M, AM, In=125A without overload protection short-circuit protection Ii=5...15 x In nut keeper kit undervoltage release (UVR) 208-230V AC 50/60Hz 2 auxiliary switches HQ 1 trip alarm switch HQ | - | 0 | 0
3VA1112-5MH32-0HA0 |  | 3VA1112-5MH32-0HA0 | 1 | UN | 1 | 10 | C | D | EAR99 | N | 85362090 | 1 | 4042949046820 | 0.9 | KG | 602.65 | 602.65 | LP17 | LP17 | circuit breaker 3VA1 IEC frame 160 breaking capacity class M Icu=55kA @ 415V 3-pole, starter protection TM120M, AM, In=125A without overload protection short-circuit protection Ii=5...15 x In nut keeper kit shunt trip (STL) 12-30 V DC; 24 V AC 50/60 Hz | - | 0 | 0
3VA1112-5MH32-0HC0 |  | 3VA1112-5MH32-0HC0 | 1 | UN | 1 | 10 | C | D | EAR99 | N | 85362090 | 1 | 4042949074359 | 1.05 | KG | 647.7 | 647.7 | LP17 | LP17 | circuit breaker 3VA1 IEC frame 160 breaking capacity class M Icu=55kA @ 415V 3-pole, starter protection TM120M, AM, In=125A without overload protection short-circuit protection Ii=5...15 x In nut keeper kit shunt trip (STL) 12-30 V DC; 24 V AC 50/60 Hz 2 auxiliary switches HQ | - | 0 | 0
3VA1112-5MH32-0HH0 |  | 3VA1112-5MH32-0HH0 | 1 | UN | 1 | 10 | C | D | EAR99 | N | 85362090 | 1 | 4042949086895 | 1.08 | KG | 672.35 | 672.35 | LP17 | LP17 | circuit breaker 3VA1 IEC frame 160 breaking capacity class M Icu=55kA @ 415V 3-pole, starter protection TM120M, AM, In=125A without overload protection short-circuit protection Ii=5...15 x In nut keeper kit shunt trip (STL) 12-30 V DC; 24 V AC 50/60 Hz 2 auxiliary switches HQ 1 trip alarm switch HQ | - | 0 | 0
3VA1112-5MH32-0JA0 |  | 3VA1112-5MH32-0JA0 | 1 | UN | 1 | 10 | C | D | EAR99 | N | 85362090 | 1 | 4042949048916 | 0.9 | KG | 602.65 | 602.65 | LP17 | LP17 | circuit breaker 3VA1 IEC frame 160 breaking capacity class M Icu=55kA @ 415V 3-pole, starter protection TM120M, AM, In=125A without overload protection short-circuit protection Ii=5...15 x In nut keeper kit shunt trip (STL) 110-127V DC, AC 50/60Hz | - | 0 | 0
3VA1112-5MH32-0JC0 |  | 3VA1112-5MH32-0JC0 | 1 | UN | 1 | 10 | C | D | EAR99 | N | 85362090 | 1 | 4042949076445 | 1.05 | KG | 647.7 | 647.7 | LP17 | LP17 | circuit breaker 3VA1 IEC frame 160 breaking capacity class M Icu=55kA @ 415V 3-pole, starter protection TM120M, AM, In=125A without overload protection short-circuit protection Ii=5...15 x In nut keeper kit shunt trip (STL) 110-127V DC, AC 50/60Hz 2 auxiliary switches HQ | - | 0 | 0
3VA1112-5MH32-0JH0 |  | 3VA1112-5MH32-0JH0 | 1 | UN | 1 | 10 | C | D | EAR99 | N | 85362090 | 1 | 4042949088981 | 1.08 | KG | 672.35 | 672.35 | LP17 | LP17 | circuit breaker 3VA1 IEC frame 160 breaking capacity class M Icu=55kA @ 415V 3-pole, starter protection TM120M, AM, In=125A without overload protection short-circuit protection Ii=5...15 x In nut keeper kit shunt trip (STL) 110-127V DC, AC 50/60Hz 2 auxiliary switches HQ 1 trip alarm switch HQ | - | 0 | 0
3VA1112-5MH32-0KA0 |  | 3VA1112-5MH32-0KA0 | 1 | UN | 1 | 10 | C | D | EAR99 | N | 85362090 | 1 | 4042949051008 | 1.05 | KG | 602.65 | 602.65 | LP17 | LP17 | circuit breaker 3VA1 IEC frame 160 breaking capacity class M Icu=55kA @ 415V 3-pole, starter protection TM120M, AM, In=125A without overload protection short-circuit protection Ii=5...15 x In nut keeper kit shunt trip (STL) 220-250 V DC; 208-277 V AC | - | 0 | 0
3VA1112-5MH32-0KC0 |  | 3VA1112-5MH32-0KC0 | 1 | UN | 1 | 10 | C | D | EAR99 | N | 85362090 | 1 | 4042949078531 | 1.05 | KG | 647.7 | 647.7 | LP17 | LP17 | circuit breaker 3VA1 IEC frame 160 breaking capacity class M Icu=55kA @ 415V 3-pole, starter protection TM120M, AM, In=125A without overload protection short-circuit protection Ii=5...15 x In nut keeper kit shunt trip (STL) 220-250 V DC; 208-277 V AC 2 auxiliary switches HQ | - | 0 | 0
3VA1112-5MH32-0KH0 |  | 3VA1112-5MH32-0KH0 | 1 | UN | 1 | 10 | C | D | EAR99 | N | 85362090 | 1 | 4042949091073 | 1.08 | KG | 672.35 | 672.35 | LP17 | LP17 | circuit breaker 3VA1 IEC frame 160 breaking capacity class M Icu=55kA @ 415V 3-pole, starter protection TM120M, AM, In=125A without overload protection short-circuit protection Ii=5...15 x In nut keeper kit shunt trip (STL) 220-250 V DC; 208-277 V AC 2 auxiliary switches HQ 1 trip alarm switch HQ | - | 0 | 0
3VA1112-5MH36-0AA0 |  | 3VA1112-5MH36-0AA0 | 1 | UN | 1 | 5 | B | D | EAR99 | N | 85362090 | 1 | 4042948828441 | 1.058 | KG | 520.7 | 505.9 | LP17 | LP17 | circuit breaker 3VA1 IEC frame 160 breaking capacity class M Icu=55kA @ 415V 3-pole, starter protection TM120M, AM, In=125A without overload protection short-circuit protection Ii=7...16 x In clamp connection | Lista Papel 2020 SI | 0 | 0
3VA1112-5MH36-0AB0 |  | 3VA1112-5MH36-0AB0 | 1 | UN | 1 | 10 | C | D | EAR99 | N | 85362090 | 1 | 4042949053088 | 0.96 | KG | 610.3 | 610.3 | LP17 | LP17 | circuit breaker 3VA1 IEC frame 160 breaking capacity class M Icu=55kA @ 415V 3-pole, starter protection TM120M, AM, In=125A without overload protection short-circuit protection Ii=5...15 x In clamp connection 2 auxiliary switches HP | - | 0 | 0
3VA1112-5MH36-0AC0 |  | 3VA1112-5MH36-0AC0 | 1 | UN | 1 | 10 | C | D | EAR99 | N | 85362090 | 1 | 4042949055174 | 0.96 | KG | 585.65 | 585.65 | LP17 | LP17 | circuit breaker 3VA1 IEC frame 160 breaking capacity class M Icu=55kA @ 415V 3-pole, starter protection TM120M, AM, In=125A without overload protection short-circuit protection Ii=5...15 x In clamp connection 2 auxiliary switches HQ | - | 0 | 0
3VA1112-5MH36-0AD0 |  | 3VA1112-5MH36-0AD0 | 1 | UN | 1 | 10 | C | D | EAR99 | N | 85362090 | 1 | 4042949057260 | 0.99 | KG | 610.3 | 610.3 | LP17 | LP17 | circuit breaker 3VA1 IEC frame 160 breaking capacity class M Icu=55kA @ 415V 3-pole, starter protection TM120M, AM, In=125A without overload protection short-circuit protection Ii=5...15 x In clamp connection 3 auxiliary switches HQ | - | 0 | 0
3VA1112-5MH36-0AE0 |  | 3VA1112-5MH36-0AE0 | 1 | UN | 1 | 10 | C | D | EAR99 | N | 85362090 | 1 | 4042949059356 | 1.02 | KG | 634.95 | 634.95 | LP17 | LP17 | circuit breaker 3VA1 IEC frame 160 breaking capacity class M Icu=55kA @ 415V 3-pole, starter protection TM120M, AM, In=125A without overload protection short-circuit protection Ii=5...15 x In clamp connection 4 auxiliary switches HQ | - | 0 | 0
3VA1112-5MH36-0AF0 |  | 3VA1112-5MH36-0AF0 | 1 | UN | 1 | 10 | C | D | EAR99 | N | 85362090 | 1 | 4042949061441 | 0.96 | KG | 585.65 | 585.65 | LP17 | LP17 | circuit breaker 3VA1 IEC frame 160 breaking capacity class M Icu=55kA @ 415V 3-pole, starter protection TM120M, AM, In=125A without overload protection short-circuit protection Ii=5...15 x In clamp connection 1 auxiliary switch HQ 1 trip alarm switch HQ | - | 0 | 0
3VA1112-5MH36-0AG0 |  | 3VA1112-5MH36-0AG0 | 1 | UN | 1 | 10 | C | D | EAR99 | N | 85362090 | 1 | 4042949063537 | 0.96 | KG | 610.3 | 610.3 | LP17 | LP17 | circuit breaker 3VA1 IEC frame 160 breaking capacity class M Icu=55kA @ 415V 3-pole, starter protection TM120M, AM, In=125A without overload protection short-circuit protection Ii=5...15 x In clamp connection 1 auxiliary switch HP 1 trip alarm switch HP | - | 0 | 0
3VA1112-5MH36-0AH0 |  | 3VA1112-5MH36-0AH0 | 1 | UN | 1 | 10 | C | D | EAR99 | N | 85362090 | 1 | 4042949065623 | 0.99 | KG | 610.3 | 610.3 | LP17 | LP17 | circuit breaker 3VA1 IEC frame 160 breaking capacity class M Icu=55kA @ 415V 3-pole, starter protection TM120M, AM, In=125A without overload protection short-circuit protection Ii=5...15 x In clamp connection 2 auxiliary switches HQ 1 trip alarm switch HQ | - | 0 | 0
3VA1112-5MH36-0BA0 |  | 3VA1112-5MH36-0BA0 | 1 | UN | 1 | 10 | C | D | EAR99 | N | 85362090 | 1 | 4042949040545 | 0.9 | KG | 647.7 | 647.7 | LP17 | LP17 | circuit breaker 3VA1 IEC frame 160 breaking capacity class M Icu=55kA @ 415V 3-pole, starter protection TM120M, AM, In=125A without overload protection short-circuit protection Ii=5...15 x In clamp connection undervoltage release (UVR) 24V DC | - | 0 | 0
3VA1112-5MH36-0BC0 |  | 3VA1112-5MH36-0BC0 | 1 | UN | 1 | 10 | C | D | EAR99 | N | 85362090 | 1 | 4042949068075 | 1.05 | KG | 694.45 | 694.45 | LP17 | LP17 | circuit breaker 3VA1 IEC frame 160 breaking capacity class M Icu=55kA @ 415V 3-pole, starter protection TM120M, AM, In=125A without overload protection short-circuit protection Ii=5...15 x In clamp connection undervoltage release (UVR) 24V DC 2 auxiliary switches HQ | - | 0 | 0
3VA1112-5MH36-0BH0 |  | 3VA1112-5MH36-0BH0 | 1 | UN | 1 | 10 | C | D | EAR99 | N | 85362090 | 1 | 4042949080619 | 1.05 | KG | 719.1 | 719.1 | LP17 | LP17 | circuit breaker 3VA1 IEC frame 160 breaking capacity class M Icu=55kA @ 415V 3-pole, starter protection TM120M, AM, In=125A without overload protection short-circuit protection Ii=5...15 x In clamp connection undervoltage release (UVR) 24V DC 2 auxiliary switches HQ 1 trip alarm switch HQ | - | 0 | 0
3VA1112-5MH36-0CA0 |  | 3VA1112-5MH36-0CA0 | 1 | UN | 1 | 10 | C | D | EAR99 | N | 85362090 | 1 | 4042949042631 | 0.9 | KG | 647.7 | 647.7 | LP17 | LP17 | circuit breaker 3VA1 IEC frame 160 breaking capacity class M Icu=55kA @ 415V 3-pole, starter protection TM120M, AM, In=125A without overload protection short-circuit protection Ii=5...15 x In clamp connection undervoltage release (UVR) 120-127V AC 50/60Hz | - | 0 | 0
3VA1112-5MH36-0CC0 |  | 3VA1112-5MH36-0CC0 | 1 | UN | 1 | 10 | C | D | EAR99 | N | 85362090 | 1 | 4042949070160 | 1.05 | KG | 694.45 | 694.45 | LP17 | LP17 | circuit breaker 3VA1 IEC frame 160 breaking capacity class M Icu=55kA @ 415V 3-pole, starter protection TM120M, AM, In=125A without overload protection short-circuit protection Ii=5...15 x In clamp connection undervoltage release (UVR) 120-127V AC 50/60Hz 2 auxiliary switches HQ | - | 0 | 0
3VA1112-5MH36-0CH0 |  | 3VA1112-5MH36-0CH0 | 1 | UN | 1 | 10 | C | D | EAR99 | N | 85362090 | 1 | 4042949082705 | 1.08 | KG | 719.1 | 719.1 | LP17 | LP17 | circuit breaker 3VA1 IEC frame 160 breaking capacity class M Icu=55kA @ 415V 3-pole, starter protection TM120M, AM, In=125A without overload protection short-circuit protection Ii=5...15 x In clamp connection undervoltage release (UVR) 120-127V AC 50/60Hz 2 auxiliary switches HQ 1 trip alarm switch HQ | - | 0 | 0
3VA1112-5MH36-0DA0 |  | 3VA1112-5MH36-0DA0 | 1 | UN | 1 | 10 | C | D | EAR99 | N | 85362090 | 1 | 4042949044727 | 0.9 | KG | 647.7 | 647.7 | LP17 | LP17 | circuit breaker 3VA1 IEC frame 160 breaking capacity class M Icu=55kA @ 415V 3-pole, starter protection TM120M, AM, In=125A without overload protection short-circuit protection Ii=5...15 x In clamp connection undervoltage release (UVR) 208-230V AC 50/60Hz | - | 0 | 0
3VA1112-5MH36-0DC0 |  | 3VA1112-5MH36-0DC0 | 1 | UN | 1 | 10 | C | D | EAR99 | N | 85362090 | 1 | 4042949072256 | 1.05 | KG | 694.45 | 694.45 | LP17 | LP17 | circuit breaker 3VA1 IEC frame 160 breaking capacity class M Icu=55kA @ 415V 3-pole, starter protection TM120M, AM, In=125A without overload protection short-circuit protection Ii=5...15 x In clamp connection undervoltage release (UVR) 208-230V AC 50/60Hz 2 auxiliary switches HQ | - | 0 | 0
3VA1112-5MH36-0DH0 |  | 3VA1112-5MH36-0DH0 | 1 | UN | 1 | 10 | C | D | EAR99 | N | 85362090 | 1 | 4042949084792 | 1.08 | KG | 719.1 | 719.1 | LP17 | LP17 | circuit breaker 3VA1 IEC frame 160 breaking capacity class M Icu=55kA @ 415V 3-pole, starter protection TM120M, AM, In=125A without overload protection short-circuit protection Ii=5...15 x In clamp connection undervoltage release (UVR) 208-230V AC 50/60Hz 2 auxiliary switches HQ 1 trip alarm switch HQ | - | 0 | 0
3VA1112-5MH36-0HA0 |  | 3VA1112-5MH36-0HA0 | 1 | UN | 1 | 10 | C | D | EAR99 | N | 85362090 | 1 | 4042949046813 | 0.9 | KG | 623.05 | 623.05 | LP17 | LP17 | circuit breaker 3VA1 IEC frame 160 breaking capacity class M Icu=55kA @ 415V 3-pole, starter protection TM120M, AM, In=125A without overload protection short-circuit protection Ii=5...15 x In clamp connection shunt trip (STL) 12-30 V DC; 24 V AC 50/60 Hz | - | 0 | 0
3VA1112-5MH36-0HC0 |  | 3VA1112-5MH36-0HC0 | 1 | UN | 1 | 10 | C | D | EAR99 | N | 85362090 | 1 | 4042949074342 | 1.05 | KG | 669.8 | 669.8 | LP17 | LP17 | circuit breaker 3VA1 IEC frame 160 breaking capacity class M Icu=55kA @ 415V 3-pole, starter protection TM120M, AM, In=125A without overload protection short-circuit protection Ii=5...15 x In clamp connection shunt trip (STL) 12-30 V DC; 24 V AC 50/60 Hz 2 auxiliary switches HQ | - | 0 | 0
3VA1112-5MH36-0HH0 |  | 3VA1112-5MH36-0HH0 | 1 | UN | 1 | 10 | C | D | EAR99 | N | 85362090 | 1 | 4042949086888 | 1.08 | KG | 693.6 | 693.6 | LP17 | LP17 | circuit breaker 3VA1 IEC frame 160 breaking capacity class M Icu=55kA @ 415V 3-pole, starter protection TM120M, AM, In=125A without overload protection short-circuit protection Ii=5...15 x In clamp connection shunt trip (STL) 12-30 V DC; 24 V AC 50/60 Hz 2 auxiliary switches HQ 1 trip alarm switch HQ | - | 0 | 0
3VA1112-5MH36-0JA0 |  | 3VA1112-5MH36-0JA0 | 1 | UN | 1 | 10 | C | D | EAR99 | N | 85362090 | 1 | 4042949048909 | 0.9 | KG | 623.05 | 623.05 | LP17 | LP17 | circuit breaker 3VA1 IEC frame 160 breaking capacity class M Icu=55kA @ 415V 3-pole, starter protection TM120M, AM, In=125A without overload protection short-circuit protection Ii=5...15 x In clamp connection shunt trip (STL) 110-127V DC, AC 50/60Hz | - | 0 | 0
3VA1112-5MH36-0JC0 |  | 3VA1112-5MH36-0JC0 | 1 | UN | 1 | 10 | C | D | EAR99 | N | 85362090 | 1 | 4042949076438 | 1.05 | KG | 669.8 | 669.8 | LP17 | LP17 | circuit breaker 3VA1 IEC frame 160 breaking capacity class M Icu=55kA @ 415V 3-pole, starter protection TM120M, AM, In=125A without overload protection short-circuit protection Ii=5...15 x In clamp connection shunt trip (STL) 110-127V DC, AC 50/60Hz 2 auxiliary switches HQ | - | 0 | 0
3VA1112-5MH36-0JH0 |  | 3VA1112-5MH36-0JH0 | 1 | UN | 1 | 10 | C | D | EAR99 | N | 85362090 | 1 | 4042949088974 | 1.08 | KG | 693.6 | 693.6 | LP17 | LP17 | circuit breaker 3VA1 IEC frame 160 breaking capacity class M Icu=55kA @ 415V 3-pole, starter protection TM120M, AM, In=125A without overload protection short-circuit protection Ii=5...15 x In clamp connection shunt trip (STL) 110-127V DC, AC 50/60Hz 2 auxiliary switches HQ 1 trip alarm switch HQ | - | 0 | 0
3VA1112-5MH36-0KA0 |  | 3VA1112-5MH36-0KA0 | 1 | UN | 1 | 10 | C | D | EAR99 | N | 85362090 | 1 | 4042949050995 | 1.05 | KG | 623.05 | 623.05 | LP17 | LP17 | circuit breaker 3VA1 IEC frame 160 breaking capacity class M Icu=55kA @ 415V 3-pole, starter protection TM120M, AM, In=125A without overload protection short-circuit protection Ii=5...15 x In clamp connection shunt trip (STL) 220-250 V DC; 208-277 V AC | - | 0 | 0
3VA1112-5MH36-0KC0 |  | 3VA1112-5MH36-0KC0 | 1 | UN | 1 | 10 | C | D | EAR99 | N | 85362090 | 1 | 4042949078524 | 1.05 | KG | 669.8 | 669.8 | LP17 | LP17 | circuit breaker 3VA1 IEC frame 160 breaking capacity class M Icu=55kA @ 415V 3-pole, starter protection TM120M, AM, In=125A without overload protection short-circuit protection Ii=5...15 x In clamp connection shunt trip (STL) 220-250 V DC; 208-277 V AC 2 auxiliary switches HQ | - | 0 | 0
3VA1112-5MH36-0KH0 |  | 3VA1112-5MH36-0KH0 | 1 | UN | 1 | 10 | C | D | EAR99 | N | 85362090 | 1 | 4042949091066 | 1.08 | KG | 693.6 | 693.6 | LP17 | LP17 | circuit breaker 3VA1 IEC frame 160 breaking capacity class M Icu=55kA @ 415V 3-pole, starter protection TM120M, AM, In=125A without overload protection short-circuit protection Ii=5...15 x In clamp connection shunt trip (STL) 220-250 V DC; 208-277 V AC 2 auxiliary switches HQ 1 trip alarm switch HQ | - | 0 | 0
3VA1112-6ED32-0AA0 |  | 3VA1112-6ED32-0AA0 | 1 | UN | 1 | 5 | B | D | EAR99 | N | 85362090 | 1 | 4042948812860 | 1.002 | KG | 506.8 | 492.8 | LP17 | LP17 | circuit breaker 3VA1 IEC frame 160 breaking capacity class H Icu=70kA @ 415V 3-pole, line protection TM210, FTFM, In=125A overload protection Ir=125A fixed short-circuit protection Ii=10 x In nut keeper kit | Lista Papel 2020 SI | 0 | 0
3VA1112-6ED36-0AA0 |  | 3VA1112-6ED36-0AA0 | 1 | UN | 1 | 5 | B | D | EAR99 | N | 85362090 | 1 | 4042948821947 | 1.067 | KG | 527.3 | 512.5 | LP17 | LP17 | circuit breaker 3VA1 IEC frame 160 breaking capacity class H Icu=70kA @ 415V 3-pole, line protection TM210, FTFM, In=125A overload protection Ir=125A fixed short-circuit protection Ii=10 x In clamp connection | Lista Papel 2020 SI | 0 | 0
3VA1112-6ED42-0AA0 |  | 3VA1112-6ED42-0AA0 | 1 | UN | 1 | 5 | B | D | EAR99 | N | 85362090 | 1 | 4042948813744 | 1.258 | KG | 659.3 | 640.4 | LP17 | LP17 | circuit breaker 3VA1 IEC frame 160 breaking capacity class H Icu=70kA @ 415V 4-pole, line protection TM210, FTFM, In=125A overload protection Ir=125A fixed short-circuit protection Ii=10 x In N conductor unprotected nut keeper kit | Lista Papel 2020 SI | 0 | 0
3VA1112-6ED46-0AA0 |  | 3VA1112-6ED46-0AA0 | 1 | UN | 1 | 5 | B | D | EAR99 | N | 85362090 | 1 | 4042948822821 | 1.17 | KG | 688.8 | 669.1 | LP17 | LP17 | circuit breaker 3VA1 IEC frame 160 breaking capacity class H Icu=70kA @ 415V 4-pole, line protection TM210, FTFM, In=125A overload protection Ir=125A fixed short-circuit protection Ii=10 x In N conductor unprotected clamp connection | Lista Papel 2020 SI | 0 | 0
3VA1112-6EE32-0AA0 |  | 3VA1112-6EE32-0AA0 | 1 | UN | 1 | 5 | B | D | EAR99 | N | 85362090 | 1 | 4042948812877 | 1.006 | KG | 518.2 | 503.5 | LP17 | LP17 | circuit breaker 3VA1 IEC frame 160 breaking capacity class H Icu=70kA @ 415V 3-pole, line protection TM220, ATFM, In=125A overload protection Ir=88A...125A short-circuit protection Ii=10 x In nut keeper kit | Lista Papel 2020 SI | 0 | 0
3VA1112-6EE36-0AA0 |  | 3VA1112-6EE36-0AA0 | 1 | UN | 1 | 5 | B | D | EAR99 | N | 85362090 | 1 | 4042948821954 | 1.065 | KG | 539.6 | 524 | LP17 | LP17 | circuit breaker 3VA1 IEC frame 160 breaking capacity class H Icu=70kA @ 415V 3-pole, line protection TM220, ATFM, In=125A overload protection Ir=88A...125A short-circuit protection Ii=10 x In clamp connection | Lista Papel 2020 SI | 0 | 0
3VA1112-6EE36-0AC0 |  | 3VA1112-6EE36-0AC0 | 1 | UN | 1 | 10 | C | D | EAR99 | N | 85362090 | 1 | 4042949328292 | 1.111 | KG | 605.2 | 605.2 | LP17 | LP17 | circuit breaker 3VA1 IEC frame 160 breaking capacity class H Icu=70kA @ 415V 3-pole, line protection TM220, ATFM, In=125A overload protection Ir=88A...125A short-circuit protection Ii=10 x In clamp connection circuit breaker 3VA1 IEC frame 160 breaking capacity class H Icu=70kA @ 415V 3-pole, line protection TM220, ATFM, In=125A overload protection Ir=88A...125A short-circuit protection Ii=10 x In clamp 2 AUXILIARY SWITCH CHANGEOVER H |  | 0 | 0
3VA1112-6EE42-0AA0 |  | 3VA1112-6EE42-0AA0 | 1 | UN | 1 | 5 | B | D | EAR99 | N | 85362090 | 1 | 4042948813751 | 1.262 | KG | 672.4 | 653.5 | LP17 | LP17 | circuit breaker 3VA1 IEC frame 160 breaking capacity class H Icu=70kA @ 415V 4-pole, line protection TM220, ATFM, In=125A overload protection Ir=88A...125A short-circuit protection Ii=10 x In N conductor unprotected nut keeper kit | Lista Papel 2020 SI | 0 | 0
3VA1112-6EE46-0AA0 |  | 3VA1112-6EE46-0AA0 | 1 | UN | 1 | 5 | B | D | EAR99 | N | 85362090 | 1 | 4042948822838 | 1.17 | KG | 701.1 | 681.4 | LP17 | LP17 | circuit breaker 3VA1 IEC frame 160 breaking capacity class H Icu=70kA @ 415V 4-pole, line protection TM220, ATFM, In=125A overload protection Ir=88A...125A short-circuit protection Ii=10 x In N conductor unprotected clamp connection | Lista Papel 2020 SI | 0 | 0
3VA1112-6EF32-0AA0 |  | 3VA1112-6EF32-0AA0 | 1 | UN | 1 | 5 | B | D | EAR99 | N | 85362090 | 1 | 4042948808894 | 1.015 | KG | 546.1 | 530.5 | LP17 | LP17 | circuit breaker 3VA1 IEC frame 160 breaking capacity class H Icu=70kA @ 415V 3-pole, line protection TM240, ATAM, In=125A overload protection Ir=88A...125A short-circuit protection Ii=5...10 x In nut keeper kit | Lista Papel 2020 SI | 0 | 0
3VA1112-6EF32-0AB0 |  | 3VA1112-6EF32-0AB0 | 1 | UN | 1 | 10 | C | D | EAR99 | N | 85362090 | 1 | 4042949053996 | 0.96 | KG | 636.65 | 636.65 | LP17 | LP17 | circuit breaker 3VA1 IEC frame 160 breaking capacity class H Icu=70kA @ 415V 3-pole, line protection TM240, ATAM, In=125A overload protection Ir=88A...125A short-circuit protection Ii=5...10 x In nut keeper kit 2 auxiliary switches HP | - | 0 | 0
3VA1112-6EF32-0AC0 |  | 3VA1112-6EF32-0AC0 | 1 | UN | 1 | 10 | C | D | EAR99 | N | 85362090 | 1 | 4042949056089 | 0.96 | KG | 612 | 612 | LP17 | LP17 | circuit breaker 3VA1 IEC frame 160 breaking capacity class H Icu=70kA @ 415V 3-pole, line protection TM240, ATAM, In=125A overload protection Ir=88A...125A short-circuit protection Ii=5...10 x In nut keeper kit 2 auxiliary switches HQ | - | 0 | 0
3VA1112-6EF32-0AD0 |  | 3VA1112-6EF32-0AD0 | 1 | UN | 1 | 10 | C | D | EAR99 | N | 85362090 | 1 | 4042949058175 | 0.99 | KG | 636.65 | 636.65 | LP17 | LP17 | circuit breaker 3VA1 IEC frame 160 breaking capacity class H Icu=70kA @ 415V 3-pole, line protection TM240, ATAM, In=125A overload protection Ir=88A...125A short-circuit protection Ii=5...10 x In nut keeper kit 3 auxiliary switches HQ | - | 0 | 0
3VA1112-6EF32-0AE0 |  | 3VA1112-6EF32-0AE0 | 1 | UN | 1 | 10 | C | D | EAR99 | N | 85362090 | 1 | 4042949060260 | 1.02 | KG | 658.75 | 658.75 | LP17 | LP17 | circuit breaker 3VA1 IEC frame 160 breaking capacity class H Icu=70kA @ 415V 3-pole, line protection TM240, ATAM, In=125A overload protection Ir=88A...125A short-circuit protection Ii=5...10 x In nut keeper kit 4 auxiliary switches HQ | - | 0 | 0
3VA1112-6EF32-0AF0 |  | 3VA1112-6EF32-0AF0 | 1 | UN | 1 | 10 | C | D | EAR99 | N | 85362090 | 1 | 4042949062356 | 0.96 | KG | 612 | 612 | LP17 | LP17 | circuit breaker 3VA1 IEC frame 160 breaking capacity class H Icu=70kA @ 415V 3-pole, line protection TM240, ATAM, In=125A overload protection Ir=88A...125A short-circuit protection Ii=5...10 x In nut keeper kit 1 auxiliary switch HQ 1 trip alarm switch HQ | - | 0 | 0
3VA1112-6EF32-0AG0 |  | 3VA1112-6EF32-0AG0 | 1 | UN | 1 | 10 | C | D | EAR99 | N | 85362090 | 1 | 4042949064442 | 0.96 | KG | 636.65 | 636.65 | LP17 | LP17 | circuit breaker 3VA1 IEC frame 160 breaking capacity class H Icu=70kA @ 415V 3-pole, line protection TM240, ATAM, In=125A overload protection Ir=88A...125A short-circuit protection Ii=5...10 x In nut keeper kit 1 auxiliary switch HP 1 trip alarm switch HP | - | 0 | 0
3VA1112-6EF32-0AH0 |  | 3VA1112-6EF32-0AH0 | 1 | UN | 1 | 10 | C | D | EAR99 | N | 85362090 | 1 | 4042949066538 | 0.99 | KG | 636.65 | 636.65 | LP17 | LP17 | circuit breaker 3VA1 IEC frame 160 breaking capacity class H Icu=70kA @ 415V 3-pole, line protection TM240, ATAM, In=125A overload protection Ir=88A...125A short-circuit protection Ii=5...10 x In nut keeper kit 2 auxiliary switches HQ 1 trip alarm switch HQ | - | 0 | 0
3VA1112-6EF32-0BA0 |  | 3VA1112-6EF32-0BA0 | 1 | UN | 1 | 10 | C | D | EAR99 | N | 85362090 | 1 | 4042949041450 | 0.9 | KG | 674.05 | 674.05 | LP17 | LP17 | circuit breaker 3VA1 IEC frame 160 breaking capacity class H Icu=70kA @ 415V 3-pole, line protection TM240, ATAM, In=125A overload protection Ir=88A...125A short-circuit protection Ii=5...10 x In nut keeper kit undervoltage release (UVR) 24V DC | - | 0 | 0
3VA1112-6EF32-0BC0 |  | 3VA1112-6EF32-0BC0 | 1 | UN | 1 | 10 | C | D | EAR99 | N | 85362090 | 1 | 4042949068983 | 1.05 | KG | 720.8 | 720.8 | LP17 | LP17 | circuit breaker 3VA1 IEC frame 160 breaking capacity class H Icu=70kA @ 415V 3-pole, line protection TM240, ATAM, In=125A overload protection Ir=88A...125A short-circuit protection Ii=5...10 x In nut keeper kit undervoltage release (UVR) 24V DC 2 auxiliary switches HQ | - | 0 | 0
3VA1112-6EF32-0BH0 |  | 3VA1112-6EF32-0BH0 | 1 | UN | 1 | 10 | C | D | EAR99 | N | 85362090 | 1 | 4042949081524 | 1.05 | KG | 744.6 | 744.6 | LP17 | LP17 | circuit breaker 3VA1 IEC frame 160 breaking capacity class H Icu=70kA @ 415V 3-pole, line protection TM240, ATAM, In=125A overload protection Ir=88A...125A short-circuit protection Ii=5...10 x In nut keeper kit undervoltage release (UVR) 24V DC 2 auxiliary switches HQ 1 trip alarm switch HQ | - | 0 | 0
3VA1112-6EF32-0CA0 |  | 3VA1112-6EF32-0CA0 | 1 | UN | 1 | 10 | C | D | EAR99 | N | 85362090 | 1 | 4042949043546 | 0.9 | KG | 674.05 | 674.05 | LP17 | LP17 | circuit breaker 3VA1 IEC frame 160 breaking capacity class H Icu=70kA @ 415V 3-pole, line protection TM240, ATAM, In=125A overload protection Ir=88A...125A short-circuit protection Ii=5...10 x In nut keeper kit undervoltage release (UVR) 120-127V AC 50/60Hz | - | 0 | 0
3VA1112-6EF32-0CC0 |  | 3VA1112-6EF32-0CC0 | 1 | UN | 1 | 10 | C | D | EAR99 | N | 85362090 | 1 | 4042949071075 | 1.05 | KG | 720.8 | 720.8 | LP17 | LP17 | circuit breaker 3VA1 IEC frame 160 breaking capacity class H Icu=70kA @ 415V 3-pole, line protection TM240, ATAM, In=125A overload protection Ir=88A...125A short-circuit protection Ii=5...10 x In nut keeper kit undervoltage release (UVR) 120-127V AC 50/60Hz 2 auxiliary switches HQ | - | 0 | 0
3VA1112-6EF32-0CH0 |  | 3VA1112-6EF32-0CH0 | 1 | UN | 1 | 10 | C | D | EAR99 | N | 85362090 | 1 | 4042949083610 | 1.08 | KG | 744.6 | 744.6 | LP17 | LP17 | circuit breaker 3VA1 IEC frame 160 breaking capacity class H Icu=70kA @ 415V 3-pole, line protection TM240, ATAM, In=125A overload protection Ir=88A...125A short-circuit protection Ii=5...10 x In nut keeper kit undervoltage release (UVR) 120-127V AC 50/60Hz 2 auxiliary switches HQ 1 trip alarm switch HQ | - | 0 | 0
3VA1112-6EF32-0DA0 |  | 3VA1112-6EF32-0DA0 | 1 | UN | 1 | 10 | C | D | EAR99 | N | 85362090 | 1 | 4042949045632 | 0.9 | KG | 674.05 | 674.05 | LP17 | LP17 | circuit breaker 3VA1 IEC frame 160 breaking capacity class H Icu=70kA @ 415V 3-pole, line protection TM240, ATAM, In=125A overload protection Ir=88A...125A short-circuit protection Ii=5...10 x In nut keeper kit undervoltage release (UVR) 208-230V AC 50/60Hz | - | 0 | 0
3VA1112-6EF32-0DC0 |  | 3VA1112-6EF32-0DC0 | 1 | UN | 1 | 10 | C | D | EAR99 | N | 85362090 | 1 | 4042949073161 | 1.05 | KG | 720.8 | 720.8 | LP17 | LP17 | circuit breaker 3VA1 IEC frame 160 breaking capacity class H Icu=70kA @ 415V 3-pole, line protection TM240, ATAM, In=125A overload protection Ir=88A...125A short-circuit protection Ii=5...10 x In nut keeper kit undervoltage release (UVR) 208-230V AC 50/60Hz 2 auxiliary switches HQ | - | 0 | 0
3VA1112-6EF32-0DH0 |  | 3VA1112-6EF32-0DH0 | 1 | UN | 1 | 10 | C | D | EAR99 | N | 85362090 | 1 | 4042949085706 | 1.08 | KG | 744.6 | 744.6 | LP17 | LP17 | circuit breaker 3VA1 IEC frame 160 breaking capacity class H Icu=70kA @ 415V 3-pole, line protection TM240, ATAM, In=125A overload protection Ir=88A...125A short-circuit protection Ii=5...10 x In nut keeper kit undervoltage release (UVR) 208-230V AC 50/60Hz 2 auxiliary switches HQ 1 trip alarm switch HQ | - | 0 | 0
3VA1112-6EF32-0HA0 |  | 3VA1112-6EF32-0HA0 | 1 | UN | 1 | 10 | C | D | EAR99 | N | 85362090 | 1 | 4042949047728 | 0.9 | KG | 649.4 | 649.4 | LP17 | LP17 | circuit breaker 3VA1 IEC frame 160 breaking capacity class H Icu=70kA @ 415V 3-pole, line protection TM240, ATAM, In=125A overload protection Ir=88A...125A short-circuit protection Ii=5...10 x In nut keeper kit shunt trip (STL) 12-30V DC, 24V AC 50/60Hz | - | 0 | 0
3VA1112-6EF32-0HC0 |  | 3VA1112-6EF32-0HC0 | 1 | UN | 1 | 10 | C | D | EAR99 | N | 85362090 | 1 | 4042949075257 | 1.05 | KG | 695.3 | 695.3 | LP17 | LP17 | circuit breaker 3VA1 IEC frame 160 breaking capacity class H Icu=70kA @ 415V 3-pole, line protection TM240, ATAM, In=125A overload protection Ir=88A...125A short-circuit protection Ii=5...10 x In nut keeper kit shunt trip (STL) 12-30V DC, 24V AC 50/60Hz 2 auxiliary switches HQ | - | 0 | 0
3VA1112-6EF32-0HH0 |  | 3VA1112-6EF32-0HH0 | 1 | UN | 1 | 10 | C | D | EAR99 | N | 85362090 | 1 | 4042949087793 | 1.08 | KG | 719.95 | 719.95 | LP17 | LP17 | circuit breaker 3VA1 IEC frame 160 breaking capacity class H Icu=70kA @ 415V 3-pole, line protection TM240, ATAM, In=125A overload protection Ir=88A...125A short-circuit protection Ii=5...10 x In nut keeper kit shunt trip (STL) 12-30V DC, 24V AC 50/60Hz 2 auxiliary switches HQ 1 trip alarm switch HQ | - | 0 | 0
3VA1112-6EF32-0JA0 |  | 3VA1112-6EF32-0JA0 | 1 | UN | 1 | 10 | C | D | EAR99 | N | 85362090 | 1 | 4042949049814 | 1.05 | KG | 649.4 | 649.4 | LP17 | LP17 | circuit breaker 3VA1 IEC frame 160 breaking capacity class H Icu=70kA @ 415V 3-pole, line protection TM240, ATAM, In=125A overload protection Ir=88A...125A short-circuit protection Ii=5...10 x In nut keeper kit shunt trip (STL) 110-127V DC, AC 50/60Hz | - | 0 | 0
3VA1112-6EF32-0JC0 |  | 3VA1112-6EF32-0JC0 | 1 | UN | 1 | 10 | C | D | EAR99 | N | 85362090 | 1 | 4042949077343 | 1.05 | KG | 695.3 | 695.3 | LP17 | LP17 | circuit breaker 3VA1 IEC frame 160 breaking capacity class H Icu=70kA @ 415V 3-pole, line protection TM240, ATAM, In=125A overload protection Ir=88A...125A short-circuit protection Ii=5...10 x In nut keeper kit shunt trip (STL) 110-127V DC, AC 50/60Hz 2 auxiliary switches HQ | - | 0 | 0
3VA1112-6EF32-0JH0 |  | 3VA1112-6EF32-0JH0 | 1 | UN | 1 | 10 | C | D | EAR99 | N | 85362090 | 1 | 4042949089889 | 1.08 | KG | 719.95 | 719.95 | LP17 | LP17 | circuit breaker 3VA1 IEC frame 160 breaking capacity class H Icu=70kA @ 415V 3-pole, line protection TM240, ATAM, In=125A overload protection Ir=88A...125A short-circuit protection Ii=5...10 x In nut keeper kit shunt trip (STL) 110-127V DC, AC 50/60Hz 2 auxiliary switches HQ 1 trip alarm switch HQ | - | 0 | 0
3VA1112-6EF32-0KA0 |  | 3VA1112-6EF32-0KA0 | 1 | UN | 1 | 10 | C | D | EAR99 | N | 85362090 | 1 | 4042949051909 | 1.05 | KG | 649.4 | 649.4 | LP17 | LP17 | circuit breaker 3VA1 IEC frame 160 breaking capacity class H Icu=70kA @ 415V 3-pole, line protection TM240, ATAM, In=125A overload protection Ir=88A...125A short-circuit protection Ii=5...10 x In nut keeper kit shunt trip (STL) 220-250V DC, 208-277V AC | - | 0 | 0
3VA1112-6EF32-0KC0 |  | 3VA1112-6EF32-0KC0 | 1 | UN | 1 | 10 | C | D | EAR99 | N | 85362090 | 1 | 4042949079439 | 1.05 | KG | 695.3 | 695.3 | LP17 | LP17 | circuit breaker 3VA1 IEC frame 160 breaking capacity class H Icu=70kA @ 415V 3-pole, line protection TM240, ATAM, In=125A overload protection Ir=88A...125A short-circuit protection Ii=5...10 x In nut keeper kit shunt trip (STL) 220-250V DC, 208-277V AC 2 auxiliary switches HQ | - | 0 | 0
3VA1112-6EF32-0KH0 |  | 3VA1112-6EF32-0KH0 | 1 | UN | 1 | 10 | C | D | EAR99 | N | 85362090 | 1 | 4042949091974 | 1.08 | KG | 719.95 | 719.95 | LP17 | LP17 | circuit breaker 3VA1 IEC frame 160 breaking capacity class H Icu=70kA @ 415V 3-pole, line protection TM240, ATAM, In=125A overload protection Ir=88A...125A short-circuit protection Ii=5...10 x In nut keeper kit shunt trip (STL) 220-250V DC, 208-277V AC 2 auxiliary switches HQ 1 trip alarm switch HQ | - | 0 | 0
3VA1112-6EF36-0AA0 |  | 3VA1112-6EF36-0AA0 | 1 | UN | 1 | 2 | A | D | EAR99 | N | 85362090 | 1 | 4042948820674 | 1.064 | KG | 565.8 | 550.2 | LP17 | LP17 | circuit breaker 3VA1 IEC frame 160 breaking capacity class H Icu=70kA @ 415V 3-pole, line protection TM240, ATAM, In=125A overload protection Ir=88A...125A short-circuit protection Ii=5...10 x In clamp connection | Lista Papel 2020 SI | 0 | 0
3VA1112-6EF36-0AB0 |  | 3VA1112-6EF36-0AB0 | 1 | UN | 1 | 10 | C | D | EAR99 | N | 85362090 | 1 | 4042949053989 | 0.96 | KG | 657.05 | 657.05 | LP17 | LP17 | circuit breaker 3VA1 IEC frame 160 breaking capacity class H Icu=70kA @ 415V 3-pole, line protection TM240, ATAM, In=125A overload protection Ir=88A...125A short-circuit protection Ii=5...10 x In clamp connection 2 auxiliary switches HP | - | 0 | 0
3VA1112-6EF36-0AC0 |  | 3VA1112-6EF36-0AC0 | 1 | UN | 1 | 10 | C | D | EAR99 | N | 85362090 | 1 | 4042949056072 | 0.96 | KG | 634.95 | 634.95 | LP17 | LP17 | circuit breaker 3VA1 IEC frame 160 breaking capacity class H Icu=70kA @ 415V 3-pole, line protection TM240, ATAM, In=125A overload protection Ir=88A...125A short-circuit protection Ii=5...10 x In clamp connection 2 auxiliary switches HQ | - | 0 | 0
3VA1112-6EF36-0AD0 |  | 3VA1112-6EF36-0AD0 | 1 | UN | 1 | 10 | C | D | EAR99 | N | 85362090 | 1 | 4042949058168 | 0.99 | KG | 657.05 | 657.05 | LP17 | LP17 | circuit breaker 3VA1 IEC frame 160 breaking capacity class H Icu=70kA @ 415V 3-pole, line protection TM240, ATAM, In=125A overload protection Ir=88A...125A short-circuit protection Ii=5...10 x In clamp connection 3 auxiliary switches HQ | - | 0 | 0
3VA1112-6EF36-0AE0 |  | 3VA1112-6EF36-0AE0 | 1 | UN | 1 | 10 | C | D | EAR99 | N | 85362090 | 1 | 4042949060253 | 1.02 | KG | 680.85 | 680.85 | LP17 | LP17 | circuit breaker 3VA1 IEC frame 160 breaking capacity class H Icu=70kA @ 415V 3-pole, line protection TM240, ATAM, In=125A overload protection Ir=88A...125A short-circuit protection Ii=5...10 x In clamp connection 4 auxiliary switches HQ | - | 0 | 0
3VA1112-6EF36-0AF0 |  | 3VA1112-6EF36-0AF0 | 1 | UN | 1 | 10 | C | D | EAR99 | N | 85362090 | 1 | 4042949062349 | 0.96 | KG | 634.95 | 634.95 | LP17 | LP17 | circuit breaker 3VA1 IEC frame 160 breaking capacity class H Icu=70kA @ 415V 3-pole, line protection TM240, ATAM, In=125A overload protection Ir=88A...125A short-circuit protection Ii=5...10 x In clamp connection 1 auxiliary switch HQ 1 trip alarm switch HQ | - | 0 | 0
3VA1112-6EF36-0AG0 |  | 3VA1112-6EF36-0AG0 | 1 | UN | 1 | 10 | C | D | EAR99 | N | 85362090 | 1 | 4042949064435 | 0.96 | KG | 657.05 | 657.05 | LP17 | LP17 | circuit breaker 3VA1 IEC frame 160 breaking capacity class H Icu=70kA @ 415V 3-pole, line protection TM240, ATAM, In=125A overload protection Ir=88A...125A short-circuit protection Ii=5...10 x In clamp connection 1 auxiliary switch HP 1 trip alarm switch HP | - | 0 | 0
3VA1112-6EF36-0AH0 |  | 3VA1112-6EF36-0AH0 | 1 | UN | 1 | 10 | C | D | EAR99 | N | 85362090 | 1 | 4042949066521 | 0.99 | KG | 657.05 | 657.05 | LP17 | LP17 | circuit breaker 3VA1 IEC frame 160 breaking capacity class H Icu=70kA @ 415V 3-pole, line protection TM240, ATAM, In=125A overload protection Ir=88A...125A short-circuit protection Ii=5...10 x In clamp connection 2 auxiliary switches HQ 1 trip alarm switch HQ | - | 0 | 0
3VA1112-6EF36-0BA0 |  | 3VA1112-6EF36-0BA0 | 1 | UN | 1 | 10 | C | D | EAR99 | N | 85362090 | 1 | 4042949041443 | 0.9 | KG | 695.3 | 695.3 | LP17 | LP17 | circuit breaker 3VA1 IEC frame 160 breaking capacity class H Icu=70kA @ 415V 3-pole, line protection TM240, ATAM, In=125A overload protection Ir=88A...125A short-circuit protection Ii=5...10 x In clamp connection undervoltage release (UVR) 24V DC | - | 0 | 0
3VA1112-6EF36-0BC0 |  | 3VA1112-6EF36-0BC0 | 1 | UN | 1 | 10 | C | D | EAR99 | N | 85362090 | 1 | 4042949068976 | 1.05 | KG | 742.9 | 742.9 | LP17 | LP17 | circuit breaker 3VA1 IEC frame 160 breaking capacity class H Icu=70kA @ 415V 3-pole, line protection TM240, ATAM, In=125A overload protection Ir=88A...125A short-circuit protection Ii=5...10 x In clamp connection undervoltage release (UVR) 24V DC 2 auxiliary switches HQ | - | 0 | 0
3VA1112-6EF36-0BH0 |  | 3VA1112-6EF36-0BH0 | 1 | UN | 1 | 10 | C | D | EAR99 | N | 85362090 | 1 | 4042949081517 | 1.05 | KG | 765.85 | 765.85 | LP17 | LP17 | circuit breaker 3VA1 IEC frame 160 breaking capacity class H Icu=70kA @ 415V 3-pole, line protection TM240, ATAM, In=125A overload protection Ir=88A...125A short-circuit protection Ii=5...10 x In clamp connection undervoltage release (UVR) 24V DC 2 auxiliary switches HQ 1 trip alarm switch HQ | - | 0 | 0
3VA1112-6EF36-0CA0 |  | 3VA1112-6EF36-0CA0 | 1 | UN | 1 | 10 | C | D | EAR99 | N | 85362090 | 1 | 4042949043539 | 0.9 | KG | 695.3 | 695.3 | LP17 | LP17 | circuit breaker 3VA1 IEC frame 160 breaking capacity class H Icu=70kA @ 415V 3-pole, line protection TM240, ATAM, In=125A overload protection Ir=88A...125A short-circuit protection Ii=5...10 x In clamp connection undervoltage release (UVR) 120-127V AC 50/60Hz | - | 0 | 0
3VA1112-6EF36-0CC0 |  | 3VA1112-6EF36-0CC0 | 1 | UN | 1 | 10 | C | D | EAR99 | N | 85362090 | 1 | 4042949071068 | 1.05 | KG | 742.9 | 742.9 | LP17 | LP17 | circuit breaker 3VA1 IEC frame 160 breaking capacity class H Icu=70kA @ 415V 3-pole, line protection TM240, ATAM, In=125A overload protection Ir=88A...125A short-circuit protection Ii=5...10 x In clamp connection undervoltage release (UVR) 120-127V AC 50/60Hz 2 auxiliary switches HQ | - | 0 | 0
3VA1112-6EF36-0CH0 |  | 3VA1112-6EF36-0CH0 | 1 | UN | 1 | 10 | C | D | EAR99 | N | 85362090 | 1 | 4042949083603 | 1.08 | KG | 765.85 | 765.85 | LP17 | LP17 | circuit breaker 3VA1 IEC frame 160 breaking capacity class H Icu=70kA @ 415V 3-pole, line protection TM240, ATAM, In=125A overload protection Ir=88A...125A short-circuit protection Ii=5...10 x In clamp connection undervoltage release (UVR) 120-127V AC 50/60Hz 2 auxiliary switches HQ 1 trip alarm switch HQ | - | 0 | 0
3VA1112-6EF36-0DA0 |  | 3VA1112-6EF36-0DA0 | 1 | UN | 1 | 10 | C | D | EAR99 | N | 85362090 | 1 | 4042949045625 | 0.9 | KG | 695.3 | 695.3 | LP17 | LP17 | circuit breaker 3VA1 IEC frame 160 breaking capacity class H Icu=70kA @ 415V 3-pole, line protection TM240, ATAM, In=125A overload protection Ir=88A...125A short-circuit protection Ii=5...10 x In clamp connection undervoltage release (UVR) 208-230V AC 50/60Hz | - | 0 | 0
3VA1112-6EF36-0DC0 |  | 3VA1112-6EF36-0DC0 | 1 | UN | 1 | 10 | C | D | EAR99 | N | 85362090 | 1 | 4042949073154 | 1.05 | KG | 742.9 | 742.9 | LP17 | LP17 | circuit breaker 3VA1 IEC frame 160 breaking capacity class H Icu=70kA @ 415V 3-pole, line protection TM240, ATAM, In=125A overload protection Ir=88A...125A short-circuit protection Ii=5...10 x In clamp connection undervoltage release (UVR) 208-230V AC 50/60Hz 2 auxiliary switches HQ | - | 0 | 0
3VA1112-6EF36-0DH0 |  | 3VA1112-6EF36-0DH0 | 1 | UN | 1 | 10 | C | D | EAR99 | N | 85362090 | 1 | 4042949085690 | 1.08 | KG | 765.85 | 765.85 | LP17 | LP17 | circuit breaker 3VA1 IEC frame 160 breaking capacity class H Icu=70kA @ 415V 3-pole, line protection TM240, ATAM, In=125A overload protection Ir=88A...125A short-circuit protection Ii=5...10 x In clamp connection undervoltage release (UVR) 208-230V AC 50/60Hz 2 auxiliary switches HQ 1 trip alarm switch HQ | - | 0 | 0
3VA1112-6EF36-0HA0 |  | 3VA1112-6EF36-0HA0 | 1 | UN | 1 | 10 | C | D | EAR99 | N | 85362090 | 1 | 4042949047711 | 0.9 | KG | 670.65 | 670.65 | LP17 | LP17 | circuit breaker 3VA1 IEC frame 160 breaking capacity class H Icu=70kA @ 415V 3-pole, line protection TM240, ATAM, In=125A overload protection Ir=88A...125A short-circuit protection Ii=5...10 x In clamp connection shunt trip (STL) 12-30V DC, 24V AC 50/60Hz | - | 0 | 0
3VA1112-6EF36-0HC0 |  | 3VA1112-6EF36-0HC0 | 1 | UN | 1 | 10 | C | D | EAR99 | N | 85362090 | 1 | 4042949075240 | 1.05 | KG | 718.25 | 718.25 | LP17 | LP17 | circuit breaker 3VA1 IEC frame 160 breaking capacity class H Icu=70kA @ 415V 3-pole, line protection TM240, ATAM, In=125A overload protection Ir=88A...125A short-circuit protection Ii=5...10 x In clamp connection shunt trip (STL) 12-30V DC, 24V AC 50/60Hz 2 auxiliary switches HQ | - | 0 | 0
3VA1112-6EF36-0HH0 |  | 3VA1112-6EF36-0HH0 | 1 | UN | 1 | 10 | C | D | EAR99 | N | 85362090 | 1 | 4042949087786 | 1.08 | KG | 742.05 | 742.05 | LP17 | LP17 | circuit breaker 3VA1 IEC frame 160 breaking capacity class H Icu=70kA @ 415V 3-pole, line protection TM240, ATAM, In=125A overload protection Ir=88A...125A short-circuit protection Ii=5...10 x In clamp connection shunt trip (STL) 12-30V DC, 24V AC 50/60Hz 2 auxiliary switches HQ 1 trip alarm switch HQ | - | 0 | 0
3VA1112-6EF36-0JA0 |  | 3VA1112-6EF36-0JA0 | 1 | UN | 1 | 10 | C | D | EAR99 | N | 85362090 | 1 | 4042949049807 | 1.05 | KG | 670.65 | 670.65 | LP17 | LP17 | circuit breaker 3VA1 IEC frame 160 breaking capacity class H Icu=70kA @ 415V 3-pole, line protection TM240, ATAM, In=125A overload protection Ir=88A...125A short-circuit protection Ii=5...10 x In clamp connection shunt trip (STL) 110-127V DC, AC 50/60Hz | - | 0 | 0
3VA1112-6EF36-0JC0 |  | 3VA1112-6EF36-0JC0 | 1 | UN | 1 | 10 | C | D | EAR99 | N | 85362090 | 1 | 4042949077336 | 1.05 | KG | 718.25 | 718.25 | LP17 | LP17 | circuit breaker 3VA1 IEC frame 160 breaking capacity class H Icu=70kA @ 415V 3-pole, line protection TM240, ATAM, In=125A overload protection Ir=88A...125A short-circuit protection Ii=5...10 x In clamp connection shunt trip (STL) 110-127V DC, AC 50/60Hz 2 auxiliary switches HQ | - | 0 | 0
3VA1112-6EF36-0JH0 |  | 3VA1112-6EF36-0JH0 | 1 | UN | 1 | 10 | C | D | EAR99 | N | 85362090 | 1 | 4042949089872 | 1.08 | KG | 742.05 | 742.05 | LP17 | LP17 | circuit breaker 3VA1 IEC frame 160 breaking capacity class H Icu=70kA @ 415V 3-pole, line protection TM240, ATAM, In=125A overload protection Ir=88A...125A short-circuit protection Ii=5...10 x In clamp connection shunt trip (STL) 110-127V DC, AC 50/60Hz 2 auxiliary switches HQ 1 trip alarm switch HQ | - | 0 | 0
3VA1112-6EF36-0KA0 |  | 3VA1112-6EF36-0KA0 | 1 | UN | 1 | 10 | C | D | EAR99 | N | 85362090 | 1 | 4042949051893 | 1.05 | KG | 670.65 | 670.65 | LP17 | LP17 | circuit breaker 3VA1 IEC frame 160 breaking capacity class H Icu=70kA @ 415V 3-pole, line protection TM240, ATAM, In=125A overload protection Ir=88A...125A short-circuit protection Ii=5...10 x In clamp connection shunt trip (STL) 220-250V DC, 208-277V AC | - | 0 | 0
3VA1112-6EF36-0KC0 |  | 3VA1112-6EF36-0KC0 | 1 | UN | 1 | 10 | C | D | EAR99 | N | 85362090 | 1 | 4042949079422 | 1.05 | KG | 718.25 | 718.25 | LP17 | LP17 | circuit breaker 3VA1 IEC frame 160 breaking capacity class H Icu=70kA @ 415V 3-pole, line protection TM240, ATAM, In=125A overload protection Ir=88A...125A short-circuit protection Ii=5...10 x In clamp connection shunt trip (STL) 220-250V DC, 208-277V AC 2 auxiliary switches HQ | - | 0 | 0
3VA1112-6EF36-0KH0 |  | 3VA1112-6EF36-0KH0 | 1 | UN | 1 | 10 | C | D | EAR99 | N | 85362090 | 1 | 4042949091967 | 1.08 | KG | 742.05 | 742.05 | LP17 | LP17 | circuit breaker 3VA1 IEC frame 160 breaking capacity class H Icu=70kA @ 415V 3-pole, line protection TM240, ATAM, In=125A overload protection Ir=88A...125A short-circuit protection Ii=5...10 x In clamp connection shunt trip (STL) 220-250V DC, 208-277V AC 2 auxiliary switches HQ 1 trip alarm switch HQ | - | 0 | 0
3VA1112-6EF42-0AA0 |  | 3VA1112-6EF42-0AA0 | 1 | UN | 1 | 5 | B | D | EAR99 | N | 85362090 | 1 | 4042948809334 | 1.255 | KG | 707.7 | 688 | LP17 | LP17 | circuit breaker 3VA1 IEC frame 160 breaking capacity class H Icu=70kA @ 415V 4-pole, line protection TM240, ATAM, In=125A overload protection Ir=88A...125A short-circuit protection Ii=5...10 x In N conductor unprotected nut keeper kit | Lista Papel 2020 SI | 0 | 0
3VA1112-6EF46-0AA0 |  | 3VA1112-6EF46-0AA0 | 1 | UN | 1 | 5 | B | D | EAR99 | N | 85362090 | 1 | 4042948821114 | 1.343 | KG | 737.2 | 716.7 | LP17 | LP17 | circuit breaker 3VA1 IEC frame 160 breaking capacity class H Icu=70kA @ 415V 4-pole, line protection TM240, ATAM, In=125A overload protection Ir=88A...125A short-circuit protection Ii=5...10 x In N conductor unprotected clamp connection | Lista Papel 2020 SI | 0 | 0
3VA1112-6FD42-0AA0 |  | 3VA1112-6FD42-0AA0 | 1 | UN | 1 | 5 | B | D | EAR99 | N | 85362090 | 1 | 4042948815748 | 1.2 | KG | 659.3 | 640.4 | LP17 | LP17 | circuit breaker 3VA1 IEC frame 160 breaking capacity class H Icu=70kA @ 415V 4-pole, line protection TM210, FTFM, In=125A overload protection Ir=125A fixed short-circuit protection Ii=10 x In N conductor protection 50% nut keeper kit | Lista Papel 2020 SI | 0 | 0
3VA1112-6FD46-0AA0 |  | 3VA1112-6FD46-0AA0 | 1 | UN | 1 | 5 | B | D | EAR99 | N | 85362090 | 1 | 4042948824146 | 1.17 | KG | 688.8 | 669.1 | LP17 | LP17 | circuit breaker 3VA1 IEC frame 160 breaking capacity class H Icu=70kA @ 415V 4-pole, line protection TM210, FTFM, In=125A overload protection Ir=125A fixed short-circuit protection Ii=10 x In N conductor protection 50% clamp connection | Lista Papel 2020 SI | 0 | 0
3VA1112-6FE42-0AA0 |  | 3VA1112-6FE42-0AA0 | 1 | UN | 1 | 5 | B | D | EAR99 | N | 85362090 | 1 | 4042948815755 | 1.2 | KG | 672.4 | 653.5 | LP17 | LP17 | circuit breaker 3VA1 IEC frame 160 breaking capacity class H Icu=70kA @ 415V 4-pole, line protection TM220, ATFM, In=125A overload protection Ir=88A...125A short-circuit protection Ii=10 x In N conductor protection 50% nut keeper kit | Lista Papel 2020 SI | 0 | 0
3VA1112-6FE46-0AA0 |  | 3VA1112-6FE46-0AA0 | 1 | UN | 1 | 5 | B | D | EAR99 | N | 85362090 | 1 | 4042948824153 | 1.17 | KG | 701.1 | 681.4 | LP17 | LP17 | circuit breaker 3VA1 IEC frame 160 breaking capacity class H Icu=70kA @ 415V 4-pole, line protection TM220, ATFM, In=125A overload protection Ir=88A...125A short-circuit protection Ii=10 x In N conductor protection 50% clamp connection | Lista Papel 2020 SI | 0 | 0
3VA1112-6FF42-0AA0 |  | 3VA1112-6FF42-0AA0 | 1 | UN | 1 | 5 | B | D | EAR99 | N | 85362090 | 1 | 4042948815373 | 1.2 | KG | 707.7 | 688 | LP17 | LP17 | circuit breaker 3VA1 IEC frame 160 breaking capacity class H Icu=70kA @ 415V 4-pole, line protection TM240, ATAM, In=125A overload protection Ir=88A...125A short-circuit protection Ii=5...10 x In N conductor protection 50% nut keeper kit | Lista Papel 2020 SI | 0 | 0
3VA1112-6FF46-0AA0 |  | 3VA1112-6FF46-0AA0 | 1 | UN | 1 | 5 | B | D | EAR99 | N | 85362090 | 1 | 4042948823316 | 1.17 | KG | 737.2 | 716.7 | LP17 | LP17 | circuit breaker 3VA1 IEC frame 160 breaking capacity class H Icu=70kA @ 415V 4-pole, line protection TM240, ATAM, In=125A overload protection Ir=88A...125A short-circuit protection Ii=5...10 x In N conductor protection 50% clamp connection | Lista Papel 2020 SI | 0 | 0
3VA1112-6GD42-0AA0 |  | 3VA1112-6GD42-0AA0 | 1 | UN | 1 | 5 | B | D | EAR99 | N | 85362090 | 1 | 4042948816288 | 1.282 | KG | 659.3 | 640.4 | LP17 | LP17 | circuit breaker 3VA1 IEC frame 160 breaking capacity class H Icu=70kA @ 415V 4-pole, line protection TM210, FTFM, In=125A overload protection Ir=125A fixed short-circuit protection Ii=10 x In N conductor protection 100% nut keeper kit | Lista Papel 2020 SI | 0 | 0
3VA1112-6GD46-0AA0 |  | 3VA1112-6GD46-0AA0 | 1 | UN | 1 | 5 | B | D | EAR99 | N | 85362090 | 1 | 4042948825464 | 1.17 | KG | 688.8 | 669.1 | LP17 | LP17 | circuit breaker 3VA1 IEC frame 160 breaking capacity class H Icu=70kA @ 415V 4-pole, line protection TM210, FTFM, In=125A overload protection Ir=125A fixed short-circuit protection Ii=10 x In N conductor protection 100% clamp connection | Lista Papel 2020 SI | 0 | 0
3VA1112-6GE42-0AA0 |  | 3VA1112-6GE42-0AA0 | 1 | UN | 1 | 5 | B | D | EAR99 | N | 85362090 | 1 | 4042948816295 | 1.282 | KG | 672.4 | 653.5 | LP17 | LP17 | circuit breaker 3VA1 IEC frame 160 breaking capacity class H Icu=70kA @ 415V 4-pole, line protection TM220, ATFM, In=125A overload protection Ir=88A...125A short-circuit protection Ii=10 x In N conductor protection 100% nut keeper kit | Lista Papel 2020 SI | 0 | 0
3VA1112-6GE46-0AA0 |  | 3VA1112-6GE46-0AA0 | 1 | UN | 1 | 5 | B | D | EAR99 | N | 85362090 | 1 | 4042948825471 | 1.17 | KG | 701.1 | 681.4 | LP17 | LP17 | circuit breaker 3VA1 IEC frame 160 breaking capacity class H Icu=70kA @ 415V 4-pole, line protection TM220, ATFM, In=125A overload protection Ir=88A...125A short-circuit protection Ii=10 x In N conductor protection 100% clamp connection | Lista Papel 2020 SI | 0 | 0
3VA1112-6GF42-0AA0 |  | 3VA1112-6GF42-0AA0 | 1 | UN | 1 | 5 | B | D | EAR99 | N | 85362090 | 1 | 4042948815915 | 1.293 | KG | 707.7 | 688 | LP17 | LP17 | circuit breaker 3VA1 IEC frame 160 breaking capacity class H Icu=70kA @ 415V 4-pole, line protection TM240, ATAM, In=125A overload protection Ir=88A...125A short-circuit protection Ii=5...10 x In N conductor protection 100% nut keeper kit | Lista Papel 2020 SI | 0 | 0
3VA1112-6GF46-0AA0 |  | 3VA1112-6GF46-0AA0 | 1 | UN | 1 | 5 | B | D | EAR99 | N | 85362090 | 1 | 4042948824634 | 1.377 | KG | 737.2 | 716.7 | LP17 | LP17 | circuit breaker 3VA1 IEC frame 160 breaking capacity class H Icu=70kA @ 415V 4-pole, line protection TM240, ATAM, In=125A overload protection Ir=88A...125A short-circuit protection Ii=5...10 x In N conductor protection 100% clamp connection | Lista Papel 2020 SI | 0 | 0
3VA1112-6GF46-0KF0 |  | 3VA1112-6GF46-0KF0 | 1 | UN | 1 | 10 | C | D | EAR99 | N | 85362090 | 1 | 4042949323884 | 1.301 | KG | 892.5 | 892.5 | LP17 | LP17 | circuit breaker 3VA1 IEC frame 160 breaking capacity class H Icu=70kA @ 415V 4-pole, line protection TM240, ATAM, In=125A overload protection Ir=88A...125A short-circuit protection Ii=5...10 x In N conductor protection 100% clamp connection shunt trip (STL) 220-250V DC; 208-277V AC 1 auxiliary switch HQ 1 trip alarm switch HQ | - | 0 | 0
3VA1112-6MH32-0AA0 |  | 3VA1112-6MH32-0AA0 | 1 | UN | 1 | 5 | B | D | EAR99 | N | 85362090 | 1 | 4042948828434 | 0.9 | KG | 546.1 | 530.5 | LP17 | LP17 | circuit breaker 3VA1 IEC frame 160 breaking capacity class H Icu=70kA @ 415V 3-pole, starter protection TM120M, AM, In=125A without overload protection short-circuit protection Ii=7...16 x In nut keeper kit | Lista Papel 2020 SI | 0 | 0
3VA1112-6MH32-0AB0 |  | 3VA1112-6MH32-0AB0 | 1 | UN | 1 | 10 | C | D | EAR99 | N | 85362090 | 1 | 4042949053071 | 0.96 | KG | 636.65 | 636.65 | LP17 | LP17 | circuit breaker 3VA1 IEC frame 160 breaking capacity class H Icu=70kA @ 415V 3-pole, starter protection TM120M, AM, In=125A without overload protection short-circuit protection Ii=5...15 x In nut keeper kit 2 auxiliary switches HP | - | 0 | 0
3VA1112-6MH32-0AC0 |  | 3VA1112-6MH32-0AC0 | 1 | UN | 1 | 10 | C | D | EAR99 | N | 85362090 | 1 | 4042949055167 | 0.96 | KG | 612 | 612 | LP17 | LP17 | circuit breaker 3VA1 IEC frame 160 breaking capacity class H Icu=70kA @ 415V 3-pole, starter protection TM120M, AM, In=125A without overload protection short-circuit protection Ii=5...15 x In nut keeper kit 2 auxiliary switches HQ | - | 0 | 0
3VA1112-6MH32-0AD0 |  | 3VA1112-6MH32-0AD0 | 1 | UN | 1 | 10 | C | D | EAR99 | N | 85362090 | 1 | 4042949057253 | 0.99 | KG | 636.65 | 636.65 | LP17 | LP17 | circuit breaker 3VA1 IEC frame 160 breaking capacity class H Icu=70kA @ 415V 3-pole, starter protection TM120M, AM, In=125A without overload protection short-circuit protection Ii=5...15 x In nut keeper kit 3 auxiliary switches HQ | - | 0 | 0
3VA1112-6MH32-0AE0 |  | 3VA1112-6MH32-0AE0 | 1 | UN | 1 | 10 | C | D | EAR99 | N | 85362090 | 1 | 4042949059349 | 1.02 | KG | 658.75 | 658.75 | LP17 | LP17 | circuit breaker 3VA1 IEC frame 160 breaking capacity class H Icu=70kA @ 415V 3-pole, starter protection TM120M, AM, In=125A without overload protection short-circuit protection Ii=5...15 x In nut keeper kit 4 auxiliary switches HQ | - | 0 | 0
3VA1112-6MH32-0AF0 |  | 3VA1112-6MH32-0AF0 | 1 | UN | 1 | 10 | C | D | EAR99 | N | 85362090 | 1 | 4042949061434 | 0.96 | KG | 612 | 612 | LP17 | LP17 | circuit breaker 3VA1 IEC frame 160 breaking capacity class H Icu=70kA @ 415V 3-pole, starter protection TM120M, AM, In=125A without overload protection short-circuit protection Ii=5...15 x In nut keeper kit 1 auxiliary switch HQ 1 trip alarm switch HQ | - | 0 | 0
3VA1112-6MH32-0AG0 |  | 3VA1112-6MH32-0AG0 | 1 | UN | 1 | 10 | C | D | EAR99 | N | 85362090 | 1 | 4042949063520 | 0.96 | KG | 636.65 | 636.65 | LP17 | LP17 | circuit breaker 3VA1 IEC frame 160 breaking capacity class H Icu=70kA @ 415V 3-pole, starter protection TM120M, AM, In=125A without overload protection short-circuit protection Ii=5...15 x In nut keeper kit 1 auxiliary switch HP 1 trip alarm switch HP | - | 0 | 0
3VA1112-6MH32-0AH0 |  | 3VA1112-6MH32-0AH0 | 1 | UN | 1 | 10 | C | D | EAR99 | N | 85362090 | 1 | 4042949065616 | 0.99 | KG | 636.65 | 636.65 | LP17 | LP17 | circuit breaker 3VA1 IEC frame 160 breaking capacity class H Icu=70kA @ 415V 3-pole, starter protection TM120M, AM, In=125A without overload protection short-circuit protection Ii=5...15 x In nut keeper kit 2 auxiliary switches HQ 1 trip alarm switch HQ | - | 0 | 0
3VA1112-6MH32-0BA0 |  | 3VA1112-6MH32-0BA0 | 1 | UN | 1 | 10 | C | D | EAR99 | N | 85362090 | 1 | 4042949040538 | 0.9 | KG | 674.05 | 674.05 | LP17 | LP17 | circuit breaker 3VA1 IEC frame 160 breaking capacity class H Icu=70kA @ 415V 3-pole, starter protection TM120M, AM, In=125A without overload protection short-circuit protection Ii=5...15 x In nut keeper kit undervoltage release (UVR) 24V DC | - | 0 | 0
3VA1112-6MH32-0BC0 |  | 3VA1112-6MH32-0BC0 | 1 | UN | 1 | 10 | C | D | EAR99 | N | 85362090 | 1 | 4042949068068 | 1.05 | KG | 720.8 | 720.8 | LP17 | LP17 | circuit breaker 3VA1 IEC frame 160 breaking capacity class H Icu=70kA @ 415V 3-pole, starter protection TM120M, AM, In=125A without overload protection short-circuit protection Ii=5...15 x In nut keeper kit undervoltage release (UVR) 24V DC 2 auxiliary switches HQ | - | 0 | 0
3VA1112-6MH32-0BH0 |  | 3VA1112-6MH32-0BH0 | 1 | UN | 1 | 10 | C | D | EAR99 | N | 85362090 | 1 | 4042949080602 | 1.05 | KG | 744.6 | 744.6 | LP17 | LP17 | circuit breaker 3VA1 IEC frame 160 breaking capacity class H Icu=70kA @ 415V 3-pole, starter protection TM120M, AM, In=125A without overload protection short-circuit protection Ii=5...15 x In nut keeper kit undervoltage release (UVR) 24V DC 2 auxiliary switches HQ 1 trip alarm switch HQ | - | 0 | 0
3VA1112-6MH32-0CA0 |  | 3VA1112-6MH32-0CA0 | 1 | UN | 1 | 10 | C | D | EAR99 | N | 85362090 | 1 | 4042949042624 | 0.9 | KG | 674.05 | 674.05 | LP17 | LP17 | circuit breaker 3VA1 IEC frame 160 breaking capacity class H Icu=70kA @ 415V 3-pole, starter protection TM120M, AM, In=125A without overload protection short-circuit protection Ii=5...15 x In nut keeper kit undervoltage release (UVR) 120-127V AC 50/60Hz | - | 0 | 0
3VA1112-6MH32-0CC0 |  | 3VA1112-6MH32-0CC0 | 1 | UN | 1 | 10 | C | D | EAR99 | N | 85362090 | 1 | 4042949070153 | 1.05 | KG | 720.8 | 720.8 | LP17 | LP17 | circuit breaker 3VA1 IEC frame 160 breaking capacity class H Icu=70kA @ 415V 3-pole, starter protection TM120M, AM, In=125A without overload protection short-circuit protection Ii=5...15 x In nut keeper kit undervoltage release (UVR) 120-127V AC 50/60Hz 2 auxiliary switches HQ | - | 0 | 0
3VA1112-6MH32-0CH0 |  | 3VA1112-6MH32-0CH0 | 1 | UN | 1 | 10 | C | D | EAR99 | N | 85362090 | 1 | 4042949082699 | 1.08 | KG | 744.6 | 744.6 | LP17 | LP17 | circuit breaker 3VA1 IEC frame 160 breaking capacity class H Icu=70kA @ 415V 3-pole, starter protection TM120M, AM, In=125A without overload protection short-circuit protection Ii=5...15 x In nut keeper kit undervoltage release (UVR) 120-127V AC 50/60Hz 2 auxiliary switches HQ 1 trip alarm switch HQ | - | 0 | 0
3VA1112-6MH32-0DA0 |  | 3VA1112-6MH32-0DA0 | 1 | UN | 1 | 10 | C | D | EAR99 | N | 85362090 | 1 | 4042949044710 | 0.9 | KG | 674.05 | 674.05 | LP17 | LP17 | circuit breaker 3VA1 IEC frame 160 breaking capacity class H Icu=70kA @ 415V 3-pole, starter protection TM120M, AM, In=125A without overload protection short-circuit protection Ii=5...15 x In nut keeper kit undervoltage release (UVR) 208-230V AC 50/60Hz | - | 0 | 0
3VA1112-6MH32-0DC0 |  | 3VA1112-6MH32-0DC0 | 1 | UN | 1 | 10 | C | D | EAR99 | N | 85362090 | 1 | 4042949072249 | 1.05 | KG | 720.8 | 720.8 | LP17 | LP17 | circuit breaker 3VA1 IEC frame 160 breaking capacity class H Icu=70kA @ 415V 3-pole, starter protection TM120M, AM, In=125A without overload protection short-circuit protection Ii=5...15 x In nut keeper kit undervoltage release (UVR) 208-230V AC 50/60Hz 2 auxiliary switches HQ | - | 0 | 0
3VA1112-6MH32-0DH0 |  | 3VA1112-6MH32-0DH0 | 1 | UN | 1 | 10 | C | D | EAR99 | N | 85362090 | 1 | 4042949084785 | 1.08 | KG | 744.6 | 744.6 | LP17 | LP17 | circuit breaker 3VA1 IEC frame 160 breaking capacity class H Icu=70kA @ 415V 3-pole, starter protection TM120M, AM, In=125A without overload protection short-circuit protection Ii=5...15 x In nut keeper kit undervoltage release (UVR) 208-230V AC 50/60Hz 2 auxiliary switches HQ 1 trip alarm switch HQ | - | 0 | 0
3VA1112-6MH32-0HA0 |  | 3VA1112-6MH32-0HA0 | 1 | UN | 1 | 10 | C | D | EAR99 | N | 85362090 | 1 | 4042949046806 | 0.9 | KG | 649.4 | 649.4 | LP17 | LP17 | circuit breaker 3VA1 IEC frame 160 breaking capacity class H Icu=70kA @ 415V 3-pole, starter protection TM120M, AM, In=125A without overload protection short-circuit protection Ii=5...15 x In nut keeper kit shunt trip (STL) 12-30 V DC; 24 V AC 50/60 Hz | - | 0 | 0
3VA1112-6MH32-0HC0 |  | 3VA1112-6MH32-0HC0 | 1 | UN | 1 | 10 | C | D | EAR99 | N | 85362090 | 1 | 4042949074335 | 1.05 | KG | 695.3 | 695.3 | LP17 | LP17 | circuit breaker 3VA1 IEC frame 160 breaking capacity class H Icu=70kA @ 415V 3-pole, starter protection TM120M, AM, In=125A without overload protection short-circuit protection Ii=5...15 x In nut keeper kit shunt trip (STL) 12-30 V DC; 24 V AC 50/60 Hz 2 auxiliary switches HQ | - | 0 | 0
3VA1112-6MH32-0HH0 |  | 3VA1112-6MH32-0HH0 | 1 | UN | 1 | 10 | C | D | EAR99 | N | 85362090 | 1 | 4042949086871 | 1.08 | KG | 719.95 | 719.95 | LP17 | LP17 | circuit breaker 3VA1 IEC frame 160 breaking capacity class H Icu=70kA @ 415V 3-pole, starter protection TM120M, AM, In=125A without overload protection short-circuit protection Ii=5...15 x In nut keeper kit shunt trip (STL) 12-30 V DC; 24 V AC 50/60 Hz 2 auxiliary switches HQ 1 trip alarm switch HQ | - | 0 | 0
3VA1112-6MH32-0JA0 |  | 3VA1112-6MH32-0JA0 | 1 | UN | 1 | 10 | C | D | EAR99 | N | 85362090 | 1 | 4042949048893 | 0.9 | KG | 649.4 | 649.4 | LP17 | LP17 | circuit breaker 3VA1 IEC frame 160 breaking capacity class H Icu=70kA @ 415V 3-pole, starter protection TM120M, AM, In=125A without overload protection short-circuit protection Ii=5...15 x In nut keeper kit shunt trip (STL) 110-127V DC, AC 50/60Hz | - | 0 | 0
3VA1112-6MH32-0JC0 |  | 3VA1112-6MH32-0JC0 | 1 | UN | 1 | 10 | C | D | EAR99 | N | 85362090 | 1 | 4042949076421 | 1.05 | KG | 695.3 | 695.3 | LP17 | LP17 | circuit breaker 3VA1 IEC frame 160 breaking capacity class H Icu=70kA @ 415V 3-pole, starter protection TM120M, AM, In=125A without overload protection short-circuit protection Ii=5...15 x In nut keeper kit shunt trip (STL) 110-127V DC, AC 50/60Hz 2 auxiliary switches HQ | - | 0 | 0
3VA1112-6MH32-0JH0 |  | 3VA1112-6MH32-0JH0 | 1 | UN | 1 | 10 | C | D | EAR99 | N | 85362090 | 1 | 4042949088967 | 1.08 | KG | 719.95 | 719.95 | LP17 | LP17 | circuit breaker 3VA1 IEC frame 160 breaking capacity class H Icu=70kA @ 415V 3-pole, starter protection TM120M, AM, In=125A without overload protection short-circuit protection Ii=5...15 x In nut keeper kit shunt trip (STL) 110-127V DC, AC 50/60Hz 2 auxiliary switches HQ 1 trip alarm switch HQ | - | 0 | 0
3VA1112-6MH32-0KA0 |  | 3VA1112-6MH32-0KA0 | 1 | UN | 1 | 10 | C | D | EAR99 | N | 85362090 | 1 | 4042949050988 | 1.05 | KG | 649.4 | 649.4 | LP17 | LP17 | circuit breaker 3VA1 IEC frame 160 breaking capacity class H Icu=70kA @ 415V 3-pole, starter protection TM120M, AM, In=125A without overload protection short-circuit protection Ii=5...15 x In nut keeper kit shunt trip (STL) 220-250 V DC; 208-277 V AC | - | 0 | 0
3VA1112-6MH32-0KC0 |  | 3VA1112-6MH32-0KC0 | 1 | UN | 1 | 10 | C | D | EAR99 | N | 85362090 | 1 | 4042949078517 | 1.05 | KG | 695.3 | 695.3 | LP17 | LP17 | circuit breaker 3VA1 IEC frame 160 breaking capacity class H Icu=70kA @ 415V 3-pole, starter protection TM120M, AM, In=125A without overload protection short-circuit protection Ii=5...15 x In nut keeper kit shunt trip (STL) 220-250 V DC; 208-277 V AC 2 auxiliary switches HQ | - | 0 | 0
3VA1112-6MH32-0KH0 |  | 3VA1112-6MH32-0KH0 | 1 | UN | 1 | 10 | C | D | EAR99 | N | 85362090 | 1 | 4042949091059 | 1.08 | KG | 719.95 | 719.95 | LP17 | LP17 | circuit breaker 3VA1 IEC frame 160 breaking capacity class H Icu=70kA @ 415V 3-pole, starter protection TM120M, AM, In=125A without overload protection short-circuit protection Ii=5...15 x In nut keeper kit shunt trip (STL) 220-250 V DC; 208-277 V AC 2 auxiliary switches HQ 1 trip alarm switch HQ | - | 0 | 0
3VA1112-6MH36-0AA0 |  | 3VA1112-6MH36-0AA0 | 1 | UN | 1 | 5 | B | D | EAR99 | N | 85362090 | 1 | 4042948828427 | 0.9 | KG | 565.8 | 550.2 | LP17 | LP17 | circuit breaker 3VA1 IEC frame 160 breaking capacity class H Icu=70kA @ 415V 3-pole, starter protection TM120M, AM, In=125A without overload protection short-circuit protection Ii=7...16 x In clamp connection | Lista Papel 2020 SI | 0 | 0
3VA1112-6MH36-0AB0 |  | 3VA1112-6MH36-0AB0 | 1 | UN | 1 | 10 | C | D | EAR99 | N | 85362090 | 1 | 4042949053064 | 0.96 | KG | 657.05 | 657.05 | LP17 | LP17 | circuit breaker 3VA1 IEC frame 160 breaking capacity class H Icu=70kA @ 415V 3-pole, starter protection TM120M, AM, In=125A without overload protection short-circuit protection Ii=5...15 x In clamp connection 2 auxiliary switches HP | - | 0 | 0
3VA1112-6MH36-0AC0 |  | 3VA1112-6MH36-0AC0 | 1 | UN | 1 | 10 | C | D | EAR99 | N | 85362090 | 1 | 4042949055150 | 0.96 | KG | 634.95 | 634.95 | LP17 | LP17 | circuit breaker 3VA1 IEC frame 160 breaking capacity class H Icu=70kA @ 415V 3-pole, starter protection TM120M, AM, In=125A without overload protection short-circuit protection Ii=5...15 x In clamp connection 2 auxiliary switches HQ | - | 0 | 0
3VA1112-6MH36-0AD0 |  | 3VA1112-6MH36-0AD0 | 1 | UN | 1 | 10 | C | D | EAR99 | N | 85362090 | 1 | 4042949057246 | 0.99 | KG | 657.05 | 657.05 | LP17 | LP17 | circuit breaker 3VA1 IEC frame 160 breaking capacity class H Icu=70kA @ 415V 3-pole, starter protection TM120M, AM, In=125A without overload protection short-circuit protection Ii=5...15 x In clamp connection 3 auxiliary switches HQ | - | 0 | 0
3VA1112-6MH36-0AE0 |  | 3VA1112-6MH36-0AE0 | 1 | UN | 1 | 10 | C | D | EAR99 | N | 85362090 | 1 | 4042949059332 | 1.02 | KG | 680.85 | 680.85 | LP17 | LP17 | circuit breaker 3VA1 IEC frame 160 breaking capacity class H Icu=70kA @ 415V 3-pole, starter protection TM120M, AM, In=125A without overload protection short-circuit protection Ii=5...15 x In clamp connection 4 auxiliary switches HQ | - | 0 | 0
3VA1112-6MH36-0AF0 |  | 3VA1112-6MH36-0AF0 | 1 | UN | 1 | 10 | C | D | EAR99 | N | 85362090 | 1 | 4042949061427 | 0.96 | KG | 634.95 | 634.95 | LP17 | LP17 | circuit breaker 3VA1 IEC frame 160 breaking capacity class H Icu=70kA @ 415V 3-pole, starter protection TM120M, AM, In=125A without overload protection short-circuit protection Ii=5...15 x In clamp connection 1 auxiliary switch HQ 1 trip alarm switch HQ | - | 0 | 0
3VA1112-6MH36-0AG0 |  | 3VA1112-6MH36-0AG0 | 1 | UN | 1 | 10 | C | D | EAR99 | N | 85362090 | 1 | 4042949063513 | 0.96 | KG | 657.05 | 657.05 | LP17 | LP17 | circuit breaker 3VA1 IEC frame 160 breaking capacity class H Icu=70kA @ 415V 3-pole, starter protection TM120M, AM, In=125A without overload protection short-circuit protection Ii=5...15 x In clamp connection 1 auxiliary switch HP 1 trip alarm switch HP | - | 0 | 0
3VA1112-6MH36-0AH0 |  | 3VA1112-6MH36-0AH0 | 1 | UN | 1 | 10 | C | D | EAR99 | N | 85362090 | 1 | 4042949065609 | 0.99 | KG | 657.05 | 657.05 | LP17 | LP17 | circuit breaker 3VA1 IEC frame 160 breaking capacity class H Icu=70kA @ 415V 3-pole, starter protection TM120M, AM, In=125A without overload protection short-circuit protection Ii=5...15 x In clamp connection 2 auxiliary switches HQ 1 trip alarm switch HQ | - | 0 | 0
3VA1112-6MH36-0BA0 |  | 3VA1112-6MH36-0BA0 | 1 | UN | 1 | 10 | C | D | EAR99 | N | 85362090 | 1 | 4042949040521 | 0.9 | KG | 695.3 | 695.3 | LP17 | LP17 | circuit breaker 3VA1 IEC frame 160 breaking capacity class H Icu=70kA @ 415V 3-pole, starter protection TM120M, AM, In=125A without overload protection short-circuit protection Ii=5...15 x In clamp connection undervoltage release (UVR) 24V DC | - | 0 | 0
3VA1112-6MH36-0BC0 |  | 3VA1112-6MH36-0BC0 | 1 | UN | 1 | 10 | C | D | EAR99 | N | 85362090 | 1 | 4042949068051 | 1.05 | KG | 742.9 | 742.9 | LP17 | LP17 | circuit breaker 3VA1 IEC frame 160 breaking capacity class H Icu=70kA @ 415V 3-pole, starter protection TM120M, AM, In=125A without overload protection short-circuit protection Ii=5...15 x In clamp connection undervoltage release (UVR) 24V DC 2 auxiliary switches HQ | - | 0 | 0
3VA1112-6MH36-0BH0 |  | 3VA1112-6MH36-0BH0 | 1 | UN | 1 | 10 | C | D | EAR99 | N | 85362090 | 1 | 4042949080596 | 1.05 | KG | 765.85 | 765.85 | LP17 | LP17 | circuit breaker 3VA1 IEC frame 160 breaking capacity class H Icu=70kA @ 415V 3-pole, starter protection TM120M, AM, In=125A without overload protection short-circuit protection Ii=5...15 x In clamp connection undervoltage release (UVR) 24V DC 2 auxiliary switches HQ 1 trip alarm switch HQ | - | 0 | 0
3VA1112-6MH36-0CA0 |  | 3VA1112-6MH36-0CA0 | 1 | UN | 1 | 10 | C | D | EAR99 | N | 85362090 | 1 | 4042949042617 | 0.9 | KG | 695.3 | 695.3 | LP17 | LP17 | circuit breaker 3VA1 IEC frame 160 breaking capacity class H Icu=70kA @ 415V 3-pole, starter protection TM120M, AM, In=125A without overload protection short-circuit protection Ii=5...15 x In clamp connection undervoltage release (UVR) 120-127V AC 50/60Hz | - | 0 | 0
3VA1112-6MH36-0CC0 |  | 3VA1112-6MH36-0CC0 | 1 | UN | 1 | 10 | C | D | EAR99 | N | 85362090 | 1 | 4042949070146 | 1.05 | KG | 742.9 | 742.9 | LP17 | LP17 | circuit breaker 3VA1 IEC frame 160 breaking capacity class H Icu=70kA @ 415V 3-pole, starter protection TM120M, AM, In=125A without overload protection short-circuit protection Ii=5...15 x In clamp connection undervoltage release (UVR) 120-127V AC 50/60Hz 2 auxiliary switches HQ | - | 0 | 0
3VA1112-6MH36-0CH0 |  | 3VA1112-6MH36-0CH0 | 1 | UN | 1 | 10 | C | D | EAR99 | N | 85362090 | 1 | 4042949082682 | 1.08 | KG | 765.85 | 765.85 | LP17 | LP17 | circuit breaker 3VA1 IEC frame 160 breaking capacity class H Icu=70kA @ 415V 3-pole, starter protection TM120M, AM, In=125A without overload protection short-circuit protection Ii=5...15 x In clamp connection undervoltage release (UVR) 120-127V AC 50/60Hz 2 auxiliary switches HQ 1 trip alarm switch HQ | - | 0 | 0
3VA1112-6MH36-0DA0 |  | 3VA1112-6MH36-0DA0 | 1 | UN | 1 | 10 | C | D | EAR99 | N | 85362090 | 1 | 4042949044703 | 0.9 | KG | 695.3 | 695.3 | LP17 | LP17 | circuit breaker 3VA1 IEC frame 160 breaking capacity class H Icu=70kA @ 415V 3-pole, starter protection TM120M, AM, In=125A without overload protection short-circuit protection Ii=5...15 x In clamp connection undervoltage release (UVR) 208-230V AC 50/60Hz | - | 0 | 0
3VA1112-6MH36-0DC0 |  | 3VA1112-6MH36-0DC0 | 1 | UN | 1 | 10 | C | D | EAR99 | N | 85362090 | 1 | 4042949072232 | 1.05 | KG | 742.9 | 742.9 | LP17 | LP17 | circuit breaker 3VA1 IEC frame 160 breaking capacity class H Icu=70kA @ 415V 3-pole, starter protection TM120M, AM, In=125A without overload protection short-circuit protection Ii=5...15 x In clamp connection undervoltage release (UVR) 208-230V AC 50/60Hz 2 auxiliary switches HQ | - | 0 | 0
3VA1112-6MH36-0DH0 |  | 3VA1112-6MH36-0DH0 | 1 | UN | 1 | 10 | C | D | EAR99 | N | 85362090 | 1 | 4042949084778 | 1.08 | KG | 765.85 | 765.85 | LP17 | LP17 | circuit breaker 3VA1 IEC frame 160 breaking capacity class H Icu=70kA @ 415V 3-pole, starter protection TM120M, AM, In=125A without overload protection short-circuit protection Ii=5...15 x In clamp connection undervoltage release (UVR) 208-230V AC 50/60Hz 2 auxiliary switches HQ 1 trip alarm switch HQ | - | 0 | 0
3VA1112-6MH36-0HA0 |  | 3VA1112-6MH36-0HA0 | 1 | UN | 1 | 10 | C | D | EAR99 | N | 85362090 | 1 | 4042949046790 | 0.9 | KG | 670.65 | 670.65 | LP17 | LP17 | circuit breaker 3VA1 IEC frame 160 breaking capacity class H Icu=70kA @ 415V 3-pole, starter protection TM120M, AM, In=125A without overload protection short-circuit protection Ii=5...15 x In clamp connection shunt trip (STL) 12-30 V DC; 24 V AC 50/60 Hz | - | 0 | 0
3VA1112-6MH36-0HC0 |  | 3VA1112-6MH36-0HC0 | 1 | UN | 1 | 10 | C | D | EAR99 | N | 85362090 | 1 | 4042949074328 | 1.05 | KG | 718.25 | 718.25 | LP17 | LP17 | circuit breaker 3VA1 IEC frame 160 breaking capacity class H Icu=70kA @ 415V 3-pole, starter protection TM120M, AM, In=125A without overload protection short-circuit protection Ii=5...15 x In clamp connection shunt trip (STL) 12-30 V DC; 24 V AC 50/60 Hz 2 auxiliary switches HQ | - | 0 | 0
3VA1112-6MH36-0HH0 |  | 3VA1112-6MH36-0HH0 | 1 | UN | 1 | 10 | C | D | EAR99 | N | 85362090 | 1 | 4042949086864 | 1.08 | KG | 742.05 | 742.05 | LP17 | LP17 | circuit breaker 3VA1 IEC frame 160 breaking capacity class H Icu=70kA @ 415V 3-pole, starter protection TM120M, AM, In=125A without overload protection short-circuit protection Ii=5...15 x In clamp connection shunt trip (STL) 12-30 V DC; 24 V AC 50/60 Hz 2 auxiliary switches HQ 1 trip alarm switch HQ | - | 0 | 0
3VA1112-6MH36-0JA0 |  | 3VA1112-6MH36-0JA0 | 1 | UN | 1 | 10 | C | D | EAR99 | N | 85362090 | 1 | 4042949048886 | 0.9 | KG | 670.65 | 670.65 | LP17 | LP17 | circuit breaker 3VA1 IEC frame 160 breaking capacity class H Icu=70kA @ 415V 3-pole, starter protection TM120M, AM, In=125A without overload protection short-circuit protection Ii=5...15 x In clamp connection shunt trip (STL) 110-127V DC, AC 50/60Hz | - | 0 | 0
3VA1112-6MH36-0JC0 |  | 3VA1112-6MH36-0JC0 | 1 | UN | 1 | 10 | C | D | EAR99 | N | 85362090 | 1 | 4042949076414 | 1.05 | KG | 718.25 | 718.25 | LP17 | LP17 | circuit breaker 3VA1 IEC frame 160 breaking capacity class H Icu=70kA @ 415V 3-pole, starter protection TM120M, AM, In=125A without overload protection short-circuit protection Ii=5...15 x In clamp connection shunt trip (STL) 110-127V DC, AC 50/60Hz 2 auxiliary switches HQ | - | 0 | 0
3VA1112-6MH36-0JH0 |  | 3VA1112-6MH36-0JH0 | 1 | UN | 1 | 10 | C | D | EAR99 | N | 85362090 | 1 | 4042949088950 | 1.08 | KG | 742.05 | 742.05 | LP17 | LP17 | circuit breaker 3VA1 IEC frame 160 breaking capacity class H Icu=70kA @ 415V 3-pole, starter protection TM120M, AM, In=125A without overload protection short-circuit protection Ii=5...15 x In clamp connection shunt trip (STL) 110-127V DC, AC 50/60Hz 2 auxiliary switches HQ 1 trip alarm switch HQ | - | 0 | 0
3VA1112-6MH36-0KA0 |  | 3VA1112-6MH36-0KA0 | 1 | UN | 1 | 10 | C | D | EAR99 | N | 85362090 | 1 | 4042949050971 | 1.05 | KG | 670.65 | 670.65 | LP17 | LP17 | circuit breaker 3VA1 IEC frame 160 breaking capacity class H Icu=70kA @ 415V 3-pole, starter protection TM120M, AM, In=125A without overload protection short-circuit protection Ii=5...15 x In clamp connection shunt trip (STL) 220-250 V DC; 208-277 V AC | - | 0 | 0
3VA1112-6MH36-0KC0 |  | 3VA1112-6MH36-0KC0 | 1 | UN | 1 | 10 | C | D | EAR99 | N | 85362090 | 1 | 4042949078500 | 1.05 | KG | 718.25 | 718.25 | LP17 | LP17 | circuit breaker 3VA1 IEC frame 160 breaking capacity class H Icu=70kA @ 415V 3-pole, starter protection TM120M, AM, In=125A without overload protection short-circuit protection Ii=5...15 x In clamp connection shunt trip (STL) 220-250 V DC; 208-277 V AC 2 auxiliary switches HQ | - | 0 | 0
3VA1112-6MH36-0KH0 |  | 3VA1112-6MH36-0KH0 | 1 | UN | 1 | 10 | C | D | EAR99 | N | 85362090 | 1 | 4042949091042 | 1.08 | KG | 742.05 | 742.05 | LP17 | LP17 | circuit breaker 3VA1 IEC frame 160 breaking capacity class H Icu=70kA @ 415V 3-pole, starter protection TM120M, AM, In=125A without overload protection short-circuit protection Ii=5...15 x In clamp connection shunt trip (STL) 220-250 V DC; 208-277 V AC 2 auxiliary switches HQ 1 trip alarm switch HQ | - | 0 | 0
3VA1116-1AA32-0AA0 |  | 3VA1116-1AA32-0AA0 | 1 | UN | 1 | 2 | A | D | EAR99 | N | 85362090 | 1 | 4042948800362 | 900 | G | 291.9 | 283.7 | LP17 | LP17 | switch disconnector 3VA1 IEC frame 160 3-pole SD100, In=160A without overload protection w/o short-circuit protection nut keeper kit | Lista Papel 2020 SI | 0 | 0
3VA1116-1AA32-0AB0 |  | 3VA1116-1AA32-0AB0 | 1 | UN | 1 | 10 | C | D | EAR99 | N | 85362090 | 1 | 4042949053194 | 0.96 | KG | 372.3 | 372.3 | LP17 | LP17 | switch disconnector 3VA1 IEC frame 160 3-pole SD100, In=160A without overload protection w/o short-circuit protection nut keeper kit 2 auxiliary switches HP | - | 0 | 0
3VA1116-1AA32-0AC0 |  | 3VA1116-1AA32-0AC0 | 1 | UN | 1 | 10 | C | D | EAR99 | N | 85362090 | 1 | 4042949055280 | 0.96 | KG | 348.5 | 348.5 | LP17 | LP17 | switch disconnector 3VA1 IEC frame 160 3-pole SD100, In=160A without overload protection w/o short-circuit protection nut keeper kit 2 auxiliary switches HQ | - | 0 | 0
3VA1116-1AA32-0AD0 |  | 3VA1116-1AA32-0AD0 | 1 | UN | 1 | 10 | C | D | EAR99 | N | 85362090 | 1 | 4042949057376 | 0.99 | KG | 372.3 | 372.3 | LP17 | LP17 | switch disconnector 3VA1 IEC frame 160 3-pole SD100, In=160A without overload protection w/o short-circuit protection nut keeper kit 3 auxiliary switches HQ | - | 0 | 0
3VA1116-1AA32-0AE0 |  | 3VA1116-1AA32-0AE0 | 1 | UN | 1 | 10 | C | D | EAR99 | N | 85362090 | 1 | 4042949059462 | 1.02 | KG | 396.1 | 396.1 | LP17 | LP17 | switch disconnector 3VA1 IEC frame 160 3-pole SD100, In=160A without overload protection w/o short-circuit protection nut keeper kit 4 auxiliary switches HQ | - | 0 | 0
3VA1116-1AA32-0AF0 |  | 3VA1116-1AA32-0AF0 | 1 | UN | 1 | 10 | C | D | EAR99 | N | 85362090 | 1 | 4042949061557 | 0.96 | KG | 348.5 | 348.5 | LP17 | LP17 | switch disconnector 3VA1 IEC frame 160 3-pole SD100, In=160A without overload protection w/o short-circuit protection nut keeper kit 1 auxiliary switch HQ 1 trip alarm switch HQ | - | 0 | 0
3VA1116-1AA32-0AG0 |  | 3VA1116-1AA32-0AG0 | 1 | UN | 1 | 10 | C | D | EAR99 | N | 85362090 | 1 | 4042949063643 | 0.96 | KG | 372.3 | 372.3 | LP17 | LP17 | switch disconnector 3VA1 IEC frame 160 3-pole SD100, In=160A without overload protection w/o short-circuit protection nut keeper kit 1 auxiliary switch HP 1 trip alarm switch HP | - | 0 | 0
3VA1116-1AA32-0AH0 |  | 3VA1116-1AA32-0AH0 | 1 | UN | 1 | 10 | C | D | EAR99 | N | 85362090 | 1 | 4042949065739 | 0.99 | KG | 372.3 | 372.3 | LP17 | LP17 | switch disconnector 3VA1 IEC frame 160 3-pole SD100, In=160A without overload protection w/o short-circuit protection nut keeper kit 2 auxiliary switches HQ 1 trip alarm switch HQ | - | 0 | 0
3VA1116-1AA32-0BA0 |  | 3VA1116-1AA32-0BA0 | 1 | UN | 1 | 10 | C | D | EAR99 | N | 85362090 | 1 | 4042949040651 | 0.9 | KG | 411.4 | 411.4 | LP17 | LP17 | switch disconnector 3VA1 IEC frame 160 3-pole SD100, In=160A without overload protection w/o short-circuit protection nut keeper kit undervoltage release (UVR) 24V DC | - | 0 | 0
3VA1116-1AA32-0BC0 |  | 3VA1116-1AA32-0BC0 | 1 | UN | 1 | 10 | C | D | EAR99 | N | 85362090 | 1 | 4042949068181 | 1.05 | KG | 457.3 | 457.3 | LP17 | LP17 | switch disconnector 3VA1 IEC frame 160 3-pole SD100, In=160A without overload protection w/o short-circuit protection nut keeper kit undervoltage release (UVR) 24V DC 2 auxiliary switches HQ | - | 0 | 0
3VA1116-1AA32-0BH0 |  | 3VA1116-1AA32-0BH0 | 1 | UN | 1 | 10 | C | D | EAR99 | N | 85362090 | 1 | 4042949080725 | 1.05 | KG | 481.95 | 481.95 | LP17 | LP17 | switch disconnector 3VA1 IEC frame 160 3-pole SD100, In=160A without overload protection w/o short-circuit protection nut keeper kit undervoltage release (UVR) 24V DC 2 auxiliary switches HQ 1 trip alarm switch HQ | - | 0 | 0
3VA1116-1AA32-0CA0 |  | 3VA1116-1AA32-0CA0 | 1 | UN | 1 | 10 | C | D | EAR99 | N | 85362090 | 1 | 4042949042747 | 0.8 | KG | 411.4 | 411.4 | LP17 | LP17 | switch disconnector 3VA1 IEC frame 160 3-pole SD100, In=160A without overload protection w/o short-circuit protection nut keeper kit undervoltage release (UVR) 120-127V AC 50/60Hz | - | 0 | 0
3VA1116-1AA32-0CC0 |  | 3VA1116-1AA32-0CC0 | 1 | UN | 1 | 10 | C | D | EAR99 | N | 85362090 | 1 | 4042949070276 | 1.05 | KG | 457.3 | 457.3 | LP17 | LP17 | switch disconnector 3VA1 IEC frame 160 3-pole SD100, In=160A without overload protection w/o short-circuit protection nut keeper kit undervoltage release (UVR) 120-127V AC 50/60Hz 2 auxiliary switches HQ | - | 0 | 0
3VA1116-1AA32-0CH0 |  | 3VA1116-1AA32-0CH0 | 1 | UN | 1 | 10 | C | D | EAR99 | N | 85362090 | 1 | 4042949082811 | 1.08 | KG | 481.95 | 481.95 | LP17 | LP17 | switch disconnector 3VA1 IEC frame 160 3-pole SD100, In=160A without overload protection w/o short-circuit protection nut keeper kit undervoltage release (UVR) 120-127V AC 50/60Hz 2 auxiliary switches HQ 1 trip alarm switch HQ | - | 0 | 0
3VA1116-1AA32-0DA0 |  | 3VA1116-1AA32-0DA0 | 1 | UN | 1 | 10 | C | D | EAR99 | N | 85362090 | 1 | 4042949044833 | 0.8 | KG | 411.4 | 411.4 | LP17 | LP17 | switch disconnector 3VA1 IEC frame 160 3-pole SD100, In=160A without overload protection w/o short-circuit protection nut keeper kit undervoltage release (UVR) 208-230V AC 50/60Hz | - | 0 | 0
3VA1116-1AA32-0DC0 |  | 3VA1116-1AA32-0DC0 | 1 | UN | 1 | 10 | C | D | EAR99 | N | 85362090 | 1 | 4042949072362 | 1.05 | KG | 457.3 | 457.3 | LP17 | LP17 | switch disconnector 3VA1 IEC frame 160 3-pole SD100, In=160A without overload protection w/o short-circuit protection nut keeper kit undervoltage release (UVR) 208-230V AC 50/60Hz 2 auxiliary switches HQ | - | 0 | 0
3VA1116-1AA32-0DH0 |  | 3VA1116-1AA32-0DH0 | 1 | UN | 1 | 10 | C | D | EAR99 | N | 85362090 | 1 | 4042949084907 | 1.08 | KG | 481.95 | 481.95 | LP17 | LP17 | switch disconnector 3VA1 IEC frame 160 3-pole SD100, In=160A without overload protection w/o short-circuit protection nut keeper kit undervoltage release (UVR) 208-230V AC 50/60Hz 2 auxiliary switches HQ 1 trip alarm switch HQ | - | 0 | 0
3VA1116-1AA32-0HA0 |  | 3VA1116-1AA32-0HA0 | 1 | UN | 1 | 10 | C | D | EAR99 | N | 85362090 | 1 | 4042949046929 | 0.8 | KG | 385.9 | 385.9 | LP17 | LP17 | switch disconnector 3VA1 IEC frame 160 3-pole SD100, In=160A without overload protection w/o short-circuit protection nut keeper kit shunt trip (STL) 12-30V DC; 24 V AC 50/60 Hz | - | 0 | 0
3VA1116-1AA32-0HC0 |  | 3VA1116-1AA32-0HC0 | 1 | UN | 1 | 10 | C | D | EAR99 | N | 85362090 | 1 | 4042949074458 | 1.05 | KG | 432.65 | 432.65 | LP17 | LP17 | switch disconnector 3VA1 IEC frame 160 3-pole SD100, In=160A without overload protection w/o short-circuit protection nut keeper kit shunt trip (STL) 12-30V DC; 24 V AC 50/60 Hz 2 auxiliary switches HQ | - | 0 | 0
3VA1116-1AA32-0HH0 |  | 3VA1116-1AA32-0HH0 | 1 | UN | 1 | 10 | C | D | EAR99 | N | 85362090 | 1 | 4042949086994 | 1.08 | KG | 456.45 | 456.45 | LP17 | LP17 | switch disconnector 3VA1 IEC frame 160 3-pole SD100, In=160A without overload protection w/o short-circuit protection nut keeper kit shunt trip (STL) 12-30V DC; 24 V AC 50/60 Hz 2 auxiliary switches HQ 1 trip alarm switch HQ | - | 0 | 0
3VA1116-1AA32-0JA0 |  | 3VA1116-1AA32-0JA0 | 1 | UN | 1 | 10 | C | D | EAR99 | N | 85362090 | 1 | 4042949049012 | 0.8 | KG | 385.9 | 385.9 | LP17 | LP17 | switch disconnector 3VA1 IEC frame 160 3-pole SD100, In=160A without overload protection w/o short-circuit protection nut keeper kit shunt trip (STL) 110-127V DC, AC 50/60Hz | - | 0 | 0
3VA1116-1AA32-0JC0 |  | 3VA1116-1AA32-0JC0 | 1 | UN | 1 | 10 | C | D | EAR99 | N | 85362090 | 1 | 4042949076544 | 1.05 | KG | 432.65 | 432.65 | LP17 | LP17 | switch disconnector 3VA1 IEC frame 160 3-pole SD100, In=160A without overload protection w/o short-circuit protection nut keeper kit shunt trip (STL) 110-127V DC, AC 50/60Hz 2 auxiliary switches HQ | - | 0 | 0
3VA1116-1AA32-0JH0 |  | 3VA1116-1AA32-0JH0 | 1 | UN | 1 | 10 | C | D | EAR99 | N | 85362090 | 1 | 4042949089087 | 1.08 | KG | 456.45 | 456.45 | LP17 | LP17 | switch disconnector 3VA1 IEC frame 160 3-pole SD100, In=160A without overload protection w/o short-circuit protection nut keeper kit shunt trip (STL) 110-127V DC, AC 50/60Hz 2 auxiliary switches HQ 1 trip alarm switch HQ | - | 0 | 0
3VA1116-1AA32-0KA0 |  | 3VA1116-1AA32-0KA0 | 1 | UN | 1 | 10 | C | D | EAR99 | N | 85362090 | 1 | 4042949051107 | 1.05 | KG | 385.9 | 385.9 | LP17 | LP17 | switch disconnector 3VA1 IEC frame 160 3-pole SD100, In=160A without overload protection w/o short-circuit protection nut keeper kit shunt trip (STL) 220-250V DC; 208-277V AC | - | 0 | 0
3VA1116-1AA32-0KC0 |  | 3VA1116-1AA32-0KC0 | 1 | UN | 1 | 10 | C | D | EAR99 | N | 85362090 | 1 | 4042949078630 | 1.05 | KG | 432.65 | 432.65 | LP17 | LP17 | switch disconnector 3VA1 IEC frame 160 3-pole SD100, In=160A without overload protection w/o short-circuit protection nut keeper kit shunt trip (STL) 220-250V DC; 208-277V AC 2 auxiliary switches HQ | - | 0 | 0
3VA1116-1AA32-0KH0 |  | 3VA1116-1AA32-0KH0 | 1 | UN | 1 | 10 | C | D | EAR99 | N | 85362090 | 1 | 4042949091172 | 1.08 | KG | 456.45 | 456.45 | LP17 | LP17 | switch disconnector 3VA1 IEC frame 160 3-pole SD100, In=160A without overload protection w/o short-circuit protection nut keeper kit shunt trip (STL) 220-250V DC; 208-277V AC 2 auxiliary switches HQ 1 trip alarm switch HQ | - | 0 | 0
3VA1116-1AA36-0AA0 |  | 3VA1116-1AA36-0AA0 | 1 | UN | 1 | 2 | A | D | EAR99 | N | 85362090 | 1 | 4042948800584 | 961 | G | 313.2 | 304.2 | LP17 | LP17 | switch disconnector 3VA1 IEC frame 160 3-pole SD100, In=160A without overload protection w/o short-circuit protection clamp connection | Lista Papel 2020 SI | 0 | 0
3VA1116-1AA36-0AB0 |  | 3VA1116-1AA36-0AB0 | 1 | UN | 1 | 10 | C | D | EAR99 | N | 85362090 | 1 | 4042949053187 | 0.96 | KG | 394.4 | 394.4 | LP17 | LP17 | switch disconnector 3VA1 IEC frame 160 3-pole SD100, In=160A without overload protection w/o short-circuit protection clamp connection 2 auxiliary switches HP | - | 0 | 0
3VA1116-1AA36-0AC0 |  | 3VA1116-1AA36-0AC0 | 1 | UN | 1 | 10 | C | D | EAR99 | N | 85362090 | 1 | 4042949055273 | 0.96 | KG | 370.6 | 370.6 | LP17 | LP17 | switch disconnector 3VA1 IEC frame 160 3-pole SD100, In=160A without overload protection w/o short-circuit protection clamp connection 2 auxiliary switches HQ | - | 0 | 0
3VA1116-1AA36-0AD0 |  | 3VA1116-1AA36-0AD0 | 1 | UN | 1 | 10 | C | D | EAR99 | N | 85362090 | 1 | 4042949057369 | 0.99 | KG | 394.4 | 394.4 | LP17 | LP17 | switch disconnector 3VA1 IEC frame 160 3-pole SD100, In=160A without overload protection w/o short-circuit protection clamp connection 3 auxiliary switches HQ | - | 0 | 0
3VA1116-1AA36-0AE0 |  | 3VA1116-1AA36-0AE0 | 1 | UN | 1 | 10 | C | D | EAR99 | N | 85362090 | 1 | 4042949059455 | 1.02 | KG | 418.2 | 418.2 | LP17 | LP17 | switch disconnector 3VA1 IEC frame 160 3-pole SD100, In=160A without overload protection w/o short-circuit protection clamp connection 4 auxiliary switches HQ | - | 0 | 0
3VA1116-1AA36-0AF0 |  | 3VA1116-1AA36-0AF0 | 1 | UN | 1 | 10 | C | D | EAR99 | N | 85362090 | 1 | 4042949061540 | 0.96 | KG | 370.6 | 370.6 | LP17 | LP17 | switch disconnector 3VA1 IEC frame 160 3-pole SD100, In=160A without overload protection w/o short-circuit protection clamp connection 1 auxiliary switch HQ 1 trip alarm switch HQ | - | 0 | 0
3VA1116-1AA36-0AG0 |  | 3VA1116-1AA36-0AG0 | 1 | UN | 1 | 10 | C | D | EAR99 | N | 85362090 | 1 | 4042949063636 | 0.96 | KG | 394.4 | 394.4 | LP17 | LP17 | switch disconnector 3VA1 IEC frame 160 3-pole SD100, In=160A without overload protection w/o short-circuit protection clamp connection 1 auxiliary switch HP 1 trip alarm switch HP | - | 0 | 0
3VA1116-1AA36-0AH0 |  | 3VA1116-1AA36-0AH0 | 1 | UN | 1 | 10 | C | D | EAR99 | N | 85362090 | 1 | 4042949065722 | 0.99 | KG | 394.4 | 394.4 | LP17 | LP17 | switch disconnector 3VA1 IEC frame 160 3-pole SD100, In=160A without overload protection w/o short-circuit protection clamp connection 2 auxiliary switches HQ 1 trip alarm switch HQ | - | 0 | 0
3VA1116-1AA36-0BA0 |  | 3VA1116-1AA36-0BA0 | 1 | UN | 1 | 10 | C | D | EAR99 | N | 85362090 | 1 | 4042949040644 | 0.9 | KG | 432.65 | 432.65 | LP17 | LP17 | switch disconnector 3VA1 IEC frame 160 3-pole SD100, In=160A without overload protection w/o short-circuit protection clamp connection undervoltage release (UVR) 24V DC | - | 0 | 0
3VA1116-1AA36-0BC0 |  | 3VA1116-1AA36-0BC0 | 1 | UN | 1 | 10 | C | D | EAR99 | N | 85362090 | 1 | 4042949068174 | 1.05 | KG | 479.4 | 479.4 | LP17 | LP17 | switch disconnector 3VA1 IEC frame 160 3-pole SD100, In=160A without overload protection w/o short-circuit protection clamp connection undervoltage release (UVR) 24V DC 2 auxiliary switches HQ | - | 0 | 0
3VA1116-1AA36-0BH0 |  | 3VA1116-1AA36-0BH0 | 1 | UN | 1 | 10 | C | D | EAR99 | N | 85362090 | 1 | 4042949080718 | 1.05 | KG | 503.2 | 503.2 | LP17 | LP17 | switch disconnector 3VA1 IEC frame 160 3-pole SD100, In=160A without overload protection w/o short-circuit protection clamp connection undervoltage release (UVR) 24V DC 2 auxiliary switches HQ 1 trip alarm switch HQ | - | 0 | 0
3VA1116-1AA36-0CA0 |  | 3VA1116-1AA36-0CA0 | 1 | UN | 1 | 10 | C | D | EAR99 | N | 85362090 | 1 | 4042949042730 | 0.8 | KG | 432.65 | 432.65 | LP17 | LP17 | switch disconnector 3VA1 IEC frame 160 3-pole SD100, In=160A without overload protection w/o short-circuit protection clamp connection undervoltage release (UVR) 120-127V AC 50/60Hz | - | 0 | 0
3VA1116-1AA36-0CC0 |  | 3VA1116-1AA36-0CC0 | 1 | UN | 1 | 10 | C | D | EAR99 | N | 85362090 | 1 | 4042949070269 | 1.05 | KG | 479.4 | 479.4 | LP17 | LP17 | switch disconnector 3VA1 IEC frame 160 3-pole SD100, In=160A without overload protection w/o short-circuit protection clamp connection undervoltage release (UVR) 120-127V AC 50/60Hz 2 auxiliary switches HQ | - | 0 | 0
3VA1116-1AA36-0CH0 |  | 3VA1116-1AA36-0CH0 | 1 | UN | 1 | 10 | C | D | EAR99 | N | 85362090 | 1 | 4042949082804 | 1.08 | KG | 503.2 | 503.2 | LP17 | LP17 | switch disconnector 3VA1 IEC frame 160 3-pole SD100, In=160A without overload protection w/o short-circuit protection clamp connection undervoltage release (UVR) 120-127V AC 50/60Hz 2 auxiliary switches HQ 1 trip alarm switch HQ | - | 0 | 0
3VA1116-1AA36-0DA0 |  | 3VA1116-1AA36-0DA0 | 1 | UN | 1 | 10 | C | D | EAR99 | N | 85362090 | 1 | 4042949044826 | 0.8 | KG | 432.65 | 432.65 | LP17 | LP17 | switch disconnector 3VA1 IEC frame 160 3-pole SD100, In=160A without overload protection w/o short-circuit protection clamp connection undervoltage release (UVR) 208-230V AC 50/60Hz | - | 0 | 0
3VA1116-1AA36-0DC0 |  | 3VA1116-1AA36-0DC0 | 1 | UN | 1 | 10 | C | D | EAR99 | N | 85362090 | 1 | 4042949072355 | 1.05 | KG | 479.4 | 479.4 | LP17 | LP17 | switch disconnector 3VA1 IEC frame 160 3-pole SD100, In=160A without overload protection w/o short-circuit protection clamp connection undervoltage release (UVR) 208-230V AC 50/60Hz 2 auxiliary switches HQ | - | 0 | 0
3VA1116-1AA36-0DH0 |  | 3VA1116-1AA36-0DH0 | 1 | UN | 1 | 10 | C | D | EAR99 | N | 85362090 | 1 | 4042949084891 | 1.08 | KG | 503.2 | 503.2 | LP17 | LP17 | switch disconnector 3VA1 IEC frame 160 3-pole SD100, In=160A without overload protection w/o short-circuit protection clamp connection undervoltage release (UVR) 208-230V AC 50/60Hz 2 auxiliary switches HQ 1 trip alarm switch HQ | - | 0 | 0
3VA1116-1AA36-0HA0 |  | 3VA1116-1AA36-0HA0 | 1 | UN | 1 | 10 | C | D | EAR99 | N | 85362090 | 1 | 4042949046912 | 0.8 | KG | 408.85 | 408.85 | LP17 | LP17 | switch disconnector 3VA1 IEC frame 160 3-pole SD100, In=160A without overload protection w/o short-circuit protection clamp connection shunt trip (STL) 12-30V DC; 24 V AC 50/60 Hz | - | 0 | 0
3VA1116-1AA36-0HC0 |  | 3VA1116-1AA36-0HC0 | 1 | UN | 1 | 10 | C | D | EAR99 | N | 85362090 | 1 | 4042949074441 | 1.05 | KG | 454.75 | 454.75 | LP17 | LP17 | switch disconnector 3VA1 IEC frame 160 3-pole SD100, In=160A without overload protection w/o short-circuit protection clamp connection shunt trip (STL) 12-30V DC; 24 V AC 50/60 Hz 2 auxiliary switches HQ | - | 0 | 0
3VA1116-1AA36-0HH0 |  | 3VA1116-1AA36-0HH0 | 1 | UN | 1 | 10 | C | D | EAR99 | N | 85362090 | 1 | 4042949086987 | 1.08 | KG | 477.7 | 477.7 | LP17 | LP17 | switch disconnector 3VA1 IEC frame 160 3-pole SD100, In=160A without overload protection w/o short-circuit protection clamp connection shunt trip (STL) 12-30V DC; 24 V AC 50/60 Hz 2 auxiliary switches HQ 1 trip alarm switch HQ | - | 0 | 0
3VA1116-1AA36-0JA0 |  | 3VA1116-1AA36-0JA0 | 1 | UN | 1 | 10 | C | D | EAR99 | N | 85362090 | 1 | 4042949049005 | 0.8 | KG | 408.85 | 408.85 | LP17 | LP17 | switch disconnector 3VA1 IEC frame 160 3-pole SD100, In=160A without overload protection w/o short-circuit protection clamp connection shunt trip (STL) 110-127V DC, AC 50/60Hz | - | 0 | 0
3VA1116-1AA36-0JC0 |  | 3VA1116-1AA36-0JC0 | 1 | UN | 1 | 10 | C | D | EAR99 | N | 85362090 | 1 | 4042949076537 | 1.05 | KG | 454.75 | 454.75 | LP17 | LP17 | switch disconnector 3VA1 IEC frame 160 3-pole SD100, In=160A without overload protection w/o short-circuit protection clamp connection shunt trip (STL) 110-127V DC, AC 50/60Hz 2 auxiliary switches HQ | - | 0 | 0
3VA1116-1AA36-0JH0 |  | 3VA1116-1AA36-0JH0 | 1 | UN | 1 | 10 | C | D | EAR99 | N | 85362090 | 1 | 4042949089070 | 1.08 | KG | 477.7 | 477.7 | LP17 | LP17 | switch disconnector 3VA1 IEC frame 160 3-pole SD100, In=160A without overload protection w/o short-circuit protection clamp connection shunt trip (STL) 110-127V DC, AC 50/60Hz 2 auxiliary switches HQ 1 trip alarm switch HQ | - | 0 | 0
3VA1116-1AA36-0KA0 |  | 3VA1116-1AA36-0KA0 | 1 | UN | 1 | 10 | C | D | EAR99 | N | 85362090 | 1 | 4042949051091 | 1.05 | KG | 408.85 | 408.85 | LP17 | LP17 | switch disconnector 3VA1 IEC frame 160 3-pole SD100, In=160A without overload protection w/o short-circuit protection clamp connection shunt trip (STL) 220-250V DC; 208-277V AC | - | 0 | 0
3VA1116-1AA36-0KC0 |  | 3VA1116-1AA36-0KC0 | 1 | UN | 1 | 10 | C | D | EAR99 | N | 85362090 | 1 | 4042949078623 | 1.05 | KG | 454.75 | 454.75 | LP17 | LP17 | switch disconnector 3VA1 IEC frame 160 3-pole SD100, In=160A without overload protection w/o short-circuit protection clamp connection shunt trip (STL) 220-250V DC; 208-277V AC 2 auxiliary switches HQ | - | 0 | 0
3VA1116-1AA36-0KH0 |  | 3VA1116-1AA36-0KH0 | 1 | UN | 1 | 10 | C | D | EAR99 | N | 85362090 | 1 | 4042949091165 | 1.08 | KG | 477.7 | 477.7 | LP17 | LP17 | switch disconnector 3VA1 IEC frame 160 3-pole SD100, In=160A without overload protection w/o short-circuit protection clamp connection shunt trip (STL) 220-250V DC; 208-277V AC 2 auxiliary switches HQ 1 trip alarm switch HQ | - | 0 | 0
3VA1116-1AA42-0AA0 |  | 3VA1116-1AA42-0AA0 | 1 | UN | 1 | 2 | A | D | EAR99 | N | 85362090 | 1 | 4042948800379 | 1.152 | KG | 379.7 | 369 | LP17 | LP17 | switch disconnector 3VA1 IEC frame 160 4-pole SD100, In=160A without overload protection w/o short-circuit protection nut keeper kit | Lista Papel 2020 SI | 0 | 0
3VA1116-1AA42-0AB0 |  | 3VA1116-1AA42-0AB0 | 1 | UN | 1 | 10 | C | D | EAR99 | N | 85362090 | 1 | 4042949053170 | 1.26 | KG | 463.25 | 463.25 | LP17 | LP17 | switch disconnector 3VA1 IEC frame 160 4-pole SD100, In=160A without overload protection w/o short-circuit protection nut keeper kit 2 auxiliary switches HP | - | 0 | 0
3VA1116-1AA42-0AC0 |  | 3VA1116-1AA42-0AC0 | 1 | UN | 1 | 10 | C | D | EAR99 | N | 85362090 | 1 | 4042949055266 | 1.26 | KG | 439.45 | 439.45 | LP17 | LP17 | switch disconnector 3VA1 IEC frame 160 4-pole SD100, In=160A without overload protection w/o short-circuit protection nut keeper kit 2 auxiliary switches HQ | - | 0 | 0
3VA1116-1AA42-0AD0 |  | 3VA1116-1AA42-0AD0 | 1 | UN | 1 | 10 | C | D | EAR99 | N | 85362090 | 1 | 4042949057352 | 1.29 | KG | 463.25 | 463.25 | LP17 | LP17 | switch disconnector 3VA1 IEC frame 160 4-pole SD100, In=160A without overload protection w/o short-circuit protection nut keeper kit 3 auxiliary switches HQ | - | 0 | 0
3VA1116-1AA42-0AE0 |  | 3VA1116-1AA42-0AE0 | 1 | UN | 1 | 10 | C | D | EAR99 | N | 85362090 | 1 | 4042949059448 | 1.32 | KG | 487.05 | 487.05 | LP17 | LP17 | switch disconnector 3VA1 IEC frame 160 4-pole SD100, In=160A without overload protection w/o short-circuit protection nut keeper kit 4 auxiliary switches HQ | - | 0 | 0
3VA1116-1AA42-0AF0 |  | 3VA1116-1AA42-0AF0 | 1 | UN | 1 | 10 | C | D | EAR99 | N | 85362090 | 1 | 4042949061533 | 1.26 | KG | 439.45 | 439.45 | LP17 | LP17 | switch disconnector 3VA1 IEC frame 160 4-pole SD100, In=160A without overload protection w/o short-circuit protection nut keeper kit 1 auxiliary switch HQ 1 trip alarm switch HQ | - | 0 | 0
3VA1116-1AA42-0AG0 |  | 3VA1116-1AA42-0AG0 | 1 | UN | 1 | 10 | C | D | EAR99 | N | 85362090 | 1 | 4042949063629 | 1.26 | KG | 463.25 | 463.25 | LP17 | LP17 | switch disconnector 3VA1 IEC frame 160 4-pole SD100, In=160A without overload protection w/o short-circuit protection nut keeper kit 1 auxiliary switch HP 1 trip alarm switch HP | - | 0 | 0
3VA1116-1AA42-0AH0 |  | 3VA1116-1AA42-0AH0 | 1 | UN | 1 | 10 | C | D | EAR99 | N | 85362090 | 1 | 4042949065715 | 1.29 | KG | 463.25 | 463.25 | LP17 | LP17 | switch disconnector 3VA1 IEC frame 160 4-pole SD100, In=160A without overload protection w/o short-circuit protection nut keeper kit 2 auxiliary switches HQ 1 trip alarm switch HQ | - | 0 | 0
3VA1116-1AA42-0BA0 |  | 3VA1116-1AA42-0BA0 | 1 | UN | 1 | 10 | C | D | EAR99 | N | 85362090 | 1 | 4042949040637 | 1.1 | KG | 502.35 | 502.35 | LP17 | LP17 | switch disconnector 3VA1 IEC frame 160 4-pole SD100, In=160A without overload protection w/o short-circuit protection nut keeper kit undervoltage release (UVR) 24V DC | - | 0 | 0
3VA1116-1AA42-0BC0 |  | 3VA1116-1AA42-0BC0 | 1 | UN | 1 | 10 | C | D | EAR99 | N | 85362090 | 1 | 4042949068167 | 1.35 | KG | 547.4 | 547.4 | LP17 | LP17 | switch disconnector 3VA1 IEC frame 160 4-pole SD100, In=160A without overload protection w/o short-circuit protection nut keeper kit undervoltage release (UVR) 24V DC 2 auxiliary switches HQ | - | 0 | 0
3VA1116-1AA42-0BH0 |  | 3VA1116-1AA42-0BH0 | 1 | UN | 1 | 10 | C | D | EAR99 | N | 85362090 | 1 | 4042949080701 | 1.38 | KG | 572.05 | 572.05 | LP17 | LP17 | switch disconnector 3VA1 IEC frame 160 4-pole SD100, In=160A without overload protection w/o short-circuit protection nut keeper kit undervoltage release (UVR) 24V DC 2 auxiliary switches HQ 1 trip alarm switch HQ | - | 0 | 0
3VA1116-1AA42-0CA0 |  | 3VA1116-1AA42-0CA0 | 1 | UN | 1 | 10 | C | D | EAR99 | N | 85362090 | 1 | 4042949042723 | 1.1 | KG | 502.35 | 502.35 | LP17 | LP17 | switch disconnector 3VA1 IEC frame 160 4-pole SD100, In=160A without overload protection w/o short-circuit protection nut keeper kit undervoltage release (UVR) 120-127V AC 50/60Hz | - | 0 | 0
3VA1116-1AA42-0CC0 |  | 3VA1116-1AA42-0CC0 | 1 | UN | 1 | 10 | C | D | EAR99 | N | 85362090 | 1 | 4042949070252 | 1.35 | KG | 547.4 | 547.4 | LP17 | LP17 | switch disconnector 3VA1 IEC frame 160 4-pole SD100, In=160A without overload protection w/o short-circuit protection nut keeper kit undervoltage release (UVR) 120-127V AC 50/60Hz 2 auxiliary switches HQ | - | 0 | 0
3VA1116-1AA42-0CH0 |  | 3VA1116-1AA42-0CH0 | 1 | UN | 1 | 10 | C | D | EAR99 | N | 85362090 | 1 | 4042949082798 | 1.38 | KG | 572.05 | 572.05 | LP17 | LP17 | switch disconnector 3VA1 IEC frame 160 4-pole SD100, In=160A without overload protection w/o short-circuit protection nut keeper kit undervoltage release (UVR) 120-127V AC 50/60Hz 2 auxiliary switches HQ 1 trip alarm switch HQ | - | 0 | 0
3VA1116-1AA42-0DA0 |  | 3VA1116-1AA42-0DA0 | 1 | UN | 1 | 10 | C | D | EAR99 | N | 85362090 | 1 | 4042949044819 | 1.1 | KG | 502.35 | 502.35 | LP17 | LP17 | switch disconnector 3VA1 IEC frame 160 4-pole SD100, In=160A without overload protection w/o short-circuit protection nut keeper kit undervoltage release (UVR) 208-230V AC 50/60Hz | - | 0 | 0
3VA1116-1AA42-0DC0 |  | 3VA1116-1AA42-0DC0 | 1 | UN | 1 | 10 | C | D | EAR99 | N | 85362090 | 1 | 4042949072348 | 1.35 | KG | 547.4 | 547.4 | LP17 | LP17 | switch disconnector 3VA1 IEC frame 160 4-pole SD100, In=160A without overload protection w/o short-circuit protection nut keeper kit undervoltage release (UVR) 208-230V AC 50/60Hz 2 auxiliary switches HQ | - | 0 | 0
3VA1116-1AA42-0DH0 |  | 3VA1116-1AA42-0DH0 | 1 | UN | 1 | 10 | C | D | EAR99 | N | 85362090 | 1 | 4042949084884 | 1.38 | KG | 572.05 | 572.05 | LP17 | LP17 | switch disconnector 3VA1 IEC frame 160 4-pole SD100, In=160A without overload protection w/o short-circuit protection nut keeper kit undervoltage release (UVR) 208-230V AC 50/60Hz 2 auxiliary switches HQ 1 trip alarm switch HQ | - | 0 | 0
3VA1116-1AA42-0HA0 |  | 3VA1116-1AA42-0HA0 | 1 | UN | 1 | 10 | C | D | EAR99 | N | 85362090 | 1 | 4042949046905 | 1.1 | KG | 476.85 | 476.85 | LP17 | LP17 | switch disconnector 3VA1 IEC frame 160 4-pole SD100, In=160A without overload protection w/o short-circuit protection nut keeper kit shunt trip (STL) 12-30V DC; 24 V AC 50/60 Hz | - | 0 | 0
3VA1116-1AA42-0HC0 |  | 3VA1116-1AA42-0HC0 | 1 | UN | 1 | 10 | C | D | EAR99 | N | 85362090 | 1 | 4042949074434 | 1.35 | KG | 523.6 | 523.6 | LP17 | LP17 | switch disconnector 3VA1 IEC frame 160 4-pole SD100, In=160A without overload protection w/o short-circuit protection nut keeper kit shunt trip (STL) 12-30V DC; 24 V AC 50/60 Hz 2 auxiliary switches HQ | - | 0 | 0
3VA1116-1AA42-0HH0 |  | 3VA1116-1AA42-0HH0 | 1 | UN | 1 | 10 | C | D | EAR99 | N | 85362090 | 1 | 4042949086970 | 1.38 | KG | 546.55 | 546.55 | LP17 | LP17 | switch disconnector 3VA1 IEC frame 160 4-pole SD100, In=160A without overload protection w/o short-circuit protection nut keeper kit shunt trip (STL) 12-30V DC; 24 V AC 50/60 Hz 2 auxiliary switches HQ 1 trip alarm switch HQ | - | 0 | 0
3VA1116-1AA42-0JA0 |  | 3VA1116-1AA42-0JA0 | 1 | UN | 1 | 10 | C | D | EAR99 | N | 85362090 | 1 | 4042949048992 | 1.1 | KG | 476.85 | 476.85 | LP17 | LP17 | switch disconnector 3VA1 IEC frame 160 4-pole SD100, In=160A without overload protection w/o short-circuit protection nut keeper kit shunt trip (STL) 110-127V DC, AC 50/60Hz | - | 0 | 0
3VA1116-1AA42-0JC0 |  | 3VA1116-1AA42-0JC0 | 1 | UN | 1 | 10 | C | D | EAR99 | N | 85362090 | 1 | 4042949076520 | 1.35 | KG | 523.6 | 523.6 | LP17 | LP17 | switch disconnector 3VA1 IEC frame 160 4-pole SD100, In=160A without overload protection w/o short-circuit protection nut keeper kit shunt trip (STL) 110-127V DC, AC 50/60Hz 2 auxiliary switches HQ | - | 0 | 0
3VA1116-1AA42-0JH0 |  | 3VA1116-1AA42-0JH0 | 1 | UN | 1 | 10 | C | D | EAR99 | N | 85362090 | 1 | 4042949089063 | 1.38 | KG | 546.55 | 546.55 | LP17 | LP17 | switch disconnector 3VA1 IEC frame 160 4-pole SD100, In=160A without overload protection w/o short-circuit protection nut keeper kit shunt trip (STL) 110-127V DC, AC 50/60Hz 2 auxiliary switches HQ 1 trip alarm switch HQ | - | 0 | 0
3VA1116-1AA42-0KA0 |  | 3VA1116-1AA42-0KA0 | 1 | UN | 1 | 10 | C | D | EAR99 | N | 85362090 | 1 | 4042949051084 | 1.35 | KG | 476.85 | 476.85 | LP17 | LP17 | switch disconnector 3VA1 IEC frame 160 4-pole SD100, In=160A without overload protection w/o short-circuit protection nut keeper kit shunt trip (STL) 220-250V DC; 208-277V AC | - | 0 | 0
3VA1116-1AA42-0KC0 |  | 3VA1116-1AA42-0KC0 | 1 | UN | 1 | 10 | C | D | EAR99 | N | 85362090 | 1 | 4042949078616 | 1.35 | KG | 523.6 | 523.6 | LP17 | LP17 | switch disconnector 3VA1 IEC frame 160 4-pole SD100, In=160A without overload protection w/o short-circuit protection nut keeper kit shunt trip (STL) 220-250V DC; 208-277V AC 2 auxiliary switches HQ | - | 0 | 0
3VA1116-1AA42-0KH0 |  | 3VA1116-1AA42-0KH0 | 1 | UN | 1 | 10 | C | D | EAR99 | N | 85362090 | 1 | 4042949091158 | 1.38 | KG | 546.55 | 546.55 | LP17 | LP17 | switch disconnector 3VA1 IEC frame 160 4-pole SD100, In=160A without overload protection w/o short-circuit protection nut keeper kit shunt trip (STL) 220-250V DC; 208-277V AC 2 auxiliary switches HQ 1 trip alarm switch HQ | - | 0 | 0
3VA1116-1AA46-0AA0 |  | 3VA1116-1AA46-0AA0 | 1 | UN | 1 | 2 | A | D | EAR99 | N | 85362090 | 1 | 4042948800591 | 1.231 | KG | 407.5 | 396.1 | LP17 | LP17 | switch disconnector 3VA1 IEC frame 160 4-pole SD100, In=160A without overload protection w/o short-circuit protection clamp connection | Lista Papel 2020 SI | 0 | 0
3VA1116-1AA46-0BM0 |  | 3VA1116-1AA46-0BM0 | 1 | UN | 1 | 10 | C | D | EAR99 | N | 85362090 | 1 | 4042949320982 | 1.266 | KG | 612.85 | 612.85 | LP17 | LP17 | switch disconnector 3VA1 IEC frame 160 4-pole SD100, In=160A without overload protection w/o short-circuit protection clamp connection undervoltage release (UVR) 24V DC 2 auxiliary switches HQ 1 short circuit alarm switch HQ | - | 0 | 0
3VA1116-1AA46-0DC0 |  | 3VA1116-1AA46-0DC0 | 1 | UN | 1 | 10 | C | D | EAR99 | N | 85362090 | 1 | 4042949326427 | 1.36 | KG | 578.85 | 578.85 | LP17 | LP17 | switch disconnector 3VA1 IEC frame 160 4-pole SD100, In=160A without overload protection w/o short-circuit protection clamp connection switch disconnector 3VA1 IEC frame 160 4-pole SD100, In=160A without overload protection w/o short-circuit protection clamp connection undervoltage release 208-230V AC 50/60Hz 2 auxiliary switches HQ | - | 0 | 0
3VA1116-1AA46-0KC0 |  | 3VA1116-1AA46-0KC0 | 1 | UN | 1 | 10 | C | D | EAR99 | N | 85362090 | 1 | 4042949320791 | 1.232 | KG | 538.05 | 538.05 | LP17 | LP17 | switch disconnector 3VA1 IEC frame 160 4-pole SD100, In=160A without overload protection w/o short-circuit protection clamp connection shunt trip (STL) 220-250V DC; 208-277V AC 2 auxiliary switches HQ | - | 0 | 0
3VA1116-1AA46-0LH0 |  | 3VA1116-1AA46-0LH0 | 1 | UN | 1 | 10 | C | D | EAR99 | N | 85362090 | 1 | 4042949322634 | 1.256 | KG | 684.25 | 684.25 | LP17 | LP17 | switch disconnector 3VA1 IEC frame 160 4-pole SD100, In=160A without overload protection w/o short-circuit protection clamp connection universal release (UNI) 24V DC 2 auxiliary switches HQ 1 trip alarm switch HQ | - | 0 | 0
3VA1116-3ED12-0AA0 |  | 3VA1116-3ED12-0AA0 | 1 | UN | 1 | 5 | B | D | EAR99 | N | 85362090 | 1 | 4042948829899 | 0.393 | KG | 227.1 | 220.6 | LP17 | LP17 | circuit breaker 3VA1 IEC frame 160 breaking capacity class N Icu=25kA @ 240V 1-pole, line protection TM210, FTFM, In=160A overload protection Ir=160A fixed short-circuit protection Ii=10 x In nut keeper kit | Lista Papel 2020 SI | 0 | 0
3VA1116-3ED16-0AA0 |  | 3VA1116-3ED16-0AA0 | 1 | UN | 1 | 5 | B | D | EAR99 | N | 85362090 | 1 | 4042948829882 | 0.415 | KG | 232.9 | 226.3 | LP17 | LP17 | circuit breaker 3VA1 IEC frame 160 breaking capacity class N Icu=25kA @ 240V 1-pole, line protection TM210, FTFM, In=160A overload protection Ir=160A fixed short-circuit protection Ii=10 x In clamp connection | Lista Papel 2020 SI | 0 | 0
3VA1116-3ED22-0AA0 |  | 3VA1116-3ED22-0AA0 | 1 | UN | 1 | 5 | B | D | EAR99 | N | 85362090 | 1 | 4042948829875 | 678 | G | 407.5 | 396.1 | LP17 | LP17 | circuit breaker 3VA1 IEC frame 160 breaking capacity class N Icu=25kA @ 415V 2-pole, line protection TM210, FTFM, In=160A overload protection Ir=160A fixed short-circuit protection Ii=10 x In nut keeper kit | Lista Papel 2020 SI | 0 | 0
3VA1116-3ED26-0AA0 |  | 3VA1116-3ED26-0AA0 | 1 | UN | 1 | 5 | B | D | EAR99 | N | 85362090 | 1 | 4042948829868 | 0.716 | KG | 422.3 | 410 | LP17 | LP17 | circuit breaker 3VA1 IEC frame 160 breaking capacity class N Icu=25kA @ 415V 2-pole, line protection TM210, FTFM, In=160A overload protection Ir=160A fixed short-circuit protection Ii=10 x In clamp connection | Lista Papel 2020 SI | 0 | 0
3VA1116-3ED32-0AA0 |  | 3VA1116-3ED32-0AA0 | 1 | UN | 1 | 2 | A | D | EAR99 | N | 85362090 | 1 | 4042948812884 | 1 | KG | 453.5 | 440.3 | LP17 | LP17 | circuit breaker 3VA1 IEC frame 160 breaking capacity class N Icu=25kA @ 415V 3-pole, line protection TM210, FTFM, In=160A overload protection Ir=160A fixed short-circuit protection Ii=10 x In nut keeper kit | Lista Papel 2020 SI | 0 | 0
3VA1116-3ED36-0AA0 |  | 3VA1116-3ED36-0AA0 | 1 | UN | 1 | 2 | A | D | EAR99 | N | 85362090 | 1 | 4042948821961 | 1.056 | KG | 474 | 460.8 | LP17 | LP17 | circuit breaker 3VA1 IEC frame 160 breaking capacity class N Icu=25kA @ 415V 3-pole, line protection TM210, FTFM, In=160A overload protection Ir=160A fixed short-circuit protection Ii=10 x In clamp connection | Lista Papel 2020 SI | 0 | 0
3VA1116-3ED36-0DF0 |  | 3VA1116-3ED36-0DF0 | 1 | UN | 1 | 10 | C | D | EAR99 | N | 85362090 | 1 | 4042949320715 | 1.044 | KG | 646.85 | 646.85 | LP17 | LP17 | circuit breaker 3VA1 IEC frame 160 breaking capacity class N Icu=25kA @ 415V 3-pole, line protection TM210, FTFM, In=160A overload protection Ir=160A fixed short-circuit protection Ii=10 x In clamp connection undervoltage release (UVR) 208-230V AC 50/60Hz 1 auxiliary switch HQ 1 trip alarm switch HQ | - | 0 | 0
3VA1116-3ED42-0AA0 |  | 3VA1116-3ED42-0AA0 | 1 | UN | 1 | 2 | A | D | EAR99 | N | 85362090 | 1 | 4042948813768 | 1.262 | KG | 589.6 | 573.2 | LP17 | LP17 | circuit breaker 3VA1 IEC frame 160 breaking capacity class N Icu=25kA @ 415V 4-pole, line protection TM210, FTFM, In=160A overload protection Ir=160A fixed short-circuit protection Ii=10 x In N conductor unprotected nut keeper kit | Lista Papel 2020 SI | 0 | 0
3VA1116-3ED46-0AA0 |  | 3VA1116-3ED46-0AA0 | 1 | UN | 1 | 2 | A | D | EAR99 | N | 85362090 | 1 | 4042948822845 | 1.342 | KG | 618.3 | 601.1 | LP17 | LP17 | circuit breaker 3VA1 IEC frame 160 breaking capacity class N Icu=25kA @ 415V 4-pole, line protection TM210, FTFM, In=160A overload protection Ir=160A fixed short-circuit protection Ii=10 x In N conductor unprotected clamp connection | Lista Papel 2020 SI | 0 | 0
3VA1116-3ED46-0HC0 |  | 3VA1116-3ED46-0HC0 | 1 | UN | 1 | 10 | C | D | EAR99 | N | 85362090 | 1 | 4042949322146 | 1.468 | KG | 771.8 | 771.8 | LP17 | LP17 | circuit breaker 3VA1 IEC frame 160 breaking capacity class N Icu=25kA @ 415V 4-pole, line protection TM210, FTFM, In=160A overload protection Ir=160A fixed short-circuit protection Ii=10 x In N conductor unprotected clamp connection shunt trip (STL) 12-30V DC; 24V AC 50/60Hz 2 auxiliary switches HQ | - | 0 | 0
3VA1116-3EE32-0AA0 |  | 3VA1116-3EE32-0AA0 | 1 | UN | 1 | 2 | A | D | EAR99 | N | 85362090 | 1 | 4042948812891 | 1 | KG | 464.1 | 451 | LP17 | LP17 | circuit breaker 3VA1 IEC frame 160 breaking capacity class N Icu=25kA @ 415V 3-pole, line protection TM220, ATFM, In=160A overload protection Ir=112A...160A short-circuit protection Ii=10 x In nut keeper kit | Lista Papel 2020 SI | 0 | 0
3VA1116-3EE32-0LC0 |  | 3VA1116-3EE32-0LC0 | 1 | UN | 1 | 10 | C | D | EAR99 | N | 85362090 | 1 | 4042949329718 | 1.144 | KG | 720.8 |  | LP17 |  | circuit breaker 3VA1 IEC frame 160 breaking capacity class N Icu=25kA @ 415V 3-pole, line protection TM220, ATFM, In=160A overload protection Ir=112A...160A short-circuit protection Ii=10 x In nut keeper kit circuit breaker 3VA1 IEC frame 160 breaking capacity class N Icu=25kA @ 415V 3-pole, line protection TM220, ATFM, In=160A overload protection Ir=112A...160A short-circuit protection Ii=10 x In nut UNIVERSAL RELEASE 24 V DC ACCESSORY FOR 3VA1 and 3VA20 up 2 AUXILIARY SWITCH CHANGEOVER H |  | 0 | 0
3VA1116-3EE36-0AA0 |  | 3VA1116-3EE36-0AA0 | 1 | UN | 1 | 2 | A | D | EAR99 | N | 85362090 | 1 | 4042948821978 | 1.063 | KG | 484.6 | 470.7 | LP17 | LP17 | circuit breaker 3VA1 IEC frame 160 breaking capacity class N Icu=25kA @ 415V 3-pole, line protection TM220, ATFM, In=160A overload protection Ir=112A...160A short-circuit protection Ii=10 x In clamp connection | Lista Papel 2020 SI | 0 | 0
3VA1116-3EE36-0AC0 |  | 3VA1116-3EE36-0AC0 | 1 | UN | 1 | 10 | C | D | EAR99 | N | 85362090 | 1 | 4042949320807 | 0.953 | KG | 533.8 | 533.8 | LP17 | LP17 | circuit breaker 3VA1 IEC frame 160 breaking capacity class N Icu=25kA @ 415V 3-pole, line protection TM220, ATFM, In=160A overload protection Ir=112A...160A short-circuit protection Ii=10 x In clamp connection 2 auxiliary switches HQ | - | 0 | 0
3VA1116-3EE36-0LC0 |  | 3VA1116-3EE36-0LC0 | 1 | UN | 1 | 10 | C | D | EAR99 | N | 85362090 | 1 | 4042949329732 | 1.207 | KG | 742.05 |  | LP17 |  | circuit breaker 3VA1 IEC frame 160 breaking capacity class N Icu=25kA @ 415V 3-pole, line protection TM220, ATFM, In=160A overload protection Ir=112A...160A short-circuit protection Ii=10 x In clamp connection circuit breaker 3VA1 IEC frame 160 breaking capacity class N Icu=25kA @ 415V 3-pole, line protection TM220, ATFM, In=160A overload protection Ir=112A...160A short-circuit protection Ii=10 x In clamp UNIVERSAL RELEASE 24 V DC ACCESSORY FOR 3VA1 and 3VA20 up 2 AUXILIARY SWITCH CHANGEOVER H |  | 0 | 0
3VA1116-3EE42-0AA0 |  | 3VA1116-3EE42-0AA0 | 1 | UN | 1 | 5 | B | D | EAR99 | N | 85362090 | 1 | 4042948813775 | 1.262 | KG | 601.1 | 583.8 | LP17 | LP17 | circuit breaker 3VA1 IEC frame 160 breaking capacity class N Icu=25kA @ 415V 4-pole, line protection TM220, ATFM, In=160A overload protection Ir=112A...160A short-circuit protection Ii=10 x In N conductor unprotected nut keeper kit | Lista Papel 2020 SI | 0 | 0
3VA1116-3EE46-0AA0 |  | 3VA1116-3EE46-0AA0 | 1 | UN | 1 | 5 | B | D | EAR99 | N | 85362090 | 1 | 4042948822852 | 1.345 | KG | 629.8 | 611.7 | LP17 | LP17 | circuit breaker 3VA1 IEC frame 160 breaking capacity class N Icu=25kA @ 415V 4-pole, line protection TM220, ATFM, In=160A overload protection Ir=112A...160A short-circuit protection Ii=10 x In N conductor unprotected clamp connection | Lista Papel 2020 SI | 0 | 0
3VA1116-3EF32-0AA0 |  | 3VA1116-3EF32-0AA0 | 1 | UN | 1 | 2 | A | D | EAR99 | N | 85362090 | 1 | 4042948808900 | 1.006 | KG | 487.9 | 474 | LP17 | LP17 | circuit breaker 3VA1 IEC frame 160 breaking capacity class N Icu=25kA @ 415V 3-pole, line protection TM240, ATAM, In=160A overload protection Ir=112A...160A short-circuit protection Ii=5...10 x In nut keeper kit | Lista Papel 2020 SI | 0 | 0
3VA1116-3EF32-0AB0 |  | 3VA1116-3EF32-0AB0 | 1 | UN | 1 | 10 | C | D | EAR99 | N | 85362090 | 1 | 4042949053972 | 0.96 | KG | 574.6 | 574.6 | LP17 | LP17 | circuit breaker 3VA1 IEC frame 160 breaking capacity class N Icu=25kA @ 415V 3-pole, line protection TM240, ATAM, In=160A overload protection Ir=112A...160A short-circuit protection Ii=5...10 x In nut keeper kit 2 auxiliary switches HP | - | 0 | 0
3VA1116-3EF32-0AC0 |  | 3VA1116-3EF32-0AC0 | 1 | UN | 1 | 10 | C | D | EAR99 | N | 85362090 | 1 | 4042949056065 | 0.96 | KG | 550.8 | 550.8 | LP17 | LP17 | circuit breaker 3VA1 IEC frame 160 breaking capacity class N Icu=25kA @ 415V 3-pole, line protection TM240, ATAM, In=160A overload protection Ir=112A...160A short-circuit protection Ii=5...10 x In nut keeper kit 2 auxiliary switches HQ | - | 0 | 0
3VA1116-3EF32-0AD0 |  | 3VA1116-3EF32-0AD0 | 1 | UN | 1 | 10 | C | D | EAR99 | N | 85362090 | 1 | 4042949058151 | 0.99 | KG | 574.6 | 574.6 | LP17 | LP17 | circuit breaker 3VA1 IEC frame 160 breaking capacity class N Icu=25kA @ 415V 3-pole, line protection TM240, ATAM, In=160A overload protection Ir=112A...160A short-circuit protection Ii=5...10 x In nut keeper kit 3 auxiliary switches HQ | - | 0 | 0
3VA1116-3EF32-0AE0 |  | 3VA1116-3EF32-0AE0 | 1 | UN | 1 | 10 | C | D | EAR99 | N | 85362090 | 1 | 4042949060246 | 1.02 | KG | 599.25 | 599.25 | LP17 | LP17 | circuit breaker 3VA1 IEC frame 160 breaking capacity class N Icu=25kA @ 415V 3-pole, line protection TM240, ATAM, In=160A overload protection Ir=112A...160A short-circuit protection Ii=5...10 x In nut keeper kit 4 auxiliary switches HQ | - | 0 | 0
3VA1116-3EF32-0AF0 |  | 3VA1116-3EF32-0AF0 | 1 | UN | 1 | 10 | C | D | EAR99 | N | 85362090 | 1 | 4042949062332 | 0.96 | KG | 550.8 | 550.8 | LP17 | LP17 | circuit breaker 3VA1 IEC frame 160 breaking capacity class N Icu=25kA @ 415V 3-pole, line protection TM240, ATAM, In=160A overload protection Ir=112A...160A short-circuit protection Ii=5...10 x In nut keeper kit 1 auxiliary switch HQ 1 trip alarm switch HQ | - | 0 | 0
3VA1116-3EF32-0AG0 |  | 3VA1116-3EF32-0AG0 | 1 | UN | 1 | 10 | C | D | EAR99 | N | 85362090 | 1 | 4042949064428 | 0.96 | KG | 574.6 | 574.6 | LP17 | LP17 | circuit breaker 3VA1 IEC frame 160 breaking capacity class N Icu=25kA @ 415V 3-pole, line protection TM240, ATAM, In=160A overload protection Ir=112A...160A short-circuit protection Ii=5...10 x In nut keeper kit 1 auxiliary switch HP 1 trip alarm switch HP | - | 0 | 0
3VA1116-3EF32-0AH0 |  | 3VA1116-3EF32-0AH0 | 1 | UN | 1 | 10 | C | D | EAR99 | N | 85362090 | 1 | 4042949066514 | 0.99 | KG | 574.6 | 574.6 | LP17 | LP17 | circuit breaker 3VA1 IEC frame 160 breaking capacity class N Icu=25kA @ 415V 3-pole, line protection TM240, ATAM, In=160A overload protection Ir=112A...160A short-circuit protection Ii=5...10 x In nut keeper kit 2 auxiliary switches HQ 1 trip alarm switch HQ | - | 0 | 0
3VA1116-3EF32-0BA0 |  | 3VA1116-3EF32-0BA0 | 1 | UN | 1 | 10 | C | D | EAR99 | N | 85362090 | 1 | 4042949041436 | 0.9 | KG | 613.7 | 613.7 | LP17 | LP17 | circuit breaker 3VA1 IEC frame 160 breaking capacity class N Icu=25kA @ 415V 3-pole, line protection TM240, ATAM, In=160A overload protection Ir=112A...160A short-circuit protection Ii=5...10 x In nut keeper kit undervoltage release (UVR) 24V DC | - | 0 | 0
3VA1116-3EF32-0BC0 |  | 3VA1116-3EF32-0BC0 | 1 | UN | 1 | 10 | C | D | EAR99 | N | 85362090 | 1 | 4042949068969 | 1.05 | KG | 660.45 | 660.45 | LP17 | LP17 | circuit breaker 3VA1 IEC frame 160 breaking capacity class N Icu=25kA @ 415V 3-pole, line protection TM240, ATAM, In=160A overload protection Ir=112A...160A short-circuit protection Ii=5...10 x In nut keeper kit undervoltage release (UVR) 24V DC 2 auxiliary switches HQ | - | 0 | 0
3VA1116-3EF32-0BH0 |  | 3VA1116-3EF32-0BH0 | 1 | UN | 1 | 10 | C | D | EAR99 | N | 85362090 | 1 | 4042949081500 | 1.05 | KG | 684.25 | 684.25 | LP17 | LP17 | circuit breaker 3VA1 IEC frame 160 breaking capacity class N Icu=25kA @ 415V 3-pole, line protection TM240, ATAM, In=160A overload protection Ir=112A...160A short-circuit protection Ii=5...10 x In nut keeper kit undervoltage release (UVR) 24V DC 2 auxiliary switches HQ 1 trip alarm switch HQ | - | 0 | 0
3VA1116-3EF32-0CA0 |  | 3VA1116-3EF32-0CA0 | 1 | UN | 1 | 10 | C | D | EAR99 | N | 85362090 | 1 | 4042949043522 | 0.9 | KG | 613.7 | 613.7 | LP17 | LP17 | circuit breaker 3VA1 IEC frame 160 breaking capacity class N Icu=25kA @ 415V 3-pole, line protection TM240, ATAM, In=160A overload protection Ir=112A...160A short-circuit protection Ii=5...10 x In nut keeper kit undervoltage release (UVR) 120-127V AC 50/60Hz | - | 0 | 0
3VA1116-3EF32-0CC0 |  | 3VA1116-3EF32-0CC0 | 1 | UN | 1 | 10 | C | D | EAR99 | N | 85362090 | 1 | 4042949071051 | 1.05 | KG | 660.45 | 660.45 | LP17 | LP17 | circuit breaker 3VA1 IEC frame 160 breaking capacity class N Icu=25kA @ 415V 3-pole, line protection TM240, ATAM, In=160A overload protection Ir=112A...160A short-circuit protection Ii=5...10 x In nut keeper kit undervoltage release (UVR) 120-127V AC 50/60Hz 2 auxiliary switches HQ | - | 0 | 0
3VA1116-3EF32-0CH0 |  | 3VA1116-3EF32-0CH0 | 1 | UN | 1 | 10 | C | D | EAR99 | N | 85362090 | 1 | 4042949083597 | 1.08 | KG | 684.25 | 684.25 | LP17 | LP17 | circuit breaker 3VA1 IEC frame 160 breaking capacity class N Icu=25kA @ 415V 3-pole, line protection TM240, ATAM, In=160A overload protection Ir=112A...160A short-circuit protection Ii=5...10 x In nut keeper kit undervoltage release (UVR) 120-127V AC 50/60Hz 2 auxiliary switches HQ 1 trip alarm switch HQ | - | 0 | 0
3VA1116-3EF32-0DA0 |  | 3VA1116-3EF32-0DA0 | 1 | UN | 1 | 10 | C | D | EAR99 | N | 85362090 | 1 | 4042949045618 | 0.9 | KG | 613.7 | 613.7 | LP17 | LP17 | circuit breaker 3VA1 IEC frame 160 breaking capacity class N Icu=25kA @ 415V 3-pole, line protection TM240, ATAM, In=160A overload protection Ir=112A...160A short-circuit protection Ii=5...10 x In nut keeper kit undervoltage release (UVR) 208-230V AC 50/60Hz | - | 0 | 0
3VA1116-3EF32-0DC0 |  | 3VA1116-3EF32-0DC0 | 1 | UN | 1 | 10 | C | D | EAR99 | N | 85362090 | 1 | 4042949073147 | 1.05 | KG | 660.45 | 660.45 | LP17 | LP17 | circuit breaker 3VA1 IEC frame 160 breaking capacity class N Icu=25kA @ 415V 3-pole, line protection TM240, ATAM, In=160A overload protection Ir=112A...160A short-circuit protection Ii=5...10 x In nut keeper kit undervoltage release (UVR) 208-230V AC 50/60Hz 2 auxiliary switches HQ | - | 0 | 0
3VA1116-3EF32-0DH0 |  | 3VA1116-3EF32-0DH0 | 1 | UN | 1 | 10 | C | D | EAR99 | N | 85362090 | 1 | 4042949085683 | 1.08 | KG | 684.25 | 684.25 | LP17 | LP17 | circuit breaker 3VA1 IEC frame 160 breaking capacity class N Icu=25kA @ 415V 3-pole, line protection TM240, ATAM, In=160A overload protection Ir=112A...160A short-circuit protection Ii=5...10 x In nut keeper kit undervoltage release (UVR) 208-230V AC 50/60Hz 2 auxiliary switches HQ 1 trip alarm switch HQ | - | 0 | 0
3VA1116-3EF32-0HA0 |  | 3VA1116-3EF32-0HA0 | 1 | UN | 1 | 10 | C | D | EAR99 | N | 85362090 | 1 | 4042949047704 | 0.9 | KG | 589.05 | 589.05 | LP17 | LP17 | circuit breaker 3VA1 IEC frame 160 breaking capacity class N Icu=25kA @ 415V 3-pole, line protection TM240, ATAM, In=160A overload protection Ir=112A...160A short-circuit protection Ii=5...10 x In nut keeper kit shunt trip (STL) 12-30V DC, 24V AC 50/60Hz | - | 0 | 0
3VA1116-3EF32-0HC0 |  | 3VA1116-3EF32-0HC0 | 1 | UN | 1 | 10 | C | D | EAR99 | N | 85362090 | 1 | 4042949075233 | 1.05 | KG | 636.65 | 636.65 | LP17 | LP17 | circuit breaker 3VA1 IEC frame 160 breaking capacity class N Icu=25kA @ 415V 3-pole, line protection TM240, ATAM, In=160A overload protection Ir=112A...160A short-circuit protection Ii=5...10 x In nut keeper kit shunt trip (STL) 12-30V DC, 24V AC 50/60Hz 2 auxiliary switches HQ | - | 0 | 0
3VA1116-3EF32-0HH0 |  | 3VA1116-3EF32-0HH0 | 1 | UN | 1 | 10 | C | D | EAR99 | N | 85362090 | 1 | 4042949087779 | 1.08 | KG | 658.75 | 658.75 | LP17 | LP17 | circuit breaker 3VA1 IEC frame 160 breaking capacity class N Icu=25kA @ 415V 3-pole, line protection TM240, ATAM, In=160A overload protection Ir=112A...160A short-circuit protection Ii=5...10 x In nut keeper kit shunt trip (STL) 12-30V DC, 24V AC 50/60Hz 2 auxiliary switches HQ 1 trip alarm switch HQ | - | 0 | 0
3VA1116-3EF32-0JA0 |  | 3VA1116-3EF32-0JA0 | 1 | UN | 1 | 10 | C | D | EAR99 | N | 85362090 | 1 | 4042949049791 | 1.05 | KG | 589.05 | 589.05 | LP17 | LP17 | circuit breaker 3VA1 IEC frame 160 breaking capacity class N Icu=25kA @ 415V 3-pole, line protection TM240, ATAM, In=160A overload protection Ir=112A...160A short-circuit protection Ii=5...10 x In nut keeper kit shunt trip (STL) 110-127V DC, AC 50/60Hz | - | 0 | 0
3VA1116-3EF32-0JC0 |  | 3VA1116-3EF32-0JC0 | 1 | UN | 1 | 10 | C | D | EAR99 | N | 85362090 | 1 | 4042949077329 | 1.05 | KG | 636.65 | 636.65 | LP17 | LP17 | circuit breaker 3VA1 IEC frame 160 breaking capacity class N Icu=25kA @ 415V 3-pole, line protection TM240, ATAM, In=160A overload protection Ir=112A...160A short-circuit protection Ii=5...10 x In nut keeper kit shunt trip (STL) 110-127V DC, AC 50/60Hz 2 auxiliary switches HQ | - | 0 | 0
3VA1116-3EF32-0JH0 |  | 3VA1116-3EF32-0JH0 | 1 | UN | 1 | 10 | C | D | EAR99 | N | 85362090 | 1 | 4042949089865 | 1.08 | KG | 658.75 | 658.75 | LP17 | LP17 | circuit breaker 3VA1 IEC frame 160 breaking capacity class N Icu=25kA @ 415V 3-pole, line protection TM240, ATAM, In=160A overload protection Ir=112A...160A short-circuit protection Ii=5...10 x In nut keeper kit shunt trip (STL) 110-127V DC, AC 50/60Hz 2 auxiliary switches HQ 1 trip alarm switch HQ | - | 0 | 0
3VA1116-3EF32-0KA0 |  | 3VA1116-3EF32-0KA0 | 1 | UN | 1 | 10 | C | D | EAR99 | N | 85362090 | 1 | 4042949051886 | 1.05 | KG | 589.05 | 589.05 | LP17 | LP17 | circuit breaker 3VA1 IEC frame 160 breaking capacity class N Icu=25kA @ 415V 3-pole, line protection TM240, ATAM, In=160A overload protection Ir=112A...160A short-circuit protection Ii=5...10 x In nut keeper kit shunt trip (STL) 220-250V DC, 208-277V AC | - | 0 | 0
3VA1116-3EF32-0KC0 |  | 3VA1116-3EF32-0KC0 | 1 | UN | 1 | 10 | C | D | EAR99 | N | 85362090 | 1 | 4042949079415 | 1.05 | KG | 636.65 | 636.65 | LP17 | LP17 | circuit breaker 3VA1 IEC frame 160 breaking capacity class N Icu=25kA @ 415V 3-pole, line protection TM240, ATAM, In=160A overload protection Ir=112A...160A short-circuit protection Ii=5...10 x In nut keeper kit shunt trip (STL) 220-250V DC, 208-277V AC 2 auxiliary switches HQ | - | 0 | 0
3VA1116-3EF32-0KH0 |  | 3VA1116-3EF32-0KH0 | 1 | UN | 1 | 10 | C | D | EAR99 | N | 85362090 | 1 | 4042949091950 | 1.08 | KG | 658.75 | 658.75 | LP17 | LP17 | circuit breaker 3VA1 IEC frame 160 breaking capacity class N Icu=25kA @ 415V 3-pole, line protection TM240, ATAM, In=160A overload protection Ir=112A...160A short-circuit protection Ii=5...10 x In nut keeper kit shunt trip (STL) 220-250V DC, 208-277V AC 2 auxiliary switches HQ 1 trip alarm switch HQ | - | 0 | 0
3VA1116-3EF36-0AA0 |  | 3VA1116-3EF36-0AA0 | 1 | UN | 1 | 2 | A | D | EAR99 | N | 85362090 | 1 | 4042948820681 | 1.054 | KG | 507.6 | 493.6 | LP17 | LP17 | circuit breaker 3VA1 IEC frame 160 breaking capacity class N Icu=25kA @ 415V 3-pole, line protection TM240, ATAM, In=160A overload protection Ir=112A...160A short-circuit protection Ii=5...10 x In clamp connection | Lista Papel 2020 SI | 0 | 0
3VA1116-3EF36-0AB0 |  | 3VA1116-3EF36-0AB0 | 1 | UN | 1 | 10 | C | D | EAR99 | N | 85362090 | 1 | 4042949053965 | 0.96 | KG | 597.55 | 597.55 | LP17 | LP17 | circuit breaker 3VA1 IEC frame 160 breaking capacity class N Icu=25kA @ 415V 3-pole, line protection TM240, ATAM, In=160A overload protection Ir=112A...160A short-circuit protection Ii=5...10 x In clamp connection 2 auxiliary switches HP | - | 0 | 0
3VA1116-3EF36-0AC0 |  | 3VA1116-3EF36-0AC0 | 1 | UN | 1 | 10 | C | D | EAR99 | N | 85362090 | 1 | 4042949056058 | 0.96 | KG | 572.9 | 572.9 | LP17 | LP17 | circuit breaker 3VA1 IEC frame 160 breaking capacity class N Icu=25kA @ 415V 3-pole, line protection TM240, ATAM, In=160A overload protection Ir=112A...160A short-circuit protection Ii=5...10 x In clamp connection 2 auxiliary switches HQ | - | 0 | 0
3VA1116-3EF36-0AD0 |  | 3VA1116-3EF36-0AD0 | 1 | UN | 1 | 10 | C | D | EAR99 | N | 85362090 | 1 | 4042949058144 | 0.99 | KG | 597.55 | 597.55 | LP17 | LP17 | circuit breaker 3VA1 IEC frame 160 breaking capacity class N Icu=25kA @ 415V 3-pole, line protection TM240, ATAM, In=160A overload protection Ir=112A...160A short-circuit protection Ii=5...10 x In clamp connection 3 auxiliary switches HQ | - | 0 | 0
3VA1116-3EF36-0AE0 |  | 3VA1116-3EF36-0AE0 | 1 | UN | 1 | 10 | C | D | EAR99 | N | 85362090 | 1 | 4042949060239 | 1.02 | KG | 620.5 | 620.5 | LP17 | LP17 | circuit breaker 3VA1 IEC frame 160 breaking capacity class N Icu=25kA @ 415V 3-pole, line protection TM240, ATAM, In=160A overload protection Ir=112A...160A short-circuit protection Ii=5...10 x In clamp connection 4 auxiliary switches HQ | - | 0 | 0
3VA1116-3EF36-0AF0 |  | 3VA1116-3EF36-0AF0 | 1 | UN | 1 | 10 | C | D | EAR99 | N | 85362090 | 1 | 4042949062325 | 0.96 | KG | 572.9 | 572.9 | LP17 | LP17 | circuit breaker 3VA1 IEC frame 160 breaking capacity class N Icu=25kA @ 415V 3-pole, line protection TM240, ATAM, In=160A overload protection Ir=112A...160A short-circuit protection Ii=5...10 x In clamp connection 1 auxiliary switch HQ 1 trip alarm switch HQ | - | 0 | 0
3VA1116-3EF36-0AG0 |  | 3VA1116-3EF36-0AG0 | 1 | UN | 1 | 10 | C | D | EAR99 | N | 85362090 | 1 | 4042949064411 | 0.96 | KG | 597.55 | 597.55 | LP17 | LP17 | circuit breaker 3VA1 IEC frame 160 breaking capacity class N Icu=25kA @ 415V 3-pole, line protection TM240, ATAM, In=160A overload protection Ir=112A...160A short-circuit protection Ii=5...10 x In clamp connection 1 auxiliary switch HP 1 trip alarm switch HP | - | 0 | 0
3VA1116-3EF36-0AH0 |  | 3VA1116-3EF36-0AH0 | 1 | UN | 1 | 10 | C | D | EAR99 | N | 85362090 | 1 | 4042949066507 | 0.99 | KG | 597.55 | 597.55 | LP17 | LP17 | circuit breaker 3VA1 IEC frame 160 breaking capacity class N Icu=25kA @ 415V 3-pole, line protection TM240, ATAM, In=160A overload protection Ir=112A...160A short-circuit protection Ii=5...10 x In clamp connection 2 auxiliary switches HQ 1 trip alarm switch HQ | - | 0 | 0
3VA1116-3EF36-0BA0 |  | 3VA1116-3EF36-0BA0 | 1 | UN | 1 | 10 | C | D | EAR99 | N | 85362090 | 1 | 4042949041429 | 0.9 | KG | 636.65 | 636.65 | LP17 | LP17 | circuit breaker 3VA1 IEC frame 160 breaking capacity class N Icu=25kA @ 415V 3-pole, line protection TM240, ATAM, In=160A overload protection Ir=112A...160A short-circuit protection Ii=5...10 x In clamp connection undervoltage release (UVR) 24V DC | - | 0 | 0
3VA1116-3EF36-0BC0 |  | 3VA1116-3EF36-0BC0 | 1 | UN | 1 | 10 | C | D | EAR99 | N | 85362090 | 1 | 4042949068952 | 1.05 | KG | 681.7 | 681.7 | LP17 | LP17 | circuit breaker 3VA1 IEC frame 160 breaking capacity class N Icu=25kA @ 415V 3-pole, line protection TM240, ATAM, In=160A overload protection Ir=112A...160A short-circuit protection Ii=5...10 x In clamp connection undervoltage release (UVR) 24V DC 2 auxiliary switches HQ | - | 0 | 0
3VA1116-3EF36-0BH0 |  | 3VA1116-3EF36-0BH0 | 1 | UN | 1 | 10 | C | D | EAR99 | N | 85362090 | 1 | 4042949081494 | 1.05 | KG | 704.65 | 704.65 | LP17 | LP17 | circuit breaker 3VA1 IEC frame 160 breaking capacity class N Icu=25kA @ 415V 3-pole, line protection TM240, ATAM, In=160A overload protection Ir=112A...160A short-circuit protection Ii=5...10 x In clamp connection undervoltage release (UVR) 24V DC 2 auxiliary switches HQ 1 trip alarm switch HQ | - | 0 | 0
3VA1116-3EF36-0CA0 |  | 3VA1116-3EF36-0CA0 | 1 | UN | 1 | 10 | C | D | EAR99 | N | 85362090 | 1 | 4042949043515 | 0.9 | KG | 636.65 | 636.65 | LP17 | LP17 | circuit breaker 3VA1 IEC frame 160 breaking capacity class N Icu=25kA @ 415V 3-pole, line protection TM240, ATAM, In=160A overload protection Ir=112A...160A short-circuit protection Ii=5...10 x In clamp connection undervoltage release (UVR) 120-127V AC 50/60Hz | - | 0 | 0
3VA1116-3EF36-0CC0 |  | 3VA1116-3EF36-0CC0 | 1 | UN | 1 | 10 | C | D | EAR99 | N | 85362090 | 1 | 4042949071044 | 1.05 | KG | 681.7 | 681.7 | LP17 | LP17 | circuit breaker 3VA1 IEC frame 160 breaking capacity class N Icu=25kA @ 415V 3-pole, line protection TM240, ATAM, In=160A overload protection Ir=112A...160A short-circuit protection Ii=5...10 x In clamp connection undervoltage release (UVR) 120-127V AC 50/60Hz 2 auxiliary switches HQ | - | 0 | 0
3VA1116-3EF36-0CH0 |  | 3VA1116-3EF36-0CH0 | 1 | UN | 1 | 10 | C | D | EAR99 | N | 85362090 | 1 | 4042949083580 | 1.08 | KG | 704.65 | 704.65 | LP17 | LP17 | circuit breaker 3VA1 IEC frame 160 breaking capacity class N Icu=25kA @ 415V 3-pole, line protection TM240, ATAM, In=160A overload protection Ir=112A...160A short-circuit protection Ii=5...10 x In clamp connection undervoltage release (UVR) 120-127V AC 50/60Hz 2 auxiliary switches HQ 1 trip alarm switch HQ | - | 0 | 0
3VA1116-3EF36-0DA0 |  | 3VA1116-3EF36-0DA0 | 1 | UN | 1 | 10 | C | D | EAR99 | N | 85362090 | 1 | 4042949045601 | 0.9 | KG | 636.65 | 636.65 | LP17 | LP17 | circuit breaker 3VA1 IEC frame 160 breaking capacity class N Icu=25kA @ 415V 3-pole, line protection TM240, ATAM, In=160A overload protection Ir=112A...160A short-circuit protection Ii=5...10 x In clamp connection undervoltage release (UVR) 208-230V AC 50/60Hz | - | 0 | 0
3VA1116-3EF36-0DC0 |  | 3VA1116-3EF36-0DC0 | 1 | UN | 1 | 10 | C | D | EAR99 | N | 85362090 | 1 | 4042949073130 | 1.05 | KG | 681.7 | 681.7 | LP17 | LP17 | circuit breaker 3VA1 IEC frame 160 breaking capacity class N Icu=25kA @ 415V 3-pole, line protection TM240, ATAM, In=160A overload protection Ir=112A...160A short-circuit protection Ii=5...10 x In clamp connection undervoltage release (UVR) 208-230V AC 50/60Hz 2 auxiliary switches HQ | - | 0 | 0
3VA1116-3EF36-0DH0 |  | 3VA1116-3EF36-0DH0 | 1 | UN | 1 | 10 | C | D | EAR99 | N | 85362090 | 1 | 4042949085676 | 1.08 | KG | 704.65 | 704.65 | LP17 | LP17 | circuit breaker 3VA1 IEC frame 160 breaking capacity class N Icu=25kA @ 415V 3-pole, line protection TM240, ATAM, In=160A overload protection Ir=112A...160A short-circuit protection Ii=5...10 x In clamp connection undervoltage release (UVR) 208-230V AC 50/60Hz 2 auxiliary switches HQ 1 trip alarm switch HQ | - | 0 | 0
3VA1116-3EF36-0HA0 |  | 3VA1116-3EF36-0HA0 | 1 | UN | 1 | 10 | C | D | EAR99 | N | 85362090 | 1 | 4042949047698 | 0.9 | KG | 611.15 | 611.15 | LP17 | LP17 | circuit breaker 3VA1 IEC frame 160 breaking capacity class N Icu=25kA @ 415V 3-pole, line protection TM240, ATAM, In=160A overload protection Ir=112A...160A short-circuit protection Ii=5...10 x In clamp connection shunt trip (STL) 12-30V DC, 24V AC 50/60Hz | - | 0 | 0
3VA1116-3EF36-0HC0 |  | 3VA1116-3EF36-0HC0 | 1 | UN | 1 | 10 | C | D | EAR99 | N | 85362090 | 1 | 4042949075226 | 1.05 | KG | 657.05 | 657.05 | LP17 | LP17 | circuit breaker 3VA1 IEC frame 160 breaking capacity class N Icu=25kA @ 415V 3-pole, line protection TM240, ATAM, In=160A overload protection Ir=112A...160A short-circuit protection Ii=5...10 x In clamp connection shunt trip (STL) 12-30V DC, 24V AC 50/60Hz 2 auxiliary switches HQ | - | 0 | 0
3VA1116-3EF36-0HH0 |  | 3VA1116-3EF36-0HH0 | 1 | UN | 1 | 10 | C | D | EAR99 | N | 85362090 | 1 | 4042949087762 | 1.08 | KG | 680.85 | 680.85 | LP17 | LP17 | circuit breaker 3VA1 IEC frame 160 breaking capacity class N Icu=25kA @ 415V 3-pole, line protection TM240, ATAM, In=160A overload protection Ir=112A...160A short-circuit protection Ii=5...10 x In clamp connection shunt trip (STL) 12-30V DC, 24V AC 50/60Hz 2 auxiliary switches HQ 1 trip alarm switch HQ | - | 0 | 0
3VA1116-3EF36-0JA0 |  | 3VA1116-3EF36-0JA0 | 1 | UN | 1 | 10 | C | D | EAR99 | N | 85362090 | 1 | 4042949049784 | 1.05 | KG | 611.15 | 611.15 | LP17 | LP17 | circuit breaker 3VA1 IEC frame 160 breaking capacity class N Icu=25kA @ 415V 3-pole, line protection TM240, ATAM, In=160A overload protection Ir=112A...160A short-circuit protection Ii=5...10 x In clamp connection shunt trip (STL) 110-127V DC, AC 50/60Hz | - | 0 | 0
3VA1116-3EF36-0JC0 |  | 3VA1116-3EF36-0JC0 | 1 | UN | 1 | 10 | C | D | EAR99 | N | 85362090 | 1 | 4042949077312 | 1.05 | KG | 657.05 | 657.05 | LP17 | LP17 | circuit breaker 3VA1 IEC frame 160 breaking capacity class N Icu=25kA @ 415V 3-pole, line protection TM240, ATAM, In=160A overload protection Ir=112A...160A short-circuit protection Ii=5...10 x In clamp connection shunt trip (STL) 110-127V DC, AC 50/60Hz 2 auxiliary switches HQ | - | 0 | 0
3VA1116-3EF36-0JH0 |  | 3VA1116-3EF36-0JH0 | 1 | UN | 1 | 10 | C | D | EAR99 | N | 85362090 | 1 | 4042949089858 | 1.08 | KG | 680.85 | 680.85 | LP17 | LP17 | circuit breaker 3VA1 IEC frame 160 breaking capacity class N Icu=25kA @ 415V 3-pole, line protection TM240, ATAM, In=160A overload protection Ir=112A...160A short-circuit protection Ii=5...10 x In clamp connection shunt trip (STL) 110-127V DC, AC 50/60Hz 2 auxiliary switches HQ 1 trip alarm switch HQ | - | 0 | 0
3VA1116-3EF36-0KA0 |  | 3VA1116-3EF36-0KA0 | 1 | UN | 1 | 10 | C | D | EAR99 | N | 85362090 | 1 | 4042949051879 | 1.05 | KG | 611.15 | 611.15 | LP17 | LP17 | circuit breaker 3VA1 IEC frame 160 breaking capacity class N Icu=25kA @ 415V 3-pole, line protection TM240, ATAM, In=160A overload protection Ir=112A...160A short-circuit protection Ii=5...10 x In clamp connection shunt trip (STL) 220-250V DC, 208-277V AC | - | 0 | 0
3VA1116-3EF36-0KC0 |  | 3VA1116-3EF36-0KC0 | 1 | UN | 1 | 10 | C | D | EAR99 | N | 85362090 | 1 | 4042949079408 | 1.05 | KG | 657.05 | 657.05 | LP17 | LP17 | circuit breaker 3VA1 IEC frame 160 breaking capacity class N Icu=25kA @ 415V 3-pole, line protection TM240, ATAM, In=160A overload protection Ir=112A...160A short-circuit protection Ii=5...10 x In clamp connection shunt trip (STL) 220-250V DC, 208-277V AC 2 auxiliary switches HQ | - | 0 | 0
3VA1116-3EF36-0KH0 |  | 3VA1116-3EF36-0KH0 | 1 | UN | 1 | 10 | C | D | EAR99 | N | 85362090 | 1 | 4042949091943 | 1.08 | KG | 680.85 | 680.85 | LP17 | LP17 | circuit breaker 3VA1 IEC frame 160 breaking capacity class N Icu=25kA @ 415V 3-pole, line protection TM240, ATAM, In=160A overload protection Ir=112A...160A short-circuit protection Ii=5...10 x In clamp connection shunt trip (STL) 220-250V DC, 208-277V AC 2 auxiliary switches HQ 1 trip alarm switch HQ | - | 0 | 0
3VA1116-3EF42-0AA0 |  | 3VA1116-3EF42-0AA0 | 1 | UN | 1 | 5 | B | D | EAR99 | N | 85362090 | 1 | 4042948809341 | 1.26 | KG | 633.9 | 615.8 | LP17 | LP17 | circuit breaker 3VA1 IEC frame 160 breaking capacity class N Icu=25kA @ 415V 4-pole, line protection TM240, ATAM, In=160A overload protection Ir=112A...160A short-circuit protection Ii=5...10 x In N conductor unprotected nut keeper kit | Lista Papel 2020 SI | 0 | 0
3VA1116-3EF46-0AA0 |  | 3VA1116-3EF46-0AA0 | 1 | UN | 1 | 2 | A | D | EAR99 | N | 85362090 | 1 | 4042948821121 | 1.349 | KG | 662.6 | 643.7 | LP17 | LP17 | circuit breaker 3VA1 IEC frame 160 breaking capacity class N Icu=25kA @ 415V 4-pole, line protection TM240, ATAM, In=160A overload protection Ir=112A...160A short-circuit protection Ii=5...10 x In N conductor unprotected clamp connection | Lista Papel 2020 SI | 0 | 0
3VA1116-3FD42-0AA0 |  | 3VA1116-3FD42-0AA0 | 1 | UN | 1 | 5 | B | D | EAR99 | N | 85362090 | 1 | 4042948815762 | 1.2 | KG | 589.6 | 573.2 | LP17 | LP17 | circuit breaker 3VA1 IEC frame 160 breaking capacity class N Icu=25kA @ 415V 4-pole, line protection TM210, FTFM, In=160A overload protection Ir=160A fixed short-circuit protection Ii=10 x In N conductor protection 50% nut keeper kit | Lista Papel 2020 SI | 0 | 0
3VA1116-3FD46-0AA0 |  | 3VA1116-3FD46-0AA0 | 1 | UN | 1 | 5 | B | D | EAR99 | N | 85362090 | 1 | 4042948824160 | 1.17 | KG | 618.3 | 601.1 | LP17 | LP17 | circuit breaker 3VA1 IEC frame 160 breaking capacity class N Icu=25kA @ 415V 4-pole, line protection TM210, FTFM, In=160A overload protection Ir=160A fixed short-circuit protection Ii=10 x In N conductor protection 50% clamp connection | Lista Papel 2020 SI | 0 | 0
3VA1116-3FE42-0AA0 |  | 3VA1116-3FE42-0AA0 | 1 | UN | 1 | 5 | B | D | EAR99 | N | 85362090 | 1 | 4042948815779 | 1.2 | KG | 601.1 | 583.8 | LP17 | LP17 | circuit breaker 3VA1 IEC frame 160 breaking capacity class N Icu=25kA @ 415V 4-pole, line protection TM220, ATFM, In=160A overload protection Ir=112A...160A short-circuit protection Ii=10 x In N conductor protection 50% nut keeper kit | Lista Papel 2020 SI | 0 | 0
3VA1116-3FE46-0AA0 |  | 3VA1116-3FE46-0AA0 | 1 | UN | 1 | 5 | B | D | EAR99 | N | 85362090 | 1 | 4042948824177 | 1.17 | KG | 629.8 | 611.7 | LP17 | LP17 | circuit breaker 3VA1 IEC frame 160 breaking capacity class N Icu=25kA @ 415V 4-pole, line protection TM220, ATFM, In=160A overload protection Ir=112A...160A short-circuit protection Ii=10 x In N conductor protection 50% clamp connection | Lista Papel 2020 SI | 0 | 0
3VA1116-3FF42-0AA0 |  | 3VA1116-3FF42-0AA0 | 1 | UN | 1 | 5 | B | D | EAR99 | N | 85362090 | 1 | 4042948815380 | 1.2 | KG | 633.9 | 615.8 | LP17 | LP17 | circuit breaker 3VA1 IEC frame 160 breaking capacity class N Icu=25kA @ 415V 4-pole, line protection TM240, ATAM, In=160A overload protection Ir=112A...160A short-circuit protection Ii=5...10 x In N conductor protection 50% nut keeper kit | Lista Papel 2020 SI | 0 | 0
3VA1116-3FF46-0AA0 |  | 3VA1116-3FF46-0AA0 | 1 | UN | 1 | 2 | A | D | EAR99 | N | 85362090 | 1 | 4042948823323 | 1.377 | KG | 662.6 | 643.7 | LP17 | LP17 | circuit breaker 3VA1 IEC frame 160 breaking capacity class N Icu=25kA @ 415V 4-pole, line protection TM240, ATAM, In=160A overload protection Ir=112A...160A short-circuit protection Ii=5...10 x In N conductor protection 50% clamp connection | Lista Papel 2020 SI | 0 | 0
3VA1116-3GD42-0AA0 |  | 3VA1116-3GD42-0AA0 | 1 | UN | 1 | 5 | B | D | EAR99 | N | 85362090 | 1 | 4042948816301 | 1.29 | KG | 589.6 | 573.2 | LP17 | LP17 | circuit breaker 3VA1 IEC frame 160 breaking capacity class N Icu=25kA @ 415V 4-pole, line protection TM210, FTFM, In=160A overload protection Ir=160A fixed short-circuit protection Ii=10 x In N conductor protection 100% nut keeper kit | Lista Papel 2020 SI | 0 | 0
3VA1116-3GD46-0AA0 |  | 3VA1116-3GD46-0AA0 | 1 | UN | 1 | 5 | B | D | EAR99 | N | 85362090 | 1 | 4042948825488 | 1.376 | KG | 618.3 | 601.1 | LP17 | LP17 | circuit breaker 3VA1 IEC frame 160 breaking capacity class N Icu=25kA @ 415V 4-pole, line protection TM210, FTFM, In=160A overload protection Ir=160A fixed short-circuit protection Ii=10 x In N conductor protection 100% clamp connection | Lista Papel 2020 SI | 0 | 0
3VA1116-3GE42-0AA0 |  | 3VA1116-3GE42-0AA0 | 1 | UN | 1 | 2 | A | D | EAR99 | N | 85362090 | 1 | 4042948816318 | 1.288 | KG | 601.1 | 583.8 | LP17 | LP17 | circuit breaker 3VA1 IEC frame 160 breaking capacity class N Icu=25kA @ 415V 4-pole, line protection TM220, ATFM, In=160A overload protection Ir=112A...160A short-circuit protection Ii=10 x In N conductor protection 100% nut keeper kit | Lista Papel 2020 SI | 0 | 0
3VA1116-3GE46-0AA0 |  | 3VA1116-3GE46-0AA0 | 1 | UN | 1 | 5 | B | D | EAR99 | N | 85362090 | 1 | 4042948825495 | 1.375 | KG | 629.8 | 611.7 | LP17 | LP17 | circuit breaker 3VA1 IEC frame 160 breaking capacity class N Icu=25kA @ 415V 4-pole, line protection TM220, ATFM, In=160A overload protection Ir=112A...160A short-circuit protection Ii=10 x In N conductor protection 100% clamp connection | Lista Papel 2020 SI | 0 | 0
3VA1116-3GF42-0AA0 |  | 3VA1116-3GF42-0AA0 | 1 | UN | 1 | 2 | A | D | EAR99 | N | 85362090 | 1 | 4042948815922 | 1.289 | KG | 633.9 | 615.8 | LP17 | LP17 | circuit breaker 3VA1 IEC frame 160 breaking capacity class N Icu=25kA @ 415V 4-pole, line protection TM240, ATAM, In=160A overload protection Ir=112A...160A short-circuit protection Ii=5...10 x In N conductor protection 100% nut keeper kit | Lista Papel 2020 SI | 0 | 0
3VA1116-3GF42-0AH0 |  | 3VA1116-3GF42-0AH0 | 1 | UN | 1 | 10 | C | D | EAR99 | N | 85362090 | 1 | 4042949329473 | 1.37 | KG | 727.6 | 727.6 | LP17 | LP17 | circuit breaker 3VA1 IEC frame 160 breaking capacity class N Icu=25kA @ 415V 4-pole, line protection TM240, ATAM, In=160A overload protection Ir=112A...160A short-circuit protection Ii=5...10 x In N conductor protection 100% nut keeper kit circuit breaker 3VA1 IEC frame 160 breaking capacity class N Icu=25kA @ 415V 4-pole, line protection TM240, ATAM, In=160A overload protection Ir=112A...160A short-circuit 2 AUXILIARY SWITCH CHANGEOVER H 1 TRIP ALARM SWITCH CHANGEOVER |  | 0 | 0
3VA1116-3GF46-0AA0 |  | 3VA1116-3GF46-0AA0 | 1 | UN | 1 | 2 | A | D | EAR99 | N | 85362090 | 1 | 4042948824641 | 1.373 | KG | 662.6 | 643.7 | LP17 | LP17 | circuit breaker 3VA1 IEC frame 160 breaking capacity class N Icu=25kA @ 415V 4-pole, line protection TM240, ATAM, In=160A overload protection Ir=112A...160A short-circuit protection Ii=5...10 x In N conductor protection 100% clamp connection | Lista Papel 2020 SI | 0 | 0
3VA1116-4ED12-0AA0 |  | 3VA1116-4ED12-0AA0 | 1 | UN | 1 | 5 | B | D | EAR99 | N | 85362090 | 1 | 4042948829851 | 0.36 | KG | 246 | 239.4 | LP17 | LP17 | circuit breaker 3VA1 IEC frame 160 breaking capacity class S Icu=36kA @ 240V 1-pole, line protection TM210, FTFM, In=160A overload protection Ir=160A fixed short-circuit protection Ii=10 x In nut keeper kit | Lista Papel 2020 SI | 0 | 0
3VA1116-4ED16-0AA0 |  | 3VA1116-4ED16-0AA0 | 1 | UN | 1 | 5 | B | D | EAR99 | N | 85362090 | 1 | 4042948829844 | 0.36 | KG | 254.2 | 246.8 | LP17 | LP17 | circuit breaker 3VA1 IEC frame 160 breaking capacity class S Icu=36kA @ 240V 1-pole, line protection TM210, FTFM, In=160A overload protection Ir=160A fixed short-circuit protection Ii=10 x In clamp connection | Lista Papel 2020 SI | 0 | 0
3VA1116-4ED22-0AA0 |  | 3VA1116-4ED22-0AA0 | 1 | UN | 1 | 5 | B | D | EAR99 | N | 85362090 | 1 | 4042948829837 | 669 | G | 459 | 459 | LP17 | LP17 | circuit breaker 3VA1 IEC frame 160 breaking capacity class S Icu=36kA @ 415V 2-pole, line protection TM210, FTFM, In=160A overload protection Ir=160A fixed short-circuit protection Ii=10 x In nut keeper kit | - | 0 | 0
3VA1116-4ED26-0AA0 |  | 3VA1116-4ED26-0AA0 | 1 | UN | 1 | 5 | B | D | EAR99 | N | 85362090 | 1 | 4042948829820 | 731 | G | 474.3 | 474.3 | LP17 | LP17 | circuit breaker 3VA1 IEC frame 160 breaking capacity class S Icu=36kA @ 415V 2-pole, line protection TM210, FTFM, In=160A overload protection Ir=160A fixed short-circuit protection Ii=10 x In clamp connection | - | 0 | 0
3VA1116-4ED26-0AC0 |  | 3VA1116-4ED26-0AC0 | 1 | UN | 1 | 10 | C | D | EAR99 | N | 85362090 | 1 | 4042949328230 | 0.646 | KG | 520.2 | 520.2 | LP17 | LP17 | circuit breaker 3VA1 IEC frame 160 breaking capacity class S Icu=36kA @ 415V 2-pole, line protection TM210, FTFM, In=160A overload protection Ir=160A fixed short-circuit protection Ii=10 x In clamp connection circuit breaker 3VA1 IEC frame 160 breaking capacity class S Icu=36kA @ 415V 2-pole, line protection TM210, FTFM, In=160A overload protection Ir=160A fixed short-circuit protection Ii=10 x In clamp connection 2 AUXILIARY SWITCH CHANGEOVER H |  | 0 | 0
3VA1116-4ED32-0AA0 |  | 3VA1116-4ED32-0AA0 | 1 | UN | 1 | 5 | B | D | EAR99 | N | 85362090 | 1 | 4042948812907 | 1.002 | KG | 492.8 | 478.9 | LP17 | LP17 | circuit breaker 3VA1 IEC frame 160 breaking capacity class S Icu=36kA @ 415V 3-pole, line protection TM210, FTFM, In=160A overload protection Ir=160A fixed short-circuit protection Ii=10 x In nut keeper kit | Lista Papel 2020 SI | 0 | 0
3VA1116-4ED36-0AA0 |  | 3VA1116-4ED36-0AA0 | 1 | UN | 1 | 5 | B | D | EAR99 | N | 85362090 | 1 | 4042948821985 | 1.066 | KG | 515 | 500.2 | LP17 | LP17 | circuit breaker 3VA1 IEC frame 160 breaking capacity class S Icu=36kA @ 415V 3-pole, line protection TM210, FTFM, In=160A overload protection Ir=160A fixed short-circuit protection Ii=10 x In clamp connection | Lista Papel 2020 SI | 0 | 0
3VA1116-4ED42-0AA0 |  | 3VA1116-4ED42-0AA0 | 1 | UN | 1 | 5 | B | D | EAR99 | N | 85362090 | 1 | 4042948813782 | 1.258 | KG | 640.4 | 622.4 | LP17 | LP17 | circuit breaker 3VA1 IEC frame 160 breaking capacity class S Icu=36kA @ 415V 4-pole, line protection TM210, FTFM, In=160A overload protection Ir=160A fixed short-circuit protection Ii=10 x In N conductor unprotected nut keeper kit | Lista Papel 2020 SI | 0 | 0
3VA1116-4ED42-0BD0 |  | 3VA1116-4ED42-0BD0 | 1 | UN | 1 | 10 | C | D | EAR99 | N | 85362090 | 1 | 4042949321866 | 1.359 | KG | 842.35 | 842.35 | LP17 | LP17 | circuit breaker 3VA1 IEC frame 160 breaking capacity class S Icu=36kA @ 415V 4-pole, line protection TM210, FTFM, In=160A overload protection Ir=160A fixed short-circuit protection Ii=10 x In N conductor unprotected nut keeper kit undervoltage release (UVR) 24V DC 3 auxiliary switches HQ | - | 0 | 0
3VA1116-4ED46-0AA0 |  | 3VA1116-4ED46-0AA0 | 1 | UN | 1 | 2 | A | D | EAR99 | N | 85362090 | 1 | 4042948822869 | 1.342 | KG | 668.3 | 649.4 | LP17 | LP17 | circuit breaker 3VA1 IEC frame 160 breaking capacity class S Icu=36kA @ 415V 4-pole, line protection TM210, FTFM, In=160A overload protection Ir=160A fixed short-circuit protection Ii=10 x In N conductor unprotected clamp connection | Lista Papel 2020 SI | 0 | 0
3VA1116-4EE32-0AA0 |  | 3VA1116-4EE32-0AA0 | 1 | UN | 1 | 2 | A | D | EAR99 | N | 85362090 | 1 | 4042948812914 | 1.004 | KG | 503.5 | 489.5 | LP17 | LP17 | circuit breaker 3VA1 IEC frame 160 breaking capacity class S Icu=36kA @ 415V 3-pole, line protection TM220, ATFM, In=160A overload protection Ir=112A...160A short-circuit protection Ii=10 x In nut keeper kit | Lista Papel 2020 SI | 0 | 0
3VA1116-4EE36-0AA0 |  | 3VA1116-4EE36-0AA0 | 1 | UN | 1 | 2 | A | D | EAR99 | N | 85362090 | 1 | 4042948821992 | 1.067 | KG | 524 | 509.2 | LP17 | LP17 | circuit breaker 3VA1 IEC frame 160 breaking capacity class S Icu=36kA @ 415V 3-pole, line protection TM220, ATFM, In=160A overload protection Ir=112A...160A short-circuit protection Ii=10 x In clamp connection | Lista Papel 2020 SI | 0 | 0
3VA1116-4EE42-0AA0 |  | 3VA1116-4EE42-0AA0 | 1 | UN | 1 | 5 | B | D | EAR99 | N | 85362090 | 1 | 4042948813799 | 1.25 | KG | 653.5 | 635.5 | LP17 | LP17 | circuit breaker 3VA1 IEC frame 160 breaking capacity class S Icu=36kA @ 415V 4-pole, line protection TM220, ATFM, In=160A overload protection Ir=112A...160A short-circuit protection Ii=10 x In N conductor unprotected nut keeper kit | Lista Papel 2020 SI | 0 | 0
3VA1116-4EE46-0AA0 |  | 3VA1116-4EE46-0AA0 | 1 | UN | 1 | 5 | B | D | EAR99 | N | 85362090 | 1 | 4042948822876 | 1.345 | KG | 681.4 | 662.6 | LP17 | LP17 | circuit breaker 3VA1 IEC frame 160 breaking capacity class S Icu=36kA @ 415V 4-pole, line protection TM220, ATFM, In=160A overload protection Ir=112A...160A short-circuit protection Ii=10 x In N conductor unprotected clamp connection | Lista Papel 2020 SI | 0 | 0
3VA1116-4EF32-0AA0 |  | 3VA1116-4EF32-0AA0 | 1 | UN | 1 | 2 | A | D | EAR99 | N | 85362090 | 1 | 4042948808917 | 1.003 | KG | 529.7 | 515 | LP17 | LP17 | circuit breaker 3VA1 IEC frame 160 breaking capacity class S Icu=36kA @ 415V 3-pole, line protection TM240, ATAM, In=160A overload protection Ir=112A...160A short-circuit protection Ii=5...10 x In nut keeper kit | Lista Papel 2020 SI | 0 | 0
3VA1116-4EF32-0AB0 |  | 3VA1116-4EF32-0AB0 | 1 | UN | 1 | 10 | C | D | EAR99 | N | 85362090 | 1 | 4042949053958 | 0.96 | KG | 619.65 | 619.65 | LP17 | LP17 | circuit breaker 3VA1 IEC frame 160 breaking capacity class S Icu=36kA @ 415V 3-pole, line protection TM240, ATAM, In=160A overload protection Ir=112A...160A short-circuit protection Ii=5...10 x In nut keeper kit 2 auxiliary switches HP | - | 0 | 0
3VA1116-4EF32-0AC0 |  | 3VA1116-4EF32-0AC0 | 1 | UN | 1 | 10 | C | D | EAR99 | N | 85362090 | 1 | 4042949056041 | 0.96 | KG | 595.85 | 595.85 | LP17 | LP17 | circuit breaker 3VA1 IEC frame 160 breaking capacity class S Icu=36kA @ 415V 3-pole, line protection TM240, ATAM, In=160A overload protection Ir=112A...160A short-circuit protection Ii=5...10 x In nut keeper kit 2 auxiliary switches HQ | - | 0 | 0
3VA1116-4EF32-0AD0 |  | 3VA1116-4EF32-0AD0 | 1 | UN | 1 | 10 | C | D | EAR99 | N | 85362090 | 1 | 4042949058137 | 0.99 | KG | 619.65 | 619.65 | LP17 | LP17 | circuit breaker 3VA1 IEC frame 160 breaking capacity class S Icu=36kA @ 415V 3-pole, line protection TM240, ATAM, In=160A overload protection Ir=112A...160A short-circuit protection Ii=5...10 x In nut keeper kit 3 auxiliary switches HQ | - | 0 | 0
3VA1116-4EF32-0AE0 |  | 3VA1116-4EF32-0AE0 | 1 | UN | 1 | 10 | C | D | EAR99 | N | 85362090 | 1 | 4042949060222 | 1.02 | KG | 643.45 | 643.45 | LP17 | LP17 | circuit breaker 3VA1 IEC frame 160 breaking capacity class S Icu=36kA @ 415V 3-pole, line protection TM240, ATAM, In=160A overload protection Ir=112A...160A short-circuit protection Ii=5...10 x In nut keeper kit 4 auxiliary switches HQ | - | 0 | 0
3VA1116-4EF32-0AF0 |  | 3VA1116-4EF32-0AF0 | 1 | UN | 1 | 10 | C | D | EAR99 | N | 85362090 | 1 | 4042949062318 | 0.96 | KG | 595.85 | 595.85 | LP17 | LP17 | circuit breaker 3VA1 IEC frame 160 breaking capacity class S Icu=36kA @ 415V 3-pole, line protection TM240, ATAM, In=160A overload protection Ir=112A...160A short-circuit protection Ii=5...10 x In nut keeper kit 1 auxiliary switch HQ 1 trip alarm switch HQ | - | 0 | 0
3VA1116-4EF32-0AG0 |  | 3VA1116-4EF32-0AG0 | 1 | UN | 1 | 10 | C | D | EAR99 | N | 85362090 | 1 | 4042949064404 | 0.96 | KG | 619.65 | 619.65 | LP17 | LP17 | circuit breaker 3VA1 IEC frame 160 breaking capacity class S Icu=36kA @ 415V 3-pole, line protection TM240, ATAM, In=160A overload protection Ir=112A...160A short-circuit protection Ii=5...10 x In nut keeper kit 1 auxiliary switch HP 1 trip alarm switch HP | - | 0 | 0
3VA1116-4EF32-0AH0 |  | 3VA1116-4EF32-0AH0 | 1 | UN | 1 | 10 | C | D | EAR99 | N | 85362090 | 1 | 4042949066491 | 0.99 | KG | 619.65 | 619.65 | LP17 | LP17 | circuit breaker 3VA1 IEC frame 160 breaking capacity class S Icu=36kA @ 415V 3-pole, line protection TM240, ATAM, In=160A overload protection Ir=112A...160A short-circuit protection Ii=5...10 x In nut keeper kit 2 auxiliary switches HQ 1 trip alarm switch HQ | - | 0 | 0
3VA1116-4EF32-0BA0 |  | 3VA1116-4EF32-0BA0 | 1 | UN | 1 | 10 | C | D | EAR99 | N | 85362090 | 1 | 4042949041412 | 0.9 | KG | 657.9 | 657.9 | LP17 | LP17 | circuit breaker 3VA1 IEC frame 160 breaking capacity class S Icu=36kA @ 415V 3-pole, line protection TM240, ATAM, In=160A overload protection Ir=112A...160A short-circuit protection Ii=5...10 x In nut keeper kit undervoltage release (UVR) 24V DC | - | 0 | 0
3VA1116-4EF32-0BC0 |  | 3VA1116-4EF32-0BC0 | 1 | UN | 1 | 10 | C | D | EAR99 | N | 85362090 | 1 | 4042949068945 | 1.05 | KG | 703.8 | 703.8 | LP17 | LP17 | circuit breaker 3VA1 IEC frame 160 breaking capacity class S Icu=36kA @ 415V 3-pole, line protection TM240, ATAM, In=160A overload protection Ir=112A...160A short-circuit protection Ii=5...10 x In nut keeper kit undervoltage release (UVR) 24V DC 2 auxiliary switches HQ | - | 0 | 0
3VA1116-4EF32-0BH0 |  | 3VA1116-4EF32-0BH0 | 1 | UN | 1 | 10 | C | D | EAR99 | N | 85362090 | 1 | 4042949081487 | 1.05 | KG | 727.6 | 727.6 | LP17 | LP17 | circuit breaker 3VA1 IEC frame 160 breaking capacity class S Icu=36kA @ 415V 3-pole, line protection TM240, ATAM, In=160A overload protection Ir=112A...160A short-circuit protection Ii=5...10 x In nut keeper kit undervoltage release (UVR) 24V DC 2 auxiliary switches HQ 1 trip alarm switch HQ | - | 0 | 0
3VA1116-4EF32-0CA0 |  | 3VA1116-4EF32-0CA0 | 1 | UN | 1 | 10 | C | D | EAR99 | N | 85362090 | 1 | 4042949043508 | 0.9 | KG | 657.9 | 657.9 | LP17 | LP17 | circuit breaker 3VA1 IEC frame 160 breaking capacity class S Icu=36kA @ 415V 3-pole, line protection TM240, ATAM, In=160A overload protection Ir=112A...160A short-circuit protection Ii=5...10 x In nut keeper kit undervoltage release (UVR) 120-127V AC 50/60Hz | - | 0 | 0
3VA1116-4EF32-0CC0 |  | 3VA1116-4EF32-0CC0 | 1 | UN | 1 | 10 | C | D | EAR99 | N | 85362090 | 1 | 4042949071037 | 1.05 | KG | 703.8 | 703.8 | LP17 | LP17 | circuit breaker 3VA1 IEC frame 160 breaking capacity class S Icu=36kA @ 415V 3-pole, line protection TM240, ATAM, In=160A overload protection Ir=112A...160A short-circuit protection Ii=5...10 x In nut keeper kit undervoltage release (UVR) 120-127V AC 50/60Hz 2 auxiliary switches HQ | - | 0 | 0
3VA1116-4EF32-0CH0 |  | 3VA1116-4EF32-0CH0 | 1 | UN | 1 | 10 | C | D | EAR99 | N | 85362090 | 1 | 4042949083573 | 1.08 | KG | 727.6 | 727.6 | LP17 | LP17 | circuit breaker 3VA1 IEC frame 160 breaking capacity class S Icu=36kA @ 415V 3-pole, line protection TM240, ATAM, In=160A overload protection Ir=112A...160A short-circuit protection Ii=5...10 x In nut keeper kit undervoltage release (UVR) 120-127V AC 50/60Hz 2 auxiliary switches HQ 1 trip alarm switch HQ | - | 0 | 0
3VA1116-4EF32-0DA0 |  | 3VA1116-4EF32-0DA0 | 1 | UN | 1 | 10 | C | D | EAR99 | N | 85362090 | 1 | 4042949045595 | 0.9 | KG | 657.9 | 657.9 | LP17 | LP17 | circuit breaker 3VA1 IEC frame 160 breaking capacity class S Icu=36kA @ 415V 3-pole, line protection TM240, ATAM, In=160A overload protection Ir=112A...160A short-circuit protection Ii=5...10 x In nut keeper kit undervoltage release (UVR) 208-230V AC 50/60Hz | - | 0 | 0
3VA1116-4EF32-0DC0 |  | 3VA1116-4EF32-0DC0 | 1 | UN | 1 | 10 | C | D | EAR99 | N | 85362090 | 1 | 4042949073123 | 1.05 | KG | 703.8 | 703.8 | LP17 | LP17 | circuit breaker 3VA1 IEC frame 160 breaking capacity class S Icu=36kA @ 415V 3-pole, line protection TM240, ATAM, In=160A overload protection Ir=112A...160A short-circuit protection Ii=5...10 x In nut keeper kit undervoltage release (UVR) 208-230V AC 50/60Hz 2 auxiliary switches HQ | - | 0 | 0
3VA1116-4EF32-0DH0 |  | 3VA1116-4EF32-0DH0 | 1 | UN | 1 | 10 | C | D | EAR99 | N | 85362090 | 1 | 4042949085669 | 1.08 | KG | 727.6 | 727.6 | LP17 | LP17 | circuit breaker 3VA1 IEC frame 160 breaking capacity class S Icu=36kA @ 415V 3-pole, line protection TM240, ATAM, In=160A overload protection Ir=112A...160A short-circuit protection Ii=5...10 x In nut keeper kit undervoltage release (UVR) 208-230V AC 50/60Hz 2 auxiliary switches HQ 1 trip alarm switch HQ | - | 0 | 0
3VA1116-4EF32-0HA0 |  | 3VA1116-4EF32-0HA0 | 1 | UN | 1 | 10 | C | D | EAR99 | N | 85362090 | 1 | 4042949047681 | 0.9 | KG | 634.95 | 634.95 | LP17 | LP17 | circuit breaker 3VA1 IEC frame 160 breaking capacity class S Icu=36kA @ 415V 3-pole, line protection TM240, ATAM, In=160A overload protection Ir=112A...160A short-circuit protection Ii=5...10 x In nut keeper kit shunt trip (STL) 12-30V DC, 24V AC 50/60Hz | - | 0 | 0
3VA1116-4EF32-0HC0 |  | 3VA1116-4EF32-0HC0 | 1 | UN | 1 | 10 | C | D | EAR99 | N | 85362090 | 1 | 4042949075219 | 1.05 | KG | 680 | 680 | LP17 | LP17 | circuit breaker 3VA1 IEC frame 160 breaking capacity class S Icu=36kA @ 415V 3-pole, line protection TM240, ATAM, In=160A overload protection Ir=112A...160A short-circuit protection Ii=5...10 x In nut keeper kit shunt trip (STL) 12-30V DC, 24V AC 50/60Hz 2 auxiliary switches HQ | - | 0 | 0
3VA1116-4EF32-0HH0 |  | 3VA1116-4EF32-0HH0 | 1 | UN | 1 | 10 | C | D | EAR99 | N | 85362090 | 1 | 4042949087755 | 1.08 | KG | 702.95 | 702.95 | LP17 | LP17 | circuit breaker 3VA1 IEC frame 160 breaking capacity class S Icu=36kA @ 415V 3-pole, line protection TM240, ATAM, In=160A overload protection Ir=112A...160A short-circuit protection Ii=5...10 x In nut keeper kit shunt trip (STL) 12-30V DC, 24V AC 50/60Hz 2 auxiliary switches HQ 1 trip alarm switch HQ | - | 0 | 0
3VA1116-4EF32-0JA0 |  | 3VA1116-4EF32-0JA0 | 1 | UN | 1 | 10 | C | D | EAR99 | N | 85362090 | 1 | 4042949049777 | 1.05 | KG | 634.95 | 634.95 | LP17 | LP17 | circuit breaker 3VA1 IEC frame 160 breaking capacity class S Icu=36kA @ 415V 3-pole, line protection TM240, ATAM, In=160A overload protection Ir=112A...160A short-circuit protection Ii=5...10 x In nut keeper kit shunt trip (STL) 110-127V DC, AC 50/60Hz | - | 0 | 0
3VA1116-4EF32-0JC0 |  | 3VA1116-4EF32-0JC0 | 1 | UN | 1 | 10 | C | D | EAR99 | N | 85362090 | 1 | 4042949077305 | 1.05 | KG | 680 | 680 | LP17 | LP17 | circuit breaker 3VA1 IEC frame 160 breaking capacity class S Icu=36kA @ 415V 3-pole, line protection TM240, ATAM, In=160A overload protection Ir=112A...160A short-circuit protection Ii=5...10 x In nut keeper kit shunt trip (STL) 110-127V DC, AC 50/60Hz 2 auxiliary switches HQ | - | 0 | 0
3VA1116-4EF32-0JH0 |  | 3VA1116-4EF32-0JH0 | 1 | UN | 1 | 10 | C | D | EAR99 | N | 85362090 | 1 | 4042949089841 | 1.08 | KG | 702.95 | 702.95 | LP17 | LP17 | circuit breaker 3VA1 IEC frame 160 breaking capacity class S Icu=36kA @ 415V 3-pole, line protection TM240, ATAM, In=160A overload protection Ir=112A...160A short-circuit protection Ii=5...10 x In nut keeper kit shunt trip (STL) 110-127V DC, AC 50/60Hz 2 auxiliary switches HQ 1 trip alarm switch HQ | - | 0 | 0
3VA1116-4EF32-0KA0 |  | 3VA1116-4EF32-0KA0 | 1 | UN | 1 | 10 | C | D | EAR99 | N | 85362090 | 1 | 4042949051862 | 1.05 | KG | 634.95 | 634.95 | LP17 | LP17 | circuit breaker 3VA1 IEC frame 160 breaking capacity class S Icu=36kA @ 415V 3-pole, line protection TM240, ATAM, In=160A overload protection Ir=112A...160A short-circuit protection Ii=5...10 x In nut keeper kit shunt trip (STL) 220-250V DC, 208-277V AC | - | 0 | 0
3VA1116-4EF32-0KC0 |  | 3VA1116-4EF32-0KC0 | 1 | UN | 1 | 10 | C | D | EAR99 | N | 85362090 | 1 | 4042949079392 | 1.05 | KG | 680 | 680 | LP17 | LP17 | circuit breaker 3VA1 IEC frame 160 breaking capacity class S Icu=36kA @ 415V 3-pole, line protection TM240, ATAM, In=160A overload protection Ir=112A...160A short-circuit protection Ii=5...10 x In nut keeper kit shunt trip (STL) 220-250V DC, 208-277V AC 2 auxiliary switches HQ | - | 0 | 0
3VA1116-4EF32-0KH0 |  | 3VA1116-4EF32-0KH0 | 1 | UN | 1 | 10 | C | D | EAR99 | N | 85362090 | 1 | 4042949091936 | 1.08 | KG | 702.95 | 702.95 | LP17 | LP17 | circuit breaker 3VA1 IEC frame 160 breaking capacity class S Icu=36kA @ 415V 3-pole, line protection TM240, ATAM, In=160A overload protection Ir=112A...160A short-circuit protection Ii=5...10 x In nut keeper kit shunt trip (STL) 220-250V DC, 208-277V AC 2 auxiliary switches HQ 1 trip alarm switch HQ | - | 0 | 0
3VA1116-4EF36-0AA0 |  | 3VA1116-4EF36-0AA0 | 1 | UN | 1 | 2 | A | D | EAR99 | N | 85362090 | 1 | 4042948820698 | 1.063 | KG | 551 | 535.5 | LP17 | LP17 | circuit breaker 3VA1 IEC frame 160 breaking capacity class S Icu=36kA @ 415V 3-pole, line protection TM240, ATAM, In=160A overload protection Ir=112A...160A short-circuit protection Ii=5...10 x In clamp connection | Lista Papel 2020 SI | 0 | 0
3VA1116-4EF36-0AB0 |  | 3VA1116-4EF36-0AB0 | 1 | UN | 1 | 10 | C | D | EAR99 | N | 85362090 | 1 | 4042949053941 | 0.96 | KG | 641.75 | 641.75 | LP17 | LP17 | circuit breaker 3VA1 IEC frame 160 breaking capacity class S Icu=36kA @ 415V 3-pole, line protection TM240, ATAM, In=160A overload protection Ir=112A...160A short-circuit protection Ii=5...10 x In clamp connection 2 auxiliary switches HP | - | 0 | 0
3VA1116-4EF36-0AC0 |  | 3VA1116-4EF36-0AC0 | 1 | UN | 1 | 10 | C | D | EAR99 | N | 85362090 | 1 | 4042949056034 | 0.96 | KG | 617.1 | 617.1 | LP17 | LP17 | circuit breaker 3VA1 IEC frame 160 breaking capacity class S Icu=36kA @ 415V 3-pole, line protection TM240, ATAM, In=160A overload protection Ir=112A...160A short-circuit protection Ii=5...10 x In clamp connection 2 auxiliary switches HQ | - | 0 | 0
3VA1116-4EF36-0AD0 |  | 3VA1116-4EF36-0AD0 | 1 | UN | 1 | 10 | C | D | EAR99 | N | 85362090 | 1 | 4042949058120 | 0.99 | KG | 641.75 | 641.75 | LP17 | LP17 | circuit breaker 3VA1 IEC frame 160 breaking capacity class S Icu=36kA @ 415V 3-pole, line protection TM240, ATAM, In=160A overload protection Ir=112A...160A short-circuit protection Ii=5...10 x In clamp connection 3 auxiliary switches HQ | - | 0 | 0
3VA1116-4EF36-0AE0 |  | 3VA1116-4EF36-0AE0 | 1 | UN | 1 | 10 | C | D | EAR99 | N | 85362090 | 1 | 4042949060215 | 1.02 | KG | 665.55 | 665.55 | LP17 | LP17 | circuit breaker 3VA1 IEC frame 160 breaking capacity class S Icu=36kA @ 415V 3-pole, line protection TM240, ATAM, In=160A overload protection Ir=112A...160A short-circuit protection Ii=5...10 x In clamp connection 4 auxiliary switches HQ | - | 0 | 0
3VA1116-4EF36-0AF0 |  | 3VA1116-4EF36-0AF0 | 1 | UN | 1 | 10 | C | D | EAR99 | N | 85362090 | 1 | 4042949062301 | 0.96 | KG | 617.1 | 617.1 | LP17 | LP17 | circuit breaker 3VA1 IEC frame 160 breaking capacity class S Icu=36kA @ 415V 3-pole, line protection TM240, ATAM, In=160A overload protection Ir=112A...160A short-circuit protection Ii=5...10 x In clamp connection 1 auxiliary switch HQ 1 trip alarm switch HQ | - | 0 | 0
3VA1116-4EF36-0AG0 |  | 3VA1116-4EF36-0AG0 | 1 | UN | 1 | 10 | C | D | EAR99 | N | 85362090 | 1 | 4042949064398 | 0.96 | KG | 641.75 | 641.75 | LP17 | LP17 | circuit breaker 3VA1 IEC frame 160 breaking capacity class S Icu=36kA @ 415V 3-pole, line protection TM240, ATAM, In=160A overload protection Ir=112A...160A short-circuit protection Ii=5...10 x In clamp connection 1 auxiliary switch HP 1 trip alarm switch HP | - | 0 | 0
3VA1116-4EF36-0AH0 |  | 3VA1116-4EF36-0AH0 | 1 | UN | 1 | 10 | C | D | EAR99 | N | 85362090 | 1 | 4042949066484 | 0.99 | KG | 641.75 | 641.75 | LP17 | LP17 | circuit breaker 3VA1 IEC frame 160 breaking capacity class S Icu=36kA @ 415V 3-pole, line protection TM240, ATAM, In=160A overload protection Ir=112A...160A short-circuit protection Ii=5...10 x In clamp connection 2 auxiliary switches HQ 1 trip alarm switch HQ | - | 0 | 0
3VA1116-4EF36-0BA0 |  | 3VA1116-4EF36-0BA0 | 1 | UN | 1 | 10 | C | D | EAR99 | N | 85362090 | 1 | 4042949041405 | 0.9 | KG | 680 | 680 | LP17 | LP17 | circuit breaker 3VA1 IEC frame 160 breaking capacity class S Icu=36kA @ 415V 3-pole, line protection TM240, ATAM, In=160A overload protection Ir=112A...160A short-circuit protection Ii=5...10 x In clamp connection undervoltage release (UVR) 24V DC | - | 0 | 0
3VA1116-4EF36-0BC0 |  | 3VA1116-4EF36-0BC0 | 1 | UN | 1 | 10 | C | D | EAR99 | N | 85362090 | 1 | 4042949068938 | 1.05 | KG | 725.9 | 725.9 | LP17 | LP17 | circuit breaker 3VA1 IEC frame 160 breaking capacity class S Icu=36kA @ 415V 3-pole, line protection TM240, ATAM, In=160A overload protection Ir=112A...160A short-circuit protection Ii=5...10 x In clamp connection undervoltage release (UVR) 24V DC 2 auxiliary switches HQ | - | 0 | 0
3VA1116-4EF36-0BH0 |  | 3VA1116-4EF36-0BH0 | 1 | UN | 1 | 10 | C | D | EAR99 | N | 85362090 | 1 | 4042949081470 | 1.05 | KG | 750.55 | 750.55 | LP17 | LP17 | circuit breaker 3VA1 IEC frame 160 breaking capacity class S Icu=36kA @ 415V 3-pole, line protection TM240, ATAM, In=160A overload protection Ir=112A...160A short-circuit protection Ii=5...10 x In clamp connection undervoltage release (UVR) 24V DC 2 auxiliary switches HQ 1 trip alarm switch HQ | - | 0 | 0
3VA1116-4EF36-0CA0 |  | 3VA1116-4EF36-0CA0 | 1 | UN | 1 | 10 | C | D | EAR99 | N | 85362090 | 1 | 4042949043492 | 0.9 | KG | 680 | 680 | LP17 | LP17 | circuit breaker 3VA1 IEC frame 160 breaking capacity class S Icu=36kA @ 415V 3-pole, line protection TM240, ATAM, In=160A overload protection Ir=112A...160A short-circuit protection Ii=5...10 x In clamp connection undervoltage release (UVR) 120-127V AC 50/60Hz | - | 0 | 0
3VA1116-4EF36-0CC0 |  | 3VA1116-4EF36-0CC0 | 1 | UN | 1 | 10 | C | D | EAR99 | N | 85362090 | 1 | 4042949071020 | 1.05 | KG | 725.9 | 725.9 | LP17 | LP17 | circuit breaker 3VA1 IEC frame 160 breaking capacity class S Icu=36kA @ 415V 3-pole, line protection TM240, ATAM, In=160A overload protection Ir=112A...160A short-circuit protection Ii=5...10 x In clamp connection undervoltage release (UVR) 120-127V AC 50/60Hz 2 auxiliary switches HQ | - | 0 | 0
3VA1116-4EF36-0CH0 |  | 3VA1116-4EF36-0CH0 | 1 | UN | 1 | 10 | C | D | EAR99 | N | 85362090 | 1 | 4042949083566 | 1.08 | KG | 750.55 | 750.55 | LP17 | LP17 | circuit breaker 3VA1 IEC frame 160 breaking capacity class S Icu=36kA @ 415V 3-pole, line protection TM240, ATAM, In=160A overload protection Ir=112A...160A short-circuit protection Ii=5...10 x In clamp connection undervoltage release (UVR) 120-127V AC 50/60Hz 2 auxiliary switches HQ 1 trip alarm switch HQ | - | 0 | 0
3VA1116-4EF36-0DA0 |  | 3VA1116-4EF36-0DA0 | 1 | UN | 1 | 10 | C | D | EAR99 | N | 85362090 | 1 | 4042949045588 | 0.9 | KG | 680 | 680 | LP17 | LP17 | circuit breaker 3VA1 IEC frame 160 breaking capacity class S Icu=36kA @ 415V 3-pole, line protection TM240, ATAM, In=160A overload protection Ir=112A...160A short-circuit protection Ii=5...10 x In clamp connection undervoltage release (UVR) 208-230V AC 50/60Hz | - | 0 | 0
3VA1116-4EF36-0DC0 |  | 3VA1116-4EF36-0DC0 | 1 | UN | 1 | 10 | C | D | EAR99 | N | 85362090 | 1 | 4042949073116 | 1.05 | KG | 725.9 | 725.9 | LP17 | LP17 | circuit breaker 3VA1 IEC frame 160 breaking capacity class S Icu=36kA @ 415V 3-pole, line protection TM240, ATAM, In=160A overload protection Ir=112A...160A short-circuit protection Ii=5...10 x In clamp connection undervoltage release (UVR) 208-230V AC 50/60Hz 2 auxiliary switches HQ | - | 0 | 0
3VA1116-4EF36-0DH0 |  | 3VA1116-4EF36-0DH0 | 1 | UN | 1 | 10 | C | D | EAR99 | N | 85362090 | 1 | 4042949085652 | 1.08 | KG | 750.55 | 750.55 | LP17 | LP17 | circuit breaker 3VA1 IEC frame 160 breaking capacity class S Icu=36kA @ 415V 3-pole, line protection TM240, ATAM, In=160A overload protection Ir=112A...160A short-circuit protection Ii=5...10 x In clamp connection undervoltage release (UVR) 208-230V AC 50/60Hz 2 auxiliary switches HQ 1 trip alarm switch HQ | - | 0 | 0
3VA1116-4EF36-0HA0 |  | 3VA1116-4EF36-0HA0 | 1 | UN | 1 | 10 | C | D | EAR99 | N | 85362090 | 1 | 4042949047674 | 0.9 | KG | 654.5 | 654.5 | LP17 | LP17 | circuit breaker 3VA1 IEC frame 160 breaking capacity class S Icu=36kA @ 415V 3-pole, line protection TM240, ATAM, In=160A overload protection Ir=112A...160A short-circuit protection Ii=5...10 x In clamp connection shunt trip (STL) 12-30V DC, 24V AC 50/60Hz | - | 0 | 0
3VA1116-4EF36-0HC0 |  | 3VA1116-4EF36-0HC0 | 1 | UN | 1 | 10 | C | D | EAR99 | N | 85362090 | 1 | 4042949075202 | 1.05 | KG | 701.25 | 701.25 | LP17 | LP17 | circuit breaker 3VA1 IEC frame 160 breaking capacity class S Icu=36kA @ 415V 3-pole, line protection TM240, ATAM, In=160A overload protection Ir=112A...160A short-circuit protection Ii=5...10 x In clamp connection shunt trip (STL) 12-30V DC, 24V AC 50/60Hz 2 auxiliary switches HQ | - | 0 | 0
3VA1116-4EF36-0HH0 |  | 3VA1116-4EF36-0HH0 | 1 | UN | 1 | 10 | C | D | EAR99 | N | 85362090 | 1 | 4042949087748 | 1.08 | KG | 725.05 | 725.05 | LP17 | LP17 | circuit breaker 3VA1 IEC frame 160 breaking capacity class S Icu=36kA @ 415V 3-pole, line protection TM240, ATAM, In=160A overload protection Ir=112A...160A short-circuit protection Ii=5...10 x In clamp connection shunt trip (STL) 12-30V DC, 24V AC 50/60Hz 2 auxiliary switches HQ 1 trip alarm switch HQ | - | 0 | 0
3VA1116-4EF36-0JA0 |  | 3VA1116-4EF36-0JA0 | 1 | UN | 1 | 10 | C | D | EAR99 | N | 85362090 | 1 | 4042949049760 | 1.05 | KG | 654.5 | 654.5 | LP17 | LP17 | circuit breaker 3VA1 IEC frame 160 breaking capacity class S Icu=36kA @ 415V 3-pole, line protection TM240, ATAM, In=160A overload protection Ir=112A...160A short-circuit protection Ii=5...10 x In clamp connection shunt trip (STL) 110-127V DC, AC 50/60Hz | - | 0 | 0
3VA1116-4EF36-0JC0 |  | 3VA1116-4EF36-0JC0 | 1 | UN | 1 | 10 | C | D | EAR99 | N | 85362090 | 1 | 4042949077299 | 1.05 | KG | 701.25 | 701.25 | LP17 | LP17 | circuit breaker 3VA1 IEC frame 160 breaking capacity class S Icu=36kA @ 415V 3-pole, line protection TM240, ATAM, In=160A overload protection Ir=112A...160A short-circuit protection Ii=5...10 x In clamp connection shunt trip (STL) 110-127V DC, AC 50/60Hz 2 auxiliary switches HQ | - | 0 | 0
3VA1116-4EF36-0JH0 |  | 3VA1116-4EF36-0JH0 | 1 | UN | 1 | 10 | C | D | EAR99 | N | 85362090 | 1 | 4042949089834 | 1.08 | KG | 725.05 | 725.05 | LP17 | LP17 | circuit breaker 3VA1 IEC frame 160 breaking capacity class S Icu=36kA @ 415V 3-pole, line protection TM240, ATAM, In=160A overload protection Ir=112A...160A short-circuit protection Ii=5...10 x In clamp connection shunt trip (STL) 110-127V DC, AC 50/60Hz 2 auxiliary switches HQ 1 trip alarm switch HQ | - | 0 | 0
3VA1116-4EF36-0KA0 |  | 3VA1116-4EF36-0KA0 | 1 | UN | 1 | 10 | C | D | EAR99 | N | 85362090 | 1 | 4042949051855 | 1.05 | KG | 654.5 | 654.5 | LP17 | LP17 | circuit breaker 3VA1 IEC frame 160 breaking capacity class S Icu=36kA @ 415V 3-pole, line protection TM240, ATAM, In=160A overload protection Ir=112A...160A short-circuit protection Ii=5...10 x In clamp connection shunt trip (STL) 220-250V DC, 208-277V AC | - | 0 | 0
3VA1116-4EF36-0KC0 |  | 3VA1116-4EF36-0KC0 | 1 | UN | 1 | 10 | C | D | EAR99 | N | 85362090 | 1 | 4042949079385 | 1.05 | KG | 701.25 | 701.25 | LP17 | LP17 | circuit breaker 3VA1 IEC frame 160 breaking capacity class S Icu=36kA @ 415V 3-pole, line protection TM240, ATAM, In=160A overload protection Ir=112A...160A short-circuit protection Ii=5...10 x In clamp connection shunt trip (STL) 220-250V DC, 208-277V AC 2 auxiliary switches HQ | - | 0 | 0
3VA1116-4EF36-0KH0 |  | 3VA1116-4EF36-0KH0 | 1 | UN | 1 | 10 | C | D | EAR99 | N | 85362090 | 1 | 4042949091929 | 1.08 | KG | 725.05 | 725.05 | LP17 | LP17 | circuit breaker 3VA1 IEC frame 160 breaking capacity class S Icu=36kA @ 415V 3-pole, line protection TM240, ATAM, In=160A overload protection Ir=112A...160A short-circuit protection Ii=5...10 x In clamp connection shunt trip (STL) 220-250V DC, 208-277V AC 2 auxiliary switches HQ 1 trip alarm switch HQ | - | 0 | 0
3VA1116-4EF42-0AA0 |  | 3VA1116-4EF42-0AA0 | 1 | UN | 1 | 5 | B | D | EAR99 | N | 85362090 | 1 | 4042948809358 | 1.266 | KG | 689.6 | 669.9 | LP17 | LP17 | circuit breaker 3VA1 IEC frame 160 breaking capacity class S Icu=36kA @ 415V 4-pole, line protection TM240, ATAM, In=160A overload protection Ir=112A...160A short-circuit protection Ii=5...10 x In N conductor unprotected nut keeper kit | Lista Papel 2020 SI | 0 | 0
3VA1116-4EF46-0AA0 |  | 3VA1116-4EF46-0AA0 | 1 | UN | 1 | 2 | A | D | EAR99 | N | 85362090 | 1 | 4042948821138 | 1.333 | KG | 717.5 | 697 | LP17 | LP17 | circuit breaker 3VA1 IEC frame 160 breaking capacity class S Icu=36kA @ 415V 4-pole, line protection TM240, ATAM, In=160A overload protection Ir=112A...160A short-circuit protection Ii=5...10 x In N conductor unprotected clamp connection | Lista Papel 2020 SI | 0 | 0
3VA1116-4EF46-0AM0 |  | 3VA1116-4EF46-0AM0 | 1 | UN | 1 | 10 | C | D | EAR99 | N | 85362090 | 1 | 4042949328704 | 1.407 | KG | 825.35 | 825.35 | LP17 | LP17 | circuit breaker 3VA1 IEC frame 160 breaking capacity class S Icu=36kA @ 415V 4-pole, line protection TM240, ATAM, In=160A overload protection Ir=112A...160A short-circuit protection Ii=5...10 x In N conductor unprotected clamp connection circuit breaker 3VA1 IEC frame 160 breaking capacity class S Icu=36kA @ 415V 4-pole, line protection TM240, ATAM, In=160A overload protection Ir=112A...160A short-circuit 2 AUXILIARY SWITCH CHANGEOVER H 1 short circuit alarm switch HQ |  | 0 | 0
3VA1116-4FD42-0AA0 |  | 3VA1116-4FD42-0AA0 | 1 | UN | 1 | 5 | B | D | EAR99 | N | 85362090 | 1 | 4042948815786 | 1.276 | KG | 640.4 | 622.4 | LP17 | LP17 | circuit breaker 3VA1 IEC frame 160 breaking capacity class S Icu=36kA @ 415V 4-pole, line protection TM210, FTFM, In=160A overload protection Ir=160A fixed short-circuit protection Ii=10 x In N conductor protection 50% nut keeper kit | Lista Papel 2020 SI | 0 | 0
3VA1116-4FD46-0AA0 |  | 3VA1116-4FD46-0AA0 | 1 | UN | 1 | 5 | B | D | EAR99 | N | 85362090 | 1 | 4042948824184 | 1.17 | KG | 668.3 | 649.4 | LP17 | LP17 | circuit breaker 3VA1 IEC frame 160 breaking capacity class S Icu=36kA @ 415V 4-pole, line protection TM210, FTFM, In=160A overload protection Ir=160A fixed short-circuit protection Ii=10 x In N conductor protection 50% clamp connection | Lista Papel 2020 SI | 0 | 0
3VA1116-4FE42-0AA0 |  | 3VA1116-4FE42-0AA0 | 1 | UN | 1 | 5 | B | D | EAR99 | N | 85362090 | 1 | 4042948815793 | 1.2 | KG | 653.5 | 635.5 | LP17 | LP17 | circuit breaker 3VA1 IEC frame 160 breaking capacity class S Icu=36kA @ 415V 4-pole, line protection TM220, ATFM, In=160A overload protection Ir=112A...160A short-circuit protection Ii=10 x In N conductor protection 50% nut keeper kit | Lista Papel 2020 SI | 0 | 0
3VA1116-4FE46-0AA0 |  | 3VA1116-4FE46-0AA0 | 1 | UN | 1 | 5 | B | D | EAR99 | N | 85362090 | 1 | 4042948824191 | 1.369 | KG | 681.4 | 662.6 | LP17 | LP17 | circuit breaker 3VA1 IEC frame 160 breaking capacity class S Icu=36kA @ 415V 4-pole, line protection TM220, ATFM, In=160A overload protection Ir=112A...160A short-circuit protection Ii=10 x In N conductor protection 50% clamp connection | Lista Papel 2020 SI | 0 | 0
3VA1116-4FF42-0AA0 |  | 3VA1116-4FF42-0AA0 | 1 | UN | 1 | 5 | B | D | EAR99 | N | 85362090 | 1 | 4042948815397 | 1.2 | KG | 689.6 | 669.9 | LP17 | LP17 | circuit breaker 3VA1 IEC frame 160 breaking capacity class S Icu=36kA @ 415V 4-pole, line protection TM240, ATAM, In=160A overload protection Ir=112A...160A short-circuit protection Ii=5...10 x In N conductor protection 50% nut keeper kit | Lista Papel 2020 SI | 0 | 0
3VA1116-4FF46-0AA0 |  | 3VA1116-4FF46-0AA0 | 1 | UN | 1 | 5 | B | D | EAR99 | N | 85362090 | 1 | 4042948823330 | 1.17 | KG | 717.5 | 697 | LP17 | LP17 | circuit breaker 3VA1 IEC frame 160 breaking capacity class S Icu=36kA @ 415V 4-pole, line protection TM240, ATAM, In=160A overload protection Ir=112A...160A short-circuit protection Ii=5...10 x In N conductor protection 50% clamp connection | Lista Papel 2020 SI | 0 | 0
3VA1116-4GD42-0AA0 |  | 3VA1116-4GD42-0AA0 | 1 | UN | 1 | 5 | B | D | EAR99 | N | 85362090 | 1 | 4042948816325 | 1.29 | KG | 640.4 | 622.4 | LP17 | LP17 | circuit breaker 3VA1 IEC frame 160 breaking capacity class S Icu=36kA @ 415V 4-pole, line protection TM210, FTFM, In=160A overload protection Ir=160A fixed short-circuit protection Ii=10 x In N conductor protection 100% nut keeper kit | Lista Papel 2020 SI | 0 | 0
3VA1116-4GD46-0AA0 |  | 3VA1116-4GD46-0AA0 | 1 | UN | 1 | 5 | B | D | EAR99 | N | 85362090 | 1 | 4042948825501 | 1.376 | KG | 668.3 | 649.4 | LP17 | LP17 | circuit breaker 3VA1 IEC frame 160 breaking capacity class S Icu=36kA @ 415V 4-pole, line protection TM210, FTFM, In=160A overload protection Ir=160A fixed short-circuit protection Ii=10 x In N conductor protection 100% clamp connection | Lista Papel 2020 SI | 0 | 0
3VA1116-4GE42-0AA0 |  | 3VA1116-4GE42-0AA0 | 1 | UN | 1 | 5 | B | D | EAR99 | N | 85362090 | 1 | 4042948816332 | 1.29 | KG | 653.5 | 635.5 | LP17 | LP17 | circuit breaker 3VA1 IEC frame 160 breaking capacity class S Icu=36kA @ 415V 4-pole, line protection TM220, ATFM, In=160A overload protection Ir=112A...160A short-circuit protection Ii=10 x In N conductor protection 100% nut keeper kit | Lista Papel 2020 SI | 0 | 0
3VA1116-4GE42-0AB0 |  | 3VA1116-4GE42-0AB0 | 1 | UN | 1 | 10 | C | D | EAR99 | N | 85362090 | 1 | 4042949328346 | 1.362 | KG | 748 | 748 | LP17 | LP17 | circuit breaker 3VA1 IEC frame 160 breaking capacity class S Icu=36kA @ 415V 4-pole, line protection TM220, ATFM, In=160A overload protection Ir=112A...160A short-circuit protection Ii=10 x In N conductor protection 100% nut keeper kit circuit breaker 3VA1 IEC frame 160 breaking capacity class S Icu=36kA @ 415V 4-pole, line protection TM220, ATFM, In=160A overload protection Ir=112A...160A short-circuit 2 AUXILIARY SWITCH CHANGEOVER H |  | 0 | 0
3VA1116-4GE46-0AA0 |  | 3VA1116-4GE46-0AA0 | 1 | UN | 1 | 5 | B | D | EAR99 | N | 85362090 | 1 | 4042948825518 | 1.383 | KG | 681.4 | 662.6 | LP17 | LP17 | circuit breaker 3VA1 IEC frame 160 breaking capacity class S Icu=36kA @ 415V 4-pole, line protection TM220, ATFM, In=160A overload protection Ir=112A...160A short-circuit protection Ii=10 x In N conductor protection 100% clamp connection | Lista Papel 2020 SI | 0 | 0
3VA1116-4GF42-0AA0 |  | 3VA1116-4GF42-0AA0 | 1 | UN | 1 | 2 | A | D | EAR99 | N | 85362090 | 1 | 4042948815939 | 1.286 | KG | 689.6 | 669.9 | LP17 | LP17 | circuit breaker 3VA1 IEC frame 160 breaking capacity class S Icu=36kA @ 415V 4-pole, line protection TM240, ATAM, In=160A overload protection Ir=112A...160A short-circuit protection Ii=5...10 x In N conductor protection 100% nut keeper kit | Lista Papel 2020 SI | 0 | 0
3VA1116-4GF46-0AA0 |  | 3VA1116-4GF46-0AA0 | 1 | UN | 1 | 2 | A | D | EAR99 | N | 85362090 | 1 | 4042948824658 | 1.376 | KG | 717.5 | 697 | LP17 | LP17 | circuit breaker 3VA1 IEC frame 160 breaking capacity class S Icu=36kA @ 415V 4-pole, line protection TM240, ATAM, In=160A overload protection Ir=112A...160A short-circuit protection Ii=5...10 x In N conductor protection 100% clamp connection | Lista Papel 2020 SI | 0 | 0
3VA1116-5ED12-0AA0 |  | 3VA1116-5ED12-0AA0 | 1 | UN | 1 | 5 | B | D | EAR99 | N | 85362090 | 1 | 4042948867969 | 0.353 | KG | 279.65 | 279.65 | LP17 | LP17 | circuit breaker 3VA1 IEC frame 160 breaking capacity class M Icu=55kA @ 240V 1-pole, line protection TM210, FTFM, In=160A overload protection Ir=160A fixed short-circuit protection Ii=10 x In nut keeper kit | - | 0 | 0
3VA1116-5ED16-0AA0 |  | 3VA1116-5ED16-0AA0 | 1 | UN | 1 | 5 | B | D | EAR99 | N | 85362090 | 1 | 4042948867952 | 0.352 | KG | 289.85 | 289.85 | LP17 | LP17 | circuit breaker 3VA1 IEC frame 160 breaking capacity class M Icu=55kA @ 240V 1-pole, line protection TM210, FTFM, In=160A overload protection Ir=160A fixed short-circuit protection Ii=10 x In clamp connection | - | 0 | 0
3VA1116-5ED22-0AA0 |  | 3VA1116-5ED22-0AA0 | 1 | UN | 1 | 5 | B | D | EAR99 | N | 85362090 | 1 | 4042948867945 | 0.669 | KG | 505.75 | 505.75 | LP17 | LP17 | circuit breaker 3VA1 IEC frame 160 breaking capacity class M Icu=55kA @ 415V 2-pole, line protection TM210, FTFM, In=160A overload protection Ir=160A fixed short-circuit protection Ii=10 x In nut keeper kit | - | 0 | 0
3VA1116-5ED26-0AA0 |  | 3VA1116-5ED26-0AA0 | 1 | UN | 1 | 5 | B | D | EAR99 | N | 85362090 | 1 | 4042948867938 | 0.669 | KG | 521.9 | 521.9 | LP17 | LP17 | circuit breaker 3VA1 IEC frame 160 breaking capacity class M Icu=55kA @ 415V 2-pole, line protection TM210, FTFM, In=160A overload protection Ir=160A fixed short-circuit protection Ii=10 x In clamp connection | - | 0 | 0
3VA1116-5ED32-0AA0 |  | 3VA1116-5ED32-0AA0 | 1 | UN | 1 | 2 | A | D | EAR99 | N | 85362090 | 1 | 4042948812921 | 1.013 | KG | 542 | 526.4 | LP17 | LP17 | circuit breaker 3VA1 IEC frame 160 breaking capacity class M Icu=55kA @ 415V 3-pole, line protection TM210, FTFM, In=160A overload protection Ir=160A fixed short-circuit protection Ii=10 x In nut keeper kit | Lista Papel 2020 SI | 0 | 0
3VA1116-5ED32-0AB0 |  | 3VA1116-5ED32-0AB0 | 1 | UN | 1 | 10 | C | D | EAR99 | N | 85362090 | 1 | 4042949053934 | 0.96 | KG | 631.55 | 631.55 | LP17 | LP17 | circuit breaker 3VA1 IEC frame 160 breaking capacity class M Icu=55kA @ 415V 3-pole, line protection TM210, FTFM, In=160A overload protection Ir=160A fixed short-circuit protection Ii=10 x In nut keeper kit 2 auxiliary switches HP | - | 0 | 0
3VA1116-5ED32-0AC0 |  | 3VA1116-5ED32-0AC0 | 1 | UN | 1 | 10 | C | D | EAR99 | N | 85362090 | 1 | 4042949056027 | 0.96 | KG | 608.6 | 608.6 | LP17 | LP17 | circuit breaker 3VA1 IEC frame 160 breaking capacity class M Icu=55kA @ 415V 3-pole, line protection TM210, FTFM, In=160A overload protection Ir=160A fixed short-circuit protection Ii=10 x In nut keeper kit 2 auxiliary switches HQ | - | 0 | 0
3VA1116-5ED32-0AD0 |  | 3VA1116-5ED32-0AD0 | 1 | UN | 1 | 10 | C | D | EAR99 | N | 85362090 | 1 | 4042949058113 | 0.99 | KG | 631.55 | 631.55 | LP17 | LP17 | circuit breaker 3VA1 IEC frame 160 breaking capacity class M Icu=55kA @ 415V 3-pole, line protection TM210, FTFM, In=160A overload protection Ir=160A fixed short-circuit protection Ii=10 x In nut keeper kit 3 auxiliary switches HQ | - | 0 | 0
3VA1116-5ED32-0AE0 |  | 3VA1116-5ED32-0AE0 | 1 | UN | 1 | 10 | C | D | EAR99 | N | 85362090 | 1 | 4042949060208 | 1.02 | KG | 654.5 | 654.5 | LP17 | LP17 | circuit breaker 3VA1 IEC frame 160 breaking capacity class M Icu=55kA @ 415V 3-pole, line protection TM210, FTFM, In=160A overload protection Ir=160A fixed short-circuit protection Ii=10 x In nut keeper kit 4 auxiliary switches HQ | - | 0 | 0
3VA1116-5ED32-0AF0 |  | 3VA1116-5ED32-0AF0 | 1 | UN | 1 | 10 | C | D | EAR99 | N | 85362090 | 1 | 4042949062295 | 0.96 | KG | 608.6 | 608.6 | LP17 | LP17 | circuit breaker 3VA1 IEC frame 160 breaking capacity class M Icu=55kA @ 415V 3-pole, line protection TM210, FTFM, In=160A overload protection Ir=160A fixed short-circuit protection Ii=10 x In nut keeper kit 1 auxiliary switch HQ 1 trip alarm switch HQ | - | 0 | 0
3VA1116-5ED32-0AG0 |  | 3VA1116-5ED32-0AG0 | 1 | UN | 1 | 10 | C | D | EAR99 | N | 85362090 | 1 | 4042949064381 | 0.96 | KG | 631.55 | 631.55 | LP17 | LP17 | circuit breaker 3VA1 IEC frame 160 breaking capacity class M Icu=55kA @ 415V 3-pole, line protection TM210, FTFM, In=160A overload protection Ir=160A fixed short-circuit protection Ii=10 x In nut keeper kit 1 auxiliary switch HP 1 trip alarm switch HP | - | 0 | 0
3VA1116-5ED32-0AH0 |  | 3VA1116-5ED32-0AH0 | 1 | UN | 1 | 10 | C | D | EAR99 | N | 85362090 | 1 | 4042949066477 | 0.99 | KG | 631.55 | 631.55 | LP17 | LP17 | circuit breaker 3VA1 IEC frame 160 breaking capacity class M Icu=55kA @ 415V 3-pole, line protection TM210, FTFM, In=160A overload protection Ir=160A fixed short-circuit protection Ii=10 x In nut keeper kit 2 auxiliary switches HQ 1 trip alarm switch HQ | - | 0 | 0
3VA1116-5ED32-0BA0 |  | 3VA1116-5ED32-0BA0 | 1 | UN | 1 | 10 | C | D | EAR99 | N | 85362090 | 1 | 4042949041399 | 0.9 | KG | 669.8 | 669.8 | LP17 | LP17 | circuit breaker 3VA1 IEC frame 160 breaking capacity class M Icu=55kA @ 415V 3-pole, line protection TM210, FTFM, In=160A overload protection Ir=160A fixed short-circuit protection Ii=10 x In nut keeper kit undervoltage release (UVR) 24V DC | - | 0 | 0
3VA1116-5ED32-0BC0 |  | 3VA1116-5ED32-0BC0 | 1 | UN | 1 | 10 | C | D | EAR99 | N | 85362090 | 1 | 4042949068921 | 1.05 | KG | 717.4 | 717.4 | LP17 | LP17 | circuit breaker 3VA1 IEC frame 160 breaking capacity class M Icu=55kA @ 415V 3-pole, line protection TM210, FTFM, In=160A overload protection Ir=160A fixed short-circuit protection Ii=10 x In nut keeper kit undervoltage release (UVR) 24V DC 2 auxiliary switches HQ | - | 0 | 0
3VA1116-5ED32-0BH0 |  | 3VA1116-5ED32-0BH0 | 1 | UN | 1 | 10 | C | D | EAR99 | N | 85362090 | 1 | 4042949081463 | 1.05 | KG | 741.2 | 741.2 | LP17 | LP17 | circuit breaker 3VA1 IEC frame 160 breaking capacity class M Icu=55kA @ 415V 3-pole, line protection TM210, FTFM, In=160A overload protection Ir=160A fixed short-circuit protection Ii=10 x In nut keeper kit undervoltage release (UVR) 24V DC 2 auxiliary switches HQ 1 trip alarm switch HQ | - | 0 | 0
3VA1116-5ED32-0CA0 |  | 3VA1116-5ED32-0CA0 | 1 | UN | 1 | 10 | C | D | EAR99 | N | 85362090 | 1 | 4042949043485 | 0.9 | KG | 669.8 | 669.8 | LP17 | LP17 | circuit breaker 3VA1 IEC frame 160 breaking capacity class M Icu=55kA @ 415V 3-pole, line protection TM210, FTFM, In=160A overload protection Ir=160A fixed short-circuit protection Ii=10 x In nut keeper kit undervoltage release (UVR) 120-127V AC 50/60Hz | - | 0 | 0
3VA1116-5ED32-0CC0 |  | 3VA1116-5ED32-0CC0 | 1 | UN | 1 | 10 | C | D | EAR99 | N | 85362090 | 1 | 4042949071013 | 1.05 | KG | 717.4 | 717.4 | LP17 | LP17 | circuit breaker 3VA1 IEC frame 160 breaking capacity class M Icu=55kA @ 415V 3-pole, line protection TM210, FTFM, In=160A overload protection Ir=160A fixed short-circuit protection Ii=10 x In nut keeper kit undervoltage release (UVR) 120-127V AC 50/60Hz 2 auxiliary switches HQ | - | 0 | 0
3VA1116-5ED32-0CH0 |  | 3VA1116-5ED32-0CH0 | 1 | UN | 1 | 10 | C | D | EAR99 | N | 85362090 | 1 | 4042949083559 | 1.08 | KG | 741.2 | 741.2 | LP17 | LP17 | circuit breaker 3VA1 IEC frame 160 breaking capacity class M Icu=55kA @ 415V 3-pole, line protection TM210, FTFM, In=160A overload protection Ir=160A fixed short-circuit protection Ii=10 x In nut keeper kit undervoltage release (UVR) 120-127V AC 50/60Hz 2 auxiliary switches HQ 1 trip alarm switch HQ | - | 0 | 0
3VA1116-5ED32-0DA0 |  | 3VA1116-5ED32-0DA0 | 1 | UN | 1 | 10 | C | D | EAR99 | N | 85362090 | 1 | 4042949045571 | 0.9 | KG | 669.8 | 669.8 | LP17 | LP17 | circuit breaker 3VA1 IEC frame 160 breaking capacity class M Icu=55kA @ 415V 3-pole, line protection TM210, FTFM, In=160A overload protection Ir=160A fixed short-circuit protection Ii=10 x In nut keeper kit undervoltage release (UVR) 208-230V AC 50/60Hz | - | 0 | 0
3VA1116-5ED32-0DC0 |  | 3VA1116-5ED32-0DC0 | 1 | UN | 1 | 10 | C | D | EAR99 | N | 85362090 | 1 | 4042949073109 | 1.05 | KG | 717.4 | 717.4 | LP17 | LP17 | circuit breaker 3VA1 IEC frame 160 breaking capacity class M Icu=55kA @ 415V 3-pole, line protection TM210, FTFM, In=160A overload protection Ir=160A fixed short-circuit protection Ii=10 x In nut keeper kit undervoltage release (UVR) 208-230V AC 50/60Hz 2 auxiliary switches HQ | - | 0 | 0
3VA1116-5ED32-0DH0 |  | 3VA1116-5ED32-0DH0 | 1 | UN | 1 | 10 | C | D | EAR99 | N | 85362090 | 1 | 4042949085645 | 1.08 | KG | 741.2 | 741.2 | LP17 | LP17 | circuit breaker 3VA1 IEC frame 160 breaking capacity class M Icu=55kA @ 415V 3-pole, line protection TM210, FTFM, In=160A overload protection Ir=160A fixed short-circuit protection Ii=10 x In nut keeper kit undervoltage release (UVR) 208-230V AC 50/60Hz 2 auxiliary switches HQ 1 trip alarm switch HQ | - | 0 | 0
3VA1116-5ED32-0HA0 |  | 3VA1116-5ED32-0HA0 | 1 | UN | 1 | 10 | C | D | EAR99 | N | 85362090 | 1 | 4042949047667 | 0.9 | KG | 645.15 | 645.15 | LP17 | LP17 | circuit breaker 3VA1 IEC frame 160 breaking capacity class M Icu=55kA @ 415V 3-pole, line protection TM210, FTFM, In=160A overload protection Ir=160A fixed short-circuit protection Ii=10 x In nut keeper kit shunt trip (STL) 12-30V DC, 24V AC 50/60Hz | - | 0 | 0
3VA1116-5ED32-0HC0 |  | 3VA1116-5ED32-0HC0 | 1 | UN | 1 | 10 | C | D | EAR99 | N | 85362090 | 1 | 4042949075196 | 1.05 | KG | 691.9 | 691.9 | LP17 | LP17 | circuit breaker 3VA1 IEC frame 160 breaking capacity class M Icu=55kA @ 415V 3-pole, line protection TM210, FTFM, In=160A overload protection Ir=160A fixed short-circuit protection Ii=10 x In nut keeper kit shunt trip (STL) 12-30V DC, 24V AC 50/60Hz 2 auxiliary switches HQ | - | 0 | 0
3VA1116-5ED32-0HH0 |  | 3VA1116-5ED32-0HH0 | 1 | UN | 1 | 10 | C | D | EAR99 | N | 85362090 | 1 | 4042949087731 | 1.08 | KG | 716.55 | 716.55 | LP17 | LP17 | circuit breaker 3VA1 IEC frame 160 breaking capacity class M Icu=55kA @ 415V 3-pole, line protection TM210, FTFM, In=160A overload protection Ir=160A fixed short-circuit protection Ii=10 x In nut keeper kit shunt trip (STL) 12-30V DC, 24V AC 50/60Hz 2 auxiliary switches HQ 1 trip alarm switch HQ | - | 0 | 0
3VA1116-5ED32-0JA0 |  | 3VA1116-5ED32-0JA0 | 1 | UN | 1 | 10 | C | D | EAR99 | N | 85362090 | 1 | 4042949049753 | 1.05 | KG | 645.15 | 645.15 | LP17 | LP17 | circuit breaker 3VA1 IEC frame 160 breaking capacity class M Icu=55kA @ 415V 3-pole, line protection TM210, FTFM, In=160A overload protection Ir=160A fixed short-circuit protection Ii=10 x In nut keeper kit shunt trip (STL) 110-127V DC, AC 50/60Hz | - | 0 | 0
3VA1116-5ED32-0JC0 |  | 3VA1116-5ED32-0JC0 | 1 | UN | 1 | 10 | C | D | EAR99 | N | 85362090 | 1 | 4042949077282 | 1.05 | KG | 691.9 | 691.9 | LP17 | LP17 | circuit breaker 3VA1 IEC frame 160 breaking capacity class M Icu=55kA @ 415V 3-pole, line protection TM210, FTFM, In=160A overload protection Ir=160A fixed short-circuit protection Ii=10 x In nut keeper kit shunt trip (STL) 110-127V DC, AC 50/60Hz 2 auxiliary switches HQ | - | 0 | 0
3VA1116-5ED32-0JH0 |  | 3VA1116-5ED32-0JH0 | 1 | UN | 1 | 10 | C | D | EAR99 | N | 85362090 | 1 | 4042949089827 | 1.08 | KG | 716.55 | 716.55 | LP17 | LP17 | circuit breaker 3VA1 IEC frame 160 breaking capacity class M Icu=55kA @ 415V 3-pole, line protection TM210, FTFM, In=160A overload protection Ir=160A fixed short-circuit protection Ii=10 x In nut keeper kit shunt trip (STL) 110-127V DC, AC 50/60Hz 2 auxiliary switches HQ 1 trip alarm switch HQ | - | 0 | 0
3VA1116-5ED32-0KA0 |  | 3VA1116-5ED32-0KA0 | 1 | UN | 1 | 10 | C | D | EAR99 | N | 85362090 | 1 | 4042949051848 | 1.05 | KG | 645.15 | 645.15 | LP17 | LP17 | circuit breaker 3VA1 IEC frame 160 breaking capacity class M Icu=55kA @ 415V 3-pole, line protection TM210, FTFM, In=160A overload protection Ir=160A fixed short-circuit protection Ii=10 x In nut keeper kit shunt trip (STL) 220-250V DC, 208-277V AC | - | 0 | 0
3VA1116-5ED32-0KC0 |  | 3VA1116-5ED32-0KC0 | 1 | UN | 1 | 10 | C | D | EAR99 | N | 85362090 | 1 | 4042949079378 | 1.05 | KG | 691.9 | 691.9 | LP17 | LP17 | circuit breaker 3VA1 IEC frame 160 breaking capacity class M Icu=55kA @ 415V 3-pole, line protection TM210, FTFM, In=160A overload protection Ir=160A fixed short-circuit protection Ii=10 x In nut keeper kit shunt trip (STL) 220-250V DC, 208-277V AC 2 auxiliary switches HQ | - | 0 | 0
3VA1116-5ED32-0KH0 |  | 3VA1116-5ED32-0KH0 | 1 | UN | 1 | 10 | C | D | EAR99 | N | 85362090 | 1 | 4042949091912 | 1.08 | KG | 716.55 | 716.55 | LP17 | LP17 | circuit breaker 3VA1 IEC frame 160 breaking capacity class M Icu=55kA @ 415V 3-pole, line protection TM210, FTFM, In=160A overload protection Ir=160A fixed short-circuit protection Ii=10 x In nut keeper kit shunt trip (STL) 220-250V DC, 208-277V AC 2 auxiliary switches HQ 1 trip alarm switch HQ | - | 0 | 0
3VA1116-5ED36-0AA0 |  | 3VA1116-5ED36-0AA0 | 1 | UN | 1 | 2 | A | D | EAR99 | N | 85362090 | 1 | 4042948822005 | 1.061 | KG | 563.3 | 547.8 | LP17 | LP17 | circuit breaker 3VA1 IEC frame 160 breaking capacity class M Icu=55kA @ 415V 3-pole, line protection TM210, FTFM, In=160A overload protection Ir=160A fixed short-circuit protection Ii=10 x In clamp connection | Lista Papel 2020 SI | 0 | 0
3VA1116-5ED36-0AC0 |  | 3VA1116-5ED36-0AC0 | 1 | UN | 1 | 10 | C | D | EAR99 | N | 85362090 | 1 | 4042949327561 | 1.107 | KG | 630.7 | 630.7 | LP17 | LP17 | circuit breaker 3VA1 IEC frame 160 breaking capacity class M Icu=55kA @ 415V 3-pole, line protection TM210, FTFM, In=160A overload protection Ir=160A fixed short-circuit protection Ii=10 x In clamp connection circuit breaker 3VA1 IEC frame 160 breaking capacity class M Icu=55kA @ 415V 3-pole, line protection TM210, FTFM, In=160A overload protection Ir=160A fixed short-circuit protection Ii=10 x In clamp connection 2 AUXILIARY SWITCH CHANGEOVER H |  | 0 | 0
3VA1116-5ED36-0BC0 |  | 3VA1116-5ED36-0BC0 | 1 | UN | 1 | 10 | C | D | EAR99 | N | 85362090 | 1 | 4042949327554 | 1.192 | KG | 741.2 | 741.2 | LP17 | LP17 | circuit breaker 3VA1 IEC frame 160 breaking capacity class M Icu=55kA @ 415V 3-pole, line protection TM210, FTFM, In=160A overload protection Ir=160A fixed short-circuit protection Ii=10 x In clamp connection circuit breaker 3VA1 IEC frame 160 breaking capacity class M Icu=55kA @ 415V 3-pole, line protection TM210, FTFM, In=160A overload protection Ir=160A fixed short-circuit protection Ii=10 x In clamp connection UNDERVOLTAGE RELEASE 24 V DC ACCESSORY FOR 3VA1 and 3VA20 up 2 AUXILIARY SWITCH CHANGEOVER H |  | 0 | 0
3VA1116-5ED42-0AA0 |  | 3VA1116-5ED42-0AA0 | 1 | UN | 1 | 5 | B | D | EAR99 | N | 85362090 | 1 | 4042948813805 | 1.26 | KG | 703.6 | 683.9 | LP17 | LP17 | circuit breaker 3VA1 IEC frame 160 breaking capacity class M Icu=55kA @ 415V 4-pole, line protection TM210, FTFM, In=160A overload protection Ir=160A fixed short-circuit protection Ii=10 x In N conductor unprotected nut keeper kit | Lista Papel 2020 SI | 0 | 0
3VA1116-5ED42-0BC0 |  | 3VA1116-5ED42-0BC0 | 1 | UN | 1 | 10 | C | D | EAR99 | N | 85362090 | 1 | 4042949321873 | 1.336 | KG | 884 | 884 | LP17 | LP17 | circuit breaker 3VA1 IEC frame 160 breaking capacity class M Icu=55kA @ 415V 4-pole, line protection TM210, FTFM, In=160A overload protection Ir=160A fixed short-circuit protection Ii=10 x In N conductor unprotected nut keeper kit undervoltage release (UVR) 24V DC 2 auxiliary switches HQ | - | 0 | 0
3VA1116-5ED46-0AA0 |  | 3VA1116-5ED46-0AA0 | 1 | UN | 1 | 5 | B | D | EAR99 | N | 85362090 | 1 | 4042948822883 | 1.347 | KG | 732.3 | 711.8 | LP17 | LP17 | circuit breaker 3VA1 IEC frame 160 breaking capacity class M Icu=55kA @ 415V 4-pole, line protection TM210, FTFM, In=160A overload protection Ir=160A fixed short-circuit protection Ii=10 x In N conductor unprotected clamp connection | Lista Papel 2020 SI | 0 | 0
3VA1116-5EE32-0AA0 |  | 3VA1116-5EE32-0AA0 | 1 | UN | 1 | 2 | A | D | EAR99 | N | 85362090 | 1 | 4042948812938 | 1.012 | KG | 553.5 | 537.9 | LP17 | LP17 | circuit breaker 3VA1 IEC frame 160 breaking capacity class M Icu=55kA @ 415V 3-pole, line protection TM220, ATFM, In=160A overload protection Ir=112A...160A short-circuit protection Ii=10 x In nut keeper kit | Lista Papel 2020 SI | 0 | 0
3VA1116-5EE32-0AB0 |  | 3VA1116-5EE32-0AB0 | 1 | UN | 1 | 10 | C | D | EAR99 | N | 85362090 | 1 | 4042949053927 | 0.96 | KG | 644.3 | 644.3 | LP17 | LP17 | circuit breaker 3VA1 IEC frame 160 breaking capacity class M Icu=55kA @ 415V 3-pole, line protection TM220, ATFM, In=160A overload protection Ir=112A...160A short-circuit protection Ii=10 x In nut keeper kit 2 auxiliary switches HP | - | 0 | 0
3VA1116-5EE32-0AC0 |  | 3VA1116-5EE32-0AC0 | 1 | UN | 1 | 10 | C | D | EAR99 | N | 85362090 | 1 | 4042949056010 | 0.96 | KG | 620.5 | 620.5 | LP17 | LP17 | circuit breaker 3VA1 IEC frame 160 breaking capacity class M Icu=55kA @ 415V 3-pole, line protection TM220, ATFM, In=160A overload protection Ir=112A...160A short-circuit protection Ii=10 x In nut keeper kit 2 auxiliary switches HQ | - | 0 | 0
3VA1116-5EE32-0AD0 |  | 3VA1116-5EE32-0AD0 | 1 | UN | 1 | 10 | C | D | EAR99 | N | 85362090 | 1 | 4042949058106 | 0.99 | KG | 644.3 | 644.3 | LP17 | LP17 | circuit breaker 3VA1 IEC frame 160 breaking capacity class M Icu=55kA @ 415V 3-pole, line protection TM220, ATFM, In=160A overload protection Ir=112A...160A short-circuit protection Ii=10 x In nut keeper kit 3 auxiliary switches HQ | - | 0 | 0
3VA1116-5EE32-0AE0 |  | 3VA1116-5EE32-0AE0 | 1 | UN | 1 | 10 | C | D | EAR99 | N | 85362090 | 1 | 4042949060192 | 1.02 | KG | 668.1 | 668.1 | LP17 | LP17 | circuit breaker 3VA1 IEC frame 160 breaking capacity class M Icu=55kA @ 415V 3-pole, line protection TM220, ATFM, In=160A overload protection Ir=112A...160A short-circuit protection Ii=10 x In nut keeper kit 4 auxiliary switches HQ | - | 0 | 0
3VA1116-5EE32-0AF0 |  | 3VA1116-5EE32-0AF0 | 1 | UN | 1 | 10 | C | D | EAR99 | N | 85362090 | 1 | 4042949062288 | 0.96 | KG | 620.5 | 620.5 | LP17 | LP17 | circuit breaker 3VA1 IEC frame 160 breaking capacity class M Icu=55kA @ 415V 3-pole, line protection TM220, ATFM, In=160A overload protection Ir=112A...160A short-circuit protection Ii=10 x In nut keeper kit 1 auxiliary switch HQ 1 trip alarm switch HQ | - | 0 | 0
3VA1116-5EE32-0AG0 |  | 3VA1116-5EE32-0AG0 | 1 | UN | 1 | 10 | C | D | EAR99 | N | 85362090 | 1 | 4042949064374 | 0.96 | KG | 644.3 | 644.3 | LP17 | LP17 | circuit breaker 3VA1 IEC frame 160 breaking capacity class M Icu=55kA @ 415V 3-pole, line protection TM220, ATFM, In=160A overload protection Ir=112A...160A short-circuit protection Ii=10 x In nut keeper kit 1 auxiliary switch HP 1 trip alarm switch HP | - | 0 | 0
3VA1116-5EE32-0AH0 |  | 3VA1116-5EE32-0AH0 | 1 | UN | 1 | 10 | C | D | EAR99 | N | 85362090 | 1 | 4042949066460 | 0.99 | KG | 644.3 | 644.3 | LP17 | LP17 | circuit breaker 3VA1 IEC frame 160 breaking capacity class M Icu=55kA @ 415V 3-pole, line protection TM220, ATFM, In=160A overload protection Ir=112A...160A short-circuit protection Ii=10 x In nut keeper kit 2 auxiliary switches HQ 1 trip alarm switch HQ | - | 0 | 0
3VA1116-5EE32-0BA0 |  | 3VA1116-5EE32-0BA0 | 1 | UN | 1 | 10 | C | D | EAR99 | N | 85362090 | 1 | 4042949041382 | 0.9 | KG | 683.4 | 683.4 | LP17 | LP17 | circuit breaker 3VA1 IEC frame 160 breaking capacity class M Icu=55kA @ 415V 3-pole, line protection TM220, ATFM, In=160A overload protection Ir=112A...160A short-circuit protection Ii=10 x In nut keeper kit undervoltage release (UVR) 24V DC | - | 0 | 0
3VA1116-5EE32-0BC0 |  | 3VA1116-5EE32-0BC0 | 1 | UN | 1 | 10 | C | D | EAR99 | N | 85362090 | 1 | 4042949068914 | 1.05 | KG | 728.45 | 728.45 | LP17 | LP17 | circuit breaker 3VA1 IEC frame 160 breaking capacity class M Icu=55kA @ 415V 3-pole, line protection TM220, ATFM, In=160A overload protection Ir=112A...160A short-circuit protection Ii=10 x In nut keeper kit undervoltage release (UVR) 24V DC 2 auxiliary switches HQ | - | 0 | 0
3VA1116-5EE32-0BH0 |  | 3VA1116-5EE32-0BH0 | 1 | UN | 1 | 10 | C | D | EAR99 | N | 85362090 | 1 | 4042949081456 | 1.05 | KG | 753.1 | 753.1 | LP17 | LP17 | circuit breaker 3VA1 IEC frame 160 breaking capacity class M Icu=55kA @ 415V 3-pole, line protection TM220, ATFM, In=160A overload protection Ir=112A...160A short-circuit protection Ii=10 x In nut keeper kit undervoltage release (UVR) 24V DC 2 auxiliary switches HQ 1 trip alarm switch HQ | - | 0 | 0
3VA1116-5EE32-0CA0 |  | 3VA1116-5EE32-0CA0 | 1 | UN | 1 | 10 | C | D | EAR99 | N | 85362090 | 1 | 4042949043478 | 0.9 | KG | 683.4 | 683.4 | LP17 | LP17 | circuit breaker 3VA1 IEC frame 160 breaking capacity class M Icu=55kA @ 415V 3-pole, line protection TM220, ATFM, In=160A overload protection Ir=112A...160A short-circuit protection Ii=10 x In nut keeper kit undervoltage release (UVR) 120-127V AC 50/60Hz | - | 0 | 0
3VA1116-5EE32-0CC0 |  | 3VA1116-5EE32-0CC0 | 1 | UN | 1 | 10 | C | D | EAR99 | N | 85362090 | 1 | 4042949071006 | 1.05 | KG | 728.45 | 728.45 | LP17 | LP17 | circuit breaker 3VA1 IEC frame 160 breaking capacity class M Icu=55kA @ 415V 3-pole, line protection TM220, ATFM, In=160A overload protection Ir=112A...160A short-circuit protection Ii=10 x In nut keeper kit undervoltage release (UVR) 120-127V AC 50/60Hz 2 auxiliary switches HQ | - | 0 | 0
3VA1116-5EE32-0CH0 |  | 3VA1116-5EE32-0CH0 | 1 | UN | 1 | 10 | C | D | EAR99 | N | 85362090 | 1 | 4042949083542 | 1.08 | KG | 753.1 | 753.1 | LP17 | LP17 | circuit breaker 3VA1 IEC frame 160 breaking capacity class M Icu=55kA @ 415V 3-pole, line protection TM220, ATFM, In=160A overload protection Ir=112A...160A short-circuit protection Ii=10 x In nut keeper kit undervoltage release (UVR) 120-127V AC 50/60Hz 2 auxiliary switches HQ 1 trip alarm switch HQ | - | 0 | 0
3VA1116-5EE32-0DA0 |  | 3VA1116-5EE32-0DA0 | 1 | UN | 1 | 10 | C | D | EAR99 | N | 85362090 | 1 | 4042949045564 | 0.9 | KG | 683.4 | 683.4 | LP17 | LP17 | circuit breaker 3VA1 IEC frame 160 breaking capacity class M Icu=55kA @ 415V 3-pole, line protection TM220, ATFM, In=160A overload protection Ir=112A...160A short-circuit protection Ii=10 x In nut keeper kit undervoltage release (UVR) 208-230V AC 50/60Hz | - | 0 | 0
3VA1116-5EE32-0DC0 |  | 3VA1116-5EE32-0DC0 | 1 | UN | 1 | 10 | C | D | EAR99 | N | 85362090 | 1 | 4042949073093 | 1.05 | KG | 728.45 | 728.45 | LP17 | LP17 | circuit breaker 3VA1 IEC frame 160 breaking capacity class M Icu=55kA @ 415V 3-pole, line protection TM220, ATFM, In=160A overload protection Ir=112A...160A short-circuit protection Ii=10 x In nut keeper kit undervoltage release (UVR) 208-230V AC 50/60Hz 2 auxiliary switches HQ | - | 0 | 0
3VA1116-5EE32-0DH0 |  | 3VA1116-5EE32-0DH0 | 1 | UN | 1 | 10 | C | D | EAR99 | N | 85362090 | 1 | 4042949085638 | 1.08 | KG | 753.1 | 753.1 | LP17 | LP17 | circuit breaker 3VA1 IEC frame 160 breaking capacity class M Icu=55kA @ 415V 3-pole, line protection TM220, ATFM, In=160A overload protection Ir=112A...160A short-circuit protection Ii=10 x In nut keeper kit undervoltage release (UVR) 208-230V AC 50/60Hz 2 auxiliary switches HQ 1 trip alarm switch HQ | - | 0 | 0
3VA1116-5EE32-0HA0 |  | 3VA1116-5EE32-0HA0 | 1 | UN | 1 | 10 | C | D | EAR99 | N | 85362090 | 1 | 4042949047650 | 0.9 | KG | 657.9 | 657.9 | LP17 | LP17 | circuit breaker 3VA1 IEC frame 160 breaking capacity class M Icu=55kA @ 415V 3-pole, line protection TM220, ATFM, In=160A overload protection Ir=112A...160A short-circuit protection Ii=10 x In nut keeper kit shunt trip (STL) 12-30V DC, 24V AC 50/60Hz | - | 0 | 0
3VA1116-5EE32-0HC0 |  | 3VA1116-5EE32-0HC0 | 1 | UN | 1 | 10 | C | D | EAR99 | N | 85362090 | 1 | 4042949075189 | 1.05 | KG | 703.8 | 703.8 | LP17 | LP17 | circuit breaker 3VA1 IEC frame 160 breaking capacity class M Icu=55kA @ 415V 3-pole, line protection TM220, ATFM, In=160A overload protection Ir=112A...160A short-circuit protection Ii=10 x In nut keeper kit shunt trip (STL) 12-30V DC, 24V AC 50/60Hz 2 auxiliary switches HQ | - | 0 | 0
3VA1116-5EE32-0HH0 |  | 3VA1116-5EE32-0HH0 | 1 | UN | 1 | 10 | C | D | EAR99 | N | 85362090 | 1 | 4042949087724 | 1.08 | KG | 727.6 | 727.6 | LP17 | LP17 | circuit breaker 3VA1 IEC frame 160 breaking capacity class M Icu=55kA @ 415V 3-pole, line protection TM220, ATFM, In=160A overload protection Ir=112A...160A short-circuit protection Ii=10 x In nut keeper kit shunt trip (STL) 12-30V DC, 24V AC 50/60Hz 2 auxiliary switches HQ 1 trip alarm switch HQ | - | 0 | 0
3VA1116-5EE32-0JA0 |  | 3VA1116-5EE32-0JA0 | 1 | UN | 1 | 10 | C | D | EAR99 | N | 85362090 | 1 | 4042949049746 | 1.05 | KG | 657.9 | 657.9 | LP17 | LP17 | circuit breaker 3VA1 IEC frame 160 breaking capacity class M Icu=55kA @ 415V 3-pole, line protection TM220, ATFM, In=160A overload protection Ir=112A...160A short-circuit protection Ii=10 x In nut keeper kit shunt trip (STL) 110-127V DC, AC 50/60Hz | - | 0 | 0
3VA1116-5EE32-0JC0 |  | 3VA1116-5EE32-0JC0 | 1 | UN | 1 | 10 | C | D | EAR99 | N | 85362090 | 1 | 4042949077275 | 1.05 | KG | 703.8 | 703.8 | LP17 | LP17 | circuit breaker 3VA1 IEC frame 160 breaking capacity class M Icu=55kA @ 415V 3-pole, line protection TM220, ATFM, In=160A overload protection Ir=112A...160A short-circuit protection Ii=10 x In nut keeper kit shunt trip (STL) 110-127V DC, AC 50/60Hz 2 auxiliary switches HQ | - | 0 | 0
3VA1116-5EE32-0JH0 |  | 3VA1116-5EE32-0JH0 | 1 | UN | 1 | 10 | C | D | EAR99 | N | 85362090 | 1 | 4042949089810 | 1.08 | KG | 727.6 | 727.6 | LP17 | LP17 | circuit breaker 3VA1 IEC frame 160 breaking capacity class M Icu=55kA @ 415V 3-pole, line protection TM220, ATFM, In=160A overload protection Ir=112A...160A short-circuit protection Ii=10 x In nut keeper kit shunt trip (STL) 110-127V DC, AC 50/60Hz 2 auxiliary switches HQ 1 trip alarm switch HQ | - | 0 | 0
3VA1116-5EE32-0KA0 |  | 3VA1116-5EE32-0KA0 | 1 | UN | 1 | 10 | C | D | EAR99 | N | 85362090 | 1 | 4042949051831 | 1.05 | KG | 657.9 | 657.9 | LP17 | LP17 | circuit breaker 3VA1 IEC frame 160 breaking capacity class M Icu=55kA @ 415V 3-pole, line protection TM220, ATFM, In=160A overload protection Ir=112A...160A short-circuit protection Ii=10 x In nut keeper kit shunt trip (STL) 220-250V DC, 208-277V AC | - | 0 | 0
3VA1116-5EE32-0KC0 |  | 3VA1116-5EE32-0KC0 | 1 | UN | 1 | 10 | C | D | EAR99 | N | 85362090 | 1 | 4042949079361 | 1.05 | KG | 703.8 | 703.8 | LP17 | LP17 | circuit breaker 3VA1 IEC frame 160 breaking capacity class M Icu=55kA @ 415V 3-pole, line protection TM220, ATFM, In=160A overload protection Ir=112A...160A short-circuit protection Ii=10 x In nut keeper kit shunt trip (STL) 220-250V DC, 208-277V AC 2 auxiliary switches HQ | - | 0 | 0
3VA1116-5EE32-0KF0 |  | 3VA1116-5EE32-0KF0 | 1 | UN | 1 | 10 | C | D | EAR99 | N | 85362090 | 1 | 4042949326076 | 1.139 | KG | 703.8 | 703.8 | LP17 | LP17 | circuit breaker 3VA1 IEC frame 160 breaking capacity class M Icu=55kA @ 415V 3-pole, line protection TM220, ATFM, In=160A overload protection Ir=112A...160A short-circuit protection Ii=10 x In nut keeper kit circuit breaker 3VA1 IEC frame 160 breaking capacity class M Icu=55kA @ 415V shunt trip left 208-277V AC 50/60Hz 1 auxiliary switch HQ 1 trip alarm switch HQ | - | 0 | 0
3VA1116-5EE32-0KH0 |  | 3VA1116-5EE32-0KH0 | 1 | UN | 1 | 10 | C | D | EAR99 | N | 85362090 | 1 | 4042949091905 | 1.08 | KG | 727.6 | 727.6 | LP17 | LP17 | circuit breaker 3VA1 IEC frame 160 breaking capacity class M Icu=55kA @ 415V 3-pole, line protection TM220, ATFM, In=160A overload protection Ir=112A...160A short-circuit protection Ii=10 x In nut keeper kit shunt trip (STL) 220-250V DC, 208-277V AC 2 auxiliary switches HQ 1 trip alarm switch HQ | - | 0 | 0
3VA1116-5EE36-0AA0 |  | 3VA1116-5EE36-0AA0 | 1 | UN | 1 | 2 | A | D | EAR99 | N | 85362090 | 1 | 4042948822012 | 1.077 | KG | 574.8 | 558.4 | LP17 | LP17 | circuit breaker 3VA1 IEC frame 160 breaking capacity class M Icu=55kA @ 415V 3-pole, line protection TM220, ATFM, In=160A overload protection Ir=112A...160A short-circuit protection Ii=10 x In clamp connection | Lista Papel 2020 SI | 0 | 0
3VA1116-5EE36-0AB0 |  | 3VA1116-5EE36-0AB0 | 1 | UN | 1 | 10 | C | D | EAR99 | N | 85362090 | 1 | 4042949326878 | 1.132 | KG | 665.55 | 665.55 | LP17 | LP17 | circuit breaker 3VA1 IEC frame 160 breaking capacity class M Icu=55kA @ 415 V 3-pole, line protection TM220, atfm, In=160A overload protection ir=112A ...160A short circuit protection iI=10 x In cable connection circuit breaker 3VA1 IEC frame 160 breaking capacity class M Icu=55kA @ 415 V 3-pole, line protection TM220, atfm, In=160A overload protection ir=112A ...160A short circuit protection iI=10 x In cable 2 auxiliary switch changeover H | - | 0 | 0
3VA1116-5EE36-0AC0 |  | 3VA1116-5EE36-0AC0 | 1 | UN | 1 | 10 | C | D | EAR99 | N | 85362090 | 1 | 4042949327462 | 1.112 | KG | 641.75 | 641.75 | LP17 | LP17 | circuit breaker 3VA1 IEC frame 160 breaking capacity class M Icu=55kA @ 415V 3-pole, line protection TM220, ATFM, In=160A overload protection Ir=112A...160A short-circuit protection Ii=10 x In clamp connection circuit breaker 3VA1 IEC frame 160 breaking capacity class M Icu=55kA @ 415V 3-pole, line protection TM220, ATFM, In=160A overload protection Ir=112A...160A short-circuit protection Ii=10 x In clamp 2 AUXILIARY SWITCH CHANGEOVER H |  | 0 | 0
3VA1116-5EE36-0BM0 |  | 3VA1116-5EE36-0BM0 | 1 | UN | 1 | 10 | C | D | EAR99 | N | 85362090 | 1 | 4042949320753 | 1.074 | KG | 765 | 765 | LP17 | LP17 | circuit breaker 3VA1 IEC frame 160 breaking capacity class M Icu=55kA @ 415V 3-pole, line protection TM220, ATFM, In=160A overload protection Ir=112A...160A short-circuit protection Ii=10 x In clamp connection undervoltage release (UVR) 24V DC 2 auxiliary switches HQ 1 short circuit alarm switch HQ | - | 0 | 0
3VA1116-5EE42-0AA0 |  | 3VA1116-5EE42-0AA0 | 1 | UN | 1 | 5 | B | D | EAR99 | N | 85362090 | 1 | 4042948813812 | 1.244 | KG | 720 | 699.5 | LP17 | LP17 | circuit breaker 3VA1 IEC frame 160 breaking capacity class M Icu=55kA @ 415V 4-pole, line protection TM220, ATFM, In=160A overload protection Ir=112A...160A short-circuit protection Ii=10 x In N conductor unprotected nut keeper kit | Lista Papel 2020 SI | 0 | 0
3VA1116-5EE46-0AA0 |  | 3VA1116-5EE46-0AA0 | 1 | UN | 1 | 5 | B | D | EAR99 | N | 85362090 | 1 | 4042948822890 | 1.336 | KG | 748.7 | 727.3 | LP17 | LP17 | circuit breaker 3VA1 IEC frame 160 breaking capacity class M Icu=55kA @ 415V 4-pole, line protection TM220, ATFM, In=160A overload protection Ir=112A...160A short-circuit protection Ii=10 x In N conductor unprotected clamp connection | Lista Papel 2020 SI | 0 | 0
3VA1116-5EF32-0AA0 |  | 3VA1116-5EF32-0AA0 | 1 | UN | 1 | 2 | A | D | EAR99 | N | 85362090 | 1 | 4042948808924 | 1.019 | KG | 583 | 566.6 | LP17 | LP17 | circuit breaker 3VA1 IEC frame 160 breaking capacity class M Icu=55kA @ 415V 3-pole, line protection TM240, ATAM, In=160A overload protection Ir=112A...160A short-circuit protection Ii=5...10 x In nut keeper kit | Lista Papel 2020 SI | 0 | 0
3VA1116-5EF32-0AB0 |  | 3VA1116-5EF32-0AB0 | 1 | UN | 1 | 10 | C | D | EAR99 | N | 85362090 | 1 | 4042949053910 | 1.062 | KG | 674.05 | 674.05 | LP17 | LP17 | circuit breaker 3VA1 IEC frame 160 breaking capacity class M Icu=55kA @ 415V 3-pole, line protection TM240, ATAM, In=160A overload protection Ir=112A...160A short-circuit protection Ii=5...10 x In nut keeper kit 2 auxiliary switches HP | - | 0 | 0
3VA1116-5EF32-0AC0 |  | 3VA1116-5EF32-0AC0 | 1 | UN | 1 | 10 | C | D | EAR99 | N | 85362090 | 1 | 4042949056003 | 1.054 | KG | 650.25 | 650.25 | LP17 | LP17 | circuit breaker 3VA1 IEC frame 160 breaking capacity class M Icu=55kA @ 415V 3-pole, line protection TM240, ATAM, In=160A overload protection Ir=112A...160A short-circuit protection Ii=5...10 x In nut keeper kit 2 auxiliary switches HQ | - | 0 | 0
3VA1116-5EF32-0AD0 |  | 3VA1116-5EF32-0AD0 | 1 | UN | 1 | 10 | C | D | EAR99 | N | 85362090 | 1 | 4042949058090 | 0.99 | KG | 674.05 | 674.05 | LP17 | LP17 | circuit breaker 3VA1 IEC frame 160 breaking capacity class M Icu=55kA @ 415V 3-pole, line protection TM240, ATAM, In=160A overload protection Ir=112A...160A short-circuit protection Ii=5...10 x In nut keeper kit 3 auxiliary switches HQ | - | 0 | 0
3VA1116-5EF32-0AE0 |  | 3VA1116-5EF32-0AE0 | 1 | UN | 1 | 10 | C | D | EAR99 | N | 85362090 | 1 | 4042949060185 | 1.02 | KG | 697 | 697 | LP17 | LP17 | circuit breaker 3VA1 IEC frame 160 breaking capacity class M Icu=55kA @ 415V 3-pole, line protection TM240, ATAM, In=160A overload protection Ir=112A...160A short-circuit protection Ii=5...10 x In nut keeper kit 4 auxiliary switches HQ | - | 0 | 0
3VA1116-5EF32-0AF0 |  | 3VA1116-5EF32-0AF0 | 1 | UN | 1 | 10 | C | D | EAR99 | N | 85362090 | 1 | 4042949062271 | 0.96 | KG | 650.25 | 650.25 | LP17 | LP17 | circuit breaker 3VA1 IEC frame 160 breaking capacity class M Icu=55kA @ 415V 3-pole, line protection TM240, ATAM, In=160A overload protection Ir=112A...160A short-circuit protection Ii=5...10 x In nut keeper kit 1 auxiliary switch HQ 1 trip alarm switch HQ | - | 0 | 0
3VA1116-5EF32-0AG0 |  | 3VA1116-5EF32-0AG0 | 1 | UN | 1 | 10 | C | D | EAR99 | N | 85362090 | 1 | 4042949064367 | 0.96 | KG | 674.05 | 674.05 | LP17 | LP17 | circuit breaker 3VA1 IEC frame 160 breaking capacity class M Icu=55kA @ 415V 3-pole, line protection TM240, ATAM, In=160A overload protection Ir=112A...160A short-circuit protection Ii=5...10 x In nut keeper kit 1 auxiliary switch HP 1 trip alarm switch HP | - | 0 | 0
3VA1116-5EF32-0AH0 |  | 3VA1116-5EF32-0AH0 | 1 | UN | 1 | 10 | C | D | EAR99 | N | 85362090 | 1 | 4042949066453 | 0.99 | KG | 674.05 | 674.05 | LP17 | LP17 | circuit breaker 3VA1 IEC frame 160 breaking capacity class M Icu=55kA @ 415V 3-pole, line protection TM240, ATAM, In=160A overload protection Ir=112A...160A short-circuit protection Ii=5...10 x In nut keeper kit 2 auxiliary switches HQ 1 trip alarm switch HQ | - | 0 | 0
3VA1116-5EF32-0BA0 |  | 3VA1116-5EF32-0BA0 | 1 | UN | 1 | 10 | C | D | EAR99 | N | 85362090 | 1 | 4042949041375 | 0.9 | KG | 714 | 714 | LP17 | LP17 | circuit breaker 3VA1 IEC frame 160 breaking capacity class M Icu=55kA @ 415V 3-pole, line protection TM240, ATAM, In=160A overload protection Ir=112A...160A short-circuit protection Ii=5...10 x In nut keeper kit undervoltage release (UVR) 24V DC | - | 0 | 0
3VA1116-5EF32-0BC0 |  | 3VA1116-5EF32-0BC0 | 1 | UN | 1 | 10 | C | D | EAR99 | N | 85362090 | 1 | 4042949068907 | 1.05 | KG | 758.2 | 758.2 | LP17 | LP17 | circuit breaker 3VA1 IEC frame 160 breaking capacity class M Icu=55kA @ 415V 3-pole, line protection TM240, ATAM, In=160A overload protection Ir=112A...160A short-circuit protection Ii=5...10 x In nut keeper kit undervoltage release (UVR) 24V DC 2 auxiliary switches HQ | - | 0 | 0
3VA1116-5EF32-0BH0 |  | 3VA1116-5EF32-0BH0 | 1 | UN | 1 | 10 | C | D | EAR99 | N | 85362090 | 1 | 4042949081449 | 1.05 | KG | 782 | 782 | LP17 | LP17 | circuit breaker 3VA1 IEC frame 160 breaking capacity class M Icu=55kA @ 415V 3-pole, line protection TM240, ATAM, In=160A overload protection Ir=112A...160A short-circuit protection Ii=5...10 x In nut keeper kit undervoltage release (UVR) 24V DC 2 auxiliary switches HQ 1 trip alarm switch HQ | - | 0 | 0
3VA1116-5EF32-0CA0 |  | 3VA1116-5EF32-0CA0 | 1 | UN | 1 | 10 | C | D | EAR99 | N | 85362090 | 1 | 4042949043461 | 0.9 | KG | 714 | 714 | LP17 | LP17 | circuit breaker 3VA1 IEC frame 160 breaking capacity class M Icu=55kA @ 415V 3-pole, line protection TM240, ATAM, In=160A overload protection Ir=112A...160A short-circuit protection Ii=5...10 x In nut keeper kit undervoltage release (UVR) 120-127V AC 50/60Hz | - | 0 | 0
3VA1116-5EF32-0CC0 |  | 3VA1116-5EF32-0CC0 | 1 | UN | 1 | 10 | C | D | EAR99 | N | 85362090 | 1 | 4042949070993 | 1.05 | KG | 758.2 | 758.2 | LP17 | LP17 | circuit breaker 3VA1 IEC frame 160 breaking capacity class M Icu=55kA @ 415V 3-pole, line protection TM240, ATAM, In=160A overload protection Ir=112A...160A short-circuit protection Ii=5...10 x In nut keeper kit undervoltage release (UVR) 120-127V AC 50/60Hz 2 auxiliary switches HQ | - | 0 | 0
3VA1116-5EF32-0CH0 |  | 3VA1116-5EF32-0CH0 | 1 | UN | 1 | 10 | C | D | EAR99 | N | 85362090 | 1 | 4042949083535 | 1.08 | KG | 782 | 782 | LP17 | LP17 | circuit breaker 3VA1 IEC frame 160 breaking capacity class M Icu=55kA @ 415V 3-pole, line protection TM240, ATAM, In=160A overload protection Ir=112A...160A short-circuit protection Ii=5...10 x In nut keeper kit undervoltage release (UVR) 120-127V AC 50/60Hz 2 auxiliary switches HQ 1 trip alarm switch HQ | - | 0 | 0
3VA1116-5EF32-0DA0 |  | 3VA1116-5EF32-0DA0 | 1 | UN | 1 | 10 | C | D | EAR99 | N | 85362090 | 1 | 4042949045557 | 0.9 | KG | 714 | 714 | LP17 | LP17 | circuit breaker 3VA1 IEC frame 160 breaking capacity class M Icu=55kA @ 415V 3-pole, line protection TM240, ATAM, In=160A overload protection Ir=112A...160A short-circuit protection Ii=5...10 x In nut keeper kit undervoltage release (UVR) 208-230V AC 50/60Hz | - | 0 | 0
3VA1116-5EF32-0DC0 |  | 3VA1116-5EF32-0DC0 | 1 | UN | 1 | 10 | C | D | EAR99 | N | 85362090 | 1 | 4042949073086 | 1.05 | KG | 758.2 | 758.2 | LP17 | LP17 | circuit breaker 3VA1 IEC frame 160 breaking capacity class M Icu=55kA @ 415V 3-pole, line protection TM240, ATAM, In=160A overload protection Ir=112A...160A short-circuit protection Ii=5...10 x In nut keeper kit undervoltage release (UVR) 208-230V AC 50/60Hz 2 auxiliary switches HQ | - | 0 | 0
3VA1116-5EF32-0DF0 |  | 3VA1116-5EF32-0DF0 | 1 | UN | 1 | 10 | C | D | EAR99 | N | 85362090 | 1 | 4042949321149 | 1.031 | KG | 759.05 | 759.05 | LP17 | LP17 | circuit breaker 3VA1 IEC frame 160 breaking capacity class M Icu=55kA @ 415V 3-pole, line protection TM240, ATAM, In=160A overload protection Ir=112A...160A short-circuit protection Ii=5...10 x In nut keeper kit undervoltage release (UVR) 208-230V AC 50/60Hz 1 auxiliary switch HQ 1 trip alarm switch HQ | - | 0 | 0
3VA1116-5EF32-0DH0 |  | 3VA1116-5EF32-0DH0 | 1 | UN | 1 | 10 | C | D | EAR99 | N | 85362090 | 1 | 4042949085621 | 1.08 | KG | 782 | 782 | LP17 | LP17 | circuit breaker 3VA1 IEC frame 160 breaking capacity class M Icu=55kA @ 415V 3-pole, line protection TM240, ATAM, In=160A overload protection Ir=112A...160A short-circuit protection Ii=5...10 x In nut keeper kit undervoltage release (UVR) 208-230V AC 50/60Hz 2 auxiliary switches HQ 1 trip alarm switch HQ | - | 0 | 0
3VA1116-5EF32-0HA0 |  | 3VA1116-5EF32-0HA0 | 1 | UN | 1 | 10 | C | D | EAR99 | N | 85362090 | 1 | 4042949047643 | 0.9 | KG | 688.5 | 688.5 | LP17 | LP17 | circuit breaker 3VA1 IEC frame 160 breaking capacity class M Icu=55kA @ 415V 3-pole, line protection TM240, ATAM, In=160A overload protection Ir=112A...160A short-circuit protection Ii=5...10 x In nut keeper kit shunt trip (STL) 12-30V DC, 24V AC 50/60Hz | - | 0 | 0
3VA1116-5EF32-0HC0 |  | 3VA1116-5EF32-0HC0 | 1 | UN | 1 | 10 | C | D | EAR99 | N | 85362090 | 1 | 4042949075172 | 1.05 | KG | 733.55 | 733.55 | LP17 | LP17 | circuit breaker 3VA1 IEC frame 160 breaking capacity class M Icu=55kA @ 415V 3-pole, line protection TM240, ATAM, In=160A overload protection Ir=112A...160A short-circuit protection Ii=5...10 x In nut keeper kit shunt trip (STL) 12-30V DC, 24V AC 50/60Hz 2 auxiliary switches HQ | - | 0 | 0
3VA1116-5EF32-0HH0 |  | 3VA1116-5EF32-0HH0 | 1 | UN | 1 | 10 | C | D | EAR99 | N | 85362090 | 1 | 4042949087717 | 1.08 | KG | 757.35 | 757.35 | LP17 | LP17 | circuit breaker 3VA1 IEC frame 160 breaking capacity class M Icu=55kA @ 415V 3-pole, line protection TM240, ATAM, In=160A overload protection Ir=112A...160A short-circuit protection Ii=5...10 x In nut keeper kit shunt trip (STL) 12-30V DC, 24V AC 50/60Hz 2 auxiliary switches HQ 1 trip alarm switch HQ | - | 0 | 0
3VA1116-5EF32-0JA0 |  | 3VA1116-5EF32-0JA0 | 1 | UN | 1 | 10 | C | D | EAR99 | N | 85362090 | 1 | 4042949049739 | 1.05 | KG | 688.5 | 688.5 | LP17 | LP17 | circuit breaker 3VA1 IEC frame 160 breaking capacity class M Icu=55kA @ 415V 3-pole, line protection TM240, ATAM, In=160A overload protection Ir=112A...160A short-circuit protection Ii=5...10 x In nut keeper kit shunt trip (STL) 110-127V DC, AC 50/60Hz | - | 0 | 0
3VA1116-5EF32-0JC0 |  | 3VA1116-5EF32-0JC0 | 1 | UN | 1 | 10 | C | D | EAR99 | N | 85362090 | 1 | 4042949077268 | 1.05 | KG | 733.55 | 733.55 | LP17 | LP17 | circuit breaker 3VA1 IEC frame 160 breaking capacity class M Icu=55kA @ 415V 3-pole, line protection TM240, ATAM, In=160A overload protection Ir=112A...160A short-circuit protection Ii=5...10 x In nut keeper kit shunt trip (STL) 110-127V DC, AC 50/60Hz 2 auxiliary switches HQ | - | 0 | 0
3VA1116-5EF32-0JH0 |  | 3VA1116-5EF32-0JH0 | 1 | UN | 1 | 10 | C | D | EAR99 | N | 85362090 | 1 | 4042949089803 | 1.08 | KG | 757.35 | 757.35 | LP17 | LP17 | circuit breaker 3VA1 IEC frame 160 breaking capacity class M Icu=55kA @ 415V 3-pole, line protection TM240, ATAM, In=160A overload protection Ir=112A...160A short-circuit protection Ii=5...10 x In nut keeper kit shunt trip (STL) 110-127V DC, AC 50/60Hz 2 auxiliary switches HQ 1 trip alarm switch HQ | - | 0 | 0
3VA1116-5EF32-0KA0 |  | 3VA1116-5EF32-0KA0 | 1 | UN | 1 | 10 | C | D | EAR99 | N | 85362090 | 1 | 4042949051824 | 1.05 | KG | 688.5 | 688.5 | LP17 | LP17 | circuit breaker 3VA1 IEC frame 160 breaking capacity class M Icu=55kA @ 415V 3-pole, line protection TM240, ATAM, In=160A overload protection Ir=112A...160A short-circuit protection Ii=5...10 x In nut keeper kit shunt trip (STL) 220-250V DC, 208-277V AC | - | 0 | 0
3VA1116-5EF32-0KC0 |  | 3VA1116-5EF32-0KC0 | 1 | UN | 1 | 10 | C | D | EAR99 | N | 85362090 | 1 | 4042949079354 | 1.05 | KG | 733.55 | 733.55 | LP17 | LP17 | circuit breaker 3VA1 IEC frame 160 breaking capacity class M Icu=55kA @ 415V 3-pole, line protection TM240, ATAM, In=160A overload protection Ir=112A...160A short-circuit protection Ii=5...10 x In nut keeper kit shunt trip (STL) 220-250V DC, 208-277V AC 2 auxiliary switches HQ | - | 0 | 0
3VA1116-5EF32-0KH0 |  | 3VA1116-5EF32-0KH0 | 1 | UN | 1 | 10 | C | D | EAR99 | N | 85362090 | 1 | 4042949091899 | 1.08 | KG | 757.35 | 757.35 | LP17 | LP17 | circuit breaker 3VA1 IEC frame 160 breaking capacity class M Icu=55kA @ 415V 3-pole, line protection TM240, ATAM, In=160A overload protection Ir=112A...160A short-circuit protection Ii=5...10 x In nut keeper kit shunt trip (STL) 220-250V DC, 208-277V AC 2 auxiliary switches HQ 1 trip alarm switch HQ | - | 0 | 0
3VA1116-5EF36-0AA0 |  | 3VA1116-5EF36-0AA0 | 1 | UN | 1 | 2 | A | D | EAR99 | N | 85362090 | 1 | 4042948820704 | 1.082 | KG | 602.7 | 585.5 | LP17 | LP17 | circuit breaker 3VA1 IEC frame 160 breaking capacity class M Icu=55kA @ 415V 3-pole, line protection TM240, ATAM, In=160A overload protection Ir=112A...160A short-circuit protection Ii=5...10 x In clamp connection | Lista Papel 2020 SI | 0 | 0
3VA1116-5EF36-0AB0 |  | 3VA1116-5EF36-0AB0 | 1 | UN | 1 | 10 | C | D | EAR99 | N | 85362090 | 1 | 4042949053903 | 0.96 | KG | 695.3 | 695.3 | LP17 | LP17 | circuit breaker 3VA1 IEC frame 160 breaking capacity class M Icu=55kA @ 415V 3-pole, line protection TM240, ATAM, In=160A overload protection Ir=112A...160A short-circuit protection Ii=5...10 x In clamp connection 2 auxiliary switches HP | - | 0 | 0
3VA1116-5EF36-0AC0 |  | 3VA1116-5EF36-0AC0 | 1 | UN | 1 | 10 | C | D | EAR99 | N | 85362090 | 1 | 4042949055990 | 0.96 | KG | 672.35 | 672.35 | LP17 | LP17 | circuit breaker 3VA1 IEC frame 160 breaking capacity class M Icu=55kA @ 415V 3-pole, line protection TM240, ATAM, In=160A overload protection Ir=112A...160A short-circuit protection Ii=5...10 x In clamp connection 2 auxiliary switches HQ | - | 0 | 0
3VA1116-5EF36-0AD0 |  | 3VA1116-5EF36-0AD0 | 1 | UN | 1 | 10 | C | D | EAR99 | N | 85362090 | 1 | 4042949058083 | 0.99 | KG | 695.3 | 695.3 | LP17 | LP17 | circuit breaker 3VA1 IEC frame 160 breaking capacity class M Icu=55kA @ 415V 3-pole, line protection TM240, ATAM, In=160A overload protection Ir=112A...160A short-circuit protection Ii=5...10 x In clamp connection 3 auxiliary switches HQ | - | 0 | 0
3VA1116-5EF36-0AE0 |  | 3VA1116-5EF36-0AE0 | 1 | UN | 1 | 10 | C | D | EAR99 | N | 85362090 | 1 | 4042949060178 | 1.02 | KG | 719.95 | 719.95 | LP17 | LP17 | circuit breaker 3VA1 IEC frame 160 breaking capacity class M Icu=55kA @ 415V 3-pole, line protection TM240, ATAM, In=160A overload protection Ir=112A...160A short-circuit protection Ii=5...10 x In clamp connection 4 auxiliary switches HQ | - | 0 | 0
3VA1116-5EF36-0AF0 |  | 3VA1116-5EF36-0AF0 | 1 | UN | 1 | 10 | C | D | EAR99 | N | 85362090 | 1 | 4042949062264 | 0.96 | KG | 672.35 | 672.35 | LP17 | LP17 | circuit breaker 3VA1 IEC frame 160 breaking capacity class M Icu=55kA @ 415V 3-pole, line protection TM240, ATAM, In=160A overload protection Ir=112A...160A short-circuit protection Ii=5...10 x In clamp connection 1 auxiliary switch HQ 1 trip alarm switch HQ | - | 0 | 0
3VA1116-5EF36-0AG0 |  | 3VA1116-5EF36-0AG0 | 1 | UN | 1 | 10 | C | D | EAR99 | N | 85362090 | 1 | 4042949064350 | 0.96 | KG | 695.3 | 695.3 | LP17 | LP17 | circuit breaker 3VA1 IEC frame 160 breaking capacity class M Icu=55kA @ 415V 3-pole, line protection TM240, ATAM, In=160A overload protection Ir=112A...160A short-circuit protection Ii=5...10 x In clamp connection 1 auxiliary switch HP 1 trip alarm switch HP | - | 0 | 0
3VA1116-5EF36-0AH0 |  | 3VA1116-5EF36-0AH0 | 1 | UN | 1 | 10 | C | D | EAR99 | N | 85362090 | 1 | 4042949066446 | 0.99 | KG | 695.3 | 695.3 | LP17 | LP17 | circuit breaker 3VA1 IEC frame 160 breaking capacity class M Icu=55kA @ 415V 3-pole, line protection TM240, ATAM, In=160A overload protection Ir=112A...160A short-circuit protection Ii=5...10 x In clamp connection 2 auxiliary switches HQ 1 trip alarm switch HQ | - | 0 | 0
3VA1116-5EF36-0BA0 |  | 3VA1116-5EF36-0BA0 | 1 | UN | 1 | 10 | C | D | EAR99 | N | 85362090 | 1 | 4042949041368 | 0.9 | KG | 733.55 | 733.55 | LP17 | LP17 | circuit breaker 3VA1 IEC frame 160 breaking capacity class M Icu=55kA @ 415V 3-pole, line protection TM240, ATAM, In=160A overload protection Ir=112A...160A short-circuit protection Ii=5...10 x In clamp connection undervoltage release (UVR) 24V DC | - | 0 | 0
3VA1116-5EF36-0BC0 |  | 3VA1116-5EF36-0BC0 | 1 | UN | 1 | 10 | C | D | EAR99 | N | 85362090 | 1 | 4042949068891 | 1.05 | KG | 780.3 | 780.3 | LP17 | LP17 | circuit breaker 3VA1 IEC frame 160 breaking capacity class M Icu=55kA @ 415V 3-pole, line protection TM240, ATAM, In=160A overload protection Ir=112A...160A short-circuit protection Ii=5...10 x In clamp connection undervoltage release (UVR) 24V DC 2 auxiliary switches HQ | - | 0 | 0
3VA1116-5EF36-0BF0 |  | 3VA1116-5EF36-0BF0 | 1 | UN | 1 | 10 | C | D | EAR99 | N | 85362090 | 1 | 4042949326199 | 1.197 | KG | 754.8 | 754.8 | LP17 | LP17 | circuit breaker 3VA1 IEC frame 160 breaking capacity class M Icu=55kA @ 415V 3-pole, line protection TM240, ATAM, In=160A overload protection Ir=112A...160A short-circuit protection Ii=5...10 x In clamp connection circuit breaker 3VA1 IEC frame 160 breaking capacity class M Icu=55kA @ 415V undervoltage release 24V DC 1 auxiliary switch HQ 1 trip alarm switch HQ | - | 0 | 0
3VA1116-5EF36-0BH0 |  | 3VA1116-5EF36-0BH0 | 1 | UN | 1 | 10 | C | D | EAR99 | N | 85362090 | 1 | 4042949081432 | 1.05 | KG | 804.95 | 804.95 | LP17 | LP17 | circuit breaker 3VA1 IEC frame 160 breaking capacity class M Icu=55kA @ 415V 3-pole, line protection TM240, ATAM, In=160A overload protection Ir=112A...160A short-circuit protection Ii=5...10 x In clamp connection undervoltage release (UVR) 24V DC 2 auxiliary switches HQ 1 trip alarm switch HQ | - | 0 | 0
3VA1116-5EF36-0CA0 |  | 3VA1116-5EF36-0CA0 | 1 | UN | 1 | 10 | C | D | EAR99 | N | 85362090 | 1 | 4042949043454 | 0.9 | KG | 733.55 | 733.55 | LP17 | LP17 | circuit breaker 3VA1 IEC frame 160 breaking capacity class M Icu=55kA @ 415V 3-pole, line protection TM240, ATAM, In=160A overload protection Ir=112A...160A short-circuit protection Ii=5...10 x In clamp connection undervoltage release (UVR) 120-127V AC 50/60Hz | - | 0 | 0
3VA1116-5EF36-0CC0 |  | 3VA1116-5EF36-0CC0 | 1 | UN | 1 | 10 | C | D | EAR99 | N | 85362090 | 1 | 4042949070986 | 1.05 | KG | 780.3 | 780.3 | LP17 | LP17 | circuit breaker 3VA1 IEC frame 160 breaking capacity class M Icu=55kA @ 415V 3-pole, line protection TM240, ATAM, In=160A overload protection Ir=112A...160A short-circuit protection Ii=5...10 x In clamp connection undervoltage release (UVR) 120-127V AC 50/60Hz 2 auxiliary switches HQ | - | 0 | 0
3VA1116-5EF36-0CH0 |  | 3VA1116-5EF36-0CH0 | 1 | UN | 1 | 10 | C | D | EAR99 | N | 85362090 | 1 | 4042949083528 | 1.08 | KG | 804.95 | 804.95 | LP17 | LP17 | circuit breaker 3VA1 IEC frame 160 breaking capacity class M Icu=55kA @ 415V 3-pole, line protection TM240, ATAM, In=160A overload protection Ir=112A...160A short-circuit protection Ii=5...10 x In clamp connection undervoltage release (UVR) 120-127V AC 50/60Hz 2 auxiliary switches HQ 1 trip alarm switch HQ | - | 0 | 0
3VA1116-5EF36-0DA0 |  | 3VA1116-5EF36-0DA0 | 1 | UN | 1 | 10 | C | D | EAR99 | N | 85362090 | 1 | 4042949045540 | 0.9 | KG | 733.55 | 733.55 | LP17 | LP17 | circuit breaker 3VA1 IEC frame 160 breaking capacity class M Icu=55kA @ 415V 3-pole, line protection TM240, ATAM, In=160A overload protection Ir=112A...160A short-circuit protection Ii=5...10 x In clamp connection undervoltage release (UVR) 208-230V AC 50/60Hz | - | 0 | 0
3VA1116-5EF36-0DC0 |  | 3VA1116-5EF36-0DC0 | 1 | UN | 1 | 10 | C | D | EAR99 | N | 85362090 | 1 | 4042949073079 | 1.05 | KG | 780.3 | 780.3 | LP17 | LP17 | circuit breaker 3VA1 IEC frame 160 breaking capacity class M Icu=55kA @ 415V 3-pole, line protection TM240, ATAM, In=160A overload protection Ir=112A...160A short-circuit protection Ii=5...10 x In clamp connection undervoltage release (UVR) 208-230V AC 50/60Hz 2 auxiliary switches HQ | - | 0 | 0
3VA1116-5EF36-0DH0 |  | 3VA1116-5EF36-0DH0 | 1 | UN | 1 | 10 | C | D | EAR99 | N | 85362090 | 1 | 4042949085614 | 1.08 | KG | 804.95 | 804.95 | LP17 | LP17 | circuit breaker 3VA1 IEC frame 160 breaking capacity class M Icu=55kA @ 415V 3-pole, line protection TM240, ATAM, In=160A overload protection Ir=112A...160A short-circuit protection Ii=5...10 x In clamp connection undervoltage release (UVR) 208-230V AC 50/60Hz 2 auxiliary switches HQ 1 trip alarm switch HQ | - | 0 | 0
3VA1116-5EF36-0HA0 |  | 3VA1116-5EF36-0HA0 | 1 | UN | 1 | 10 | C | D | EAR99 | N | 85362090 | 1 | 4042949047636 | 0.9 | KG | 709.75 | 709.75 | LP17 | LP17 | circuit breaker 3VA1 IEC frame 160 breaking capacity class M Icu=55kA @ 415V 3-pole, line protection TM240, ATAM, In=160A overload protection Ir=112A...160A short-circuit protection Ii=5...10 x In clamp connection shunt trip (STL) 12-30V DC, 24V AC 50/60Hz | - | 0 | 0
3VA1116-5EF36-0HC0 |  | 3VA1116-5EF36-0HC0 | 1 | UN | 1 | 10 | C | D | EAR99 | N | 85362090 | 1 | 4042949075165 | 1.05 | KG | 755.65 | 755.65 | LP17 | LP17 | circuit breaker 3VA1 IEC frame 160 breaking capacity class M Icu=55kA @ 415V 3-pole, line protection TM240, ATAM, In=160A overload protection Ir=112A...160A short-circuit protection Ii=5...10 x In clamp connection shunt trip (STL) 12-30V DC, 24V AC 50/60Hz 2 auxiliary switches HQ | - | 0 | 0
3VA1116-5EF36-0HH0 |  | 3VA1116-5EF36-0HH0 | 1 | UN | 1 | 10 | C | D | EAR99 | N | 85362090 | 1 | 4042949087700 | 1.08 | KG | 779.45 | 779.45 | LP17 | LP17 | circuit breaker 3VA1 IEC frame 160 breaking capacity class M Icu=55kA @ 415V 3-pole, line protection TM240, ATAM, In=160A overload protection Ir=112A...160A short-circuit protection Ii=5...10 x In clamp connection shunt trip (STL) 12-30V DC, 24V AC 50/60Hz 2 auxiliary switches HQ 1 trip alarm switch HQ | - | 0 | 0
3VA1116-5EF36-0JA0 |  | 3VA1116-5EF36-0JA0 | 1 | UN | 1 | 10 | C | D | EAR99 | N | 85362090 | 1 | 4042949049722 | 1.05 | KG | 709.75 | 709.75 | LP17 | LP17 | circuit breaker 3VA1 IEC frame 160 breaking capacity class M Icu=55kA @ 415V 3-pole, line protection TM240, ATAM, In=160A overload protection Ir=112A...160A short-circuit protection Ii=5...10 x In clamp connection shunt trip (STL) 110-127V DC, AC 50/60Hz | - | 0 | 0
3VA1116-5EF36-0JC0 |  | 3VA1116-5EF36-0JC0 | 1 | UN | 1 | 10 | C | D | EAR99 | N | 85362090 | 1 | 4042949077251 | 1.05 | KG | 755.65 | 755.65 | LP17 | LP17 | circuit breaker 3VA1 IEC frame 160 breaking capacity class M Icu=55kA @ 415V 3-pole, line protection TM240, ATAM, In=160A overload protection Ir=112A...160A short-circuit protection Ii=5...10 x In clamp connection shunt trip (STL) 110-127V DC, AC 50/60Hz 2 auxiliary switches HQ | - | 0 | 0
3VA1116-5EF36-0JH0 |  | 3VA1116-5EF36-0JH0 | 1 | UN | 1 | 10 | C | D | EAR99 | N | 85362090 | 1 | 4042949089797 | 1.08 | KG | 779.45 | 779.45 | LP17 | LP17 | circuit breaker 3VA1 IEC frame 160 breaking capacity class M Icu=55kA @ 415V 3-pole, line protection TM240, ATAM, In=160A overload protection Ir=112A...160A short-circuit protection Ii=5...10 x In clamp connection shunt trip (STL) 110-127V DC, AC 50/60Hz 2 auxiliary switches HQ 1 trip alarm switch HQ | - | 0 | 0
3VA1116-5EF36-0KA0 |  | 3VA1116-5EF36-0KA0 | 1 | UN | 1 | 10 | C | D | EAR99 | N | 85362090 | 1 | 4042949051817 | 1.05 | KG | 709.75 | 709.75 | LP17 | LP17 | circuit breaker 3VA1 IEC frame 160 breaking capacity class M Icu=55kA @ 415V 3-pole, line protection TM240, ATAM, In=160A overload protection Ir=112A...160A short-circuit protection Ii=5...10 x In clamp connection shunt trip (STL) 220-250V DC, 208-277V AC | - | 0 | 0
3VA1116-5EF36-0KC0 |  | 3VA1116-5EF36-0KC0 | 1 | UN | 1 | 10 | C | D | EAR99 | N | 85362090 | 1 | 4042949079347 | 1.05 | KG | 755.65 | 755.65 | LP17 | LP17 | circuit breaker 3VA1 IEC frame 160 breaking capacity class M Icu=55kA @ 415V 3-pole, line protection TM240, ATAM, In=160A overload protection Ir=112A...160A short-circuit protection Ii=5...10 x In clamp connection shunt trip (STL) 220-250V DC, 208-277V AC 2 auxiliary switches HQ | - | 0 | 0
3VA1116-5EF36-0KH0 |  | 3VA1116-5EF36-0KH0 | 1 | UN | 1 | 10 | C | D | EAR99 | N | 85362090 | 1 | 4042949091882 | 1.08 | KG | 779.45 | 779.45 | LP17 | LP17 | circuit breaker 3VA1 IEC frame 160 breaking capacity class M Icu=55kA @ 415V 3-pole, line protection TM240, ATAM, In=160A overload protection Ir=112A...160A short-circuit protection Ii=5...10 x In clamp connection shunt trip (STL) 220-250V DC, 208-277V AC 2 auxiliary switches HQ 1 trip alarm switch HQ | - | 0 | 0
3VA1116-5EF42-0AA0 |  | 3VA1116-5EF42-0AA0 | 1 | UN | 1 | 5 | B | D | EAR99 | N | 85362090 | 1 | 4042948809365 | 1.256 | KG | 756.9 | 735.5 | LP17 | LP17 | circuit breaker 3VA1 IEC frame 160 breaking capacity class M Icu=55kA @ 415V 4-pole, line protection TM240, ATAM, In=160A overload protection Ir=112A...160A short-circuit protection Ii=5...10 x In N conductor unprotected nut keeper kit | Lista Papel 2020 SI | 0 | 0
3VA1116-5EF42-0AB0 |  | 3VA1116-5EF42-0AB0 | 1 | UN | 1 | 10 | C | D | EAR99 | N | 85362090 | 1 | 4042949053897 | 1.26 | KG | 858.5 | 858.5 | LP17 | LP17 | circuit breaker 3VA1 IEC frame 160 breaking capacity class M Icu=55kA @ 415V 4-pole, line protection TM240, ATAM, In=160A overload protection Ir=112A...160A short-circuit protection Ii=5...10 x In N conductor unprotected nut keeper kit 2 auxiliary switches HP | - | 0 | 0
3VA1116-5EF42-0AC0 |  | 3VA1116-5EF42-0AC0 | 1 | UN | 1 | 10 | C | D | EAR99 | N | 85362090 | 1 | 4042949055983 | 1.26 | KG | 832.15 | 832.15 | LP17 | LP17 | circuit breaker 3VA1 IEC frame 160 breaking capacity class M Icu=55kA @ 415V 4-pole, line protection TM240, ATAM, In=160A overload protection Ir=112A...160A short-circuit protection Ii=5...10 x In N conductor unprotected nut keeper kit 2 auxiliary switches HQ | - | 0 | 0
3VA1116-5EF42-0AD0 |  | 3VA1116-5EF42-0AD0 | 1 | UN | 1 | 10 | C | D | EAR99 | N | 85362090 | 1 | 4042949058076 | 1.29 | KG | 858.5 | 858.5 | LP17 | LP17 | circuit breaker 3VA1 IEC frame 160 breaking capacity class M Icu=55kA @ 415V 4-pole, line protection TM240, ATAM, In=160A overload protection Ir=112A...160A short-circuit protection Ii=5...10 x In N conductor unprotected nut keeper kit 3 auxiliary switches HQ | - | 0 | 0
3VA1116-5EF42-0AE0 |  | 3VA1116-5EF42-0AE0 | 1 | UN | 1 | 10 | C | D | EAR99 | N | 85362090 | 1 | 4042949060161 | 1.32 | KG | 884 | 884 | LP17 | LP17 | circuit breaker 3VA1 IEC frame 160 breaking capacity class M Icu=55kA @ 415V 4-pole, line protection TM240, ATAM, In=160A overload protection Ir=112A...160A short-circuit protection Ii=5...10 x In N conductor unprotected nut keeper kit 4 auxiliary switches HQ | - | 0 | 0
3VA1116-5EF42-0AF0 |  | 3VA1116-5EF42-0AF0 | 1 | UN | 1 | 10 | C | D | EAR99 | N | 85362090 | 1 | 4042949062257 | 1.26 | KG | 832.15 | 832.15 | LP17 | LP17 | circuit breaker 3VA1 IEC frame 160 breaking capacity class M Icu=55kA @ 415V 4-pole, line protection TM240, ATAM, In=160A overload protection Ir=112A...160A short-circuit protection Ii=5...10 x In N conductor unprotected nut keeper kit 1 auxiliary switch HQ 1 trip alarm switch HQ | - | 0 | 0
3VA1116-5EF42-0AG0 |  | 3VA1116-5EF42-0AG0 | 1 | UN | 1 | 10 | C | D | EAR99 | N | 85362090 | 1 | 4042949064343 | 1.26 | KG | 858.5 | 858.5 | LP17 | LP17 | circuit breaker 3VA1 IEC frame 160 breaking capacity class M Icu=55kA @ 415V 4-pole, line protection TM240, ATAM, In=160A overload protection Ir=112A...160A short-circuit protection Ii=5...10 x In N conductor unprotected nut keeper kit 1 auxiliary switch HP 1 trip alarm switch HP | - | 0 | 0
3VA1116-5EF42-0AH0 |  | 3VA1116-5EF42-0AH0 | 1 | UN | 1 | 10 | C | D | EAR99 | N | 85362090 | 1 | 4042949066439 | 1.29 | KG | 858.5 | 858.5 | LP17 | LP17 | circuit breaker 3VA1 IEC frame 160 breaking capacity class M Icu=55kA @ 415V 4-pole, line protection TM240, ATAM, In=160A overload protection Ir=112A...160A short-circuit protection Ii=5...10 x In N conductor unprotected nut keeper kit 2 auxiliary switches HQ 1 trip alarm switch HQ | - | 0 | 0
3VA1116-5EF42-0BA0 |  | 3VA1116-5EF42-0BA0 | 1 | UN | 1 | 10 | C | D | EAR99 | N | 85362090 | 1 | 4042949041351 | 1.2 | KG | 892.5 | 892.5 | LP17 | LP17 | circuit breaker 3VA1 IEC frame 160 breaking capacity class M Icu=55kA @ 415V 4-pole, line protection TM240, ATAM, In=160A overload protection Ir=112A...160A short-circuit protection Ii=5...10 x In N conductor unprotected nut keeper kit undervoltage release (UVR) 24V DC | - | 0 | 0
3VA1116-5EF42-0BC0 |  | 3VA1116-5EF42-0BC0 | 1 | UN | 1 | 10 | C | D | EAR99 | N | 85362090 | 1 | 4042949068884 | 1.35 | KG | 943.5 | 943.5 | LP17 | LP17 | circuit breaker 3VA1 IEC frame 160 breaking capacity class M Icu=55kA @ 415V 4-pole, line protection TM240, ATAM, In=160A overload protection Ir=112A...160A short-circuit protection Ii=5...10 x In N conductor unprotected nut keeper kit undervoltage release (UVR) 24V DC 2 auxiliary switches HQ | - | 0 | 0
3VA1116-5EF42-0BH0 |  | 3VA1116-5EF42-0BH0 | 1 | UN | 1 | 10 | C | D | EAR99 | N | 85362090 | 1 | 4042949081425 | 1.38 | KG | 969 | 969 | LP17 | LP17 | circuit breaker 3VA1 IEC frame 160 breaking capacity class M Icu=55kA @ 415V 4-pole, line protection TM240, ATAM, In=160A overload protection Ir=112A...160A short-circuit protection Ii=5...10 x In N conductor unprotected nut keeper kit undervoltage release (UVR) 24V DC 2 auxiliary switches HQ 1 trip alarm switch HQ | - | 0 | 0
3VA1116-5EF42-0CA0 |  | 3VA1116-5EF42-0CA0 | 1 | UN | 1 | 10 | C | D | EAR99 | N | 85362090 | 1 | 4042949043447 | 1.2 | KG | 892.5 | 892.5 | LP17 | LP17 | circuit breaker 3VA1 IEC frame 160 breaking capacity class M Icu=55kA @ 415V 4-pole, line protection TM240, ATAM, In=160A overload protection Ir=112A...160A short-circuit protection Ii=5...10 x In N conductor unprotected nut keeper kit undervoltage release (UVR) 120-127V AC 50/60Hz | - | 0 | 0
3VA1116-5EF42-0CC0 |  | 3VA1116-5EF42-0CC0 | 1 | UN | 1 | 10 | C | D | EAR99 | N | 85362090 | 1 | 4042949070979 | 1.35 | KG | 943.5 | 943.5 | LP17 | LP17 | circuit breaker 3VA1 IEC frame 160 breaking capacity class M Icu=55kA @ 415V 4-pole, line protection TM240, ATAM, In=160A overload protection Ir=112A...160A short-circuit protection Ii=5...10 x In N conductor unprotected nut keeper kit undervoltage release (UVR) 120-127V AC 50/60Hz 2 auxiliary switches HQ | - | 0 | 0
3VA1116-5EF42-0CH0 |  | 3VA1116-5EF42-0CH0 | 1 | UN | 1 | 10 | C | D | EAR99 | N | 85362090 | 1 | 4042949083511 | 1.38 | KG | 969 | 969 | LP17 | LP17 | circuit breaker 3VA1 IEC frame 160 breaking capacity class M Icu=55kA @ 415V 4-pole, line protection TM240, ATAM, In=160A overload protection Ir=112A...160A short-circuit protection Ii=5...10 x In N conductor unprotected nut keeper kit undervoltage release (UVR) 120-127V AC 50/60Hz 2 auxiliary switches HQ 1 trip alarm switch HQ | - | 0 | 0
3VA1116-5EF42-0DA0 |  | 3VA1116-5EF42-0DA0 | 1 | UN | 1 | 10 | C | D | EAR99 | N | 85362090 | 1 | 4042949045533 | 1.2 | KG | 892.5 | 892.5 | LP17 | LP17 | circuit breaker 3VA1 IEC frame 160 breaking capacity class M Icu=55kA @ 415V 4-pole, line protection TM240, ATAM, In=160A overload protection Ir=112A...160A short-circuit protection Ii=5...10 x In N conductor unprotected nut keeper kit undervoltage release (UVR) 208-230V AC 50/60Hz | - | 0 | 0
3VA1116-5EF42-0DC0 |  | 3VA1116-5EF42-0DC0 | 1 | UN | 1 | 10 | C | D | EAR99 | N | 85362090 | 1 | 4042949073062 | 1.35 | KG | 943.5 | 943.5 | LP17 | LP17 | circuit breaker 3VA1 IEC frame 160 breaking capacity class M Icu=55kA @ 415V 4-pole, line protection TM240, ATAM, In=160A overload protection Ir=112A...160A short-circuit protection Ii=5...10 x In N conductor unprotected nut keeper kit undervoltage release (UVR) 208-230V AC 50/60Hz 2 auxiliary switches HQ | - | 0 | 0
3VA1116-5EF42-0DH0 |  | 3VA1116-5EF42-0DH0 | 1 | UN | 1 | 10 | C | D | EAR99 | N | 85362090 | 1 | 4042949085607 | 1.38 | KG | 969 | 969 | LP17 | LP17 | circuit breaker 3VA1 IEC frame 160 breaking capacity class M Icu=55kA @ 415V 4-pole, line protection TM240, ATAM, In=160A overload protection Ir=112A...160A short-circuit protection Ii=5...10 x In N conductor unprotected nut keeper kit undervoltage release (UVR) 208-230V AC 50/60Hz 2 auxiliary switches HQ 1 trip alarm switch HQ | - | 0 | 0
3VA1116-5EF42-0HA0 |  | 3VA1116-5EF42-0HA0 | 1 | UN | 1 | 10 | C | D | EAR99 | N | 85362090 | 1 | 4042949047629 | 1.2 | KG | 867 | 867 | LP17 | LP17 | circuit breaker 3VA1 IEC frame 160 breaking capacity class M Icu=55kA @ 415V 4-pole, line protection TM240, ATAM, In=160A overload protection Ir=112A...160A short-circuit protection Ii=5...10 x In N conductor unprotected nut keeper kit shunt trip (STL) 12-30V DC; 24V AC 50/60Hz | - | 0 | 0
3VA1116-5EF42-0HC0 |  | 3VA1116-5EF42-0HC0 | 1 | UN | 1 | 10 | C | D | EAR99 | N | 85362090 | 1 | 4042949075158 | 1.35 | KG | 918 | 918 | LP17 | LP17 | circuit breaker 3VA1 IEC frame 160 breaking capacity class M Icu=55kA @ 415V 4-pole, line protection TM240, ATAM, In=160A overload protection Ir=112A...160A short-circuit protection Ii=5...10 x In N conductor unprotected nut keeper kit shunt trip (STL) 12-30V DC; 24V AC 50/60Hz 2 auxiliary switches HQ | - | 0 | 0
3VA1116-5EF42-0HH0 |  | 3VA1116-5EF42-0HH0 | 1 | UN | 1 | 10 | C | D | EAR99 | N | 85362090 | 1 | 4042949087694 | 1.38 | KG | 943.5 | 943.5 | LP17 | LP17 | circuit breaker 3VA1 IEC frame 160 breaking capacity class M Icu=55kA @ 415V 4-pole, line protection TM240, ATAM, In=160A overload protection Ir=112A...160A short-circuit protection Ii=5...10 x In N conductor unprotected nut keeper kit shunt trip (STL) 12-30V DC; 24V AC 50/60Hz 2 auxiliary switches HQ 1 trip alarm switch HQ | - | 0 | 0
3VA1116-5EF42-0JA0 |  | 3VA1116-5EF42-0JA0 | 1 | UN | 1 | 10 | C | D | EAR99 | N | 85362090 | 1 | 4042949049715 | 1.35 | KG | 867 | 867 | LP17 | LP17 | circuit breaker 3VA1 IEC frame 160 breaking capacity class M Icu=55kA @ 415V 4-pole, line protection TM240, ATAM, In=160A overload protection Ir=112A...160A short-circuit protection Ii=5...10 x In N conductor unprotected nut keeper kit shunt trip (STL) 110-127V DC, AC 50/60Hz | - | 0 | 0
3VA1116-5EF42-0JC0 |  | 3VA1116-5EF42-0JC0 | 1 | UN | 1 | 10 | C | D | EAR99 | N | 85362090 | 1 | 4042949077244 | 1.35 | KG | 918 | 918 | LP17 | LP17 | circuit breaker 3VA1 IEC frame 160 breaking capacity class M Icu=55kA @ 415V 4-pole, line protection TM240, ATAM, In=160A overload protection Ir=112A...160A short-circuit protection Ii=5...10 x In N conductor unprotected nut keeper kit shunt trip (STL) 110-127V DC, AC 50/60Hz 2 auxiliary switches HQ | - | 0 | 0
3VA1116-5EF42-0JH0 |  | 3VA1116-5EF42-0JH0 | 1 | UN | 1 | 10 | C | D | EAR99 | N | 85362090 | 1 | 4042949089780 | 1.38 | KG | 943.5 | 943.5 | LP17 | LP17 | circuit breaker 3VA1 IEC frame 160 breaking capacity class M Icu=55kA @ 415V 4-pole, line protection TM240, ATAM, In=160A overload protection Ir=112A...160A short-circuit protection Ii=5...10 x In N conductor unprotected nut keeper kit shunt trip (STL) 110-127V DC, AC 50/60Hz 2 auxiliary switches HQ 1 trip alarm switch HQ | - | 0 | 0
3VA1116-5EF42-0KA0 |  | 3VA1116-5EF42-0KA0 | 1 | UN | 1 | 10 | C | D | EAR99 | N | 85362090 | 1 | 4042949051800 | 1.35 | KG | 867 | 867 | LP17 | LP17 | circuit breaker 3VA1 IEC frame 160 breaking capacity class M Icu=55kA @ 415V 4-pole, line protection TM240, ATAM, In=160A overload protection Ir=112A...160A short-circuit protection Ii=5...10 x In N conductor unprotected nut keeper kit shunt trip (STL) 220-250V DC; 208-277V AC | - | 0 | 0
3VA1116-5EF42-0KC0 |  | 3VA1116-5EF42-0KC0 | 1 | UN | 1 | 10 | C | D | EAR99 | N | 85362090 | 1 | 4042949079330 | 1.35 | KG | 918 | 918 | LP17 | LP17 | circuit breaker 3VA1 IEC frame 160 breaking capacity class M Icu=55kA @ 415V 4-pole, line protection TM240, ATAM, In=160A overload protection Ir=112A...160A short-circuit protection Ii=5...10 x In N conductor unprotected nut keeper kit shunt trip (STL) 220-250V DC; 208-277V AC 2 auxiliary switches HQ | - | 0 | 0
3VA1116-5EF42-0KH0 |  | 3VA1116-5EF42-0KH0 | 1 | UN | 1 | 10 | C | D | EAR99 | N | 85362090 | 1 | 4042949091875 | 1.38 | KG | 943.5 | 943.5 | LP17 | LP17 | circuit breaker 3VA1 IEC frame 160 breaking capacity class M Icu=55kA @ 415V 4-pole, line protection TM240, ATAM, In=160A overload protection Ir=112A...160A short-circuit protection Ii=5...10 x In N conductor unprotected nut keeper kit shunt trip (STL) 220-250V DC; 208-277V AC 2 auxiliary switches HQ 1 trip alarm switch HQ | - | 0 | 0
3VA1116-5EF46-0AA0 |  | 3VA1116-5EF46-0AA0 | 1 | UN | 1 | 5 | B | D | EAR99 | N | 85362090 | 1 | 4042948821145 | 1.337 | KG | 784.7 | 762.6 | LP17 | LP17 | circuit breaker 3VA1 IEC frame 160 breaking capacity class M Icu=55kA @ 415V 4-pole, line protection TM240, ATAM, In=160A overload protection Ir=112A...160A short-circuit protection Ii=5...10 x In N conductor unprotected clamp connection | Lista Papel 2020 SI | 0 | 0
3VA1116-5EF46-0KF0 |  | 3VA1116-5EF46-0KF0 | 1 | UN | 1 | 10 | C | D | EAR99 | N | 85362090 | 1 | 4042949325659 | 1.301 | KG | 943.5 | 943.5 | LP17 | LP17 | circuit breaker 3VA1 IEC frame 160 breaking capacity class M Icu=55kA @ 415V 4-pole, line protection TM240, ATAM, In=160A overload protection Ir=112A...160A short-circuit protection Ii=5...10 x In N conductor unprotected clamp connection circuit breaker 3VA1 IEC frame 160 shunt trip left 208-277V AC 50/60Hz 1 auxiliary switch HQ 1 trip alarm switch HQ | - | 0 | 0
3VA1116-5FD42-0AA0 |  | 3VA1116-5FD42-0AA0 | 1 | UN | 1 | 5 | B | D | EAR99 | N | 85362090 | 1 | 4042948815809 | 1.2 | KG | 703.6 | 683.9 | LP17 | LP17 | circuit breaker 3VA1 IEC frame 160 breaking capacity class M Icu=55kA @ 415V 4-pole, line protection TM210, FTFM, In=160A overload protection Ir=160A fixed short-circuit protection Ii=10 x In N conductor protection 50% nut keeper kit | Lista Papel 2020 SI | 0 | 0
3VA1116-5FD46-0AA0 |  | 3VA1116-5FD46-0AA0 | 1 | UN | 1 | 5 | B | D | EAR99 | N | 85362090 | 1 | 4042948824207 | 1.17 | KG | 732.3 | 711.8 | LP17 | LP17 | circuit breaker 3VA1 IEC frame 160 breaking capacity class M Icu=55kA @ 415V 4-pole, line protection TM210, FTFM, In=160A overload protection Ir=160A fixed short-circuit protection Ii=10 x In N conductor protection 50% clamp connection | Lista Papel 2020 SI | 0 | 0
3VA1116-5FE42-0AA0 |  | 3VA1116-5FE42-0AA0 | 1 | UN | 1 | 5 | B | D | EAR99 | N | 85362090 | 1 | 4042948815816 | 1.2 | KG | 720 | 699.5 | LP17 | LP17 | circuit breaker 3VA1 IEC frame 160 breaking capacity class M Icu=55kA @ 415V 4-pole, line protection TM220, ATFM, In=160A overload protection Ir=112A...160A short-circuit protection Ii=10 x In N conductor protection 50% nut keeper kit | Lista Papel 2020 SI | 0 | 0
3VA1116-5FE46-0AA0 |  | 3VA1116-5FE46-0AA0 | 1 | UN | 1 | 5 | B | D | EAR99 | N | 85362090 | 1 | 4042948824214 | 1.17 | KG | 748.7 | 727.3 | LP17 | LP17 | circuit breaker 3VA1 IEC frame 160 breaking capacity class M Icu=55kA @ 415V 4-pole, line protection TM220, ATFM, In=160A overload protection Ir=112A...160A short-circuit protection Ii=10 x In N conductor protection 50% clamp connection | Lista Papel 2020 SI | 0 | 0
3VA1116-5FF42-0AA0 |  | 3VA1116-5FF42-0AA0 | 1 | UN | 1 | 5 | B | D | EAR99 | N | 85362090 | 1 | 4042948815403 | 1.2 | KG | 756.9 | 735.5 | LP17 | LP17 | circuit breaker 3VA1 IEC frame 160 breaking capacity class M Icu=55kA @ 415V 4-pole, line protection TM240, ATAM, In=160A overload protection Ir=112A...160A short-circuit protection Ii=5...10 x In N conductor protection 50% nut keeper kit | Lista Papel 2020 SI | 0 | 0
3VA1116-5FF46-0AA0 |  | 3VA1116-5FF46-0AA0 | 1 | UN | 1 | 5 | B | D | EAR99 | N | 85362090 | 1 | 4042948823347 | 1.17 | KG | 784.7 | 762.6 | LP17 | LP17 | circuit breaker 3VA1 IEC frame 160 breaking capacity class M Icu=55kA @ 415V 4-pole, line protection TM240, ATAM, In=160A overload protection Ir=112A...160A short-circuit protection Ii=5...10 x In N conductor protection 50% clamp connection | Lista Papel 2020 SI | 0 | 0
3VA1116-5GD42-0AA0 |  | 3VA1116-5GD42-0AA0 | 1 | UN | 1 | 5 | B | D | EAR99 | N | 85362090 | 1 | 4042948816349 | 1.285 | KG | 703.6 | 683.9 | LP17 | LP17 | circuit breaker 3VA1 IEC frame 160 breaking capacity class M Icu=55kA @ 415V 4-pole, line protection TM210, FTFM, In=160A overload protection Ir=160A fixed short-circuit protection Ii=10 x In N conductor protection 100% nut keeper kit | Lista Papel 2020 SI | 0 | 0
3VA1116-5GD46-0AA0 |  | 3VA1116-5GD46-0AA0 | 1 | UN | 1 | 5 | B | D | EAR99 | N | 85362090 | 1 | 4042948825525 | 1.17 | KG | 732.3 | 711.8 | LP17 | LP17 | circuit breaker 3VA1 IEC frame 160 breaking capacity class M Icu=55kA @ 415V 4-pole, line protection TM210, FTFM, In=160A overload protection Ir=160A fixed short-circuit protection Ii=10 x In N conductor protection 100% clamp connection | Lista Papel 2020 SI | 0 | 0
3VA1116-5GE42-0AA0 |  | 3VA1116-5GE42-0AA0 | 1 | UN | 1 | 5 | B | D | EAR99 | N | 85362090 | 1 | 4042948816356 | 1.285 | KG | 720 | 699.5 | LP17 | LP17 | circuit breaker 3VA1 IEC frame 160 breaking capacity class M Icu=55kA @ 415V 4-pole, line protection TM220, ATFM, In=160A overload protection Ir=112A...160A short-circuit protection Ii=10 x In N conductor protection 100% nut keeper kit | Lista Papel 2020 SI | 0 | 0
3VA1116-5GE42-0AF0 |  | 3VA1116-5GE42-0AF0 | 1 | UN | 1 | 10 | C | D | EAR99 | N | 85362090 | 1 | 4042949321262 | 1.25 | KG | 793.9 | 793.9 | LP17 | LP17 | circuit breaker 3VA1 IEC frame 160 breaking capacity class M Icu=55kA @ 415V 4-pole, line protection TM220, ATFM, In=160A overload protection Ir=112A...160A short-circuit protection Ii=10 x In N conductor protection 100% nut keeper kit 1 auxiliary switch HQ 1 trip alarm switch HQ | - | 0 | 0
3VA1116-5GE42-0AH0 |  | 3VA1116-5GE42-0AH0 | 1 | UN | 1 | 10 | C | D | EAR99 | N | 85362090 | 1 | 4042949321279 | 1.276 | KG | 816 | 816 | LP17 | LP17 | circuit breaker 3VA1 IEC frame 160 breaking capacity class M Icu=55kA @ 415V 4-pole, line protection TM220, ATFM, In=160A overload protection Ir=112A...160A short-circuit protection Ii=10 x In N conductor protection 100% nut keeper kit 2 auxiliary switches HQ 1 trip alarm switch HQ | - | 0 | 0
3VA1116-5GE46-0AA0 |  | 3VA1116-5GE46-0AA0 | 1 | UN | 1 | 5 | B | D | EAR99 | N | 85362090 | 1 | 4042948825532 | 1.17 | KG | 748.7 | 727.3 | LP17 | LP17 | circuit breaker 3VA1 IEC frame 160 breaking capacity class M Icu=55kA @ 415V 4-pole, line protection TM220, ATFM, In=160A overload protection Ir=112A...160A short-circuit protection Ii=10 x In N conductor protection 100% clamp connection | Lista Papel 2020 SI | 0 | 0
3VA1116-5GF42-0AA0 |  | 3VA1116-5GF42-0AA0 | 1 | UN | 1 | 5 | B | D | EAR99 | N | 85362090 | 1 | 4042948815946 | 1.287 | KG | 756.9 | 735.5 | LP17 | LP17 | circuit breaker 3VA1 IEC frame 160 breaking capacity class M Icu=55kA @ 415V 4-pole, line protection TM240, ATAM, In=160A overload protection Ir=112A...160A short-circuit protection Ii=5...10 x In N conductor protection 100% nut keeper kit | Lista Papel 2020 SI | 0 | 0
3VA1116-5GF46-0AA0 |  | 3VA1116-5GF46-0AA0 | 1 | UN | 1 | 5 | B | D | EAR99 | N | 85362090 | 1 | 4042948824665 | 1.372 | KG | 784.7 | 762.6 | LP17 | LP17 | circuit breaker 3VA1 IEC frame 160 breaking capacity class M Icu=55kA @ 415V 4-pole, line protection TM240, ATAM, In=160A overload protection Ir=112A...160A short-circuit protection Ii=5...10 x In N conductor protection 100% clamp connection | Lista Papel 2020 SI | 0 | 0
3VA1116-6ED32-0AA0 |  | 3VA1116-6ED32-0AA0 | 1 | UN | 1 | 5 | B | D | EAR99 | N | 85362090 | 1 | 4042948812945 | 1.003 | KG | 591.2 | 574.8 | LP17 | LP17 | circuit breaker 3VA1 IEC frame 160 breaking capacity class H Icu=70kA @ 415V 3-pole, line protection TM210, FTFM, In=160A overload protection Ir=160A fixed short-circuit protection Ii=10 x In nut keeper kit | Lista Papel 2020 SI | 0 | 0
3VA1116-6ED36-0AA0 |  | 3VA1116-6ED36-0AA0 | 1 | UN | 1 | 5 | B | D | EAR99 | N | 85362090 | 1 | 4042948822029 | 1.066 | KG | 613.4 | 596.1 | LP17 | LP17 | circuit breaker 3VA1 IEC frame 160 breaking capacity class H Icu=70kA @ 415V 3-pole, line protection TM210, FTFM, In=160A overload protection Ir=160A fixed short-circuit protection Ii=10 x In clamp connection | Lista Papel 2020 SI | 0 | 0
3VA1116-6ED36-0KC0 |  | 3VA1116-6ED36-0KC0 | 1 | UN | 1 | 10 | C | D | EAR99 | N | 85362090 | 1 | 4042949321002 | 1.198 | KG | 765.85 | 765.85 | LP17 | LP17 | circuit breaker 3VA1 IEC frame 160 breaking capacity class H Icu=70kA @ 415V 3-pole, line protection TM210, FTFM, In=160A overload protection Ir=160A fixed short-circuit protection Ii=10 x In clamp connection shunt trip (STL) 220-250V DC, 208-277V AC 2 auxiliary switches HQ | - | 0 | 0
3VA1116-6ED42-0AA0 |  | 3VA1116-6ED42-0AA0 | 1 | UN | 1 | 5 | B | D | EAR99 | N | 85362090 | 1 | 4042948813829 | 1.259 | KG | 768.3 | 747 | LP17 | LP17 | circuit breaker 3VA1 IEC frame 160 breaking capacity class H Icu=70kA @ 415V 4-pole, line protection TM210, FTFM, In=160A overload protection Ir=160A fixed short-circuit protection Ii=10 x In N conductor unprotected nut keeper kit | Lista Papel 2020 SI | 0 | 0
3VA1116-6ED46-0AA0 |  | 3VA1116-6ED46-0AA0 | 1 | UN | 1 | 5 | B | D | EAR99 | N | 85362090 | 1 | 4042948822906 | 1.17 | KG | 797 | 774.9 | LP17 | LP17 | circuit breaker 3VA1 IEC frame 160 breaking capacity class H Icu=70kA @ 415V 4-pole, line protection TM210, FTFM, In=160A overload protection Ir=160A fixed short-circuit protection Ii=10 x In N conductor unprotected clamp connection | Lista Papel 2020 SI | 0 | 0
3VA1116-6EE32-0AA0 |  | 3VA1116-6EE32-0AA0 | 1 | UN | 1 | 5 | B | D | EAR99 | N | 85362090 | 1 | 4042948812952 | 1.005 | KG | 602.7 | 585.5 | LP17 | LP17 | circuit breaker 3VA1 IEC frame 160 breaking capacity class H Icu=70kA @ 415V 3-pole, line protection TM220, ATFM, In=160A overload protection Ir=112A...160A short-circuit protection Ii=10 x In nut keeper kit | Lista Papel 2020 SI | 0 | 0
3VA1116-6EE32-0AB0 |  | 3VA1116-6EE32-0AB0 | 1 | UN | 1 | 10 | C | D | EAR99 | N | 85362090 | 1 | 4042949324508 | 0.856 | KG | 695.3 | 695.3 | LP17 | LP17 | circuit breaker 3VA1 IEC frame 160 breaking capacity class H Icu=70kA @ 415V 3-pole, line protection TM220, ATFM, In=160A overload protection Ir=112A...160A short-circuit protection Ii=10 x In nut keeper kit 2 auxiliary switches | - | 0 | 0
3VA1116-6EE32-0AC0 |  | 3VA1116-6EE32-0AC0 | 1 | UN | 1 | 10 | C | D | EAR99 | N | 85362090 | 1 | 4042949324515 | 0.836 | KG | 671.5 | 671.5 | LP17 | LP17 | circuit breaker 3VA1 IEC frame 160 breaking capacity class H Icu=70kA @ 415V 3-pole, line protection TM220, ATFM, In=160A overload protection Ir=112A...160A short-circuit protection Ii=10 x In nut keeper kit 2 auxiliary switches | - | 0 | 0
3VA1116-6EE32-0DA0 |  | 3VA1116-6EE32-0DA0 | 1 | UN | 1 | 10 | C | D | EAR99 | N | 85362090 | 1 | 4042949320814 | 0.991 | KG | 714.85 | 714.85 | LP17 | LP17 | circuit breaker 3VA1 IEC frame 160 breaking capacity class H Icu=70kA @ 415V 3-pole, line protection TM220, ATFM, In=160A overload protection Ir=112A...160A short-circuit protection Ii=10 x In nut keeper kit undervoltage release (UVR) 208-230V AC 50/60Hz | - | 0 | 0
3VA1116-6EE36-0AA0 |  | 3VA1116-6EE36-0AA0 | 1 | UN | 1 | 5 | B | D | EAR99 | N | 85362090 | 1 | 4042948822036 | 1.066 | KG | 624.8 | 607.6 | LP17 | LP17 | circuit breaker 3VA1 IEC frame 160 breaking capacity class H Icu=70kA @ 415V 3-pole, line protection TM220, ATFM, In=160A overload protection Ir=112A...160A short-circuit protection Ii=10 x In clamp connection | Lista Papel 2020 SI | 0 | 0
3VA1116-6EE42-0AA0 |  | 3VA1116-6EE42-0AA0 | 1 | UN | 1 | 5 | B | D | EAR99 | N | 85362090 | 1 | 4042948813836 | 1.263 | KG | 784.7 | 762.6 | LP17 | LP17 | circuit breaker 3VA1 IEC frame 160 breaking capacity class H Icu=70kA @ 415V 4-pole, line protection TM220, ATFM, In=160A overload protection Ir=112A...160A short-circuit protection Ii=10 x In N conductor unprotected nut keeper kit | Lista Papel 2020 SI | 0 | 0
3VA1116-6EE46-0AA0 |  | 3VA1116-6EE46-0AA0 | 1 | UN | 1 | 5 | B | D | EAR99 | N | 85362090 | 1 | 4042948822913 | 1.17 | KG | 814.3 | 791.3 | LP17 | LP17 | circuit breaker 3VA1 IEC frame 160 breaking capacity class H Icu=70kA @ 415V 4-pole, line protection TM220, ATFM, In=160A overload protection Ir=112A...160A short-circuit protection Ii=10 x In N conductor unprotected clamp connection | Lista Papel 2020 SI | 0 | 0
3VA1116-6EF32-0AA0 |  | 3VA1116-6EF32-0AA0 | 1 | UN | 1 | 5 | B | D | EAR99 | N | 85362090 | 1 | 4042948808931 | 1.001 | KG | 635.5 | 617.5 | LP17 | LP17 | circuit breaker 3VA1 IEC frame 160 breaking capacity class H Icu=70kA @ 415V 3-pole, line protection TM240, ATAM, In=160A overload protection Ir=112A...160A short-circuit protection Ii=5...10 x In nut keeper kit | Lista Papel 2020 SI | 0 | 0
3VA1116-6EF32-0AB0 |  | 3VA1116-6EF32-0AB0 | 1 | UN | 1 | 10 | C | D | EAR99 | N | 85362090 | 1 | 4042949053880 | 0.96 | KG | 728.45 | 728.45 | LP17 | LP17 | circuit breaker 3VA1 IEC frame 160 breaking capacity class H Icu=70kA @ 415V 3-pole, line protection TM240, ATAM, In=160A overload protection Ir=112A...160A short-circuit protection Ii=5...10 x In nut keeper kit 2 auxiliary switches HP | - | 0 | 0
3VA1116-6EF32-0AC0 |  | 3VA1116-6EF32-0AC0 | 1 | UN | 1 | 10 | C | D | EAR99 | N | 85362090 | 1 | 4042949055976 | 0.96 | KG | 704.65 | 704.65 | LP17 | LP17 | circuit breaker 3VA1 IEC frame 160 breaking capacity class H Icu=70kA @ 415V 3-pole, line protection TM240, ATAM, In=160A overload protection Ir=112A...160A short-circuit protection Ii=5...10 x In nut keeper kit 2 auxiliary switches HQ | - | 0 | 0
3VA1116-6EF32-0AD0 |  | 3VA1116-6EF32-0AD0 | 1 | UN | 1 | 10 | C | D | EAR99 | N | 85362090 | 1 | 4042949058069 | 0.99 | KG | 728.45 | 728.45 | LP17 | LP17 | circuit breaker 3VA1 IEC frame 160 breaking capacity class H Icu=70kA @ 415V 3-pole, line protection TM240, ATAM, In=160A overload protection Ir=112A...160A short-circuit protection Ii=5...10 x In nut keeper kit 3 auxiliary switches HQ | - | 0 | 0
3VA1116-6EF32-0AE0 |  | 3VA1116-6EF32-0AE0 | 1 | UN | 1 | 10 | C | D | EAR99 | N | 85362090 | 1 | 4042949060154 | 1.02 | KG | 753.1 | 753.1 | LP17 | LP17 | circuit breaker 3VA1 IEC frame 160 breaking capacity class H Icu=70kA @ 415V 3-pole, line protection TM240, ATAM, In=160A overload protection Ir=112A...160A short-circuit protection Ii=5...10 x In nut keeper kit 4 auxiliary switches HQ | - | 0 | 0
3VA1116-6EF32-0AF0 |  | 3VA1116-6EF32-0AF0 | 1 | UN | 1 | 10 | C | D | EAR99 | N | 85362090 | 1 | 4042949062240 | 0.96 | KG | 704.65 | 704.65 | LP17 | LP17 | circuit breaker 3VA1 IEC frame 160 breaking capacity class H Icu=70kA @ 415V 3-pole, line protection TM240, ATAM, In=160A overload protection Ir=112A...160A short-circuit protection Ii=5...10 x In nut keeper kit 1 auxiliary switch HQ 1 trip alarm switch HQ | - | 0 | 0
3VA1116-6EF32-0AG0 |  | 3VA1116-6EF32-0AG0 | 1 | UN | 1 | 10 | C | D | EAR99 | N | 85362090 | 1 | 4042949064336 | 0.96 | KG | 728.45 | 728.45 | LP17 | LP17 | circuit breaker 3VA1 IEC frame 160 breaking capacity class H Icu=70kA @ 415V 3-pole, line protection TM240, ATAM, In=160A overload protection Ir=112A...160A short-circuit protection Ii=5...10 x In nut keeper kit 1 auxiliary switch HP 1 trip alarm switch HP | - | 0 | 0
3VA1116-6EF32-0AH0 |  | 3VA1116-6EF32-0AH0 | 1 | UN | 1 | 10 | C | D | EAR99 | N | 85362090 | 1 | 4042949066422 | 0.99 | KG | 728.45 | 728.45 | LP17 | LP17 | circuit breaker 3VA1 IEC frame 160 breaking capacity class H Icu=70kA @ 415V 3-pole, line protection TM240, ATAM, In=160A overload protection Ir=112A...160A short-circuit protection Ii=5...10 x In nut keeper kit 2 auxiliary switches HQ 1 trip alarm switch HQ | - | 0 | 0
3VA1116-6EF32-0BA0 |  | 3VA1116-6EF32-0BA0 | 1 | UN | 1 | 10 | C | D | EAR99 | N | 85362090 | 1 | 4042949041344 | 0.9 | KG | 768.4 | 768.4 | LP17 | LP17 | circuit breaker 3VA1 IEC frame 160 breaking capacity class H Icu=70kA @ 415V 3-pole, line protection TM240, ATAM, In=160A overload protection Ir=112A...160A short-circuit protection Ii=5...10 x In nut keeper kit undervoltage release (UVR) 24V DC | - | 0 | 0
3VA1116-6EF32-0BC0 |  | 3VA1116-6EF32-0BC0 | 1 | UN | 1 | 10 | C | D | EAR99 | N | 85362090 | 1 | 4042949068877 | 1.05 | KG | 813.45 | 813.45 | LP17 | LP17 | circuit breaker 3VA1 IEC frame 160 breaking capacity class H Icu=70kA @ 415V 3-pole, line protection TM240, ATAM, In=160A overload protection Ir=112A...160A short-circuit protection Ii=5...10 x In nut keeper kit undervoltage release (UVR) 24V DC 2 auxiliary switches HQ | - | 0 | 0
3VA1116-6EF32-0BH0 |  | 3VA1116-6EF32-0BH0 | 1 | UN | 1 | 10 | C | D | EAR99 | N | 85362090 | 1 | 4042949081418 | 1.05 | KG | 838.1 | 838.1 | LP17 | LP17 | circuit breaker 3VA1 IEC frame 160 breaking capacity class H Icu=70kA @ 415V 3-pole, line protection TM240, ATAM, In=160A overload protection Ir=112A...160A short-circuit protection Ii=5...10 x In nut keeper kit undervoltage release (UVR) 24V DC 2 auxiliary switches HQ 1 trip alarm switch HQ | - | 0 | 0
3VA1116-6EF32-0CA0 |  | 3VA1116-6EF32-0CA0 | 1 | UN | 1 | 10 | C | D | EAR99 | N | 85362090 | 1 | 4042949043430 | 0.9 | KG | 768.4 | 768.4 | LP17 | LP17 | circuit breaker 3VA1 IEC frame 160 breaking capacity class H Icu=70kA @ 415V 3-pole, line protection TM240, ATAM, In=160A overload protection Ir=112A...160A short-circuit protection Ii=5...10 x In nut keeper kit undervoltage release (UVR) 120-127V AC 50/60Hz | - | 0 | 0
3VA1116-6EF32-0CC0 |  | 3VA1116-6EF32-0CC0 | 1 | UN | 1 | 10 | C | D | EAR99 | N | 85362090 | 1 | 4042949070962 | 1.05 | KG | 813.45 | 813.45 | LP17 | LP17 | circuit breaker 3VA1 IEC frame 160 breaking capacity class H Icu=70kA @ 415V 3-pole, line protection TM240, ATAM, In=160A overload protection Ir=112A...160A short-circuit protection Ii=5...10 x In nut keeper kit undervoltage release (UVR) 120-127V AC 50/60Hz 2 auxiliary switches HQ | - | 0 | 0
3VA1116-6EF32-0CH0 |  | 3VA1116-6EF32-0CH0 | 1 | UN | 1 | 10 | C | D | EAR99 | N | 85362090 | 1 | 4042949083504 | 1.08 | KG | 838.1 | 838.1 | LP17 | LP17 | circuit breaker 3VA1 IEC frame 160 breaking capacity class H Icu=70kA @ 415V 3-pole, line protection TM240, ATAM, In=160A overload protection Ir=112A...160A short-circuit protection Ii=5...10 x In nut keeper kit undervoltage release (UVR) 120-127V AC 50/60Hz 2 auxiliary switches HQ 1 trip alarm switch HQ | - | 0 | 0
3VA1116-6EF32-0DA0 |  | 3VA1116-6EF32-0DA0 | 1 | UN | 1 | 10 | C | D | EAR99 | N | 85362090 | 1 | 4042949045526 | 0.9 | KG | 768.4 | 768.4 | LP17 | LP17 | circuit breaker 3VA1 IEC frame 160 breaking capacity class H Icu=70kA @ 415V 3-pole, line protection TM240, ATAM, In=160A overload protection Ir=112A...160A short-circuit protection Ii=5...10 x In nut keeper kit undervoltage release (UVR) 208-230V AC 50/60Hz | - | 0 | 0
3VA1116-6EF32-0DC0 |  | 3VA1116-6EF32-0DC0 | 1 | UN | 1 | 10 | C | D | EAR99 | N | 85362090 | 1 | 4042949073055 | 1.05 | KG | 813.45 | 813.45 | LP17 | LP17 | circuit breaker 3VA1 IEC frame 160 breaking capacity class H Icu=70kA @ 415V 3-pole, line protection TM240, ATAM, In=160A overload protection Ir=112A...160A short-circuit protection Ii=5...10 x In nut keeper kit undervoltage release (UVR) 208-230V AC 50/60Hz 2 auxiliary switches HQ | - | 0 | 0
3VA1116-6EF32-0DH0 |  | 3VA1116-6EF32-0DH0 | 1 | UN | 1 | 10 | C | D | EAR99 | N | 85362090 | 1 | 4042949085591 | 1.08 | KG | 838.1 | 838.1 | LP17 | LP17 | circuit breaker 3VA1 IEC frame 160 breaking capacity class H Icu=70kA @ 415V 3-pole, line protection TM240, ATAM, In=160A overload protection Ir=112A...160A short-circuit protection Ii=5...10 x In nut keeper kit undervoltage release (UVR) 208-230V AC 50/60Hz 2 auxiliary switches HQ 1 trip alarm switch HQ | - | 0 | 0
3VA1116-6EF32-0HA0 |  | 3VA1116-6EF32-0HA0 | 1 | UN | 1 | 10 | C | D | EAR99 | N | 85362090 | 1 | 4042949047612 | 0.9 | KG | 743.75 | 743.75 | LP17 | LP17 | circuit breaker 3VA1 IEC frame 160 breaking capacity class H Icu=70kA @ 415V 3-pole, line protection TM240, ATAM, In=160A overload protection Ir=112A...160A short-circuit protection Ii=5...10 x In nut keeper kit shunt trip (STL) 12-30V DC, 24V AC 50/60Hz | - | 0 | 0
3VA1116-6EF32-0HC0 |  | 3VA1116-6EF32-0HC0 | 1 | UN | 1 | 10 | C | D | EAR99 | N | 85362090 | 1 | 4042949075141 | 1.05 | KG | 790.5 | 790.5 | LP17 | LP17 | circuit breaker 3VA1 IEC frame 160 breaking capacity class H Icu=70kA @ 415V 3-pole, line protection TM240, ATAM, In=160A overload protection Ir=112A...160A short-circuit protection Ii=5...10 x In nut keeper kit shunt trip (STL) 12-30V DC, 24V AC 50/60Hz 2 auxiliary switches HQ | - | 0 | 0
3VA1116-6EF32-0HH0 |  | 3VA1116-6EF32-0HH0 | 1 | UN | 1 | 10 | C | D | EAR99 | N | 85362090 | 1 | 4042949087687 | 1.08 | KG | 812.6 | 812.6 | LP17 | LP17 | circuit breaker 3VA1 IEC frame 160 breaking capacity class H Icu=70kA @ 415V 3-pole, line protection TM240, ATAM, In=160A overload protection Ir=112A...160A short-circuit protection Ii=5...10 x In nut keeper kit shunt trip (STL) 12-30V DC, 24V AC 50/60Hz 2 auxiliary switches HQ 1 trip alarm switch HQ | - | 0 | 0
3VA1116-6EF32-0JA0 |  | 3VA1116-6EF32-0JA0 | 1 | UN | 1 | 10 | C | D | EAR99 | N | 85362090 | 1 | 4042949049708 | 0.9 | KG | 743.75 | 743.75 | LP17 | LP17 | circuit breaker 3VA1 IEC frame 160 breaking capacity class H Icu=70kA @ 415V 3-pole, line protection TM240, ATAM, In=160A overload protection Ir=112A...160A short-circuit protection Ii=5...10 x In nut keeper kit shunt trip (STL) 110-127V DC, AC 50/60Hz | - | 0 | 0
3VA1116-6EF32-0JC0 |  | 3VA1116-6EF32-0JC0 | 1 | UN | 1 | 10 | C | D | EAR99 | N | 85362090 | 1 | 4042949077237 | 1.05 | KG | 790.5 | 790.5 | LP17 | LP17 | circuit breaker 3VA1 IEC frame 160 breaking capacity class H Icu=70kA @ 415V 3-pole, line protection TM240, ATAM, In=160A overload protection Ir=112A...160A short-circuit protection Ii=5...10 x In nut keeper kit shunt trip (STL) 110-127V DC, AC 50/60Hz 2 auxiliary switches HQ | - | 0 | 0
3VA1116-6EF32-0JH0 |  | 3VA1116-6EF32-0JH0 | 1 | UN | 1 | 10 | C | D | EAR99 | N | 85362090 | 1 | 4042949089773 | 1.08 | KG | 812.6 | 812.6 | LP17 | LP17 | circuit breaker 3VA1 IEC frame 160 breaking capacity class H Icu=70kA @ 415V 3-pole, line protection TM240, ATAM, In=160A overload protection Ir=112A...160A short-circuit protection Ii=5...10 x In nut keeper kit shunt trip (STL) 110-127V DC, AC 50/60Hz 2 auxiliary switches HQ 1 trip alarm switch HQ | - | 0 | 0
3VA1116-6EF32-0KA0 |  | 3VA1116-6EF32-0KA0 | 1 | UN | 1 | 10 | C | D | EAR99 | N | 85362090 | 1 | 4042949051794 | 1.05 | KG | 743.75 | 743.75 | LP17 | LP17 | circuit breaker 3VA1 IEC frame 160 breaking capacity class H Icu=70kA @ 415V 3-pole, line protection TM240, ATAM, In=160A overload protection Ir=112A...160A short-circuit protection Ii=5...10 x In nut keeper kit shunt trip (STL) 220-250V DC, 208-277V AC | - | 0 | 0
3VA1116-6EF32-0KC0 |  | 3VA1116-6EF32-0KC0 | 1 | UN | 1 | 10 | C | D | EAR99 | N | 85362090 | 1 | 4042949079323 | 1.05 | KG | 790.5 | 790.5 | LP17 | LP17 | circuit breaker 3VA1 IEC frame 160 breaking capacity class H Icu=70kA @ 415V 3-pole, line protection TM240, ATAM, In=160A overload protection Ir=112A...160A short-circuit protection Ii=5...10 x In nut keeper kit shunt trip (STL) 220-250V DC, 208-277V AC 2 auxiliary switches HQ | - | 0 | 0
3VA1116-6EF32-0KH0 |  | 3VA1116-6EF32-0KH0 | 1 | UN | 1 | 10 | C | D | EAR99 | N | 85362090 | 1 | 4042949091868 | 1.08 | KG | 812.6 | 812.6 | LP17 | LP17 | circuit breaker 3VA1 IEC frame 160 breaking capacity class H Icu=70kA @ 415V 3-pole, line protection TM240, ATAM, In=160A overload protection Ir=112A...160A short-circuit protection Ii=5...10 x In nut keeper kit shunt trip (STL) 220-250V DC, 208-277V AC 2 auxiliary switches HQ 1 trip alarm switch HQ | - | 0 | 0
3VA1116-6EF36-0AA0 |  | 3VA1116-6EF36-0AA0 | 1 | UN | 1 | 2 | A | D | EAR99 | N | 85362090 | 1 | 4042948820711 | 1.066 | KG | 656.8 | 638 | LP17 | LP17 | circuit breaker 3VA1 IEC frame 160 breaking capacity class H Icu=70kA @ 415V 3-pole, line protection TM240, ATAM, In=160A overload protection Ir=112A...160A short-circuit protection Ii=5...10 x In clamp connection | Lista Papel 2020 SI | 0 | 0
3VA1116-6EF36-0AB0 |  | 3VA1116-6EF36-0AB0 | 1 | UN | 1 | 10 | C | D | EAR99 | N | 85362090 | 1 | 4042949053873 | 0.96 | KG | 751.4 | 751.4 | LP17 | LP17 | circuit breaker 3VA1 IEC frame 160 breaking capacity class H Icu=70kA @ 415V 3-pole, line protection TM240, ATAM, In=160A overload protection Ir=112A...160A short-circuit protection Ii=5...10 x In clamp connection 2 auxiliary switches HP | - | 0 | 0
3VA1116-6EF36-0AC0 |  | 3VA1116-6EF36-0AC0 | 1 | UN | 1 | 10 | C | D | EAR99 | N | 85362090 | 1 | 4042949055969 | 0.96 | KG | 726.75 | 726.75 | LP17 | LP17 | circuit breaker 3VA1 IEC frame 160 breaking capacity class H Icu=70kA @ 415V 3-pole, line protection TM240, ATAM, In=160A overload protection Ir=112A...160A short-circuit protection Ii=5...10 x In clamp connection 2 auxiliary switches HQ | - | 0 | 0
3VA1116-6EF36-0AD0 |  | 3VA1116-6EF36-0AD0 | 1 | UN | 1 | 10 | C | D | EAR99 | N | 85362090 | 1 | 4042949058052 | 0.99 | KG | 751.4 | 751.4 | LP17 | LP17 | circuit breaker 3VA1 IEC frame 160 breaking capacity class H Icu=70kA @ 415V 3-pole, line protection TM240, ATAM, In=160A overload protection Ir=112A...160A short-circuit protection Ii=5...10 x In clamp connection 3 auxiliary switches HQ | - | 0 | 0
3VA1116-6EF36-0AE0 |  | 3VA1116-6EF36-0AE0 | 1 | UN | 1 | 10 | C | D | EAR99 | N | 85362090 | 1 | 4042949060147 | 1.02 | KG | 775.2 | 775.2 | LP17 | LP17 | circuit breaker 3VA1 IEC frame 160 breaking capacity class H Icu=70kA @ 415V 3-pole, line protection TM240, ATAM, In=160A overload protection Ir=112A...160A short-circuit protection Ii=5...10 x In clamp connection 4 auxiliary switches HQ | - | 0 | 0
3VA1116-6EF36-0AF0 |  | 3VA1116-6EF36-0AF0 | 1 | UN | 1 | 10 | C | D | EAR99 | N | 85362090 | 1 | 4042949062233 | 0.96 | KG | 726.75 | 726.75 | LP17 | LP17 | circuit breaker 3VA1 IEC frame 160 breaking capacity class H Icu=70kA @ 415V 3-pole, line protection TM240, ATAM, In=160A overload protection Ir=112A...160A short-circuit protection Ii=5...10 x In clamp connection 1 auxiliary switch HQ 1 trip alarm switch HQ | - | 0 | 0
3VA1116-6EF36-0AG0 |  | 3VA1116-6EF36-0AG0 | 1 | UN | 1 | 10 | C | D | EAR99 | N | 85362090 | 1 | 4042949064329 | 0.96 | KG | 751.4 | 751.4 | LP17 | LP17 | circuit breaker 3VA1 IEC frame 160 breaking capacity class H Icu=70kA @ 415V 3-pole, line protection TM240, ATAM, In=160A overload protection Ir=112A...160A short-circuit protection Ii=5...10 x In clamp connection 1 auxiliary switch HP 1 trip alarm switch HP | - | 0 | 0
3VA1116-6EF36-0AH0 |  | 3VA1116-6EF36-0AH0 | 1 | UN | 1 | 10 | C | D | EAR99 | N | 85362090 | 1 | 4042949066415 | 0.99 | KG | 751.4 | 751.4 | LP17 | LP17 | circuit breaker 3VA1 IEC frame 160 breaking capacity class H Icu=70kA @ 415V 3-pole, line protection TM240, ATAM, In=160A overload protection Ir=112A...160A short-circuit protection Ii=5...10 x In clamp connection 2 auxiliary switches HQ 1 trip alarm switch HQ | - | 0 | 0
3VA1116-6EF36-0BA0 |  | 3VA1116-6EF36-0BA0 | 1 | UN | 1 | 10 | C | D | EAR99 | N | 85362090 | 1 | 4042949041337 | 0.9 | KG | 790.5 | 790.5 | LP17 | LP17 | circuit breaker 3VA1 IEC frame 160 breaking capacity class H Icu=70kA @ 415V 3-pole, line protection TM240, ATAM, In=160A overload protection Ir=112A...160A short-circuit protection Ii=5...10 x In clamp connection undervoltage release (UVR) 24V DC | - | 0 | 0
3VA1116-6EF36-0BC0 |  | 3VA1116-6EF36-0BC0 | 1 | UN | 1 | 10 | C | D | EAR99 | N | 85362090 | 1 | 4042949068860 | 1.05 | KG | 836.4 | 836.4 | LP17 | LP17 | circuit breaker 3VA1 IEC frame 160 breaking capacity class H Icu=70kA @ 415V 3-pole, line protection TM240, ATAM, In=160A overload protection Ir=112A...160A short-circuit protection Ii=5...10 x In clamp connection undervoltage release (UVR) 24V DC 2 auxiliary switches HQ | - | 0 | 0
3VA1116-6EF36-0BH0 |  | 3VA1116-6EF36-0BH0 | 1 | UN | 1 | 10 | C | D | EAR99 | N | 85362090 | 1 | 4042949081401 | 1.05 | KG | 858.5 | 858.5 | LP17 | LP17 | circuit breaker 3VA1 IEC frame 160 breaking capacity class H Icu=70kA @ 415V 3-pole, line protection TM240, ATAM, In=160A overload protection Ir=112A...160A short-circuit protection Ii=5...10 x In clamp connection undervoltage release (UVR) 24V DC 2 auxiliary switches HQ 1 trip alarm switch HQ | - | 0 | 0
3VA1116-6EF36-0CA0 |  | 3VA1116-6EF36-0CA0 | 1 | UN | 1 | 10 | C | D | EAR99 | N | 85362090 | 1 | 4042949043423 | 0.9 | KG | 790.5 | 790.5 | LP17 | LP17 | circuit breaker 3VA1 IEC frame 160 breaking capacity class H Icu=70kA @ 415V 3-pole, line protection TM240, ATAM, In=160A overload protection Ir=112A...160A short-circuit protection Ii=5...10 x In clamp connection undervoltage release (UVR) 120-127V AC 50/60Hz | - | 0 | 0
3VA1116-6EF36-0CC0 |  | 3VA1116-6EF36-0CC0 | 1 | UN | 1 | 10 | C | D | EAR99 | N | 85362090 | 1 | 4042949070955 | 1.05 | KG | 836.4 | 836.4 | LP17 | LP17 | circuit breaker 3VA1 IEC frame 160 breaking capacity class H Icu=70kA @ 415V 3-pole, line protection TM240, ATAM, In=160A overload protection Ir=112A...160A short-circuit protection Ii=5...10 x In clamp connection undervoltage release (UVR) 120-127V AC 50/60Hz 2 auxiliary switches HQ | - | 0 | 0
3VA1116-6EF36-0CH0 |  | 3VA1116-6EF36-0CH0 | 1 | UN | 1 | 10 | C | D | EAR99 | N | 85362090 | 1 | 4042949083498 | 1.08 | KG | 858.5 | 858.5 | LP17 | LP17 | circuit breaker 3VA1 IEC frame 160 breaking capacity class H Icu=70kA @ 415V 3-pole, line protection TM240, ATAM, In=160A overload protection Ir=112A...160A short-circuit protection Ii=5...10 x In clamp connection undervoltage release (UVR) 120-127V AC 50/60Hz 2 auxiliary switches HQ 1 trip alarm switch HQ | - | 0 | 0
3VA1116-6EF36-0DA0 |  | 3VA1116-6EF36-0DA0 | 1 | UN | 1 | 10 | C | D | EAR99 | N | 85362090 | 1 | 4042949045519 | 0.9 | KG | 790.5 | 790.5 | LP17 | LP17 | circuit breaker 3VA1 IEC frame 160 breaking capacity class H Icu=70kA @ 415V 3-pole, line protection TM240, ATAM, In=160A overload protection Ir=112A...160A short-circuit protection Ii=5...10 x In clamp connection undervoltage release (UVR) 208-230V AC 50/60Hz | - | 0 | 0
3VA1116-6EF36-0DC0 |  | 3VA1116-6EF36-0DC0 | 1 | UN | 1 | 10 | C | D | EAR99 | N | 85362090 | 1 | 4042949073048 | 1.05 | KG | 836.4 | 836.4 | LP17 | LP17 | circuit breaker 3VA1 IEC frame 160 breaking capacity class H Icu=70kA @ 415V 3-pole, line protection TM240, ATAM, In=160A overload protection Ir=112A...160A short-circuit protection Ii=5...10 x In clamp connection undervoltage release (UVR) 208-230V AC 50/60Hz 2 auxiliary switches HQ | - | 0 | 0
3VA1116-6EF36-0DH0 |  | 3VA1116-6EF36-0DH0 | 1 | UN | 1 | 10 | C | D | EAR99 | N | 85362090 | 1 | 4042949085584 | 1.08 | KG | 858.5 | 858.5 | LP17 | LP17 | circuit breaker 3VA1 IEC frame 160 breaking capacity class H Icu=70kA @ 415V 3-pole, line protection TM240, ATAM, In=160A overload protection Ir=112A...160A short-circuit protection Ii=5...10 x In clamp connection undervoltage release (UVR) 208-230V AC 50/60Hz 2 auxiliary switches HQ 1 trip alarm switch HQ | - | 0 | 0
3VA1116-6EF36-0HA0 |  | 3VA1116-6EF36-0HA0 | 1 | UN | 1 | 10 | C | D | EAR99 | N | 85362090 | 1 | 4042949047605 | 0.9 | KG | 765 | 765 | LP17 | LP17 | circuit breaker 3VA1 IEC frame 160 breaking capacity class H Icu=70kA @ 415V 3-pole, line protection TM240, ATAM, In=160A overload protection Ir=112A...160A short-circuit protection Ii=5...10 x In clamp connection shunt trip (STL) 12-30V DC, 24V AC 50/60Hz | - | 0 | 0
3VA1116-6EF36-0HC0 |  | 3VA1116-6EF36-0HC0 | 1 | UN | 1 | 10 | C | D | EAR99 | N | 85362090 | 1 | 4042949075134 | 1.05 | KG | 810.9 | 810.9 | LP17 | LP17 | circuit breaker 3VA1 IEC frame 160 breaking capacity class H Icu=70kA @ 415V 3-pole, line protection TM240, ATAM, In=160A overload protection Ir=112A...160A short-circuit protection Ii=5...10 x In clamp connection shunt trip (STL) 12-30V DC, 24V AC 50/60Hz 2 auxiliary switches HQ | - | 0 | 0
3VA1116-6EF36-0HH0 |  | 3VA1116-6EF36-0HH0 | 1 | UN | 1 | 10 | C | D | EAR99 | N | 85362090 | 1 | 4042949087670 | 1.08 | KG | 835.55 | 835.55 | LP17 | LP17 | circuit breaker 3VA1 IEC frame 160 breaking capacity class H Icu=70kA @ 415V 3-pole, line protection TM240, ATAM, In=160A overload protection Ir=112A...160A short-circuit protection Ii=5...10 x In clamp connection shunt trip (STL) 12-30V DC, 24V AC 50/60Hz 2 auxiliary switches HQ 1 trip alarm switch HQ | - | 0 | 0
3VA1116-6EF36-0JA0 |  | 3VA1116-6EF36-0JA0 | 1 | UN | 1 | 10 | C | D | EAR99 | N | 85362090 | 1 | 4042949049692 | 0.9 | KG | 765 | 765 | LP17 | LP17 | circuit breaker 3VA1 IEC frame 160 breaking capacity class H Icu=70kA @ 415V 3-pole, line protection TM240, ATAM, In=160A overload protection Ir=112A...160A short-circuit protection Ii=5...10 x In clamp connection shunt trip (STL) 110-127V DC, AC 50/60Hz | - | 0 | 0
3VA1116-6EF36-0JC0 |  | 3VA1116-6EF36-0JC0 | 1 | UN | 1 | 10 | C | D | EAR99 | N | 85362090 | 1 | 4042949077220 | 1.05 | KG | 810.9 | 810.9 | LP17 | LP17 | circuit breaker 3VA1 IEC frame 160 breaking capacity class H Icu=70kA @ 415V 3-pole, line protection TM240, ATAM, In=160A overload protection Ir=112A...160A short-circuit protection Ii=5...10 x In clamp connection shunt trip (STL) 110-127V DC, AC 50/60Hz 2 auxiliary switches HQ | - | 0 | 0
3VA1116-6EF36-0JH0 |  | 3VA1116-6EF36-0JH0 | 1 | UN | 1 | 10 | C | D | EAR99 | N | 85362090 | 1 | 4042949089766 | 1.08 | KG | 835.55 | 835.55 | LP17 | LP17 | circuit breaker 3VA1 IEC frame 160 breaking capacity class H Icu=70kA @ 415V 3-pole, line protection TM240, ATAM, In=160A overload protection Ir=112A...160A short-circuit protection Ii=5...10 x In clamp connection shunt trip (STL) 110-127V DC, AC 50/60Hz 2 auxiliary switches HQ 1 trip alarm switch HQ | - | 0 | 0
3VA1116-6EF36-0KA0 |  | 3VA1116-6EF36-0KA0 | 1 | UN | 1 | 10 | C | D | EAR99 | N | 85362090 | 1 | 4042949051787 | 1.05 | KG | 765 | 765 | LP17 | LP17 | circuit breaker 3VA1 IEC frame 160 breaking capacity class H Icu=70kA @ 415V 3-pole, line protection TM240, ATAM, In=160A overload protection Ir=112A...160A short-circuit protection Ii=5...10 x In clamp connection shunt trip (STL) 220-250V DC, 208-277V AC | - | 0 | 0
3VA1116-6EF36-0KC0 |  | 3VA1116-6EF36-0KC0 | 1 | UN | 1 | 10 | C | D | EAR99 | N | 85362090 | 1 | 4042949079316 | 1.05 | KG | 810.9 | 810.9 | LP17 | LP17 | circuit breaker 3VA1 IEC frame 160 breaking capacity class H Icu=70kA @ 415V 3-pole, line protection TM240, ATAM, In=160A overload protection Ir=112A...160A short-circuit protection Ii=5...10 x In clamp connection shunt trip (STL) 220-250V DC, 208-277V AC 2 auxiliary switches HQ | - | 0 | 0
3VA1116-6EF36-0KH0 |  | 3VA1116-6EF36-0KH0 | 1 | UN | 1 | 10 | C | D | EAR99 | N | 85362090 | 1 | 4042949091851 | 1.08 | KG | 835.55 | 835.55 | LP17 | LP17 | circuit breaker 3VA1 IEC frame 160 breaking capacity class H Icu=70kA @ 415V 3-pole, line protection TM240, ATAM, In=160A overload protection Ir=112A...160A short-circuit protection Ii=5...10 x In clamp connection shunt trip (STL) 220-250V DC, 208-277V AC 2 auxiliary switches HQ 1 trip alarm switch HQ | - | 0 | 0
3VA1116-6EF42-0AA0 |  | 3VA1116-6EF42-0AA0 | 1 | UN | 1 | 5 | B | D | EAR99 | N | 85362090 | 1 | 4042948809372 | 1.261 | KG | 828.2 | 802.8 | LP17 | LP17 | circuit breaker 3VA1 IEC frame 160 breaking capacity class H Icu=70kA @ 415V 4-pole, line protection TM240, ATAM, In=160A overload protection Ir=112A...160A short-circuit protection Ii=5...10 x In N conductor unprotected nut keeper kit | Lista Papel 2020 SI | 0 | 0
3VA1116-6EF46-0AA0 |  | 3VA1116-6EF46-0AA0 | 1 | UN | 1 | 5 | B | D | EAR99 | N | 85362090 | 1 | 4042948821152 | 1.341 | KG | 852.8 | 828.2 | LP17 | LP17 | circuit breaker 3VA1 IEC frame 160 breaking capacity class H Icu=70kA @ 415V 4-pole, line protection TM240, ATAM, In=160A overload protection Ir=112A...160A short-circuit protection Ii=5...10 x In N conductor unprotected clamp connection | Lista Papel 2020 SI | 0 | 0
3VA1116-6FD42-0AA0 |  | 3VA1116-6FD42-0AA0 | 1 | UN | 1 | 5 | B | D | EAR99 | N | 85362090 | 1 | 4042948815823 | 1.2 | KG | 768.3 | 747 | LP17 | LP17 | circuit breaker 3VA1 IEC frame 160 breaking capacity class H Icu=70kA @ 415V 4-pole, line protection TM210, FTFM, In=160A overload protection Ir=160A fixed short-circuit protection Ii=10 x In N conductor protection 50% nut keeper kit | Lista Papel 2020 SI | 0 | 0
3VA1116-6FD46-0AA0 |  | 3VA1116-6FD46-0AA0 | 1 | UN | 1 | 5 | B | D | EAR99 | N | 85362090 | 1 | 4042948824221 | 1.17 | KG | 797 | 774.9 | LP17 | LP17 | circuit breaker 3VA1 IEC frame 160 breaking capacity class H Icu=70kA @ 415V 4-pole, line protection TM210, FTFM, In=160A overload protection Ir=160A fixed short-circuit protection Ii=10 x In N conductor protection 50% clamp connection | Lista Papel 2020 SI | 0 | 0
3VA1116-6FE42-0AA0 |  | 3VA1116-6FE42-0AA0 | 1 | UN | 1 | 5 | B | D | EAR99 | N | 85362090 | 1 | 4042948815830 | 1.2 | KG | 784.7 | 762.6 | LP17 | LP17 | circuit breaker 3VA1 IEC frame 160 breaking capacity class H Icu=70kA @ 415V 4-pole, line protection TM220, ATFM, In=160A overload protection Ir=112A...160A short-circuit protection Ii=10 x In N conductor protection 50% nut keeper kit | Lista Papel 2020 SI | 0 | 0
3VA1116-6FE46-0AA0 |  | 3VA1116-6FE46-0AA0 | 1 | UN | 1 | 5 | B | D | EAR99 | N | 85362090 | 1 | 4042948824238 | 1.367 | KG | 814.3 | 791.3 | LP17 | LP17 | circuit breaker 3VA1 IEC frame 160 breaking capacity class H Icu=70kA @ 415V 4-pole, line protection TM220, ATFM, In=160A overload protection Ir=112A...160A short-circuit protection Ii=10 x In N conductor protection 50% clamp connection | Lista Papel 2020 SI | 0 | 0
3VA1116-6FF42-0AA0 |  | 3VA1116-6FF42-0AA0 | 1 | UN | 1 | 5 | B | D | EAR99 | N | 85362090 | 1 | 4042948815410 | 1.2 | KG | 828.2 | 802.8 | LP17 | LP17 | circuit breaker 3VA1 IEC frame 160 breaking capacity class H Icu=70kA @ 415V 4-pole, line protection TM240, ATAM, In=160A overload protection Ir=112A...160A short-circuit protection Ii=5...10 x In N conductor protection 50% nut keeper kit | Lista Papel 2020 SI | 0 | 0
3VA1116-6FF46-0AA0 |  | 3VA1116-6FF46-0AA0 | 1 | UN | 1 | 5 | B | D | EAR99 | N | 85362090 | 1 | 4042948823354 | 1.17 | KG | 852.8 | 828.2 | LP17 | LP17 | circuit breaker 3VA1 IEC frame 160 breaking capacity class H Icu=70kA @ 415V 4-pole, line protection TM240, ATAM, In=160A overload protection Ir=112A...160A short-circuit protection Ii=5...10 x In N conductor protection 50% clamp connection | Lista Papel 2020 SI | 0 | 0
3VA1116-6GD42-0AA0 |  | 3VA1116-6GD42-0AA0 | 1 | UN | 1 | 5 | B | D | EAR99 | N | 85362090 | 1 | 4042948816363 | 1.286 | KG | 768.3 | 747 | LP17 | LP17 | circuit breaker 3VA1 IEC frame 160 breaking capacity class H Icu=70kA @ 415V 4-pole, line protection TM210, FTFM, In=160A overload protection Ir=160A fixed short-circuit protection Ii=10 x In N conductor protection 100% nut keeper kit | Lista Papel 2020 SI | 0 | 0
3VA1116-6GD46-0AA0 |  | 3VA1116-6GD46-0AA0 | 1 | UN | 1 | 5 | B | D | EAR99 | N | 85362090 | 1 | 4042948825549 | 1.17 | KG | 797 | 774.9 | LP17 | LP17 | circuit breaker 3VA1 IEC frame 160 breaking capacity class H Icu=70kA @ 415V 4-pole, line protection TM210, FTFM, In=160A overload protection Ir=160A fixed short-circuit protection Ii=10 x In N conductor protection 100% clamp connection | Lista Papel 2020 SI | 0 | 0
3VA1116-6GE42-0AA0 |  | 3VA1116-6GE42-0AA0 | 1 | UN | 1 | 5 | B | D | EAR99 | N | 85362090 | 1 | 4042948816370 | 1.291 | KG | 784.7 | 762.6 | LP17 | LP17 | circuit breaker 3VA1 IEC frame 160 breaking capacity class H Icu=70kA @ 415V 4-pole, line protection TM220, ATFM, In=160A overload protection Ir=112A...160A short-circuit protection Ii=10 x In N conductor protection 100% nut keeper kit | Lista Papel 2020 SI | 0 | 0
3VA1116-6GE46-0AA0 |  | 3VA1116-6GE46-0AA0 | 1 | UN | 1 | 5 | B | D | EAR99 | N | 85362090 | 1 | 4042948825556 | 1.17 | KG | 814.3 | 791.3 | LP17 | LP17 | circuit breaker 3VA1 IEC frame 160 breaking capacity class H Icu=70kA @ 415V 4-pole, line protection TM220, ATFM, In=160A overload protection Ir=112A...160A short-circuit protection Ii=10 x In N conductor protection 100% clamp connection | Lista Papel 2020 SI | 0 | 0
3VA1116-6GF42-0AA0 |  | 3VA1116-6GF42-0AA0 | 1 | UN | 1 | 5 | B | D | EAR99 | N | 85362090 | 1 | 4042948815953 | 1.287 | KG | 828.2 | 802.8 | LP17 | LP17 | circuit breaker 3VA1 IEC frame 160 breaking capacity class H Icu=70kA @ 415V 4-pole, line protection TM240, ATAM, In=160A overload protection Ir=112A...160A short-circuit protection Ii=5...10 x In N conductor protection 100% nut keeper kit | Lista Papel 2020 SI | 0 | 0
3VA1116-6GF46-0AA0 |  | 3VA1116-6GF46-0AA0 | 1 | UN | 1 | 5 | B | D | EAR99 | N | 85362090 | 1 | 4042948824672 | 1.373 | KG | 852.8 | 828.2 | LP17 | LP17 | circuit breaker 3VA1 IEC frame 160 breaking capacity class H Icu=70kA @ 415V 4-pole, line protection TM240, ATAM, In=160A overload protection Ir=112A...160A short-circuit protection Ii=5...10 x In N conductor protection 100% clamp connection | Lista Papel 2020 SI | 0 | 0
3VA1116-6GF46-0KF0 |  | 3VA1116-6GF46-0KF0 | 1 | UN | 1 | 10 | C | D | EAR99 | N | 85362090 | 1 | 4042949323891 | 1.301 | KG | 1011.5 | 1011.5 | LP17 | LP17 | circuit breaker 3VA1 IEC frame 160 breaking capacity class H Icu=70kA @ 415V 4-pole, line protection TM240, ATAM, In=160A overload protection Ir=112A...160A short-circuit protection Ii=5...10 x In N conductor protection 100% clamp connection shunt trip (STL) 220-250V DC; 208-277V AC 1 auxiliary switch HQ 1 trip alarm switch HQ | - | 0 | 0
3VA1120-3ED12-0AA0 |  | 3VA1120-3ED12-0AA0 | 1 | UN | 1 | 5 | B | D | EAR99 | N | 85362010 | 1 | 4042948829813 | 379 | G | 95.1 | 92.7 | LP17 | LP17 | circuit breaker 3VA1 IEC frame 160 breaking capacity class N Icu=25kA @ 240V 1-pole, line protection TM210, FTFM, In=20A overload protection Ir=20A fixed short-circuit protection Ii=16 x In nut keeper kit | Lista Papel 2020 SI | 0 | 0
3VA1120-3ED16-0AA0 |  | 3VA1120-3ED16-0AA0 | 1 | UN | 1 | 5 | B | D | EAR99 | N | 85362010 | 1 | 4042948829806 | 0.402 | KG | 102.5 | 99.2 | LP17 | LP17 | circuit breaker 3VA1 IEC frame 160 breaking capacity class N Icu=25kA @ 240V 1-pole, line protection TM210, FTFM, In=20A overload protection Ir=20A fixed short-circuit protection Ii=16 x In clamp connection | Lista Papel 2020 SI | 0 | 0
3VA1120-3ED22-0AA0 |  | 3VA1120-3ED22-0AA0 | 1 | UN | 1 | 5 | B | D | EAR99 | N | 85362010 | 1 | 4042948829790 | 658 | G | 171.4 | 166.5 | LP17 | LP17 | circuit breaker 3VA1 IEC frame 160 breaking capacity class N Icu=25kA @ 415V 2-pole, line protection TM210, FTFM, In=20A overload protection Ir=20A fixed short-circuit protection Ii=16 x In nut keeper kit | Lista Papel 2020 SI | 0 | 0
3VA1120-3ED26-0AA0 |  | 3VA1120-3ED26-0AA0 | 1 | UN | 1 | 5 | B | D | EAR99 | N | 85362010 | 1 | 4042948829783 | 700 | G | 184.5 | 179.6 | LP17 | LP17 | circuit breaker 3VA1 IEC frame 160 breaking capacity class N Icu=25kA @ 415V 2-pole, line protection TM210, FTFM, In=20A overload protection Ir=20A fixed short-circuit protection Ii=16 x In clamp connection | Lista Papel 2020 SI | 0 | 0
3VA1120-3ED26-0LA0 |  | 3VA1120-3ED26-0LA0 | 1 | UN | 1 | 10 | C | D | EAR99 | N | 85362010 | 1 | 4042949323020 | 0.78 | KG | 384.2 | 384.2 | LP17 | LP17 | circuit breaker 3VA1 IEC frame 160 breaking capacity class N Icu=25kA @ 415V 2-pole, line protection TM210, FTFM, In=20A overload protection Ir=20A fixed short-circuit protection Ii=16 x In clamp connection universal release (UNI) 24V DC | - | 0 | 0
3VA1120-3ED32-0AA0 |  | 3VA1120-3ED32-0AA0 | 1 | UN | 1 | 5 | B | D | EAR99 | N | 85362010 | 1 | 4042948812167 | 964 | G | 190.2 | 184.5 | LP17 | LP17 | circuit breaker 3VA1 IEC frame 160 breaking capacity class N Icu=25kA @ 415V 3-pole, line protection TM210, FTFM, In=20A overload protection Ir=20A fixed short-circuit protection Ii=16 x In nut keeper kit | Lista Papel 2020 SI | 0 | 0
3VA1120-3ED36-0AA0 |  | 3VA1120-3ED36-0AA0 | 1 | UN | 1 | 5 | B | D | EAR99 | N | 85362010 | 1 | 4042948821244 | 1.01 | KG | 209.9 | 204.2 | LP17 | LP17 | circuit breaker 3VA1 IEC frame 160 breaking capacity class N Icu=25kA @ 415V 3-pole, line protection TM210, FTFM, In=20A overload protection Ir=20A fixed short-circuit protection Ii=16 x In clamp connection | Lista Papel 2020 SI | 0 | 0
3VA1120-3ED42-0AA0 |  | 3VA1120-3ED42-0AA0 | 1 | UN | 1 | 5 | B | D | EAR99 | N | 85362010 | 1 | 4042948813041 | 1.2 | KG | 248.5 | 241.1 | LP17 | LP17 | circuit breaker 3VA1 IEC frame 160 breaking capacity class N Icu=25kA @ 415V 4-pole, line protection TM210, FTFM, In=20A overload protection Ir=20A fixed short-circuit protection Ii=16 x In N conductor unprotected nut keeper kit | Lista Papel 2020 SI | 0 | 0
3VA1120-3ED46-0AA0 |  | 3VA1120-3ED46-0AA0 | 1 | UN | 1 | 5 | B | D | EAR99 | N | 85362010 | 1 | 4042948822128 | 1.263 | KG | 273.9 | 266.5 | LP17 | LP17 | circuit breaker 3VA1 IEC frame 160 breaking capacity class N Icu=25kA @ 415V 4-pole, line protection TM210, FTFM, In=20A overload protection Ir=20A fixed short-circuit protection Ii=16 x In N conductor unprotected clamp connection | Lista Papel 2020 SI | 0 | 0
3VA1120-3EE32-0AA0 |  | 3VA1120-3EE32-0AA0 | 1 | UN | 1 | 5 | B | D | EAR99 | N | 85362010 | 1 | 4042948812174 | 981 | G | 193.5 | 187.8 | LP17 | LP17 | circuit breaker 3VA1 IEC frame 160 breaking capacity class N Icu=25kA @ 415V 3-pole, line protection TM220, ATFM, In=20A overload protection Ir=14A...20A short-circuit protection Ii=16 x In nut keeper kit | Lista Papel 2020 SI | 0 | 0
3VA1120-3EE32-0KM0 |  | 3VA1120-3EE32-0KM0 | 1 | UN | 1 | 10 | C | D | EAR99 | N | 85362010 | 1 | 4042949322818 | 0.946 | KG | 366.35 | 366.35 | LP17 | LP17 | circuit breaker 3VA1 IEC frame 160 breaking capacity class N Icu=25kA @ 415V 3-pole, line protection TM220, ATFM, In=20A overload protection Ir=14A ...20A short-circuit protection Ii=16 x In nut keeper kit shunt trip (STL) 220-250V DC, 208-277V AC 2 auxiliary switches HQ 1 short circuit alarm switch HQ | - | 0 | 0
3VA1120-3EE36-0AA0 |  | 3VA1120-3EE36-0AA0 | 1 | UN | 1 | 5 | B | D | EAR99 | N | 85362010 | 1 | 4042948821251 | 1.026 | KG | 214.8 | 209.1 | LP17 | LP17 | circuit breaker 3VA1 IEC frame 160 breaking capacity class N Icu=25kA @ 415V 3-pole, line protection TM220, ATFM, In=20A overload protection Ir=14A...20A short-circuit protection Ii=16 x In clamp connection | Lista Papel 2020 SI | 0 | 0
3VA1120-3EE42-0AA0 |  | 3VA1120-3EE42-0AA0 | 1 | UN | 1 | 5 | B | D | EAR99 | N | 85362010 | 1 | 4042948813058 | 1.2 | KG | 252.6 | 245.2 | LP17 | LP17 | circuit breaker 3VA1 IEC frame 160 breaking capacity class N Icu=25kA @ 415V 4-pole, line protection TM220, ATFM, In=20A overload protection Ir=14A...20A short-circuit protection Ii=16 x In N conductor unprotected nut keeper kit | Lista Papel 2020 SI | 0 | 0
3VA1120-3EE46-0AA0 |  | 3VA1120-3EE46-0AA0 | 1 | UN | 1 | 5 | B | D | EAR99 | N | 85362010 | 1 | 4042948822135 | 1.279 | KG | 281.3 | 273.1 | LP17 | LP17 | circuit breaker 3VA1 IEC frame 160 breaking capacity class N Icu=25kA @ 415V 4-pole, line protection TM220, ATFM, In=20A overload protection Ir=14A...20A short-circuit protection Ii=16 x In N conductor unprotected clamp connection | Lista Papel 2020 SI | 0 | 0
3VA1120-3EF32-0AA0 |  | 3VA1120-3EF32-0AA0 | 1 | UN | 1 | 5 | B | D | EAR99 | N | 85362010 | 1 | 4042948808542 | 967 | G | 204.2 | 198.4 | LP17 | LP17 | circuit breaker 3VA1 IEC frame 160 breaking capacity class N Icu=25kA @ 415V 3-pole, line protection TM240, ATAM, In=20A overload protection Ir=14A...20A short-circuit protection Ii=8...16 x In nut keeper kit | Lista Papel 2020 SI | 0 | 0
3VA1120-3EF32-0AB0 |  | 3VA1120-3EF32-0AB0 | 1 | UN | 1 | 10 | C | D | EAR99 | N | 85362010 | 1 | 4042949053866 | 0.96 | KG | 281.35 | 281.35 | LP17 | LP17 | circuit breaker 3VA1 IEC frame 160 breaking capacity class N Icu=25kA @ 415V 3-pole, line protection TM240, ATAM, In=20A overload protection Ir=14A...20A short-circuit protection Ii=8...16 x In nut keeper kit 2 auxiliary switches HP | - | 0 | 0
3VA1120-3EF32-0AC0 |  | 3VA1120-3EF32-0AC0 | 1 | UN | 1 | 10 | C | D | EAR99 | N | 85362010 | 1 | 4042949055952 | 0.96 | KG | 259.25 | 259.25 | LP17 | LP17 | circuit breaker 3VA1 IEC frame 160 breaking capacity class N Icu=25kA @ 415V 3-pole, line protection TM240, ATAM, In=20A overload protection Ir=14A...20A short-circuit protection Ii=8...16 x In nut keeper kit 2 auxiliary switches HQ | - | 0 | 0
3VA1120-3EF32-0AD0 |  | 3VA1120-3EF32-0AD0 | 1 | UN | 1 | 10 | C | D | EAR99 | N | 85362010 | 1 | 4042949058045 | 0.99 | KG | 281.35 | 281.35 | LP17 | LP17 | circuit breaker 3VA1 IEC frame 160 breaking capacity class N Icu=25kA @ 415V 3-pole, line protection TM240, ATAM, In=20A overload protection Ir=14A...20A short-circuit protection Ii=8...16 x In nut keeper kit 3 auxiliary switches HQ | - | 0 | 0
3VA1120-3EF32-0AE0 |  | 3VA1120-3EF32-0AE0 | 1 | UN | 1 | 10 | C | D | EAR99 | N | 85362010 | 1 | 4042949060130 | 1.02 | KG | 305.15 | 305.15 | LP17 | LP17 | circuit breaker 3VA1 IEC frame 160 breaking capacity class N Icu=25kA @ 415V 3-pole, line protection TM240, ATAM, In=20A overload protection Ir=14A...20A short-circuit protection Ii=8...16 x In nut keeper kit 4 auxiliary switches HQ | - | 0 | 0
3VA1120-3EF32-0AF0 |  | 3VA1120-3EF32-0AF0 | 1 | UN | 1 | 10 | C | D | EAR99 | N | 85362010 | 1 | 4042949062226 | 0.96 | KG | 259.25 | 259.25 | LP17 | LP17 | circuit breaker 3VA1 IEC frame 160 breaking capacity class N Icu=25kA @ 415V 3-pole, line protection TM240, ATAM, In=20A overload protection Ir=14A...20A short-circuit protection Ii=8...16 x In nut keeper kit 1 auxiliary switch HQ 1 trip alarm switch HQ | - | 0 | 0
3VA1120-3EF32-0AG0 |  | 3VA1120-3EF32-0AG0 | 1 | UN | 1 | 10 | C | D | EAR99 | N | 85362010 | 1 | 4042949064312 | 0.96 | KG | 281.35 | 281.35 | LP17 | LP17 | circuit breaker 3VA1 IEC frame 160 breaking capacity class N Icu=25kA @ 415V 3-pole, line protection TM240, ATAM, In=20A overload protection Ir=14A...20A short-circuit protection Ii=8...16 x In nut keeper kit 1 auxiliary switch HP 1 trip alarm switch HP | - | 0 | 0
3VA1120-3EF32-0AH0 |  | 3VA1120-3EF32-0AH0 | 1 | UN | 1 | 10 | C | D | EAR99 | N | 85362010 | 1 | 4042949066408 | 0.99 | KG | 281.35 | 281.35 | LP17 | LP17 | circuit breaker 3VA1 IEC frame 160 breaking capacity class N Icu=25kA @ 415V 3-pole, line protection TM240, ATAM, In=20A overload protection Ir=14A...20A short-circuit protection Ii=8...16 x In nut keeper kit 2 auxiliary switches HQ 1 trip alarm switch HQ | - | 0 | 0
3VA1120-3EF32-0BA0 |  | 3VA1120-3EF32-0BA0 | 1 | UN | 1 | 10 | C | D | EAR99 | N | 85362010 | 1 | 4042949041320 | 0.9 | KG | 319.6 | 319.6 | LP17 | LP17 | circuit breaker 3VA1 IEC frame 160 breaking capacity class N Icu=25kA @ 415V 3-pole, line protection TM240, ATAM, In=20A overload protection Ir=14A...20A short-circuit protection Ii=8...16 x In nut keeper kit undervoltage release (UVR) 24V DC | - | 0 | 0
3VA1120-3EF32-0BC0 |  | 3VA1120-3EF32-0BC0 | 1 | UN | 1 | 10 | C | D | EAR99 | N | 85362010 | 1 | 4042949068853 | 1.05 | KG | 367.2 | 367.2 | LP17 | LP17 | circuit breaker 3VA1 IEC frame 160 breaking capacity class N Icu=25kA @ 415V 3-pole, line protection TM240, ATAM, In=20A overload protection Ir=14A...20A short-circuit protection Ii=8...16 x In nut keeper kit undervoltage release (UVR) 24V DC 2 auxiliary switches HQ | - | 0 | 0
3VA1120-3EF32-0BH0 |  | 3VA1120-3EF32-0BH0 | 1 | UN | 1 | 10 | C | D | EAR99 | N | 85362010 | 1 | 4042949081395 | 1.05 | KG | 390.15 | 390.15 | LP17 | LP17 | circuit breaker 3VA1 IEC frame 160 breaking capacity class N Icu=25kA @ 415V 3-pole, line protection TM240, ATAM, In=20A overload protection Ir=14A...20A short-circuit protection Ii=8...16 x In nut keeper kit undervoltage release (UVR) 24V DC 2 auxiliary switches HQ 1 trip alarm switch HQ | - | 0 | 0
3VA1120-3EF32-0CA0 |  | 3VA1120-3EF32-0CA0 | 1 | UN | 1 | 10 | C | D | EAR99 | N | 85362010 | 1 | 4042949043416 | 0.9 | KG | 319.6 | 319.6 | LP17 | LP17 | circuit breaker 3VA1 IEC frame 160 breaking capacity class N Icu=25kA @ 415V 3-pole, line protection TM240, ATAM, In=20A overload protection Ir=14A...20A short-circuit protection Ii=8...16 x In nut keeper kit undervoltage release (UVR) 120-127V AC 50/60Hz | - | 0 | 0
3VA1120-3EF32-0CC0 |  | 3VA1120-3EF32-0CC0 | 1 | UN | 1 | 10 | C | D | EAR99 | N | 85362010 | 1 | 4042949070948 | 1.05 | KG | 367.2 | 367.2 | LP17 | LP17 | circuit breaker 3VA1 IEC frame 160 breaking capacity class N Icu=25kA @ 415V 3-pole, line protection TM240, ATAM, In=20A overload protection Ir=14A...20A short-circuit protection Ii=8...16 x In nut keeper kit undervoltage release (UVR) 120-127V AC 50/60Hz 2 auxiliary switches HQ | - | 0 | 0
3VA1120-3EF32-0CH0 |  | 3VA1120-3EF32-0CH0 | 1 | UN | 1 | 10 | C | D | EAR99 | N | 85362010 | 1 | 4042949083481 | 1.08 | KG | 390.15 | 390.15 | LP17 | LP17 | circuit breaker 3VA1 IEC frame 160 breaking capacity class N Icu=25kA @ 415V 3-pole, line protection TM240, ATAM, In=20A overload protection Ir=14A...20A short-circuit protection Ii=8...16 x In nut keeper kit undervoltage release (UVR) 120-127V AC 50/60Hz 2 auxiliary switches HQ 1 trip alarm switch HQ | - | 0 | 0
3VA1120-3EF32-0DA0 |  | 3VA1120-3EF32-0DA0 | 1 | UN | 1 | 10 | C | D | EAR99 | N | 85362010 | 1 | 4042949045502 | 0.9 | KG | 319.6 | 319.6 | LP17 | LP17 | circuit breaker 3VA1 IEC frame 160 breaking capacity class N Icu=25kA @ 415V 3-pole, line protection TM240, ATAM, In=20A overload protection Ir=14A...20A short-circuit protection Ii=8...16 x In nut keeper kit undervoltage release (UVR) 208-230V AC 50/60Hz | - | 0 | 0
3VA1120-3EF32-0DC0 |  | 3VA1120-3EF32-0DC0 | 1 | UN | 1 | 10 | C | D | EAR99 | N | 85362010 | 1 | 4042949073031 | 1.05 | KG | 367.2 | 367.2 | LP17 | LP17 | circuit breaker 3VA1 IEC frame 160 breaking capacity class N Icu=25kA @ 415V 3-pole, line protection TM240, ATAM, In=20A overload protection Ir=14A...20A short-circuit protection Ii=8...16 x In nut keeper kit undervoltage release (UVR) 208-230V AC 50/60Hz 2 auxiliary switches HQ | - | 0 | 0
3VA1120-3EF32-0DH0 |  | 3VA1120-3EF32-0DH0 | 1 | UN | 1 | 10 | C | D | EAR99 | N | 85362010 | 1 | 4042949085577 | 1.08 | KG | 390.15 | 390.15 | LP17 | LP17 | circuit breaker 3VA1 IEC frame 160 breaking capacity class N Icu=25kA @ 415V 3-pole, line protection TM240, ATAM, In=20A overload protection Ir=14A...20A short-circuit protection Ii=8...16 x In nut keeper kit undervoltage release (UVR) 208-230V AC 50/60Hz 2 auxiliary switches HQ 1 trip alarm switch HQ | - | 0 | 0
3VA1120-3EF32-0HA0 |  | 3VA1120-3EF32-0HA0 | 1 | UN | 1 | 10 | C | D | EAR99 | N | 85362010 | 1 | 4042949047599 | 0.9 | KG | 295.8 | 295.8 | LP17 | LP17 | circuit breaker 3VA1 IEC frame 160 breaking capacity class N Icu=25kA @ 415V 3-pole, line protection TM240, ATAM, In=20A overload protection Ir=14A...20A short-circuit protection Ii=8...16 x In nut keeper kit shunt trip (STL) 12-30V DC, 24V AC 50/60Hz | - | 0 | 0
3VA1120-3EF32-0HC0 |  | 3VA1120-3EF32-0HC0 | 1 | UN | 1 | 10 | C | D | EAR99 | N | 85362010 | 1 | 4042949075127 | 1.05 | KG | 341.7 | 341.7 | LP17 | LP17 | circuit breaker 3VA1 IEC frame 160 breaking capacity class N Icu=25kA @ 415V 3-pole, line protection TM240, ATAM, In=20A overload protection Ir=14A...20A short-circuit protection Ii=8...16 x In nut keeper kit shunt trip (STL) 12-30V DC, 24V AC 50/60Hz 2 auxiliary switches HQ | - | 0 | 0
3VA1120-3EF32-0HH0 |  | 3VA1120-3EF32-0HH0 | 1 | UN | 1 | 10 | C | D | EAR99 | N | 85362010 | 1 | 4042949087663 | 1.08 | KG | 366.35 | 366.35 | LP17 | LP17 | circuit breaker 3VA1 IEC frame 160 breaking capacity class N Icu=25kA @ 415V 3-pole, line protection TM240, ATAM, In=20A overload protection Ir=14A...20A short-circuit protection Ii=8...16 x In nut keeper kit shunt trip (STL) 12-30V DC, 24V AC 50/60Hz 2 auxiliary switches HQ 1 trip alarm switch HQ | - | 0 | 0
3VA1120-3EF32-0JA0 |  | 3VA1120-3EF32-0JA0 | 1 | UN | 1 | 10 | C | D | EAR99 | N | 85362010 | 1 | 4042949049685 | 0.9 | KG | 295.8 | 295.8 | LP17 | LP17 | circuit breaker 3VA1 IEC frame 160 breaking capacity class N Icu=25kA @ 415V 3-pole, line protection TM240, ATAM, In=20A overload protection Ir=14A...20A short-circuit protection Ii=8...16 x In nut keeper kit shunt trip (STL) 110-127V DC, AC 50/60Hz | - | 0 | 0
3VA1120-3EF32-0JC0 |  | 3VA1120-3EF32-0JC0 | 1 | UN | 1 | 10 | C | D | EAR99 | N | 85362010 | 1 | 4042949077213 | 1.05 | KG | 341.7 | 341.7 | LP17 | LP17 | circuit breaker 3VA1 IEC frame 160 breaking capacity class N Icu=25kA @ 415V 3-pole, line protection TM240, ATAM, In=20A overload protection Ir=14A...20A short-circuit protection Ii=8...16 x In nut keeper kit shunt trip (STL) 110-127V DC, AC 50/60Hz 2 auxiliary switches HQ | - | 0 | 0
3VA1120-3EF32-0JH0 |  | 3VA1120-3EF32-0JH0 | 1 | UN | 1 | 10 | C | D | EAR99 | N | 85362010 | 1 | 4042949089759 | 1.08 | KG | 366.35 | 366.35 | LP17 | LP17 | circuit breaker 3VA1 IEC frame 160 breaking capacity class N Icu=25kA @ 415V 3-pole, line protection TM240, ATAM, In=20A overload protection Ir=14A...20A short-circuit protection Ii=8...16 x In nut keeper kit shunt trip (STL) 110-127V DC, AC 50/60Hz 2 auxiliary switches HQ 1 trip alarm switch HQ | - | 0 | 0
3VA1120-3EF32-0KA0 |  | 3VA1120-3EF32-0KA0 | 1 | UN | 1 | 10 | C | D | EAR99 | N | 85362010 | 1 | 4042949051770 | 1.05 | KG | 295.8 | 295.8 | LP17 | LP17 | circuit breaker 3VA1 IEC frame 160 breaking capacity class N Icu=25kA @ 415V 3-pole, line protection TM240, ATAM, In=20A overload protection Ir=14A...20A short-circuit protection Ii=8...16 x In nut keeper kit shunt trip (STL) 220-250V DC, 208-277V AC | - | 0 | 0
3VA1120-3EF32-0KC0 |  | 3VA1120-3EF32-0KC0 | 1 | UN | 1 | 10 | C | D | EAR99 | N | 85362010 | 1 | 4042949079309 | 1.05 | KG | 341.7 | 341.7 | LP17 | LP17 | circuit breaker 3VA1 IEC frame 160 breaking capacity class N Icu=25kA @ 415V 3-pole, line protection TM240, ATAM, In=20A overload protection Ir=14A...20A short-circuit protection Ii=8...16 x In nut keeper kit shunt trip (STL) 220-250V DC, 208-277V AC 2 auxiliary switches HQ | - | 0 | 0
3VA1120-3EF32-0KH0 |  | 3VA1120-3EF32-0KH0 | 1 | UN | 1 | 10 | C | D | EAR99 | N | 85362010 | 1 | 4042949091844 | 1.08 | KG | 366.35 | 366.35 | LP17 | LP17 | circuit breaker 3VA1 IEC frame 160 breaking capacity class N Icu=25kA @ 415V 3-pole, line protection TM240, ATAM, In=20A overload protection Ir=14A...20A short-circuit protection Ii=8...16 x In nut keeper kit shunt trip (STL) 220-250V DC, 208-277V AC 2 auxiliary switches HQ 1 trip alarm switch HQ | - | 0 | 0
3VA1120-3EF36-0AA0 |  | 3VA1120-3EF36-0AA0 | 1 | UN | 1 | 5 | B | D | EAR99 | N | 85362010 | 1 | 4042948820322 | 1.022 | KG | 225.5 | 218.9 | LP17 | LP17 | circuit breaker 3VA1 IEC frame 160 breaking capacity class N Icu=25kA @ 415V 3-pole, line protection TM240, ATAM, In=20A overload protection Ir=14A...20A short-circuit protection Ii=8...16 x In clamp connection | Lista Papel 2020 SI | 0 | 0
3VA1120-3EF36-0AB0 |  | 3VA1120-3EF36-0AB0 | 1 | UN | 1 | 10 | C | D | EAR99 | N | 85362010 | 1 | 4042949053859 | 0.96 | KG | 303.45 | 303.45 | LP17 | LP17 | circuit breaker 3VA1 IEC frame 160 breaking capacity class N Icu=25kA @ 415V 3-pole, line protection TM240, ATAM, In=20A overload protection Ir=14A...20A short-circuit protection Ii=8...16 x In clamp connection 2 auxiliary switches HP | - | 0 | 0
3VA1120-3EF36-0AC0 |  | 3VA1120-3EF36-0AC0 | 1 | UN | 1 | 10 | C | D | EAR99 | N | 85362010 | 1 | 4042949055945 | 0.96 | KG | 278.8 | 278.8 | LP17 | LP17 | circuit breaker 3VA1 IEC frame 160 breaking capacity class N Icu=25kA @ 415V 3-pole, line protection TM240, ATAM, In=20A overload protection Ir=14A...20A short-circuit protection Ii=8...16 x In clamp connection 2 auxiliary switches HQ | - | 0 | 0
3VA1120-3EF36-0AD0 |  | 3VA1120-3EF36-0AD0 | 1 | UN | 1 | 10 | C | D | EAR99 | N | 85362010 | 1 | 4042949058038 | 0.99 | KG | 303.45 | 303.45 | LP17 | LP17 | circuit breaker 3VA1 IEC frame 160 breaking capacity class N Icu=25kA @ 415V 3-pole, line protection TM240, ATAM, In=20A overload protection Ir=14A...20A short-circuit protection Ii=8...16 x In clamp connection 3 auxiliary switches HQ | - | 0 | 0
3VA1120-3EF36-0AE0 |  | 3VA1120-3EF36-0AE0 | 1 | UN | 1 | 10 | C | D | EAR99 | N | 85362010 | 1 | 4042949060123 | 1.02 | KG | 328.1 | 328.1 | LP17 | LP17 | circuit breaker 3VA1 IEC frame 160 breaking capacity class N Icu=25kA @ 415V 3-pole, line protection TM240, ATAM, In=20A overload protection Ir=14A...20A short-circuit protection Ii=8...16 x In clamp connection 4 auxiliary switches HQ | - | 0 | 0
3VA1120-3EF36-0AF0 |  | 3VA1120-3EF36-0AF0 | 1 | UN | 1 | 10 | C | D | EAR99 | N | 85362010 | 1 | 4042949062219 | 0.96 | KG | 278.8 | 278.8 | LP17 | LP17 | circuit breaker 3VA1 IEC frame 160 breaking capacity class N Icu=25kA @ 415V 3-pole, line protection TM240, ATAM, In=20A overload protection Ir=14A...20A short-circuit protection Ii=8...16 x In clamp connection 1 auxiliary switch HQ 1 trip alarm switch HQ | - | 0 | 0
3VA1120-3EF36-0AG0 |  | 3VA1120-3EF36-0AG0 | 1 | UN | 1 | 10 | C | D | EAR99 | N | 85362010 | 1 | 4042949064305 | 0.96 | KG | 303.45 | 303.45 | LP17 | LP17 | circuit breaker 3VA1 IEC frame 160 breaking capacity class N Icu=25kA @ 415V 3-pole, line protection TM240, ATAM, In=20A overload protection Ir=14A...20A short-circuit protection Ii=8...16 x In clamp connection 1 auxiliary switch HP 1 trip alarm switch HP | - | 0 | 0
3VA1120-3EF36-0AH0 |  | 3VA1120-3EF36-0AH0 | 1 | UN | 1 | 10 | C | D | EAR99 | N | 85362010 | 1 | 4042949066392 | 0.99 | KG | 303.45 | 303.45 | LP17 | LP17 | circuit breaker 3VA1 IEC frame 160 breaking capacity class N Icu=25kA @ 415V 3-pole, line protection TM240, ATAM, In=20A overload protection Ir=14A...20A short-circuit protection Ii=8...16 x In clamp connection 2 auxiliary switches HQ 1 trip alarm switch HQ | - | 0 | 0
3VA1120-3EF36-0BA0 |  | 3VA1120-3EF36-0BA0 | 1 | UN | 1 | 10 | C | D | EAR99 | N | 85362010 | 1 | 4042949041313 | 0.9 | KG | 341.7 | 341.7 | LP17 | LP17 | circuit breaker 3VA1 IEC frame 160 breaking capacity class N Icu=25kA @ 415V 3-pole, line protection TM240, ATAM, In=20A overload protection Ir=14A...20A short-circuit protection Ii=8...16 x In clamp connection undervoltage release (UVR) 24V DC | - | 0 | 0
3VA1120-3EF36-0BC0 |  | 3VA1120-3EF36-0BC0 | 1 | UN | 1 | 10 | C | D | EAR99 | N | 85362010 | 1 | 4042949068846 | 1.05 | KG | 387.6 | 387.6 | LP17 | LP17 | circuit breaker 3VA1 IEC frame 160 breaking capacity class N Icu=25kA @ 415V 3-pole, line protection TM240, ATAM, In=20A overload protection Ir=14A...20A short-circuit protection Ii=8...16 x In clamp connection undervoltage release (UVR) 24V DC 2 auxiliary switches HQ | - | 0 | 0
3VA1120-3EF36-0BH0 |  | 3VA1120-3EF36-0BH0 | 1 | UN | 1 | 10 | C | D | EAR99 | N | 85362010 | 1 | 4042949081388 | 1.05 | KG | 412.25 | 412.25 | LP17 | LP17 | circuit breaker 3VA1 IEC frame 160 breaking capacity class N Icu=25kA @ 415V 3-pole, line protection TM240, ATAM, In=20A overload protection Ir=14A...20A short-circuit protection Ii=8...16 x In clamp connection undervoltage release (UVR) 24V DC 2 auxiliary switches HQ 1 trip alarm switch HQ | - | 0 | 0
3VA1120-3EF36-0CA0 |  | 3VA1120-3EF36-0CA0 | 1 | UN | 1 | 10 | C | D | EAR99 | N | 85362010 | 1 | 4042949043409 | 0.9 | KG | 341.7 | 341.7 | LP17 | LP17 | circuit breaker 3VA1 IEC frame 160 breaking capacity class N Icu=25kA @ 415V 3-pole, line protection TM240, ATAM, In=20A overload protection Ir=14A...20A short-circuit protection Ii=8...16 x In clamp connection undervoltage release (UVR) 120-127V AC 50/60Hz | - | 0 | 0
3VA1120-3EF36-0CC0 |  | 3VA1120-3EF36-0CC0 | 1 | UN | 1 | 10 | C | D | EAR99 | N | 85362010 | 1 | 4042949070931 | 1.05 | KG | 387.6 | 387.6 | LP17 | LP17 | circuit breaker 3VA1 IEC frame 160 breaking capacity class N Icu=25kA @ 415V 3-pole, line protection TM240, ATAM, In=20A overload protection Ir=14A...20A short-circuit protection Ii=8...16 x In clamp connection undervoltage release (UVR) 120-127V AC 50/60Hz 2 auxiliary switches HQ | - | 0 | 0
3VA1120-3EF36-0CH0 |  | 3VA1120-3EF36-0CH0 | 1 | UN | 1 | 10 | C | D | EAR99 | N | 85362010 | 1 | 4042949083474 | 1.08 | KG | 412.25 | 412.25 | LP17 | LP17 | circuit breaker 3VA1 IEC frame 160 breaking capacity class N Icu=25kA @ 415V 3-pole, line protection TM240, ATAM, In=20A overload protection Ir=14A...20A short-circuit protection Ii=8...16 x In clamp connection undervoltage release (UVR) 120-127V AC 50/60Hz 2 auxiliary switches HQ 1 trip alarm switch HQ | - | 0 | 0
3VA1120-3EF36-0DA0 |  | 3VA1120-3EF36-0DA0 | 1 | UN | 1 | 10 | C | D | EAR99 | N | 85362010 | 1 | 4042949045496 | 0.9 | KG | 341.7 | 341.7 | LP17 | LP17 | circuit breaker 3VA1 IEC frame 160 breaking capacity class N Icu=25kA @ 415V 3-pole, line protection TM240, ATAM, In=20A overload protection Ir=14A...20A short-circuit protection Ii=8...16 x In clamp connection undervoltage release (UVR) 208-230V AC 50/60Hz | - | 0 | 0
3VA1120-3EF36-0DC0 |  | 3VA1120-3EF36-0DC0 | 1 | UN | 1 | 10 | C | D | EAR99 | N | 85362010 | 1 | 4042949073024 | 1.05 | KG | 387.6 | 387.6 | LP17 | LP17 | circuit breaker 3VA1 IEC frame 160 breaking capacity class N Icu=25kA @ 415V 3-pole, line protection TM240, ATAM, In=20A overload protection Ir=14A...20A short-circuit protection Ii=8...16 x In clamp connection undervoltage release (UVR) 208-230V AC 50/60Hz 2 auxiliary switches HQ | - | 0 | 0
3VA1120-3EF36-0DH0 |  | 3VA1120-3EF36-0DH0 | 1 | UN | 1 | 10 | C | D | EAR99 | N | 85362010 | 1 | 4042949085560 | 1.08 | KG | 412.25 | 412.25 | LP17 | LP17 | circuit breaker 3VA1 IEC frame 160 breaking capacity class N Icu=25kA @ 415V 3-pole, line protection TM240, ATAM, In=20A overload protection Ir=14A...20A short-circuit protection Ii=8...16 x In clamp connection undervoltage release (UVR) 208-230V AC 50/60Hz 2 auxiliary switches HQ 1 trip alarm switch HQ | - | 0 | 0
3VA1120-3EF36-0HA0 |  | 3VA1120-3EF36-0HA0 | 1 | UN | 1 | 10 | C | D | EAR99 | N | 85362010 | 1 | 4042949047582 | 0.9 | KG | 316.2 | 316.2 | LP17 | LP17 | circuit breaker 3VA1 IEC frame 160 breaking capacity class N Icu=25kA @ 415V 3-pole, line protection TM240, ATAM, In=20A overload protection Ir=14A...20A short-circuit protection Ii=8...16 x In clamp connection shunt trip (STL) 12-30V DC, 24V AC 50/60Hz | - | 0 | 0
3VA1120-3EF36-0HC0 |  | 3VA1120-3EF36-0HC0 | 1 | UN | 1 | 10 | C | D | EAR99 | N | 85362010 | 1 | 4042949075110 | 1.05 | KG | 363.8 | 363.8 | LP17 | LP17 | circuit breaker 3VA1 IEC frame 160 breaking capacity class N Icu=25kA @ 415V 3-pole, line protection TM240, ATAM, In=20A overload protection Ir=14A...20A short-circuit protection Ii=8...16 x In clamp connection shunt trip (STL) 12-30V DC, 24V AC 50/60Hz 2 auxiliary switches HQ | - | 0 | 0
3VA1120-3EF36-0HH0 |  | 3VA1120-3EF36-0HH0 | 1 | UN | 1 | 10 | C | D | EAR99 | N | 85362010 | 1 | 4042949087656 | 1.08 | KG | 386.75 | 386.75 | LP17 | LP17 | circuit breaker 3VA1 IEC frame 160 breaking capacity class N Icu=25kA @ 415V 3-pole, line protection TM240, ATAM, In=20A overload protection Ir=14A...20A short-circuit protection Ii=8...16 x In clamp connection shunt trip (STL) 12-30V DC, 24V AC 50/60Hz 2 auxiliary switches HQ 1 trip alarm switch HQ | - | 0 | 0
3VA1120-3EF36-0JA0 |  | 3VA1120-3EF36-0JA0 | 1 | UN | 1 | 10 | C | D | EAR99 | N | 85362010 | 1 | 4042949049678 | 0.9 | KG | 316.2 | 316.2 | LP17 | LP17 | circuit breaker 3VA1 IEC frame 160 breaking capacity class N Icu=25kA @ 415V 3-pole, line protection TM240, ATAM, In=20A overload protection Ir=14A...20A short-circuit protection Ii=8...16 x In clamp connection shunt trip (STL) 110-127V DC, AC 50/60Hz | - | 0 | 0
3VA1120-3EF36-0JC0 |  | 3VA1120-3EF36-0JC0 | 1 | UN | 1 | 10 | C | D | EAR99 | N | 85362010 | 1 | 4042949077206 | 1.05 | KG | 363.8 | 363.8 | LP17 | LP17 | circuit breaker 3VA1 IEC frame 160 breaking capacity class N Icu=25kA @ 415V 3-pole, line protection TM240, ATAM, In=20A overload protection Ir=14A...20A short-circuit protection Ii=8...16 x In clamp connection shunt trip (STL) 110-127V DC, AC 50/60Hz 2 auxiliary switches HQ | - | 0 | 0
3VA1120-3EF36-0JH0 |  | 3VA1120-3EF36-0JH0 | 1 | UN | 1 | 10 | C | D | EAR99 | N | 85362010 | 1 | 4042949089742 | 1.08 | KG | 386.75 | 386.75 | LP17 | LP17 | circuit breaker 3VA1 IEC frame 160 breaking capacity class N Icu=25kA @ 415V 3-pole, line protection TM240, ATAM, In=20A overload protection Ir=14A...20A short-circuit protection Ii=8...16 x In clamp connection shunt trip (STL) 110-127V DC, AC 50/60Hz 2 auxiliary switches HQ 1 trip alarm switch HQ | - | 0 | 0
3VA1120-3EF36-0KA0 |  | 3VA1120-3EF36-0KA0 | 1 | UN | 1 | 10 | C | D | EAR99 | N | 85362010 | 1 | 4042949051763 | 1.05 | KG | 316.2 | 316.2 | LP17 | LP17 | circuit breaker 3VA1 IEC frame 160 breaking capacity class N Icu=25kA @ 415V 3-pole, line protection TM240, ATAM, In=20A overload protection Ir=14A...20A short-circuit protection Ii=8...16 x In clamp connection shunt trip (STL) 220-250V DC, 208-277V AC | - | 0 | 0
3VA1120-3EF36-0KC0 |  | 3VA1120-3EF36-0KC0 | 1 | UN | 1 | 10 | C | D | EAR99 | N | 85362010 | 1 | 4042949079293 | 1.05 | KG | 363.8 | 363.8 | LP17 | LP17 | circuit breaker 3VA1 IEC frame 160 breaking capacity class N Icu=25kA @ 415V 3-pole, line protection TM240, ATAM, In=20A overload protection Ir=14A...20A short-circuit protection Ii=8...16 x In clamp connection shunt trip (STL) 220-250V DC, 208-277V AC 2 auxiliary switches HQ | - | 0 | 0
3VA1120-3EF36-0KH0 |  | 3VA1120-3EF36-0KH0 | 1 | UN | 1 | 10 | C | D | EAR99 | N | 85362010 | 1 | 4042949091837 | 1.08 | KG | 386.75 | 386.75 | LP17 | LP17 | circuit breaker 3VA1 IEC frame 160 breaking capacity class N Icu=25kA @ 415V 3-pole, line protection TM240, ATAM, In=20A overload protection Ir=14A...20A short-circuit protection Ii=8...16 x In clamp connection shunt trip (STL) 220-250V DC, 208-277V AC 2 auxiliary switches HQ 1 trip alarm switch HQ | - | 0 | 0
3VA1120-3EF42-0AA0 |  | 3VA1120-3EF42-0AA0 | 1 | UN | 1 | 5 | B | D | EAR99 | N | 85362010 | 1 | 4042948808986 | 1.2 | KG | 264.9 | 257.5 | LP17 | LP17 | circuit breaker 3VA1 IEC frame 160 breaking capacity class N Icu=25kA @ 415V 4-pole, line protection TM240, ATAM, In=20A overload protection Ir=14A...20A short-circuit protection Ii=8...16 x In N conductor unprotected nut keeper kit | Lista Papel 2020 SI | 0 | 0
3VA1120-3EF46-0AA0 |  | 3VA1120-3EF46-0AA0 | 1 | UN | 1 | 5 | B | D | EAR99 | N | 85362010 | 1 | 4042948820766 | 1.297 | KG | 293.6 | 285.4 | LP17 | LP17 | circuit breaker 3VA1 IEC frame 160 breaking capacity class N Icu=25kA @ 415V 4-pole, line protection TM240, ATAM, In=20A overload protection Ir=14A...20A short-circuit protection Ii=8...16 x In N conductor unprotected clamp connection | Lista Papel 2020 SI | 0 | 0
3VA1120-3GD42-0AA0 |  | 3VA1120-3GD42-0AA0 | 1 | UN | 1 | 5 | B | D | EAR99 | N | 85362010 | 1 | 4042948832448 | 1.2 | KG | 248.5 | 241.1 | LP17 | LP17 | circuit breaker 3VA1 IEC frame 160 breaking capacity class N Icu=25kA @ 415V 4-pole, line protection TM210, FTFM, In=20A overload protection Ir=20A fixed short-circuit protection Ii=16 x In N conductor protection 100% nut keeper kit | Lista Papel 2020 SI | 0 | 0
3VA1120-3GD46-0AA0 |  | 3VA1120-3GD46-0AA0 | 1 | UN | 1 | 5 | B | D | EAR99 | N | 85362010 | 1 | 4042948824764 | 1.17 | KG | 273.9 | 266.5 | LP17 | LP17 | circuit breaker 3VA1 IEC frame 160 breaking capacity class N Icu=25kA @ 415V 4-pole, line protection TM210, FTFM, In=20A overload protection Ir=20A fixed short-circuit protection Ii=16 x In N conductor protection 100% clamp connection | Lista Papel 2020 SI | 0 | 0
3VA1120-3GE42-0AA0 |  | 3VA1120-3GE42-0AA0 | 1 | UN | 1 | 5 | B | D | EAR99 | N | 85362010 | 1 | 4042948832431 | 1.227 | KG | 252.6 | 245.2 | LP17 | LP17 | circuit breaker 3VA1 IEC frame 160 breaking capacity class N Icu=25kA @ 415V 4-pole, line protection TM220, ATFM, In=20A overload protection Ir=14A...20A short-circuit protection Ii=16 x In N conductor protection 100% nut keeper kit | Lista Papel 2020 SI | 0 | 0
3VA1120-3GE46-0AA0 |  | 3VA1120-3GE46-0AA0 | 1 | UN | 1 | 5 | B | D | EAR99 | N | 85362010 | 1 | 4042948824771 | 1.321 | KG | 281.3 | 273.1 | LP17 | LP17 | circuit breaker 3VA1 IEC frame 160 breaking capacity class N Icu=25kA @ 415V 4-pole, line protection TM220, ATFM, In=20A overload protection Ir=14A...20A short-circuit protection Ii=16 x In N conductor protection 100% clamp connection | Lista Papel 2020 SI | 0 | 0
3VA1120-3GF42-0AA0 |  | 3VA1120-3GF42-0AA0 | 1 | UN | 1 | 5 | B | D | EAR99 | N | 85362010 | 1 | 4042948832424 | 1.228 | KG | 264.9 | 257.5 | LP17 | LP17 | circuit breaker 3VA1 IEC frame 160 breaking capacity class N Icu=25kA @ 415V 4-pole, line protection TM240, ATAM, In=20A overload protection Ir=14A...20A short-circuit protection Ii=8...16 x In N conductor protection 100% nut keeper kit | Lista Papel 2020 SI | 0 | 0
3VA1120-3GF46-0AA0 |  | 3VA1120-3GF46-0AA0 | 1 | UN | 1 | 5 | B | D | EAR99 | N | 85362010 | 1 | 4042948824283 | 1.17 | KG | 293.6 | 285.4 | LP17 | LP17 | circuit breaker 3VA1 IEC frame 160 breaking capacity class N Icu=25kA @ 415V 4-pole, line protection TM240, ATAM, In=20A overload protection Ir=14A...20A short-circuit protection Ii=8...16 x In N conductor protection 100% clamp connection | Lista Papel 2020 SI | 0 | 0
3VA1120-4ED12-0AA0 |  | 3VA1120-4ED12-0AA0 | 1 | UN | 1 | 5 | B | D | EAR99 | N | 85362010 | 1 | 4042948829776 | 375 | G | 103.3 | 100 | LP17 | LP17 | circuit breaker 3VA1 IEC frame 160 breaking capacity class S Icu=36kA @ 240V 1-pole, line protection TM210, FTFM, In=20A overload protection Ir=20A fixed short-circuit protection Ii=16 x In nut keeper kit | Lista Papel 2020 SI | 0 | 0
3VA1120-4ED16-0AA0 |  | 3VA1120-4ED16-0AA0 | 1 | UN | 1 | 5 | B | D | EAR99 | N | 85362010 | 1 | 4042948829769 | 0.406 | KG | 109.9 | 106.6 | LP17 | LP17 | circuit breaker 3VA1 IEC frame 160 breaking capacity class S Icu=36kA @ 240V 1-pole, line protection TM210, FTFM, In=20A overload protection Ir=20A fixed short-circuit protection Ii=16 x In clamp connection | Lista Papel 2020 SI | 0 | 0
3VA1120-4ED22-0AA0 |  | 3VA1120-4ED22-0AA0 | 1 | UN | 1 | 5 | B | D | EAR99 | N | 85362010 | 1 | 4042948829752 | 0.643 | KG | 185.3 | 180.4 | LP17 | LP17 | circuit breaker 3VA1 IEC frame 160 breaking capacity class S Icu=36kA @ 415V 2-pole, line protection TM210, FTFM, In=20A overload protection Ir=20A fixed short-circuit protection Ii=16 x In nut keeper kit | Lista Papel 2020 SI | 0 | 0
3VA1120-4ED26-0AA0 |  | 3VA1120-4ED26-0AA0 | 1 | UN | 1 | 5 | B | D | EAR99 | N | 85362010 | 1 | 4042948829745 | 0.687 | KG | 199.3 | 193.5 | LP17 | LP17 | circuit breaker 3VA1 IEC frame 160 breaking capacity class S Icu=36kA @ 415V 2-pole, line protection TM210, FTFM, In=20A overload protection Ir=20A fixed short-circuit protection Ii=16 x In clamp connection | Lista Papel 2020 SI | 0 | 0
3VA1120-4ED32-0AA0 |  | 3VA1120-4ED32-0AA0 | 1 | UN | 1 | 5 | B | D | EAR99 | N | 85362010 | 1 | 4042948812181 | 963 | G | 205.8 | 200.1 | LP17 | LP17 | circuit breaker 3VA1 IEC frame 160 breaking capacity class S Icu=36kA @ 415V 3-pole, line protection TM210, FTFM, In=20A overload protection Ir=20A fixed short-circuit protection Ii=16 x In nut keeper kit | Lista Papel 2020 SI | 0 | 0
3VA1120-4ED36-0AA0 |  | 3VA1120-4ED36-0AA0 | 1 | UN | 1 | 5 | B | D | EAR99 | N | 85362010 | 1 | 4042948821268 | 1.032 | KG | 227.1 | 220.6 | LP17 | LP17 | circuit breaker 3VA1 IEC frame 160 breaking capacity class S Icu=36kA @ 415V 3-pole, line protection TM210, FTFM, In=20A overload protection Ir=20A fixed short-circuit protection Ii=16 x In clamp connection | Lista Papel 2020 SI | 0 | 0
3VA1120-4ED42-0AA0 |  | 3VA1120-4ED42-0AA0 | 1 | UN | 1 | 5 | B | D | EAR99 | N | 85362010 | 1 | 4042948813065 | 1.2 | KG | 267.3 | 259.9 | LP17 | LP17 | circuit breaker 3VA1 IEC frame 160 breaking capacity class S Icu=36kA @ 415V 4-pole, line protection TM210, FTFM, In=20A overload protection Ir=20A fixed short-circuit protection Ii=16 x In N conductor unprotected nut keeper kit | Lista Papel 2020 SI | 0 | 0
3VA1120-4ED46-0AA0 |  | 3VA1120-4ED46-0AA0 | 1 | UN | 1 | 5 | B | D | EAR99 | N | 85362010 | 1 | 4042948822142 | 1.17 | KG | 296 | 287.8 | LP17 | LP17 | circuit breaker 3VA1 IEC frame 160 breaking capacity class S Icu=36kA @ 415V 4-pole, line protection TM210, FTFM, In=20A overload protection Ir=20A fixed short-circuit protection Ii=16 x In N conductor unprotected clamp connection | Lista Papel 2020 SI | 0 | 0
3VA1120-4EE32-0AA0 |  | 3VA1120-4EE32-0AA0 | 1 | UN | 1 | 5 | B | D | EAR99 | N | 85362010 | 1 | 4042948812198 | 983 | G | 209.9 | 204.2 | LP17 | LP17 | circuit breaker 3VA1 IEC frame 160 breaking capacity class S Icu=36kA @ 415V 3-pole, line protection TM220, ATFM, In=20A overload protection Ir=14A...20A short-circuit protection Ii=16 x In nut keeper kit | Lista Papel 2020 SI | 0 | 0
3VA1120-4EE36-0AA0 |  | 3VA1120-4EE36-0AA0 | 1 | UN | 1 | 5 | B | D | EAR99 | N | 85362010 | 1 | 4042948821275 | 1.033 | KG | 231.2 | 224.7 | LP17 | LP17 | circuit breaker 3VA1 IEC frame 160 breaking capacity class S Icu=36kA @ 415V 3-pole, line protection TM220, ATFM, In=20A overload protection Ir=14A...20A short-circuit protection Ii=16 x In clamp connection | Lista Papel 2020 SI | 0 | 0
3VA1120-4EE42-0AA0 |  | 3VA1120-4EE42-0AA0 | 1 | UN | 1 | 5 | B | D | EAR99 | N | 85362010 | 1 | 4042948813072 | 1.2 | KG | 273.1 | 265.7 | LP17 | LP17 | circuit breaker 3VA1 IEC frame 160 breaking capacity class S Icu=36kA @ 415V 4-pole, line protection TM220, ATFM, In=20A overload protection Ir=14A...20A short-circuit protection Ii=16 x In N conductor unprotected nut keeper kit | Lista Papel 2020 SI | 0 | 0
3VA1120-4EE46-0AA0 |  | 3VA1120-4EE46-0AA0 | 1 | UN | 1 | 5 | B | D | EAR99 | N | 85362010 | 1 | 4042948822159 | 1.17 | KG | 301.8 | 293.6 | LP17 | LP17 | circuit breaker 3VA1 IEC frame 160 breaking capacity class S Icu=36kA @ 415V 4-pole, line protection TM220, ATFM, In=20A overload protection Ir=14A...20A short-circuit protection Ii=16 x In N conductor unprotected clamp connection | Lista Papel 2020 SI | 0 | 0
3VA1120-4EF32-0AA0 |  | 3VA1120-4EF32-0AA0 | 1 | UN | 1 | 5 | B | D | EAR99 | N | 85362010 | 1 | 4042948808559 | 982 | G | 222.2 | 215.7 | LP17 | LP17 | circuit breaker 3VA1 IEC frame 160 breaking capacity class S Icu=36kA @ 415V 3-pole, line protection TM240, ATAM, In=20A overload protection Ir=14A...20A short-circuit protection Ii=8...16 x In nut keeper kit | Lista Papel 2020 SI | 0 | 0
3VA1120-4EF32-0AB0 |  | 3VA1120-4EF32-0AB0 | 1 | UN | 1 | 10 | C | D | EAR99 | N | 85362010 | 1 | 4042949053842 | 0.96 | KG | 300.05 | 300.05 | LP17 | LP17 | circuit breaker 3VA1 IEC frame 160 breaking capacity class S Icu=36kA @ 415V 3-pole, line protection TM240, ATAM, In=20A overload protection Ir=14A...20A short-circuit protection Ii=8...16 x In nut keeper kit 2 auxiliary switches HP | - | 0 | 0
3VA1120-4EF32-0AC0 |  | 3VA1120-4EF32-0AC0 | 1 | UN | 1 | 10 | C | D | EAR99 | N | 85362010 | 1 | 4042949055938 | 0.96 | KG | 275.4 | 275.4 | LP17 | LP17 | circuit breaker 3VA1 IEC frame 160 breaking capacity class S Icu=36kA @ 415V 3-pole, line protection TM240, ATAM, In=20A overload protection Ir=14A...20A short-circuit protection Ii=8...16 x In nut keeper kit 2 auxiliary switches HQ | - | 0 | 0
3VA1120-4EF32-0AD0 |  | 3VA1120-4EF32-0AD0 | 1 | UN | 1 | 10 | C | D | EAR99 | N | 85362010 | 1 | 4042949058021 | 0.99 | KG | 300.05 | 300.05 | LP17 | LP17 | circuit breaker 3VA1 IEC frame 160 breaking capacity class S Icu=36kA @ 415V 3-pole, line protection TM240, ATAM, In=20A overload protection Ir=14A...20A short-circuit protection Ii=8...16 x In nut keeper kit 3 auxiliary switches HQ | - | 0 | 0
3VA1120-4EF32-0AE0 |  | 3VA1120-4EF32-0AE0 | 1 | UN | 1 | 10 | C | D | EAR99 | N | 85362010 | 1 | 4042949060116 | 1.02 | KG | 322.15 | 322.15 | LP17 | LP17 | circuit breaker 3VA1 IEC frame 160 breaking capacity class S Icu=36kA @ 415V 3-pole, line protection TM240, ATAM, In=20A overload protection Ir=14A...20A short-circuit protection Ii=8...16 x In nut keeper kit 4 auxiliary switches HQ | - | 0 | 0
3VA1120-4EF32-0AF0 |  | 3VA1120-4EF32-0AF0 | 1 | UN | 1 | 10 | C | D | EAR99 | N | 85362010 | 1 | 4042949062202 | 0.96 | KG | 275.4 | 275.4 | LP17 | LP17 | circuit breaker 3VA1 IEC frame 160 breaking capacity class S Icu=36kA @ 415V 3-pole, line protection TM240, ATAM, In=20A overload protection Ir=14A...20A short-circuit protection Ii=8...16 x In nut keeper kit 1 auxiliary switch HQ 1 trip alarm switch HQ | - | 0 | 0
3VA1120-4EF32-0AG0 |  | 3VA1120-4EF32-0AG0 | 1 | UN | 1 | 10 | C | D | EAR99 | N | 85362010 | 1 | 4042949064299 | 0.96 | KG | 300.05 | 300.05 | LP17 | LP17 | circuit breaker 3VA1 IEC frame 160 breaking capacity class S Icu=36kA @ 415V 3-pole, line protection TM240, ATAM, In=20A overload protection Ir=14A...20A short-circuit protection Ii=8...16 x In nut keeper kit 1 auxiliary switch HP 1 trip alarm switch HP | - | 0 | 0
3VA1120-4EF32-0AH0 |  | 3VA1120-4EF32-0AH0 | 1 | UN | 1 | 10 | C | D | EAR99 | N | 85362010 | 1 | 4042949066385 | 0.99 | KG | 300.05 | 300.05 | LP17 | LP17 | circuit breaker 3VA1 IEC frame 160 breaking capacity class S Icu=36kA @ 415V 3-pole, line protection TM240, ATAM, In=20A overload protection Ir=14A...20A short-circuit protection Ii=8...16 x In nut keeper kit 2 auxiliary switches HQ 1 trip alarm switch HQ | - | 0 | 0
3VA1120-4EF32-0BA0 |  | 3VA1120-4EF32-0BA0 | 1 | UN | 1 | 10 | C | D | EAR99 | N | 85362010 | 1 | 4042949041306 | 0.9 | KG | 338.3 | 338.3 | LP17 | LP17 | circuit breaker 3VA1 IEC frame 160 breaking capacity class S Icu=36kA @ 415V 3-pole, line protection TM240, ATAM, In=20A overload protection Ir=14A...20A short-circuit protection Ii=8...16 x In nut keeper kit undervoltage release (UVR) 24V DC | - | 0 | 0
3VA1120-4EF32-0BC0 |  | 3VA1120-4EF32-0BC0 | 1 | UN | 1 | 10 | C | D | EAR99 | N | 85362010 | 1 | 4042949068839 | 1.05 | KG | 384.2 | 384.2 | LP17 | LP17 | circuit breaker 3VA1 IEC frame 160 breaking capacity class S Icu=36kA @ 415V 3-pole, line protection TM240, ATAM, In=20A overload protection Ir=14A...20A short-circuit protection Ii=8...16 x In nut keeper kit undervoltage release (UVR) 24V DC 2 auxiliary switches HQ | - | 0 | 0
3VA1120-4EF32-0BH0 |  | 3VA1120-4EF32-0BH0 | 1 | UN | 1 | 10 | C | D | EAR99 | N | 85362010 | 1 | 4042949081371 | 1.05 | KG | 408.85 | 408.85 | LP17 | LP17 | circuit breaker 3VA1 IEC frame 160 breaking capacity class S Icu=36kA @ 415V 3-pole, line protection TM240, ATAM, In=20A overload protection Ir=14A...20A short-circuit protection Ii=8...16 x In nut keeper kit undervoltage release (UVR) 24V DC 2 auxiliary switches HQ 1 trip alarm switch HQ | - | 0 | 0
3VA1120-4EF32-0CA0 |  | 3VA1120-4EF32-0CA0 | 1 | UN | 1 | 10 | C | D | EAR99 | N | 85362010 | 1 | 4042949043393 | 0.9 | KG | 338.3 | 338.3 | LP17 | LP17 | circuit breaker 3VA1 IEC frame 160 breaking capacity class S Icu=36kA @ 415V 3-pole, line protection TM240, ATAM, In=20A overload protection Ir=14A...20A short-circuit protection Ii=8...16 x In nut keeper kit undervoltage release (UVR) 120-127V AC 50/60Hz | - | 0 | 0
3VA1120-4EF32-0CC0 |  | 3VA1120-4EF32-0CC0 | 1 | UN | 1 | 10 | C | D | EAR99 | N | 85362010 | 1 | 4042949070924 | 1.05 | KG | 384.2 | 384.2 | LP17 | LP17 | circuit breaker 3VA1 IEC frame 160 breaking capacity class S Icu=36kA @ 415V 3-pole, line protection TM240, ATAM, In=20A overload protection Ir=14A...20A short-circuit protection Ii=8...16 x In nut keeper kit undervoltage release (UVR) 120-127V AC 50/60Hz 2 auxiliary switches HQ | - | 0 | 0
3VA1120-4EF32-0CH0 |  | 3VA1120-4EF32-0CH0 | 1 | UN | 1 | 10 | C | D | EAR99 | N | 85362010 | 1 | 4042949083467 | 1.08 | KG | 408.85 | 408.85 | LP17 | LP17 | circuit breaker 3VA1 IEC frame 160 breaking capacity class S Icu=36kA @ 415V 3-pole, line protection TM240, ATAM, In=20A overload protection Ir=14A...20A short-circuit protection Ii=8...16 x In nut keeper kit undervoltage release (UVR) 120-127V AC 50/60Hz 2 auxiliary switches HQ 1 trip alarm switch HQ | - | 0 | 0
3VA1120-4EF32-0DA0 |  | 3VA1120-4EF32-0DA0 | 1 | UN | 1 | 10 | C | D | EAR99 | N | 85362010 | 1 | 4042949045489 | 0.9 | KG | 338.3 | 338.3 | LP17 | LP17 | circuit breaker 3VA1 IEC frame 160 breaking capacity class S Icu=36kA @ 415V 3-pole, line protection TM240, ATAM, In=20A overload protection Ir=14A...20A short-circuit protection Ii=8...16 x In nut keeper kit undervoltage release (UVR) 208-230V AC 50/60Hz | - | 0 | 0
3VA1120-4EF32-0DC0 |  | 3VA1120-4EF32-0DC0 | 1 | UN | 1 | 10 | C | D | EAR99 | N | 85362010 | 1 | 4042949073017 | 1.05 | KG | 384.2 | 384.2 | LP17 | LP17 | circuit breaker 3VA1 IEC frame 160 breaking capacity class S Icu=36kA @ 415V 3-pole, line protection TM240, ATAM, In=20A overload protection Ir=14A...20A short-circuit protection Ii=8...16 x In nut keeper kit undervoltage release (UVR) 208-230V AC 50/60Hz 2 auxiliary switches HQ | - | 0 | 0
3VA1120-4EF32-0DH0 |  | 3VA1120-4EF32-0DH0 | 1 | UN | 1 | 10 | C | D | EAR99 | N | 85362010 | 1 | 4042949085553 | 1.08 | KG | 408.85 | 408.85 | LP17 | LP17 | circuit breaker 3VA1 IEC frame 160 breaking capacity class S Icu=36kA @ 415V 3-pole, line protection TM240, ATAM, In=20A overload protection Ir=14A...20A short-circuit protection Ii=8...16 x In nut keeper kit undervoltage release (UVR) 208-230V AC 50/60Hz 2 auxiliary switches HQ 1 trip alarm switch HQ | - | 0 | 0
3VA1120-4EF32-0HA0 |  | 3VA1120-4EF32-0HA0 | 1 | UN | 1 | 10 | C | D | EAR99 | N | 85362010 | 1 | 4042949047575 | 0.9 | KG | 312.8 | 312.8 | LP17 | LP17 | circuit breaker 3VA1 IEC frame 160 breaking capacity class S Icu=36kA @ 415V 3-pole, line protection TM240, ATAM, In=20A overload protection Ir=14A...20A short-circuit protection Ii=8...16 x In nut keeper kit shunt trip (STL) 12-30V DC, 24V AC 50/60Hz | - | 0 | 0
3VA1120-4EF32-0HC0 |  | 3VA1120-4EF32-0HC0 | 1 | UN | 1 | 10 | C | D | EAR99 | N | 85362010 | 1 | 4042949075103 | 1.05 | KG | 359.55 | 359.55 | LP17 | LP17 | circuit breaker 3VA1 IEC frame 160 breaking capacity class S Icu=36kA @ 415V 3-pole, line protection TM240, ATAM, In=20A overload protection Ir=14A...20A short-circuit protection Ii=8...16 x In nut keeper kit shunt trip (STL) 12-30V DC, 24V AC 50/60Hz 2 auxiliary switches HQ | - | 0 | 0
3VA1120-4EF32-0HH0 |  | 3VA1120-4EF32-0HH0 | 1 | UN | 1 | 10 | C | D | EAR99 | N | 85362010 | 1 | 4042949087649 | 1.08 | KG | 383.35 | 383.35 | LP17 | LP17 | circuit breaker 3VA1 IEC frame 160 breaking capacity class S Icu=36kA @ 415V 3-pole, line protection TM240, ATAM, In=20A overload protection Ir=14A...20A short-circuit protection Ii=8...16 x In nut keeper kit shunt trip (STL) 12-30V DC, 24V AC 50/60Hz 2 auxiliary switches HQ 1 trip alarm switch HQ | - | 0 | 0
3VA1120-4EF32-0JA0 |  | 3VA1120-4EF32-0JA0 | 1 | UN | 1 | 10 | C | D | EAR99 | N | 85362010 | 1 | 4042949049661 | 0.9 | KG | 312.8 | 312.8 | LP17 | LP17 | circuit breaker 3VA1 IEC frame 160 breaking capacity class S Icu=36kA @ 415V 3-pole, line protection TM240, ATAM, In=20A overload protection Ir=14A...20A short-circuit protection Ii=8...16 x In nut keeper kit shunt trip (STL) 110-127V DC, AC 50/60Hz | - | 0 | 0
3VA1120-4EF32-0JC0 |  | 3VA1120-4EF32-0JC0 | 1 | UN | 1 | 10 | C | D | EAR99 | N | 85362010 | 1 | 4042949077190 | 1.05 | KG | 359.55 | 359.55 | LP17 | LP17 | circuit breaker 3VA1 IEC frame 160 breaking capacity class S Icu=36kA @ 415V 3-pole, line protection TM240, ATAM, In=20A overload protection Ir=14A...20A short-circuit protection Ii=8...16 x In nut keeper kit shunt trip (STL) 110-127V DC, AC 50/60Hz 2 auxiliary switches HQ | - | 0 | 0
3VA1120-4EF32-0JH0 |  | 3VA1120-4EF32-0JH0 | 1 | UN | 1 | 10 | C | D | EAR99 | N | 85362010 | 1 | 4042949089735 | 1.08 | KG | 383.35 | 383.35 | LP17 | LP17 | circuit breaker 3VA1 IEC frame 160 breaking capacity class S Icu=36kA @ 415V 3-pole, line protection TM240, ATAM, In=20A overload protection Ir=14A...20A short-circuit protection Ii=8...16 x In nut keeper kit shunt trip (STL) 110-127V DC, AC 50/60Hz 2 auxiliary switches HQ 1 trip alarm switch HQ | - | 0 | 0
3VA1120-4EF32-0KA0 |  | 3VA1120-4EF32-0KA0 | 1 | UN | 1 | 10 | C | D | EAR99 | N | 85362010 | 1 | 4042949051756 | 1.05 | KG | 312.8 | 312.8 | LP17 | LP17 | circuit breaker 3VA1 IEC frame 160 breaking capacity class S Icu=36kA @ 415V 3-pole, line protection TM240, ATAM, In=20A overload protection Ir=14A...20A short-circuit protection Ii=8...16 x In nut keeper kit shunt trip (STL) 220-250V DC, 208-277V AC | - | 0 | 0
3VA1120-4EF32-0KC0 |  | 3VA1120-4EF32-0KC0 | 1 | UN | 1 | 10 | C | D | EAR99 | N | 85362010 | 1 | 4042949079286 | 1.05 | KG | 359.55 | 359.55 | LP17 | LP17 | circuit breaker 3VA1 IEC frame 160 breaking capacity class S Icu=36kA @ 415V 3-pole, line protection TM240, ATAM, In=20A overload protection Ir=14A...20A short-circuit protection Ii=8...16 x In nut keeper kit shunt trip (STL) 220-250V DC, 208-277V AC 2 auxiliary switches HQ | - | 0 | 0
3VA1120-4EF32-0KH0 |  | 3VA1120-4EF32-0KH0 | 1 | UN | 1 | 10 | C | D | EAR99 | N | 85362010 | 1 | 4042949091820 | 1.08 | KG | 383.35 | 383.35 | LP17 | LP17 | circuit breaker 3VA1 IEC frame 160 breaking capacity class S Icu=36kA @ 415V 3-pole, line protection TM240, ATAM, In=20A overload protection Ir=14A...20A short-circuit protection Ii=8...16 x In nut keeper kit shunt trip (STL) 220-250V DC, 208-277V AC 2 auxiliary switches HQ 1 trip alarm switch HQ | - | 0 | 0
3VA1120-4EF36-0AA0 |  | 3VA1120-4EF36-0AA0 | 1 | UN | 1 | 5 | B | D | EAR99 | N | 85362010 | 1 | 4042948820339 | 1.034 | KG | 242.7 | 236.2 | LP17 | LP17 | circuit breaker 3VA1 IEC frame 160 breaking capacity class S Icu=36kA @ 415V 3-pole, line protection TM240, ATAM, In=20A overload protection Ir=14A...20A short-circuit protection Ii=8...16 x In clamp connection | Lista Papel 2020 SI | 0 | 0
3VA1120-4EF36-0AB0 |  | 3VA1120-4EF36-0AB0 | 1 | UN | 1 | 10 | C | D | EAR99 | N | 85362010 | 1 | 4042949053835 | 0.96 | KG | 321.3 | 321.3 | LP17 | LP17 | circuit breaker 3VA1 IEC frame 160 breaking capacity class S Icu=36kA @ 415V 3-pole, line protection TM240, ATAM, In=20A overload protection Ir=14A...20A short-circuit protection Ii=8...16 x In clamp connection 2 auxiliary switches HP | - | 0 | 0
3VA1120-4EF36-0AC0 |  | 3VA1120-4EF36-0AC0 | 1 | UN | 1 | 10 | C | D | EAR99 | N | 85362010 | 1 | 4042949055921 | 0.96 | KG | 299.2 | 299.2 | LP17 | LP17 | circuit breaker 3VA1 IEC frame 160 breaking capacity class S Icu=36kA @ 415V 3-pole, line protection TM240, ATAM, In=20A overload protection Ir=14A...20A short-circuit protection Ii=8...16 x In clamp connection 2 auxiliary switches HQ | - | 0 | 0
3VA1120-4EF36-0AD0 |  | 3VA1120-4EF36-0AD0 | 1 | UN | 1 | 10 | C | D | EAR99 | N | 85362010 | 1 | 4042949058014 | 0.99 | KG | 321.3 | 321.3 | LP17 | LP17 | circuit breaker 3VA1 IEC frame 160 breaking capacity class S Icu=36kA @ 415V 3-pole, line protection TM240, ATAM, In=20A overload protection Ir=14A...20A short-circuit protection Ii=8...16 x In clamp connection 3 auxiliary switches HQ | - | 0 | 0
3VA1120-4EF36-0AE0 |  | 3VA1120-4EF36-0AE0 | 1 | UN | 1 | 10 | C | D | EAR99 | N | 85362010 | 1 | 4042949060109 | 1.02 | KG | 345.1 | 345.1 | LP17 | LP17 | circuit breaker 3VA1 IEC frame 160 breaking capacity class S Icu=36kA @ 415V 3-pole, line protection TM240, ATAM, In=20A overload protection Ir=14A...20A short-circuit protection Ii=8...16 x In clamp connection 4 auxiliary switches HQ | - | 0 | 0
3VA1120-4EF36-0AF0 |  | 3VA1120-4EF36-0AF0 | 1 | UN | 1 | 10 | C | D | EAR99 | N | 85362010 | 1 | 4042949062196 | 0.96 | KG | 299.2 | 299.2 | LP17 | LP17 | circuit breaker 3VA1 IEC frame 160 breaking capacity class S Icu=36kA @ 415V 3-pole, line protection TM240, ATAM, In=20A overload protection Ir=14A...20A short-circuit protection Ii=8...16 x In clamp connection 1 auxiliary switch HQ 1 trip alarm switch HQ | - | 0 | 0
3VA1120-4EF36-0AG0 |  | 3VA1120-4EF36-0AG0 | 1 | UN | 1 | 10 | C | D | EAR99 | N | 85362010 | 1 | 4042949064282 | 0.96 | KG | 321.3 | 321.3 | LP17 | LP17 | circuit breaker 3VA1 IEC frame 160 breaking capacity class S Icu=36kA @ 415V 3-pole, line protection TM240, ATAM, In=20A overload protection Ir=14A...20A short-circuit protection Ii=8...16 x In clamp connection 1 auxiliary switch HP 1 trip alarm switch HP | - | 0 | 0
3VA1120-4EF36-0AH0 |  | 3VA1120-4EF36-0AH0 | 1 | UN | 1 | 10 | C | D | EAR99 | N | 85362010 | 1 | 4042949066378 | 0.99 | KG | 321.3 | 321.3 | LP17 | LP17 | circuit breaker 3VA1 IEC frame 160 breaking capacity class S Icu=36kA @ 415V 3-pole, line protection TM240, ATAM, In=20A overload protection Ir=14A...20A short-circuit protection Ii=8...16 x In clamp connection 2 auxiliary switches HQ 1 trip alarm switch HQ | - | 0 | 0
3VA1120-4EF36-0BA0 |  | 3VA1120-4EF36-0BA0 | 1 | UN | 1 | 10 | C | D | EAR99 | N | 85362010 | 1 | 4042949041290 | 0.9 | KG | 360.4 | 360.4 | LP17 | LP17 | circuit breaker 3VA1 IEC frame 160 breaking capacity class S Icu=36kA @ 415V 3-pole, line protection TM240, ATAM, In=20A overload protection Ir=14A...20A short-circuit protection Ii=8...16 x In clamp connection undervoltage release (UVR) 24V DC | - | 0 | 0
3VA1120-4EF36-0BC0 |  | 3VA1120-4EF36-0BC0 | 1 | UN | 1 | 10 | C | D | EAR99 | N | 85362010 | 1 | 4042949068822 | 1.05 | KG | 408 | 408 | LP17 | LP17 | circuit breaker 3VA1 IEC frame 160 breaking capacity class S Icu=36kA @ 415V 3-pole, line protection TM240, ATAM, In=20A overload protection Ir=14A...20A short-circuit protection Ii=8...16 x In clamp connection undervoltage release (UVR) 24V DC 2 auxiliary switches HQ | - | 0 | 0
3VA1120-4EF36-0BH0 |  | 3VA1120-4EF36-0BH0 | 1 | UN | 1 | 10 | C | D | EAR99 | N | 85362010 | 1 | 4042949081364 | 1.05 | KG | 430.95 | 430.95 | LP17 | LP17 | circuit breaker 3VA1 IEC frame 160 breaking capacity class S Icu=36kA @ 415V 3-pole, line protection TM240, ATAM, In=20A overload protection Ir=14A...20A short-circuit protection Ii=8...16 x In clamp connection undervoltage release (UVR) 24V DC 2 auxiliary switches HQ 1 trip alarm switch HQ | - | 0 | 0
3VA1120-4EF36-0CA0 |  | 3VA1120-4EF36-0CA0 | 1 | UN | 1 | 10 | C | D | EAR99 | N | 85362010 | 1 | 4042949043386 | 0.9 | KG | 360.4 | 360.4 | LP17 | LP17 | circuit breaker 3VA1 IEC frame 160 breaking capacity class S Icu=36kA @ 415V 3-pole, line protection TM240, ATAM, In=20A overload protection Ir=14A...20A short-circuit protection Ii=8...16 x In clamp connection undervoltage release (UVR) 120-127V AC 50/60Hz | - | 0 | 0
3VA1120-4EF36-0CC0 |  | 3VA1120-4EF36-0CC0 | 1 | UN | 1 | 10 | C | D | EAR99 | N | 85362010 | 1 | 4042949070917 | 1.05 | KG | 408 | 408 | LP17 | LP17 | circuit breaker 3VA1 IEC frame 160 breaking capacity class S Icu=36kA @ 415V 3-pole, line protection TM240, ATAM, In=20A overload protection Ir=14A...20A short-circuit protection Ii=8...16 x In clamp connection undervoltage release (UVR) 120-127V AC 50/60Hz 2 auxiliary switches HQ | - | 0 | 0
3VA1120-4EF36-0CH0 |  | 3VA1120-4EF36-0CH0 | 1 | UN | 1 | 10 | C | D | EAR99 | N | 85362010 | 1 | 4042949083450 | 1.08 | KG | 430.95 | 430.95 | LP17 | LP17 | circuit breaker 3VA1 IEC frame 160 breaking capacity class S Icu=36kA @ 415V 3-pole, line protection TM240, ATAM, In=20A overload protection Ir=14A...20A short-circuit protection Ii=8...16 x In clamp connection undervoltage release (UVR) 120-127V AC 50/60Hz 2 auxiliary switches HQ 1 trip alarm switch HQ | - | 0 | 0
3VA1120-4EF36-0DA0 |  | 3VA1120-4EF36-0DA0 | 1 | UN | 1 | 10 | C | D | EAR99 | N | 85362010 | 1 | 4042949045472 | 0.9 | KG | 360.4 | 360.4 | LP17 | LP17 | circuit breaker 3VA1 IEC frame 160 breaking capacity class S Icu=36kA @ 415V 3-pole, line protection TM240, ATAM, In=20A overload protection Ir=14A...20A short-circuit protection Ii=8...16 x In clamp connection undervoltage release (UVR) 208-230V AC 50/60Hz | - | 0 | 0
3VA1120-4EF36-0DC0 |  | 3VA1120-4EF36-0DC0 | 1 | UN | 1 | 10 | C | D | EAR99 | N | 85362010 | 1 | 4042949073000 | 1.05 | KG | 408 | 408 | LP17 | LP17 | circuit breaker 3VA1 IEC frame 160 breaking capacity class S Icu=36kA @ 415V 3-pole, line protection TM240, ATAM, In=20A overload protection Ir=14A...20A short-circuit protection Ii=8...16 x In clamp connection undervoltage release (UVR) 208-230V AC 50/60Hz 2 auxiliary switches HQ | - | 0 | 0
3VA1120-4EF36-0DH0 |  | 3VA1120-4EF36-0DH0 | 1 | UN | 1 | 10 | C | D | EAR99 | N | 85362010 | 1 | 4042949085546 | 1.08 | KG | 430.95 | 430.95 | LP17 | LP17 | circuit breaker 3VA1 IEC frame 160 breaking capacity class S Icu=36kA @ 415V 3-pole, line protection TM240, ATAM, In=20A overload protection Ir=14A...20A short-circuit protection Ii=8...16 x In clamp connection undervoltage release (UVR) 208-230V AC 50/60Hz 2 auxiliary switches HQ 1 trip alarm switch HQ | - | 0 | 0
3VA1120-4EF36-0HA0 |  | 3VA1120-4EF36-0HA0 | 1 | UN | 1 | 10 | C | D | EAR99 | N | 85362010 | 1 | 4042949047568 | 0.9 | KG | 336.6 | 336.6 | LP17 | LP17 | circuit breaker 3VA1 IEC frame 160 breaking capacity class S Icu=36kA @ 415V 3-pole, line protection TM240, ATAM, In=20A overload protection Ir=14A...20A short-circuit protection Ii=8...16 x In clamp connection shunt trip (STL) 12-30V DC, 24V AC 50/60Hz | - | 0 | 0
3VA1120-4EF36-0HC0 |  | 3VA1120-4EF36-0HC0 | 1 | UN | 1 | 10 | C | D | EAR99 | N | 85362010 | 1 | 4042949075097 | 1.05 | KG | 382.5 | 382.5 | LP17 | LP17 | circuit breaker 3VA1 IEC frame 160 breaking capacity class S Icu=36kA @ 415V 3-pole, line protection TM240, ATAM, In=20A overload protection Ir=14A...20A short-circuit protection Ii=8...16 x In clamp connection shunt trip (STL) 12-30V DC, 24V AC 50/60Hz 2 auxiliary switches HQ | - | 0 | 0
3VA1120-4EF36-0HH0 |  | 3VA1120-4EF36-0HH0 | 1 | UN | 1 | 10 | C | D | EAR99 | N | 85362010 | 1 | 4042949087632 | 1.08 | KG | 406.3 | 406.3 | LP17 | LP17 | circuit breaker 3VA1 IEC frame 160 breaking capacity class S Icu=36kA @ 415V 3-pole, line protection TM240, ATAM, In=20A overload protection Ir=14A...20A short-circuit protection Ii=8...16 x In clamp connection shunt trip (STL) 12-30V DC, 24V AC 50/60Hz 2 auxiliary switches HQ 1 trip alarm switch HQ | - | 0 | 0
3VA1120-4EF36-0JA0 |  | 3VA1120-4EF36-0JA0 | 1 | UN | 1 | 10 | C | D | EAR99 | N | 85362010 | 1 | 4042949049654 | 0.9 | KG | 336.6 | 336.6 | LP17 | LP17 | circuit breaker 3VA1 IEC frame 160 breaking capacity class S Icu=36kA @ 415V 3-pole, line protection TM240, ATAM, In=20A overload protection Ir=14A...20A short-circuit protection Ii=8...16 x In clamp connection shunt trip (STL) 110-127V DC, AC 50/60Hz | - | 0 | 0
3VA1120-4EF36-0JC0 |  | 3VA1120-4EF36-0JC0 | 1 | UN | 1 | 10 | C | D | EAR99 | N | 85362010 | 1 | 4042949077183 | 1.05 | KG | 382.5 | 382.5 | LP17 | LP17 | circuit breaker 3VA1 IEC frame 160 breaking capacity class S Icu=36kA @ 415V 3-pole, line protection TM240, ATAM, In=20A overload protection Ir=14A...20A short-circuit protection Ii=8...16 x In clamp connection shunt trip (STL) 110-127V DC, AC 50/60Hz 2 auxiliary switches HQ | - | 0 | 0
3VA1120-4EF36-0JH0 |  | 3VA1120-4EF36-0JH0 | 1 | UN | 1 | 10 | C | D | EAR99 | N | 85362010 | 1 | 4042949089728 | 1.08 | KG | 406.3 | 406.3 | LP17 | LP17 | circuit breaker 3VA1 IEC frame 160 breaking capacity class S Icu=36kA @ 415V 3-pole, line protection TM240, ATAM, In=20A overload protection Ir=14A...20A short-circuit protection Ii=8...16 x In clamp connection shunt trip (STL) 110-127V DC, AC 50/60Hz 2 auxiliary switches HQ 1 trip alarm switch HQ | - | 0 | 0
3VA1120-4EF36-0KA0 |  | 3VA1120-4EF36-0KA0 | 1 | UN | 1 | 10 | C | D | EAR99 | N | 85362010 | 1 | 4042949051749 | 1.05 | KG | 336.6 | 336.6 | LP17 | LP17 | circuit breaker 3VA1 IEC frame 160 breaking capacity class S Icu=36kA @ 415V 3-pole, line protection TM240, ATAM, In=20A overload protection Ir=14A...20A short-circuit protection Ii=8...16 x In clamp connection shunt trip (STL) 220-250V DC, 208-277V AC | - | 0 | 0
3VA1120-4EF36-0KC0 |  | 3VA1120-4EF36-0KC0 | 1 | UN | 1 | 10 | C | D | EAR99 | N | 85362010 | 1 | 4042949079279 | 1.05 | KG | 382.5 | 382.5 | LP17 | LP17 | circuit breaker 3VA1 IEC frame 160 breaking capacity class S Icu=36kA @ 415V 3-pole, line protection TM240, ATAM, In=20A overload protection Ir=14A...20A short-circuit protection Ii=8...16 x In clamp connection shunt trip (STL) 220-250V DC, 208-277V AC 2 auxiliary switches HQ | - | 0 | 0
3VA1120-4EF36-0KH0 |  | 3VA1120-4EF36-0KH0 | 1 | UN | 1 | 10 | C | D | EAR99 | N | 85362010 | 1 | 4042949091813 | 1.08 | KG | 406.3 | 406.3 | LP17 | LP17 | circuit breaker 3VA1 IEC frame 160 breaking capacity class S Icu=36kA @ 415V 3-pole, line protection TM240, ATAM, In=20A overload protection Ir=14A...20A short-circuit protection Ii=8...16 x In clamp connection shunt trip (STL) 220-250V DC, 208-277V AC 2 auxiliary switches HQ 1 trip alarm switch HQ | - | 0 | 0
3VA1120-4EF42-0AA0 |  | 3VA1120-4EF42-0AA0 | 1 | UN | 1 | 5 | B | D | EAR99 | N | 85362010 | 1 | 4042948808993 | 1.204 | KG | 288.6 | 280.4 | LP17 | LP17 | circuit breaker 3VA1 IEC frame 160 breaking capacity class S Icu=36kA @ 415V 4-pole, line protection TM240, ATAM, In=20A overload protection Ir=14A...20A short-circuit protection Ii=8...16 x In N conductor unprotected nut keeper kit | Lista Papel 2020 SI | 0 | 0
3VA1120-4EF46-0AA0 |  | 3VA1120-4EF46-0AA0 | 1 | UN | 1 | 5 | B | D | EAR99 | N | 85362010 | 1 | 4042948820773 | 1.289 | KG | 317.3 | 308.3 | LP17 | LP17 | circuit breaker 3VA1 IEC frame 160 breaking capacity class S Icu=36kA @ 415V 4-pole, line protection TM240, ATAM, In=20A overload protection Ir=14A...20A short-circuit protection Ii=8...16 x In N conductor unprotected clamp connection | Lista Papel 2020 SI | 0 | 0
3VA1120-4GD42-0AA0 |  | 3VA1120-4GD42-0AA0 | 1 | UN | 1 | 5 | B | D | EAR99 | N | 85362010 | 1 | 4042948832417 | 1.2 | KG | 267.3 | 259.9 | LP17 | LP17 | circuit breaker 3VA1 IEC frame 160 breaking capacity class S Icu=36kA @ 415V 4-pole, line protection TM210, FTFM, In=20A overload protection Ir=20A fixed short-circuit protection Ii=16 x In N conductor protection 100% nut keeper kit | Lista Papel 2020 SI | 0 | 0
3VA1120-4GD46-0AA0 |  | 3VA1120-4GD46-0AA0 | 1 | UN | 1 | 5 | B | D | EAR99 | N | 85362010 | 1 | 4042948824788 | 1.17 | KG | 296 | 287.8 | LP17 | LP17 | circuit breaker 3VA1 IEC frame 160 breaking capacity class S Icu=36kA @ 415V 4-pole, line protection TM210, FTFM, In=20A overload protection Ir=20A fixed short-circuit protection Ii=16 x In N conductor protection 100% clamp connection | Lista Papel 2020 SI | 0 | 0
3VA1120-4GE42-0AA0 |  | 3VA1120-4GE42-0AA0 | 1 | UN | 1 | 5 | B | D | EAR99 | N | 85362010 | 1 | 4042948832400 | 1.226 | KG | 273.1 | 265.7 | LP17 | LP17 | circuit breaker 3VA1 IEC frame 160 breaking capacity class S Icu=36kA @ 415V 4-pole, line protection TM220, ATFM, In=20A overload protection Ir=14A...20A short-circuit protection Ii=16 x In N conductor protection 100% nut keeper kit | Lista Papel 2020 SI | 0 | 0
3VA1120-4GE46-0AA0 |  | 3VA1120-4GE46-0AA0 | 1 | UN | 1 | 5 | B | D | EAR99 | N | 85362010 | 1 | 4042948824795 | 1.17 | KG | 301.8 | 293.6 | LP17 | LP17 | circuit breaker 3VA1 IEC frame 160 breaking capacity class S Icu=36kA @ 415V 4-pole, line protection TM220, ATFM, In=20A overload protection Ir=14A...20A short-circuit protection Ii=16 x In N conductor protection 100% clamp connection | Lista Papel 2020 SI | 0 | 0
3VA1120-4GF42-0AA0 |  | 3VA1120-4GF42-0AA0 | 1 | UN | 1 | 5 | B | D | EAR99 | N | 85362010 | 1 | 4042948832394 | 1.2 | KG | 288.6 | 280.4 | LP17 | LP17 | circuit breaker 3VA1 IEC frame 160 breaking capacity class S Icu=36kA @ 415V 4-pole, line protection TM240, ATAM, In=20A overload protection Ir=14A...20A short-circuit protection Ii=8...16 x In N conductor protection 100% nut keeper kit | Lista Papel 2020 SI | 0 | 0
3VA1120-4GF46-0AA0 |  | 3VA1120-4GF46-0AA0 | 1 | UN | 1 | 5 | B | D | EAR99 | N | 85362010 | 1 | 4042948824290 | 1.17 | KG | 317.3 | 308.3 | LP17 | LP17 | circuit breaker 3VA1 IEC frame 160 breaking capacity class S Icu=36kA @ 415V 4-pole, line protection TM240, ATAM, In=20A overload protection Ir=14A...20A short-circuit protection Ii=8...16 x In N conductor protection 100% clamp connection | Lista Papel 2020 SI | 0 | 0
3VA1120-5ED12-0AA0 |  | 3VA1120-5ED12-0AA0 | 1 | UN | 1 | 5 | B | D | EAR99 | N | 85362010 | 1 | 4042948867921 | 376 | G | 117.3 | 117.3 | LP17 | LP17 | circuit breaker 3VA1 IEC frame 160 breaking capacity class M Icu=55kA @ 240V 1-pole, line protection TM210, FTFM, In=20A overload protection Ir=20A fixed short-circuit protection Ii=16 x In nut keeper kit | - | 0 | 0
3VA1120-5ED16-0AA0 |  | 3VA1120-5ED16-0AA0 | 1 | UN | 1 | 5 | B | D | EAR99 | N | 85362010 | 1 | 4042948867914 | 0.352 | KG | 125.8 | 125.8 | LP17 | LP17 | circuit breaker 3VA1 IEC frame 160 breaking capacity class M Icu=55kA @ 240V 1-pole, line protection TM210, FTFM, In=20A overload protection Ir=20A fixed short-circuit protection Ii=16 x In clamp connection | - | 0 | 0
3VA1120-5ED22-0AA0 |  | 3VA1120-5ED22-0AA0 | 1 | UN | 1 | 5 | B | D | EAR99 | N | 85362010 | 1 | 4042948867907 | 650 | G | 212.5 | 212.5 | LP17 | LP17 | circuit breaker 3VA1 IEC frame 160 breaking capacity class M Icu=55kA @ 415V 2-pole, line protection TM210, FTFM, In=20A overload protection Ir=20A fixed short-circuit protection Ii=16 x In nut keeper kit | - | 0 | 0
3VA1120-5ED26-0AA0 |  | 3VA1120-5ED26-0AA0 | 1 | UN | 1 | 5 | B | D | EAR99 | N | 85362010 | 1 | 4042948867891 | 0.669 | KG | 228.65 | 228.65 | LP17 | LP17 | circuit breaker 3VA1 IEC frame 160 breaking capacity class M Icu=55kA @ 415V 2-pole, line protection TM210, FTFM, In=20A overload protection Ir=20A fixed short-circuit protection Ii=16 x In clamp connection | - | 0 | 0
3VA1120-5ED32-0AA0 |  | 3VA1120-5ED32-0AA0 | 1 | UN | 1 | 5 | B | D | EAR99 | N | 85362010 | 1 | 4042948812204 | 966 | G | 227.1 | 220.6 | LP17 | LP17 | circuit breaker 3VA1 IEC frame 160 breaking capacity class M Icu=55kA @ 415V 3-pole, line protection TM210, FTFM, In=20A overload protection Ir=20A fixed short-circuit protection Ii=16 x In nut keeper kit | Lista Papel 2020 SI | 0 | 0
3VA1120-5ED36-0AA0 |  | 3VA1120-5ED36-0AA0 | 1 | UN | 1 | 5 | B | D | EAR99 | N | 85362010 | 1 | 4042948821282 | 1.033 | KG | 249.3 | 241.9 | LP17 | LP17 | circuit breaker 3VA1 IEC frame 160 breaking capacity class M Icu=55kA @ 415V 3-pole, line protection TM210, FTFM, In=20A overload protection Ir=20A fixed short-circuit protection Ii=16 x In clamp connection | Lista Papel 2020 SI | 0 | 0
3VA1120-5ED42-0AA0 |  | 3VA1120-5ED42-0AA0 | 1 | UN | 1 | 5 | B | D | EAR99 | N | 85362010 | 1 | 4042948813089 | 1.196 | KG | 294.4 | 286.2 | LP17 | LP17 | circuit breaker 3VA1 IEC frame 160 breaking capacity class M Icu=55kA @ 415V 4-pole, line protection TM210, FTFM, In=20A overload protection Ir=20A fixed short-circuit protection Ii=16 x In N conductor unprotected nut keeper kit | Lista Papel 2020 SI | 0 | 0
3VA1120-5ED46-0AA0 |  | 3VA1120-5ED46-0AA0 | 1 | UN | 1 | 5 | B | D | EAR99 | N | 85362010 | 1 | 4042948822166 | 1.284 | KG | 323.9 | 314.9 | LP17 | LP17 | circuit breaker 3VA1 IEC frame 160 breaking capacity class M Icu=55kA @ 415V 4-pole, line protection TM210, FTFM, In=20A overload protection Ir=20A fixed short-circuit protection Ii=16 x In N conductor unprotected clamp connection | Lista Papel 2020 SI | 0 | 0
3VA1120-5ED46-0AB0 |  | 3VA1120-5ED46-0AB0 | 1 | UN | 1 | 10 | C | D | EAR99 | N | 85362010 | 1 | 4042949325420 | 1.236 | KG | 405.45 | 405.45 | LP17 | LP17 | circuit breaker 3VA1 IEC frame 160 breaking capacity class M Icu=55kA @ 415V 4-pole, line protection TM210, FTFM, In=20A overload protection Ir=20A fixed short-circuit protection Ii=16 x In N conductor unprotected clamp connection circuit breaker 3VA1 IEC frame 160 2 auxiliary switches HP | - | 0 | 0
3VA1120-5EE32-0AA0 |  | 3VA1120-5EE32-0AA0 | 1 | UN | 1 | 2 | A | D | EAR99 | N | 85362010 | 1 | 4042948812211 | 982 | G | 231.2 | 224.7 | LP17 | LP17 | circuit breaker 3VA1 IEC frame 160 breaking capacity class M Icu=55kA @ 415V 3-pole, line protection TM220, ATFM, In=20A overload protection Ir=14A...20A short-circuit protection Ii=16 x In nut keeper kit | Lista Papel 2020 SI | 0 | 0
3VA1120-5EE36-0AA0 |  | 3VA1120-5EE36-0AA0 | 1 | UN | 1 | 5 | B | D | EAR99 | N | 85362010 | 1 | 4042948821299 | 1.034 | KG | 253.4 | 246 | LP17 | LP17 | circuit breaker 3VA1 IEC frame 160 breaking capacity class M Icu=55kA @ 415V 3-pole, line protection TM220, ATFM, In=20A overload protection Ir=14A...20A short-circuit protection Ii=16 x In clamp connection | Lista Papel 2020 SI | 0 | 0
3VA1120-5EE42-0AA0 |  | 3VA1120-5EE42-0AA0 | 1 | UN | 1 | 5 | B | D | EAR99 | N | 85362010 | 1 | 4042948813096 | 1.198 | KG | 300.9 | 292.7 | LP17 | LP17 | circuit breaker 3VA1 IEC frame 160 breaking capacity class M Icu=55kA @ 415V 4-pole, line protection TM220, ATFM, In=20A overload protection Ir=14A...20A short-circuit protection Ii=16 x In N conductor unprotected nut keeper kit | Lista Papel 2020 SI | 0 | 0
3VA1120-5EE46-0AA0 |  | 3VA1120-5EE46-0AA0 | 1 | UN | 1 | 5 | B | D | EAR99 | N | 85362010 | 1 | 4042948822173 | 1.299 | KG | 328.8 | 319.8 | LP17 | LP17 | circuit breaker 3VA1 IEC frame 160 breaking capacity class M Icu=55kA @ 415V 4-pole, line protection TM220, ATFM, In=20A overload protection Ir=14A...20A short-circuit protection Ii=16 x In N conductor unprotected clamp connection | Lista Papel 2020 SI | 0 | 0
3VA1120-5EF32-0AA0 |  | 3VA1120-5EF32-0AA0 | 1 | UN | 1 | 5 | B | D | EAR99 | N | 85362010 | 1 | 4042948808566 | 979 | G | 243.5 | 237 | LP17 | LP17 | circuit breaker 3VA1 IEC frame 160 breaking capacity class M Icu=55kA @ 415V 3-pole, line protection TM240, ATAM, In=20A overload protection Ir=14A...20A short-circuit protection Ii=8...16 x In nut keeper kit | Lista Papel 2020 SI | 0 | 0
3VA1120-5EF32-0AB0 |  | 3VA1120-5EF32-0AB0 | 1 | UN | 1 | 10 | C | D | EAR99 | N | 85362010 | 1 | 4042949053828 | 0.96 | KG | 322.15 | 322.15 | LP17 | LP17 | circuit breaker 3VA1 IEC frame 160 breaking capacity class M Icu=55kA @ 415V 3-pole, line protection TM240, ATAM, In=20A overload protection Ir=14A...20A short-circuit protection Ii=8...16 x In nut keeper kit 2 auxiliary switches HP | - | 0 | 0
3VA1120-5EF32-0AC0 |  | 3VA1120-5EF32-0AC0 | 1 | UN | 1 | 10 | C | D | EAR99 | N | 85362010 | 1 | 4042949055914 | 0.96 | KG | 300.05 | 300.05 | LP17 | LP17 | circuit breaker 3VA1 IEC frame 160 breaking capacity class M Icu=55kA @ 415V 3-pole, line protection TM240, ATAM, In=20A overload protection Ir=14A...20A short-circuit protection Ii=8...16 x In nut keeper kit 2 auxiliary switches HQ | - | 0 | 0
3VA1120-5EF32-0AD0 |  | 3VA1120-5EF32-0AD0 | 1 | UN | 1 | 10 | C | D | EAR99 | N | 85362010 | 1 | 4042949058007 | 0.99 | KG | 322.15 | 322.15 | LP17 | LP17 | circuit breaker 3VA1 IEC frame 160 breaking capacity class M Icu=55kA @ 415V 3-pole, line protection TM240, ATAM, In=20A overload protection Ir=14A...20A short-circuit protection Ii=8...16 x In nut keeper kit 3 auxiliary switches HQ | - | 0 | 0
3VA1120-5EF32-0AE0 |  | 3VA1120-5EF32-0AE0 | 1 | UN | 1 | 10 | C | D | EAR99 | N | 85362010 | 1 | 4042949060093 | 1.02 | KG | 345.95 | 345.95 | LP17 | LP17 | circuit breaker 3VA1 IEC frame 160 breaking capacity class M Icu=55kA @ 415V 3-pole, line protection TM240, ATAM, In=20A overload protection Ir=14A...20A short-circuit protection Ii=8...16 x In nut keeper kit 4 auxiliary switches HQ | - | 0 | 0
3VA1120-5EF32-0AF0 |  | 3VA1120-5EF32-0AF0 | 1 | UN | 1 | 10 | C | D | EAR99 | N | 85362010 | 1 | 4042949062189 | 0.96 | KG | 300.05 | 300.05 | LP17 | LP17 | circuit breaker 3VA1 IEC frame 160 breaking capacity class M Icu=55kA @ 415V 3-pole, line protection TM240, ATAM, In=20A overload protection Ir=14A...20A short-circuit protection Ii=8...16 x In nut keeper kit 1 auxiliary switch HQ 1 trip alarm switch HQ | - | 0 | 0
3VA1120-5EF32-0AG0 |  | 3VA1120-5EF32-0AG0 | 1 | UN | 1 | 10 | C | D | EAR99 | N | 85362010 | 1 | 4042949064275 | 0.96 | KG | 322.15 | 322.15 | LP17 | LP17 | circuit breaker 3VA1 IEC frame 160 breaking capacity class M Icu=55kA @ 415V 3-pole, line protection TM240, ATAM, In=20A overload protection Ir=14A...20A short-circuit protection Ii=8...16 x In nut keeper kit 1 auxiliary switch HP 1 trip alarm switch HP | - | 0 | 0
3VA1120-5EF32-0AH0 |  | 3VA1120-5EF32-0AH0 | 1 | UN | 1 | 10 | C | D | EAR99 | N | 85362010 | 1 | 4042949066361 | 0.99 | KG | 322.15 | 322.15 | LP17 | LP17 | circuit breaker 3VA1 IEC frame 160 breaking capacity class M Icu=55kA @ 415V 3-pole, line protection TM240, ATAM, In=20A overload protection Ir=14A...20A short-circuit protection Ii=8...16 x In nut keeper kit 2 auxiliary switches HQ 1 trip alarm switch HQ | - | 0 | 0
3VA1120-5EF32-0BA0 |  | 3VA1120-5EF32-0BA0 | 1 | UN | 1 | 10 | C | D | EAR99 | N | 85362010 | 1 | 4042949041283 | 0.9 | KG | 362.1 | 362.1 | LP17 | LP17 | circuit breaker 3VA1 IEC frame 160 breaking capacity class M Icu=55kA @ 415V 3-pole, line protection TM240, ATAM, In=20A overload protection Ir=14A...20A short-circuit protection Ii=8...16 x In nut keeper kit undervoltage release (UVR) 24V DC | - | 0 | 0
3VA1120-5EF32-0BC0 |  | 3VA1120-5EF32-0BC0 | 1 | UN | 1 | 10 | C | D | EAR99 | N | 85362010 | 1 | 4042949068815 | 1.05 | KG | 408.85 | 408.85 | LP17 | LP17 | circuit breaker 3VA1 IEC frame 160 breaking capacity class M Icu=55kA @ 415V 3-pole, line protection TM240, ATAM, In=20A overload protection Ir=14A...20A short-circuit protection Ii=8...16 x In nut keeper kit undervoltage release (UVR) 24V DC 2 auxiliary switches HQ | - | 0 | 0
3VA1120-5EF32-0BH0 |  | 3VA1120-5EF32-0BH0 | 1 | UN | 1 | 10 | C | D | EAR99 | N | 85362010 | 1 | 4042949081357 | 1.05 | KG | 431.8 | 431.8 | LP17 | LP17 | circuit breaker 3VA1 IEC frame 160 breaking capacity class M Icu=55kA @ 415V 3-pole, line protection TM240, ATAM, In=20A overload protection Ir=14A...20A short-circuit protection Ii=8...16 x In nut keeper kit undervoltage release (UVR) 24V DC 2 auxiliary switches HQ 1 trip alarm switch HQ | - | 0 | 0
3VA1120-5EF32-0CA0 |  | 3VA1120-5EF32-0CA0 | 1 | UN | 1 | 10 | C | D | EAR99 | N | 85362010 | 1 | 4042949043379 | 0.9 | KG | 362.1 | 362.1 | LP17 | LP17 | circuit breaker 3VA1 IEC frame 160 breaking capacity class M Icu=55kA @ 415V 3-pole, line protection TM240, ATAM, In=20A overload protection Ir=14A...20A short-circuit protection Ii=8...16 x In nut keeper kit undervoltage release (UVR) 120-127V AC 50/60Hz | - | 0 | 0
3VA1120-5EF32-0CC0 |  | 3VA1120-5EF32-0CC0 | 1 | UN | 1 | 10 | C | D | EAR99 | N | 85362010 | 1 | 4042949070900 | 1.05 | KG | 408.85 | 408.85 | LP17 | LP17 | circuit breaker 3VA1 IEC frame 160 breaking capacity class M Icu=55kA @ 415V 3-pole, line protection TM240, ATAM, In=20A overload protection Ir=14A...20A short-circuit protection Ii=8...16 x In nut keeper kit undervoltage release (UVR) 120-127V AC 50/60Hz 2 auxiliary switches HQ | - | 0 | 0
3VA1120-5EF32-0CH0 |  | 3VA1120-5EF32-0CH0 | 1 | UN | 1 | 10 | C | D | EAR99 | N | 85362010 | 1 | 4042949083443 | 1.08 | KG | 431.8 | 431.8 | LP17 | LP17 | circuit breaker 3VA1 IEC frame 160 breaking capacity class M Icu=55kA @ 415V 3-pole, line protection TM240, ATAM, In=20A overload protection Ir=14A...20A short-circuit protection Ii=8...16 x In nut keeper kit undervoltage release (UVR) 120-127V AC 50/60Hz 2 auxiliary switches HQ 1 trip alarm switch HQ | - | 0 | 0
3VA1120-5EF32-0DA0 |  | 3VA1120-5EF32-0DA0 | 1 | UN | 1 | 10 | C | D | EAR99 | N | 85362010 | 1 | 4042949045465 | 0.9 | KG | 362.1 | 362.1 | LP17 | LP17 | circuit breaker 3VA1 IEC frame 160 breaking capacity class M Icu=55kA @ 415V 3-pole, line protection TM240, ATAM, In=20A overload protection Ir=14A...20A short-circuit protection Ii=8...16 x In nut keeper kit undervoltage release (UVR) 208-230V AC 50/60Hz | - | 0 | 0
3VA1120-5EF32-0DC0 |  | 3VA1120-5EF32-0DC0 | 1 | UN | 1 | 10 | C | D | EAR99 | N | 85362010 | 1 | 4042949072997 | 1.05 | KG | 408.85 | 408.85 | LP17 | LP17 | circuit breaker 3VA1 IEC frame 160 breaking capacity class M Icu=55kA @ 415V 3-pole, line protection TM240, ATAM, In=20A overload protection Ir=14A...20A short-circuit protection Ii=8...16 x In nut keeper kit undervoltage release (UVR) 208-230V AC 50/60Hz 2 auxiliary switches HQ | - | 0 | 0
3VA1120-5EF32-0DH0 |  | 3VA1120-5EF32-0DH0 | 1 | UN | 1 | 10 | C | D | EAR99 | N | 85362010 | 1 | 4042949085539 | 1.08 | KG | 431.8 | 431.8 | LP17 | LP17 | circuit breaker 3VA1 IEC frame 160 breaking capacity class M Icu=55kA @ 415V 3-pole, line protection TM240, ATAM, In=20A overload protection Ir=14A...20A short-circuit protection Ii=8...16 x In nut keeper kit undervoltage release (UVR) 208-230V AC 50/60Hz 2 auxiliary switches HQ 1 trip alarm switch HQ | - | 0 | 0
3VA1120-5EF32-0HA0 |  | 3VA1120-5EF32-0HA0 | 1 | UN | 1 | 10 | C | D | EAR99 | N | 85362010 | 1 | 4042949047551 | 0.9 | KG | 337.45 | 337.45 | LP17 | LP17 | circuit breaker 3VA1 IEC frame 160 breaking capacity class M Icu=55kA @ 415V 3-pole, line protection TM240, ATAM, In=20A overload protection Ir=14A...20A short-circuit protection Ii=8...16 x In nut keeper kit shunt trip (STL) 12-30V DC, 24V AC 50/60Hz | - | 0 | 0
3VA1120-5EF32-0HC0 |  | 3VA1120-5EF32-0HC0 | 1 | UN | 1 | 10 | C | D | EAR99 | N | 85362010 | 1 | 4042949075080 | 1.05 | KG | 383.35 | 383.35 | LP17 | LP17 | circuit breaker 3VA1 IEC frame 160 breaking capacity class M Icu=55kA @ 415V 3-pole, line protection TM240, ATAM, In=20A overload protection Ir=14A...20A short-circuit protection Ii=8...16 x In nut keeper kit shunt trip (STL) 12-30V DC, 24V AC 50/60Hz 2 auxiliary switches HQ | - | 0 | 0
3VA1120-5EF32-0HH0 |  | 3VA1120-5EF32-0HH0 | 1 | UN | 1 | 10 | C | D | EAR99 | N | 85362010 | 1 | 4042949087625 | 1.08 | KG | 408 | 408 | LP17 | LP17 | circuit breaker 3VA1 IEC frame 160 breaking capacity class M Icu=55kA @ 415V 3-pole, line protection TM240, ATAM, In=20A overload protection Ir=14A...20A short-circuit protection Ii=8...16 x In nut keeper kit shunt trip (STL) 12-30V DC, 24V AC 50/60Hz 2 auxiliary switches HQ 1 trip alarm switch HQ | - | 0 | 0
3VA1120-5EF32-0JA0 |  | 3VA1120-5EF32-0JA0 | 1 | UN | 1 | 10 | C | D | EAR99 | N | 85362010 | 1 | 4042949049647 | 0.9 | KG | 337.45 | 337.45 | LP17 | LP17 | circuit breaker 3VA1 IEC frame 160 breaking capacity class M Icu=55kA @ 415V 3-pole, line protection TM240, ATAM, In=20A overload protection Ir=14A...20A short-circuit protection Ii=8...16 x In nut keeper kit shunt trip (STL) 110-127V DC, AC 50/60Hz | - | 0 | 0
3VA1120-5EF32-0JC0 |  | 3VA1120-5EF32-0JC0 | 1 | UN | 1 | 10 | C | D | EAR99 | N | 85362010 | 1 | 4042949077176 | 1.05 | KG | 383.35 | 383.35 | LP17 | LP17 | circuit breaker 3VA1 IEC frame 160 breaking capacity class M Icu=55kA @ 415V 3-pole, line protection TM240, ATAM, In=20A overload protection Ir=14A...20A short-circuit protection Ii=8...16 x In nut keeper kit shunt trip (STL) 110-127V DC, AC 50/60Hz 2 auxiliary switches HQ | - | 0 | 0
3VA1120-5EF32-0JH0 |  | 3VA1120-5EF32-0JH0 | 1 | UN | 1 | 10 | C | D | EAR99 | N | 85362010 | 1 | 4042949089711 | 1.08 | KG | 408 | 408 | LP17 | LP17 | circuit breaker 3VA1 IEC frame 160 breaking capacity class M Icu=55kA @ 415V 3-pole, line protection TM240, ATAM, In=20A overload protection Ir=14A...20A short-circuit protection Ii=8...16 x In nut keeper kit shunt trip (STL) 110-127V DC, AC 50/60Hz 2 auxiliary switches HQ 1 trip alarm switch HQ | - | 0 | 0
3VA1120-5EF32-0KA0 |  | 3VA1120-5EF32-0KA0 | 1 | UN | 1 | 10 | C | D | EAR99 | N | 85362010 | 1 | 4042949051732 | 1.05 | KG | 337.45 | 337.45 | LP17 | LP17 | circuit breaker 3VA1 IEC frame 160 breaking capacity class M Icu=55kA @ 415V 3-pole, line protection TM240, ATAM, In=20A overload protection Ir=14A...20A short-circuit protection Ii=8...16 x In nut keeper kit shunt trip (STL) 220-250V DC, 208-277V AC | - | 0 | 0
3VA1120-5EF32-0KC0 |  | 3VA1120-5EF32-0KC0 | 1 | UN | 1 | 10 | C | D | EAR99 | N | 85362010 | 1 | 4042949079262 | 1.05 | KG | 383.35 | 383.35 | LP17 | LP17 | circuit breaker 3VA1 IEC frame 160 breaking capacity class M Icu=55kA @ 415V 3-pole, line protection TM240, ATAM, In=20A overload protection Ir=14A...20A short-circuit protection Ii=8...16 x In nut keeper kit shunt trip (STL) 220-250V DC, 208-277V AC 2 auxiliary switches HQ | - | 0 | 0
3VA1120-5EF32-0KH0 |  | 3VA1120-5EF32-0KH0 | 1 | UN | 1 | 10 | C | D | EAR99 | N | 85362010 | 1 | 4042949091806 | 1.08 | KG | 408 | 408 | LP17 | LP17 | circuit breaker 3VA1 IEC frame 160 breaking capacity class M Icu=55kA @ 415V 3-pole, line protection TM240, ATAM, In=20A overload protection Ir=14A...20A short-circuit protection Ii=8...16 x In nut keeper kit shunt trip (STL) 220-250V DC, 208-277V AC 2 auxiliary switches HQ 1 trip alarm switch HQ | - | 0 | 0
3VA1120-5EF36-0AA0 |  | 3VA1120-5EF36-0AA0 | 1 | UN | 1 | 5 | B | D | EAR99 | N | 85362010 | 1 | 4042948820346 | 1.032 | KG | 264.9 | 257.5 | LP17 | LP17 | circuit breaker 3VA1 IEC frame 160 breaking capacity class M Icu=55kA @ 415V 3-pole, line protection TM240, ATAM, In=20A overload protection Ir=14A...20A short-circuit protection Ii=8...16 x In clamp connection | Lista Papel 2020 SI | 0 | 0
3VA1120-5EF36-0AB0 |  | 3VA1120-5EF36-0AB0 | 1 | UN | 1 | 10 | C | D | EAR99 | N | 85362010 | 1 | 4042949053811 | 0.96 | KG | 344.25 | 344.25 | LP17 | LP17 | circuit breaker 3VA1 IEC frame 160 breaking capacity class M Icu=55kA @ 415V 3-pole, line protection TM240, ATAM, In=20A overload protection Ir=14A...20A short-circuit protection Ii=8...16 x In clamp connection 2 auxiliary switches HP | - | 0 | 0
3VA1120-5EF36-0AC0 |  | 3VA1120-5EF36-0AC0 | 1 | UN | 1 | 10 | C | D | EAR99 | N | 85362010 | 1 | 4042949055907 | 0.96 | KG | 320.45 | 320.45 | LP17 | LP17 | circuit breaker 3VA1 IEC frame 160 breaking capacity class M Icu=55kA @ 415V 3-pole, line protection TM240, ATAM, In=20A overload protection Ir=14A...20A short-circuit protection Ii=8...16 x In clamp connection 2 auxiliary switches HQ | - | 0 | 0
3VA1120-5EF36-0AD0 |  | 3VA1120-5EF36-0AD0 | 1 | UN | 1 | 10 | C | D | EAR99 | N | 85362010 | 1 | 4042949057994 | 0.99 | KG | 344.25 | 344.25 | LP17 | LP17 | circuit breaker 3VA1 IEC frame 160 breaking capacity class M Icu=55kA @ 415V 3-pole, line protection TM240, ATAM, In=20A overload protection Ir=14A...20A short-circuit protection Ii=8...16 x In clamp connection 3 auxiliary switches HQ | - | 0 | 0
3VA1120-5EF36-0AE0 |  | 3VA1120-5EF36-0AE0 | 1 | UN | 1 | 10 | C | D | EAR99 | N | 85362010 | 1 | 4042949060086 | 1.02 | KG | 368.9 | 368.9 | LP17 | LP17 | circuit breaker 3VA1 IEC frame 160 breaking capacity class M Icu=55kA @ 415V 3-pole, line protection TM240, ATAM, In=20A overload protection Ir=14A...20A short-circuit protection Ii=8...16 x In clamp connection 4 auxiliary switches HQ | - | 0 | 0
3VA1120-5EF36-0AF0 |  | 3VA1120-5EF36-0AF0 | 1 | UN | 1 | 10 | C | D | EAR99 | N | 85362010 | 1 | 4042949062172 | 0.96 | KG | 320.45 | 320.45 | LP17 | LP17 | circuit breaker 3VA1 IEC frame 160 breaking capacity class M Icu=55kA @ 415V 3-pole, line protection TM240, ATAM, In=20A overload protection Ir=14A...20A short-circuit protection Ii=8...16 x In clamp connection 1 auxiliary switch HQ 1 trip alarm switch HQ | - | 0 | 0
3VA1120-5EF36-0AG0 |  | 3VA1120-5EF36-0AG0 | 1 | UN | 1 | 10 | C | D | EAR99 | N | 85362010 | 1 | 4042949064268 | 0.96 | KG | 344.25 | 344.25 | LP17 | LP17 | circuit breaker 3VA1 IEC frame 160 breaking capacity class M Icu=55kA @ 415V 3-pole, line protection TM240, ATAM, In=20A overload protection Ir=14A...20A short-circuit protection Ii=8...16 x In clamp connection 1 auxiliary switch HP 1 trip alarm switch HP | - | 0 | 0
3VA1120-5EF36-0AH0 |  | 3VA1120-5EF36-0AH0 | 1 | UN | 1 | 10 | C | D | EAR99 | N | 85362010 | 1 | 4042949066354 | 0.99 | KG | 344.25 | 344.25 | LP17 | LP17 | circuit breaker 3VA1 IEC frame 160 breaking capacity class M Icu=55kA @ 415V 3-pole, line protection TM240, ATAM, In=20A overload protection Ir=14A...20A short-circuit protection Ii=8...16 x In clamp connection 2 auxiliary switches HQ 1 trip alarm switch HQ | - | 0 | 0
3VA1120-5EF36-0BA0 |  | 3VA1120-5EF36-0BA0 | 1 | UN | 1 | 10 | C | D | EAR99 | N | 85362010 | 1 | 4042949041276 | 0.9 | KG | 383.35 | 383.35 | LP17 | LP17 | circuit breaker 3VA1 IEC frame 160 breaking capacity class M Icu=55kA @ 415V 3-pole, line protection TM240, ATAM, In=20A overload protection Ir=14A...20A short-circuit protection Ii=8...16 x In clamp connection undervoltage release (UVR) 24V DC | - | 0 | 0
3VA1120-5EF36-0BC0 |  | 3VA1120-5EF36-0BC0 | 1 | UN | 1 | 10 | C | D | EAR99 | N | 85362010 | 1 | 4042949068808 | 1.05 | KG | 430.1 | 430.1 | LP17 | LP17 | circuit breaker 3VA1 IEC frame 160 breaking capacity class M Icu=55kA @ 415V 3-pole, line protection TM240, ATAM, In=20A overload protection Ir=14A...20A short-circuit protection Ii=8...16 x In clamp connection undervoltage release (UVR) 24V DC 2 auxiliary switches HQ | - | 0 | 0
3VA1120-5EF36-0BH0 |  | 3VA1120-5EF36-0BH0 | 1 | UN | 1 | 10 | C | D | EAR99 | N | 85362010 | 1 | 4042949081340 | 1.05 | KG | 453.9 | 453.9 | LP17 | LP17 | circuit breaker 3VA1 IEC frame 160 breaking capacity class M Icu=55kA @ 415V 3-pole, line protection TM240, ATAM, In=20A overload protection Ir=14A...20A short-circuit protection Ii=8...16 x In clamp connection undervoltage release (UVR) 24V DC 2 auxiliary switches HQ 1 trip alarm switch HQ | - | 0 | 0
3VA1120-5EF36-0CA0 |  | 3VA1120-5EF36-0CA0 | 1 | UN | 1 | 10 | C | D | EAR99 | N | 85362010 | 1 | 4042949043362 | 0.9 | KG | 383.35 | 383.35 | LP17 | LP17 | circuit breaker 3VA1 IEC frame 160 breaking capacity class M Icu=55kA @ 415V 3-pole, line protection TM240, ATAM, In=20A overload protection Ir=14A...20A short-circuit protection Ii=8...16 x In clamp connection undervoltage release (UVR) 120-127V AC 50/60Hz | - | 0 | 0
3VA1120-5EF36-0CC0 |  | 3VA1120-5EF36-0CC0 | 1 | UN | 1 | 10 | C | D | EAR99 | N | 85362010 | 1 | 4042949070894 | 1.05 | KG | 430.1 | 430.1 | LP17 | LP17 | circuit breaker 3VA1 IEC frame 160 breaking capacity class M Icu=55kA @ 415V 3-pole, line protection TM240, ATAM, In=20A overload protection Ir=14A...20A short-circuit protection Ii=8...16 x In clamp connection undervoltage release (UVR) 120-127V AC 50/60Hz 2 auxiliary switches HQ | - | 0 | 0
3VA1120-5EF36-0CH0 |  | 3VA1120-5EF36-0CH0 | 1 | UN | 1 | 10 | C | D | EAR99 | N | 85362010 | 1 | 4042949083436 | 1.08 | KG | 453.9 | 453.9 | LP17 | LP17 | circuit breaker 3VA1 IEC frame 160 breaking capacity class M Icu=55kA @ 415V 3-pole, line protection TM240, ATAM, In=20A overload protection Ir=14A...20A short-circuit protection Ii=8...16 x In clamp connection undervoltage release (UVR) 120-127V AC 50/60Hz 2 auxiliary switches HQ 1 trip alarm switch HQ | - | 0 | 0
3VA1120-5EF36-0DA0 |  | 3VA1120-5EF36-0DA0 | 1 | UN | 1 | 10 | C | D | EAR99 | N | 85362010 | 1 | 4042949045458 | 0.9 | KG | 383.35 | 383.35 | LP17 | LP17 | circuit breaker 3VA1 IEC frame 160 breaking capacity class M Icu=55kA @ 415V 3-pole, line protection TM240, ATAM, In=20A overload protection Ir=14A...20A short-circuit protection Ii=8...16 x In clamp connection undervoltage release (UVR) 208-230V AC 50/60Hz | - | 0 | 0
3VA1120-5EF36-0DC0 |  | 3VA1120-5EF36-0DC0 | 1 | UN | 1 | 10 | C | D | EAR99 | N | 85362010 | 1 | 4042949072980 | 1.05 | KG | 430.1 | 430.1 | LP17 | LP17 | circuit breaker 3VA1 IEC frame 160 breaking capacity class M Icu=55kA @ 415V 3-pole, line protection TM240, ATAM, In=20A overload protection Ir=14A...20A short-circuit protection Ii=8...16 x In clamp connection undervoltage release (UVR) 208-230V AC 50/60Hz 2 auxiliary switches HQ | - | 0 | 0
3VA1120-5EF36-0DH0 |  | 3VA1120-5EF36-0DH0 | 1 | UN | 1 | 10 | C | D | EAR99 | N | 85362010 | 1 | 4042949085522 | 1.08 | KG | 453.9 | 453.9 | LP17 | LP17 | circuit breaker 3VA1 IEC frame 160 breaking capacity class M Icu=55kA @ 415V 3-pole, line protection TM240, ATAM, In=20A overload protection Ir=14A...20A short-circuit protection Ii=8...16 x In clamp connection undervoltage release (UVR) 208-230V AC 50/60Hz 2 auxiliary switches HQ 1 trip alarm switch HQ | - | 0 | 0
3VA1120-5EF36-0HA0 |  | 3VA1120-5EF36-0HA0 | 1 | UN | 1 | 10 | C | D | EAR99 | N | 85362010 | 1 | 4042949047544 | 0.9 | KG | 358.7 | 358.7 | LP17 | LP17 | circuit breaker 3VA1 IEC frame 160 breaking capacity class M Icu=55kA @ 415V 3-pole, line protection TM240, ATAM, In=20A overload protection Ir=14A...20A short-circuit protection Ii=8...16 x In clamp connection shunt trip (STL) 12-30V DC, 24V AC 50/60Hz | - | 0 | 0
3VA1120-5EF36-0HC0 |  | 3VA1120-5EF36-0HC0 | 1 | UN | 1 | 10 | C | D | EAR99 | N | 85362010 | 1 | 4042949075073 | 1.05 | KG | 405.45 | 405.45 | LP17 | LP17 | circuit breaker 3VA1 IEC frame 160 breaking capacity class M Icu=55kA @ 415V 3-pole, line protection TM240, ATAM, In=20A overload protection Ir=14A...20A short-circuit protection Ii=8...16 x In clamp connection shunt trip (STL) 12-30V DC, 24V AC 50/60Hz 2 auxiliary switches HQ | - | 0 | 0
3VA1120-5EF36-0HH0 |  | 3VA1120-5EF36-0HH0 | 1 | UN | 1 | 10 | C | D | EAR99 | N | 85362010 | 1 | 4042949087618 | 1.08 | KG | 429.25 | 429.25 | LP17 | LP17 | circuit breaker 3VA1 IEC frame 160 breaking capacity class M Icu=55kA @ 415V 3-pole, line protection TM240, ATAM, In=20A overload protection Ir=14A...20A short-circuit protection Ii=8...16 x In clamp connection shunt trip (STL) 12-30V DC, 24V AC 50/60Hz 2 auxiliary switches HQ 1 trip alarm switch HQ | - | 0 | 0
3VA1120-5EF36-0JA0 |  | 3VA1120-5EF36-0JA0 | 1 | UN | 1 | 10 | C | D | EAR99 | N | 85362010 | 1 | 4042949049630 | 0.9 | KG | 358.7 | 358.7 | LP17 | LP17 | circuit breaker 3VA1 IEC frame 160 breaking capacity class M Icu=55kA @ 415V 3-pole, line protection TM240, ATAM, In=20A overload protection Ir=14A...20A short-circuit protection Ii=8...16 x In clamp connection shunt trip (STL) 110-127V DC, AC 50/60Hz | - | 0 | 0
3VA1120-5EF36-0JC0 |  | 3VA1120-5EF36-0JC0 | 1 | UN | 1 | 10 | C | D | EAR99 | N | 85362010 | 1 | 4042949077169 | 1.05 | KG | 405.45 | 405.45 | LP17 | LP17 | circuit breaker 3VA1 IEC frame 160 breaking capacity class M Icu=55kA @ 415V 3-pole, line protection TM240, ATAM, In=20A overload protection Ir=14A...20A short-circuit protection Ii=8...16 x In clamp connection shunt trip (STL) 110-127V DC, AC 50/60Hz 2 auxiliary switches HQ | - | 0 | 0
3VA1120-5EF36-0JH0 |  | 3VA1120-5EF36-0JH0 | 1 | UN | 1 | 10 | C | D | EAR99 | N | 85362010 | 1 | 4042949089704 | 1.08 | KG | 429.25 | 429.25 | LP17 | LP17 | circuit breaker 3VA1 IEC frame 160 breaking capacity class M Icu=55kA @ 415V 3-pole, line protection TM240, ATAM, In=20A overload protection Ir=14A...20A short-circuit protection Ii=8...16 x In clamp connection shunt trip (STL) 110-127V DC, AC 50/60Hz 2 auxiliary switches HQ 1 trip alarm switch HQ | - | 0 | 0
3VA1120-5EF36-0KA0 |  | 3VA1120-5EF36-0KA0 | 1 | UN | 1 | 10 | C | D | EAR99 | N | 85362010 | 1 | 4042949051725 | 1.05 | KG | 358.7 | 358.7 | LP17 | LP17 | circuit breaker 3VA1 IEC frame 160 breaking capacity class M Icu=55kA @ 415V 3-pole, line protection TM240, ATAM, In=20A overload protection Ir=14A...20A short-circuit protection Ii=8...16 x In clamp connection shunt trip (STL) 220-250V DC, 208-277V AC | - | 0 | 0
3VA1120-5EF36-0KC0 |  | 3VA1120-5EF36-0KC0 | 1 | UN | 1 | 10 | C | D | EAR99 | N | 85362010 | 1 | 4042949079255 | 1.05 | KG | 405.45 | 405.45 | LP17 | LP17 | circuit breaker 3VA1 IEC frame 160 breaking capacity class M Icu=55kA @ 415V 3-pole, line protection TM240, ATAM, In=20A overload protection Ir=14A...20A short-circuit protection Ii=8...16 x In clamp connection shunt trip (STL) 220-250V DC, 208-277V AC 2 auxiliary switches HQ | - | 0 | 0
3VA1120-5EF36-0KH0 |  | 3VA1120-5EF36-0KH0 | 1 | UN | 1 | 10 | C | D | EAR99 | N | 85362010 | 1 | 4042949091790 | 1.08 | KG | 429.25 | 429.25 | LP17 | LP17 | circuit breaker 3VA1 IEC frame 160 breaking capacity class M Icu=55kA @ 415V 3-pole, line protection TM240, ATAM, In=20A overload protection Ir=14A...20A short-circuit protection Ii=8...16 x In clamp connection shunt trip (STL) 220-250V DC, 208-277V AC 2 auxiliary switches HQ 1 trip alarm switch HQ | - | 0 | 0
3VA1120-5EF42-0AA0 |  | 3VA1120-5EF42-0AA0 | 1 | UN | 1 | 5 | B | D | EAR99 | N | 85362010 | 1 | 4042948809006 | 1.192 | KG | 317.3 | 308.3 | LP17 | LP17 | circuit breaker 3VA1 IEC frame 160 breaking capacity class M Icu=55kA @ 415V 4-pole, line protection TM240, ATAM, In=20A overload protection Ir=14A...20A short-circuit protection Ii=8...16 x In N conductor unprotected nut keeper kit | Lista Papel 2020 SI | 0 | 0
3VA1120-5EF46-0AA0 |  | 3VA1120-5EF46-0AA0 | 1 | UN | 1 | 5 | B | D | EAR99 | N | 85362010 | 1 | 4042948820780 | 1.279 | KG | 345.2 | 335.4 | LP17 | LP17 | circuit breaker 3VA1 IEC frame 160 breaking capacity class M Icu=55kA @ 415V 4-pole, line protection TM240, ATAM, In=20A overload protection Ir=14A...20A short-circuit protection Ii=8...16 x In N conductor unprotected clamp connection | Lista Papel 2020 SI | 0 | 0
3VA1120-5GD42-0AA0 |  | 3VA1120-5GD42-0AA0 | 1 | UN | 1 | 5 | B | D | EAR99 | N | 85362010 | 1 | 4042948832387 | 1.2 | KG | 294.4 | 286.2 | LP17 | LP17 | circuit breaker 3VA1 IEC frame 160 breaking capacity class M Icu=55kA @ 415V 4-pole, line protection TM210, FTFM, In=20A overload protection Ir=20A fixed short-circuit protection Ii=16 x In N conductor protection 100% nut keeper kit | Lista Papel 2020 SI | 0 | 0
3VA1120-5GD46-0AA0 |  | 3VA1120-5GD46-0AA0 | 1 | UN | 1 | 5 | B | D | EAR99 | N | 85362010 | 1 | 4042948824801 | 1.17 | KG | 323.9 | 314.9 | LP17 | LP17 | circuit breaker 3VA1 IEC frame 160 breaking capacity class M Icu=55kA @ 415V 4-pole, line protection TM210, FTFM, In=20A overload protection Ir=20A fixed short-circuit protection Ii=16 x In N conductor protection 100% clamp connection | Lista Papel 2020 SI | 0 | 0
3VA1120-5GE42-0AA0 |  | 3VA1120-5GE42-0AA0 | 1 | UN | 1 | 5 | B | D | EAR99 | N | 85362010 | 1 | 4042948832370 | 1.227 | KG | 300.9 | 292.7 | LP17 | LP17 | circuit breaker 3VA1 IEC frame 160 breaking capacity class M Icu=55kA @ 415V 4-pole, line protection TM220, ATFM, In=20A overload protection Ir=14A...20A short-circuit protection Ii=16 x In N conductor protection 100% nut keeper kit | Lista Papel 2020 SI | 0 | 0
3VA1120-5GE46-0AA0 |  | 3VA1120-5GE46-0AA0 | 1 | UN | 1 | 5 | B | D | EAR99 | N | 85362010 | 1 | 4042948824818 | 1.17 | KG | 328.8 | 319.8 | LP17 | LP17 | circuit breaker 3VA1 IEC frame 160 breaking capacity class M Icu=55kA @ 415V 4-pole, line protection TM220, ATFM, In=20A overload protection Ir=14A...20A short-circuit protection Ii=16 x In N conductor protection 100% clamp connection | Lista Papel 2020 SI | 0 | 0
3VA1120-5GF42-0AA0 |  | 3VA1120-5GF42-0AA0 | 1 | UN | 1 | 5 | B | D | EAR99 | N | 85362010 | 1 | 4042948832363 | 1.23 | KG | 317.3 | 308.3 | LP17 | LP17 | circuit breaker 3VA1 IEC frame 160 breaking capacity class M Icu=55kA @ 415V 4-pole, line protection TM240, ATAM, In=20A overload protection Ir=14A...20A short-circuit protection Ii=8...16 x In N conductor protection 100% nut keeper kit | Lista Papel 2020 SI | 0 | 0
3VA1120-5GF46-0AA0 |  | 3VA1120-5GF46-0AA0 | 1 | UN | 1 | 5 | B | D | EAR99 | N | 85362010 | 1 | 4042948824306 | 1.17 | KG | 345.2 | 335.4 | LP17 | LP17 | circuit breaker 3VA1 IEC frame 160 breaking capacity class M Icu=55kA @ 415V 4-pole, line protection TM240, ATAM, In=20A overload protection Ir=14A...20A short-circuit protection Ii=8...16 x In N conductor protection 100% clamp connection | Lista Papel 2020 SI | 0 | 0
3VA1120-5MH32-0AA0 |  | 3VA1120-5MH32-0AA0 | 1 | UN | 1 | 5 | B | D | EAR99 | N | 85362010 | 1 | 4042948828410 | 950 | G | 252.45 | 252.45 | LP17 | LP17 | circuit breaker 3VA1 IEC frame 160 breaking capacity class M Icu=55kA @ 415V 3-pole, starter protection TM120M, AM, In=20A without overload protection short-circuit protection Ii=7...16 x In nut keeper kit | - | 0 | 0
3VA1120-5MH36-0AA0 |  | 3VA1120-5MH36-0AA0 | 1 | UN | 1 | 5 | B | D | EAR99 | N | 85362010 | 1 | 4042948828403 | 1 | KG | 274.55 | 274.55 | LP17 | LP17 | circuit breaker 3VA1 IEC frame 160 breaking capacity class M Icu=55kA @ 415V 3-pole, starter protection TM120M, AM, In=20A without overload protection short-circuit protection Ii=7...16 x In clamp connection | - | 0 | 0
3VA1120-6ED32-0AA0 |  | 3VA1120-6ED32-0AA0 | 1 | UN | 1 | 5 | B | D | EAR99 | N | 85362010 | 1 | 4042948812228 | 0.936 | KG | 248.5 | 241.1 | LP17 | LP17 | circuit breaker 3VA1 IEC frame 160 breaking capacity class H Icu=70kA @ 415V 3-pole, line protection TM210, FTFM, In=20A overload protection Ir=20A fixed short-circuit protection Ii=16 x In nut keeper kit | Lista Papel 2020 SI | 0 | 0
3VA1120-6ED36-0AA0 |  | 3VA1120-6ED36-0AA0 | 1 | UN | 1 | 5 | B | D | EAR99 | N | 85362010 | 1 | 4042948821305 | 1.033 | KG | 268.1 | 260.8 | LP17 | LP17 | circuit breaker 3VA1 IEC frame 160 breaking capacity class H Icu=70kA @ 415V 3-pole, line protection TM210, FTFM, In=20A overload protection Ir=20A fixed short-circuit protection Ii=16 x In clamp connection | Lista Papel 2020 SI | 0 | 0
3VA1120-6ED42-0AA0 |  | 3VA1120-6ED42-0AA0 | 1 | UN | 1 | 5 | B | D | EAR99 | N | 85362010 | 1 | 4042948813102 | 1.2 | KG | 321.4 | 312.4 | LP17 | LP17 | circuit breaker 3VA1 IEC frame 160 breaking capacity class H Icu=70kA @ 415V 4-pole, line protection TM210, FTFM, In=20A overload protection Ir=20A fixed short-circuit protection Ii=16 x In N conductor unprotected nut keeper kit | Lista Papel 2020 SI | 0 | 0
3VA1120-6ED46-0AA0 |  | 3VA1120-6ED46-0AA0 | 1 | UN | 1 | 5 | B | D | EAR99 | N | 85362010 | 1 | 4042948822180 | 1.17 | KG | 350.1 | 340.3 | LP17 | LP17 | circuit breaker 3VA1 IEC frame 160 breaking capacity class H Icu=70kA @ 415V 4-pole, line protection TM210, FTFM, In=20A overload protection Ir=20A fixed short-circuit protection Ii=16 x In N conductor unprotected clamp connection | Lista Papel 2020 SI | 0 | 0
3VA1120-6EE32-0AA0 |  | 3VA1120-6EE32-0AA0 | 1 | UN | 1 | 5 | B | D | EAR99 | N | 85362010 | 1 | 4042948812235 | 962 | G | 253.4 | 246 | LP17 | LP17 | circuit breaker 3VA1 IEC frame 160 breaking capacity class H Icu=70kA @ 415V 3-pole, line protection TM220, ATFM, In=20A overload protection Ir=14A...20A short-circuit protection Ii=16 x In nut keeper kit | Lista Papel 2020 SI | 0 | 0
3VA1120-6EE36-0AA0 |  | 3VA1120-6EE36-0AA0 | 1 | UN | 1 | 5 | B | D | EAR99 | N | 85362010 | 1 | 4042948821312 | 1.032 | KG | 273.1 | 265.7 | LP17 | LP17 | circuit breaker 3VA1 IEC frame 160 breaking capacity class H Icu=70kA @ 415V 3-pole, line protection TM220, ATFM, In=20A overload protection Ir=14A...20A short-circuit protection Ii=16 x In clamp connection | Lista Papel 2020 SI | 0 | 0
3VA1120-6EE42-0AA0 |  | 3VA1120-6EE42-0AA0 | 1 | UN | 1 | 5 | B | D | EAR99 | N | 85362010 | 1 | 4042948813119 | 1.2 | KG | 328.8 | 319.8 | LP17 | LP17 | circuit breaker 3VA1 IEC frame 160 breaking capacity class H Icu=70kA @ 415V 4-pole, line protection TM220, ATFM, In=20A overload protection Ir=14A...20A short-circuit protection Ii=16 x In N conductor unprotected nut keeper kit | Lista Papel 2020 SI | 0 | 0
3VA1120-6EE46-0AA0 |  | 3VA1120-6EE46-0AA0 | 1 | UN | 1 | 5 | B | D | EAR99 | N | 85362010 | 1 | 4042948822197 | 1.17 | KG | 356.7 | 346.9 | LP17 | LP17 | circuit breaker 3VA1 IEC frame 160 breaking capacity class H Icu=70kA @ 415V 4-pole, line protection TM220, ATFM, In=20A overload protection Ir=14A...20A short-circuit protection Ii=16 x In N conductor unprotected clamp connection | Lista Papel 2020 SI | 0 | 0
3VA1120-6EF32-0AA0 |  | 3VA1120-6EF32-0AA0 | 1 | UN | 1 | 5 | B | D | EAR99 | N | 85362010 | 1 | 4042948808573 | 0.959 | KG | 265.7 | 258.3 | LP17 | LP17 | circuit breaker 3VA1 IEC frame 160 breaking capacity class H Icu=70kA @ 415V 3-pole, line protection TM240, ATAM, In=20A overload protection Ir=14A...20A short-circuit protection Ii=8...16 x In nut keeper kit | Lista Papel 2020 SI | 0 | 0
3VA1120-6EF32-0AB0 |  | 3VA1120-6EF32-0AB0 | 1 | UN | 1 | 10 | C | D | EAR99 | N | 85362010 | 1 | 4042949053804 | 0.96 | KG | 345.1 | 345.1 | LP17 | LP17 | circuit breaker 3VA1 IEC frame 160 breaking capacity class H Icu=70kA @ 415V 3-pole, line protection TM240, ATAM, In=20A overload protection Ir=14A...20A short-circuit protection Ii=8...16 x In nut keeper kit 2 auxiliary switches HP | - | 0 | 0
3VA1120-6EF32-0AC0 |  | 3VA1120-6EF32-0AC0 | 1 | UN | 1 | 10 | C | D | EAR99 | N | 85362010 | 1 | 4042949055891 | 0.96 | KG | 321.3 | 321.3 | LP17 | LP17 | circuit breaker 3VA1 IEC frame 160 breaking capacity class H Icu=70kA @ 415V 3-pole, line protection TM240, ATAM, In=20A overload protection Ir=14A...20A short-circuit protection Ii=8...16 x In nut keeper kit 2 auxiliary switches HQ | - | 0 | 0
3VA1120-6EF32-0AD0 |  | 3VA1120-6EF32-0AD0 | 1 | UN | 1 | 10 | C | D | EAR99 | N | 85362010 | 1 | 4042949057987 | 0.99 | KG | 345.1 | 345.1 | LP17 | LP17 | circuit breaker 3VA1 IEC frame 160 breaking capacity class H Icu=70kA @ 415V 3-pole, line protection TM240, ATAM, In=20A overload protection Ir=14A...20A short-circuit protection Ii=8...16 x In nut keeper kit 3 auxiliary switches HQ | - | 0 | 0
3VA1120-6EF32-0AE0 |  | 3VA1120-6EF32-0AE0 | 1 | UN | 1 | 10 | C | D | EAR99 | N | 85362010 | 1 | 4042949060079 | 1.02 | KG | 369.75 | 369.75 | LP17 | LP17 | circuit breaker 3VA1 IEC frame 160 breaking capacity class H Icu=70kA @ 415V 3-pole, line protection TM240, ATAM, In=20A overload protection Ir=14A...20A short-circuit protection Ii=8...16 x In nut keeper kit 4 auxiliary switches HQ | - | 0 | 0
3VA1120-6EF32-0AF0 |  | 3VA1120-6EF32-0AF0 | 1 | UN | 1 | 10 | C | D | EAR99 | N | 85362010 | 1 | 4042949062165 | 0.96 | KG | 321.3 | 321.3 | LP17 | LP17 | circuit breaker 3VA1 IEC frame 160 breaking capacity class H Icu=70kA @ 415V 3-pole, line protection TM240, ATAM, In=20A overload protection Ir=14A...20A short-circuit protection Ii=8...16 x In nut keeper kit 1 auxiliary switch HQ 1 trip alarm switch HQ | - | 0 | 0
3VA1120-6EF32-0AG0 |  | 3VA1120-6EF32-0AG0 | 1 | UN | 1 | 10 | C | D | EAR99 | N | 85362010 | 1 | 4042949064251 | 0.96 | KG | 345.1 | 345.1 | LP17 | LP17 | circuit breaker 3VA1 IEC frame 160 breaking capacity class H Icu=70kA @ 415V 3-pole, line protection TM240, ATAM, In=20A overload protection Ir=14A...20A short-circuit protection Ii=8...16 x In nut keeper kit 1 auxiliary switch HP 1 trip alarm switch HP | - | 0 | 0
3VA1120-6EF32-0AH0 |  | 3VA1120-6EF32-0AH0 | 1 | UN | 1 | 10 | C | D | EAR99 | N | 85362010 | 1 | 4042949066347 | 0.99 | KG | 345.1 | 345.1 | LP17 | LP17 | circuit breaker 3VA1 IEC frame 160 breaking capacity class H Icu=70kA @ 415V 3-pole, line protection TM240, ATAM, In=20A overload protection Ir=14A...20A short-circuit protection Ii=8...16 x In nut keeper kit 2 auxiliary switches HQ 1 trip alarm switch HQ | - | 0 | 0
3VA1120-6EF32-0BA0 |  | 3VA1120-6EF32-0BA0 | 1 | UN | 1 | 10 | C | D | EAR99 | N | 85362010 | 1 | 4042949041269 | 0.9 | KG | 384.2 | 384.2 | LP17 | LP17 | circuit breaker 3VA1 IEC frame 160 breaking capacity class H Icu=70kA @ 415V 3-pole, line protection TM240, ATAM, In=20A overload protection Ir=14A...20A short-circuit protection Ii=8...16 x In nut keeper kit undervoltage release (UVR) 24V DC | - | 0 | 0
3VA1120-6EF32-0BC0 |  | 3VA1120-6EF32-0BC0 | 1 | UN | 1 | 10 | C | D | EAR99 | N | 85362010 | 1 | 4042949068792 | 1.05 | KG | 430.95 | 430.95 | LP17 | LP17 | circuit breaker 3VA1 IEC frame 160 breaking capacity class H Icu=70kA @ 415V 3-pole, line protection TM240, ATAM, In=20A overload protection Ir=14A...20A short-circuit protection Ii=8...16 x In nut keeper kit undervoltage release (UVR) 24V DC 2 auxiliary switches HQ | - | 0 | 0
3VA1120-6EF32-0BH0 |  | 3VA1120-6EF32-0BH0 | 1 | UN | 1 | 10 | C | D | EAR99 | N | 85362010 | 1 | 4042949081333 | 1.05 | KG | 454.75 | 454.75 | LP17 | LP17 | circuit breaker 3VA1 IEC frame 160 breaking capacity class H Icu=70kA @ 415V 3-pole, line protection TM240, ATAM, In=20A overload protection Ir=14A...20A short-circuit protection Ii=8...16 x In nut keeper kit undervoltage release (UVR) 24V DC 2 auxiliary switches HQ 1 trip alarm switch HQ | - | 0 | 0
3VA1120-6EF32-0CA0 |  | 3VA1120-6EF32-0CA0 | 1 | UN | 1 | 10 | C | D | EAR99 | N | 85362010 | 1 | 4042949043355 | 0.9 | KG | 384.2 | 384.2 | LP17 | LP17 | circuit breaker 3VA1 IEC frame 160 breaking capacity class H Icu=70kA @ 415V 3-pole, line protection TM240, ATAM, In=20A overload protection Ir=14A...20A short-circuit protection Ii=8...16 x In nut keeper kit undervoltage release (UVR) 120-127V AC 50/60Hz | - | 0 | 0
3VA1120-6EF32-0CC0 |  | 3VA1120-6EF32-0CC0 | 1 | UN | 1 | 10 | C | D | EAR99 | N | 85362010 | 1 | 4042949070887 | 1.05 | KG | 430.95 | 430.95 | LP17 | LP17 | circuit breaker 3VA1 IEC frame 160 breaking capacity class H Icu=70kA @ 415V 3-pole, line protection TM240, ATAM, In=20A overload protection Ir=14A...20A short-circuit protection Ii=8...16 x In nut keeper kit undervoltage release (UVR) 120-127V AC 50/60Hz 2 auxiliary switches HQ | - | 0 | 0
3VA1120-6EF32-0CH0 |  | 3VA1120-6EF32-0CH0 | 1 | UN | 1 | 10 | C | D | EAR99 | N | 85362010 | 1 | 4042949083429 | 1.08 | KG | 454.75 | 454.75 | LP17 | LP17 | circuit breaker 3VA1 IEC frame 160 breaking capacity class H Icu=70kA @ 415V 3-pole, line protection TM240, ATAM, In=20A overload protection Ir=14A...20A short-circuit protection Ii=8...16 x In nut keeper kit undervoltage release (UVR) 120-127V AC 50/60Hz 2 auxiliary switches HQ 1 trip alarm switch HQ | - | 0 | 0
3VA1120-6EF32-0DA0 |  | 3VA1120-6EF32-0DA0 | 1 | UN | 1 | 10 | C | D | EAR99 | N | 85362010 | 1 | 4042949045441 | 0.9 | KG | 384.2 | 384.2 | LP17 | LP17 | circuit breaker 3VA1 IEC frame 160 breaking capacity class H Icu=70kA @ 415V 3-pole, line protection TM240, ATAM, In=20A overload protection Ir=14A...20A short-circuit protection Ii=8...16 x In nut keeper kit undervoltage release (UVR) 208-230V AC 50/60Hz | - | 0 | 0
3VA1120-6EF32-0DC0 |  | 3VA1120-6EF32-0DC0 | 1 | UN | 1 | 10 | C | D | EAR99 | N | 85362010 | 1 | 4042949072973 | 1.05 | KG | 430.95 | 430.95 | LP17 | LP17 | circuit breaker 3VA1 IEC frame 160 breaking capacity class H Icu=70kA @ 415V 3-pole, line protection TM240, ATAM, In=20A overload protection Ir=14A...20A short-circuit protection Ii=8...16 x In nut keeper kit undervoltage release (UVR) 208-230V AC 50/60Hz 2 auxiliary switches HQ | - | 0 | 0
3VA1120-6EF32-0DH0 |  | 3VA1120-6EF32-0DH0 | 1 | UN | 1 | 10 | C | D | EAR99 | N | 85362010 | 1 | 4042949085515 | 1.08 | KG | 454.75 | 454.75 | LP17 | LP17 | circuit breaker 3VA1 IEC frame 160 breaking capacity class H Icu=70kA @ 415V 3-pole, line protection TM240, ATAM, In=20A overload protection Ir=14A...20A short-circuit protection Ii=8...16 x In nut keeper kit undervoltage release (UVR) 208-230V AC 50/60Hz 2 auxiliary switches HQ 1 trip alarm switch HQ | - | 0 | 0
3VA1120-6EF32-0HA0 |  | 3VA1120-6EF32-0HA0 | 1 | UN | 1 | 10 | C | D | EAR99 | N | 85362010 | 1 | 4042949047537 | 0.9 | KG | 359.55 | 359.55 | LP17 | LP17 | circuit breaker 3VA1 IEC frame 160 breaking capacity class H Icu=70kA @ 415V 3-pole, line protection TM240, ATAM, In=20A overload protection Ir=14A...20A short-circuit protection Ii=8...16 x In nut keeper kit shunt trip (STL) 12-30V DC, 24V AC 50/60Hz | - | 0 | 0
3VA1120-6EF32-0HC0 |  | 3VA1120-6EF32-0HC0 | 1 | UN | 1 | 10 | C | D | EAR99 | N | 85362010 | 1 | 4042949075066 | 1.05 | KG | 406.3 | 406.3 | LP17 | LP17 | circuit breaker 3VA1 IEC frame 160 breaking capacity class H Icu=70kA @ 415V 3-pole, line protection TM240, ATAM, In=20A overload protection Ir=14A...20A short-circuit protection Ii=8...16 x In nut keeper kit shunt trip (STL) 12-30V DC, 24V AC 50/60Hz 2 auxiliary switches HQ | - | 0 | 0
3VA1120-6EF32-0HH0 |  | 3VA1120-6EF32-0HH0 | 1 | UN | 1 | 10 | C | D | EAR99 | N | 85362010 | 1 | 4042949087601 | 1.08 | KG | 430.1 | 430.1 | LP17 | LP17 | circuit breaker 3VA1 IEC frame 160 breaking capacity class H Icu=70kA @ 415V 3-pole, line protection TM240, ATAM, In=20A overload protection Ir=14A...20A short-circuit protection Ii=8...16 x In nut keeper kit shunt trip (STL) 12-30V DC, 24V AC 50/60Hz 2 auxiliary switches HQ 1 trip alarm switch HQ | - | 0 | 0
3VA1120-6EF32-0JA0 |  | 3VA1120-6EF32-0JA0 | 1 | UN | 1 | 10 | C | D | EAR99 | N | 85362010 | 1 | 4042949049623 | 0.9 | KG | 359.55 | 359.55 | LP17 | LP17 | circuit breaker 3VA1 IEC frame 160 breaking capacity class H Icu=70kA @ 415V 3-pole, line protection TM240, ATAM, In=20A overload protection Ir=14A...20A short-circuit protection Ii=8...16 x In nut keeper kit shunt trip (STL) 110-127V DC, AC 50/60Hz | - | 0 | 0
3VA1120-6EF32-0JC0 |  | 3VA1120-6EF32-0JC0 | 1 | UN | 1 | 10 | C | D | EAR99 | N | 85362010 | 1 | 4042949077152 | 1.05 | KG | 406.3 | 406.3 | LP17 | LP17 | circuit breaker 3VA1 IEC frame 160 breaking capacity class H Icu=70kA @ 415V 3-pole, line protection TM240, ATAM, In=20A overload protection Ir=14A...20A short-circuit protection Ii=8...16 x In nut keeper kit shunt trip (STL) 110-127V DC, AC 50/60Hz 2 auxiliary switches HQ | - | 0 | 0
3VA1120-6EF32-0JH0 |  | 3VA1120-6EF32-0JH0 | 1 | UN | 1 | 10 | C | D | EAR99 | N | 85362010 | 1 | 4042949089698 | 1.08 | KG | 430.1 | 430.1 | LP17 | LP17 | circuit breaker 3VA1 IEC frame 160 breaking capacity class H Icu=70kA @ 415V 3-pole, line protection TM240, ATAM, In=20A overload protection Ir=14A...20A short-circuit protection Ii=8...16 x In nut keeper kit shunt trip (STL) 110-127V DC, AC 50/60Hz 2 auxiliary switches HQ 1 trip alarm switch HQ | - | 0 | 0
3VA1120-6EF32-0KA0 |  | 3VA1120-6EF32-0KA0 | 1 | UN | 1 | 10 | C | D | EAR99 | N | 85362010 | 1 | 4042949051718 | 1.05 | KG | 359.55 | 359.55 | LP17 | LP17 | circuit breaker 3VA1 IEC frame 160 breaking capacity class H Icu=70kA @ 415V 3-pole, line protection TM240, ATAM, In=20A overload protection Ir=14A...20A short-circuit protection Ii=8...16 x In nut keeper kit shunt trip (STL) 220-250V DC, 208-277V AC | - | 0 | 0
3VA1120-6EF32-0KC0 |  | 3VA1120-6EF32-0KC0 | 1 | UN | 1 | 10 | C | D | EAR99 | N | 85362010 | 1 | 4042949079248 | 1.05 | KG | 406.3 | 406.3 | LP17 | LP17 | circuit breaker 3VA1 IEC frame 160 breaking capacity class H Icu=70kA @ 415V 3-pole, line protection TM240, ATAM, In=20A overload protection Ir=14A...20A short-circuit protection Ii=8...16 x In nut keeper kit shunt trip (STL) 220-250V DC, 208-277V AC 2 auxiliary switches HQ | - | 0 | 0
3VA1120-6EF32-0KH0 |  | 3VA1120-6EF32-0KH0 | 1 | UN | 1 | 10 | C | D | EAR99 | N | 85362010 | 1 | 4042949091783 | 1.08 | KG | 430.1 | 430.1 | LP17 | LP17 | circuit breaker 3VA1 IEC frame 160 breaking capacity class H Icu=70kA @ 415V 3-pole, line protection TM240, ATAM, In=20A overload protection Ir=14A...20A short-circuit protection Ii=8...16 x In nut keeper kit shunt trip (STL) 220-250V DC, 208-277V AC 2 auxiliary switches HQ 1 trip alarm switch HQ | - | 0 | 0
3VA1120-6EF36-0AA0 |  | 3VA1120-6EF36-0AA0 | 1 | UN | 1 | 5 | B | D | EAR99 | N | 85362010 | 1 | 4042948820353 | 1.022 | KG | 287.8 | 279.6 | LP17 | LP17 | circuit breaker 3VA1 IEC frame 160 breaking capacity class H Icu=70kA @ 415V 3-pole, line protection TM240, ATAM, In=20A overload protection Ir=14A...20A short-circuit protection Ii=8...16 x In clamp connection | Lista Papel 2020 SI | 0 | 0
3VA1120-6EF36-0AB0 |  | 3VA1120-6EF36-0AB0 | 1 | UN | 1 | 10 | C | D | EAR99 | N | 85362010 | 1 | 4042949053798 | 0.96 | KG | 368.05 | 368.05 | LP17 | LP17 | circuit breaker 3VA1 IEC frame 160 breaking capacity class H Icu=70kA @ 415V 3-pole, line protection TM240, ATAM, In=20A overload protection Ir=14A...20A short-circuit protection Ii=8...16 x In clamp connection 2 auxiliary switches HP | - | 0 | 0
3VA1120-6EF36-0AC0 |  | 3VA1120-6EF36-0AC0 | 1 | UN | 1 | 10 | C | D | EAR99 | N | 85362010 | 1 | 4042949055884 | 0.96 | KG | 343.4 | 343.4 | LP17 | LP17 | circuit breaker 3VA1 IEC frame 160 breaking capacity class H Icu=70kA @ 415V 3-pole, line protection TM240, ATAM, In=20A overload protection Ir=14A...20A short-circuit protection Ii=8...16 x In clamp connection 2 auxiliary switches HQ | - | 0 | 0
3VA1120-6EF36-0AD0 |  | 3VA1120-6EF36-0AD0 | 1 | UN | 1 | 10 | C | D | EAR99 | N | 85362010 | 1 | 4042949057970 | 0.99 | KG | 368.05 | 368.05 | LP17 | LP17 | circuit breaker 3VA1 IEC frame 160 breaking capacity class H Icu=70kA @ 415V 3-pole, line protection TM240, ATAM, In=20A overload protection Ir=14A...20A short-circuit protection Ii=8...16 x In clamp connection 3 auxiliary switches HQ | - | 0 | 0
3VA1120-6EF36-0AE0 |  | 3VA1120-6EF36-0AE0 | 1 | UN | 1 | 10 | C | D | EAR99 | N | 85362010 | 1 | 4042949060062 | 1.02 | KG | 391 | 391 | LP17 | LP17 | circuit breaker 3VA1 IEC frame 160 breaking capacity class H Icu=70kA @ 415V 3-pole, line protection TM240, ATAM, In=20A overload protection Ir=14A...20A short-circuit protection Ii=8...16 x In clamp connection 4 auxiliary switches HQ | - | 0 | 0
3VA1120-6EF36-0AF0 |  | 3VA1120-6EF36-0AF0 | 1 | UN | 1 | 10 | C | D | EAR99 | N | 85362010 | 1 | 4042949062158 | 0.96 | KG | 343.4 | 343.4 | LP17 | LP17 | circuit breaker 3VA1 IEC frame 160 breaking capacity class H Icu=70kA @ 415V 3-pole, line protection TM240, ATAM, In=20A overload protection Ir=14A...20A short-circuit protection Ii=8...16 x In clamp connection 1 auxiliary switch HQ 1 trip alarm switch HQ | - | 0 | 0
3VA1120-6EF36-0AG0 |  | 3VA1120-6EF36-0AG0 | 1 | UN | 1 | 10 | C | D | EAR99 | N | 85362010 | 1 | 4042949064244 | 0.96 | KG | 368.05 | 368.05 | LP17 | LP17 | circuit breaker 3VA1 IEC frame 160 breaking capacity class H Icu=70kA @ 415V 3-pole, line protection TM240, ATAM, In=20A overload protection Ir=14A...20A short-circuit protection Ii=8...16 x In clamp connection 1 auxiliary switch HP 1 trip alarm switch HP | - | 0 | 0
3VA1120-6EF36-0AH0 |  | 3VA1120-6EF36-0AH0 | 1 | UN | 1 | 10 | C | D | EAR99 | N | 85362010 | 1 | 4042949066330 | 0.99 | KG | 368.05 | 368.05 | LP17 | LP17 | circuit breaker 3VA1 IEC frame 160 breaking capacity class H Icu=70kA @ 415V 3-pole, line protection TM240, ATAM, In=20A overload protection Ir=14A...20A short-circuit protection Ii=8...16 x In clamp connection 2 auxiliary switches HQ 1 trip alarm switch HQ | - | 0 | 0
3VA1120-6EF36-0BA0 |  | 3VA1120-6EF36-0BA0 | 1 | UN | 1 | 10 | C | D | EAR99 | N | 85362010 | 1 | 4042949041252 | 0.9 | KG | 406.3 | 406.3 | LP17 | LP17 | circuit breaker 3VA1 IEC frame 160 breaking capacity class H Icu=70kA @ 415V 3-pole, line protection TM240, ATAM, In=20A overload protection Ir=14A...20A short-circuit protection Ii=8...16 x In clamp connection undervoltage release (UVR) 24V DC | - | 0 | 0
3VA1120-6EF36-0BC0 |  | 3VA1120-6EF36-0BC0 | 1 | UN | 1 | 10 | C | D | EAR99 | N | 85362010 | 1 | 4042949068785 | 1.05 | KG | 453.05 | 453.05 | LP17 | LP17 | circuit breaker 3VA1 IEC frame 160 breaking capacity class H Icu=70kA @ 415V 3-pole, line protection TM240, ATAM, In=20A overload protection Ir=14A...20A short-circuit protection Ii=8...16 x In clamp connection undervoltage release (UVR) 24V DC 2 auxiliary switches HQ | - | 0 | 0
3VA1120-6EF36-0BH0 |  | 3VA1120-6EF36-0BH0 | 1 | UN | 1 | 10 | C | D | EAR99 | N | 85362010 | 1 | 4042949081326 | 1.05 | KG | 476 | 476 | LP17 | LP17 | circuit breaker 3VA1 IEC frame 160 breaking capacity class H Icu=70kA @ 415V 3-pole, line protection TM240, ATAM, In=20A overload protection Ir=14A...20A short-circuit protection Ii=8...16 x In clamp connection undervoltage release (UVR) 24V DC 2 auxiliary switches HQ 1 trip alarm switch HQ | - | 0 | 0
3VA1120-6EF36-0CA0 |  | 3VA1120-6EF36-0CA0 | 1 | UN | 1 | 10 | C | D | EAR99 | N | 85362010 | 1 | 4042949043348 | 0.9 | KG | 406.3 | 406.3 | LP17 | LP17 | circuit breaker 3VA1 IEC frame 160 breaking capacity class H Icu=70kA @ 415V 3-pole, line protection TM240, ATAM, In=20A overload protection Ir=14A...20A short-circuit protection Ii=8...16 x In clamp connection undervoltage release (UVR) 120-127V AC 50/60Hz | - | 0 | 0
3VA1120-6EF36-0CC0 |  | 3VA1120-6EF36-0CC0 | 1 | UN | 1 | 10 | C | D | EAR99 | N | 85362010 | 1 | 4042949070870 | 1.05 | KG | 453.05 | 453.05 | LP17 | LP17 | circuit breaker 3VA1 IEC frame 160 breaking capacity class H Icu=70kA @ 415V 3-pole, line protection TM240, ATAM, In=20A overload protection Ir=14A...20A short-circuit protection Ii=8...16 x In clamp connection undervoltage release (UVR) 120-127V AC 50/60Hz 2 auxiliary switches HQ | - | 0 | 0
3VA1120-6EF36-0CH0 |  | 3VA1120-6EF36-0CH0 | 1 | UN | 1 | 10 | C | D | EAR99 | N | 85362010 | 1 | 4042949083412 | 1.08 | KG | 476 | 476 | LP17 | LP17 | circuit breaker 3VA1 IEC frame 160 breaking capacity class H Icu=70kA @ 415V 3-pole, line protection TM240, ATAM, In=20A overload protection Ir=14A...20A short-circuit protection Ii=8...16 x In clamp connection undervoltage release (UVR) 120-127V AC 50/60Hz 2 auxiliary switches HQ 1 trip alarm switch HQ | - | 0 | 0
3VA1120-6EF36-0DA0 |  | 3VA1120-6EF36-0DA0 | 1 | UN | 1 | 10 | C | D | EAR99 | N | 85362010 | 1 | 4042949045434 | 0.9 | KG | 406.3 | 406.3 | LP17 | LP17 | circuit breaker 3VA1 IEC frame 160 breaking capacity class H Icu=70kA @ 415V 3-pole, line protection TM240, ATAM, In=20A overload protection Ir=14A...20A short-circuit protection Ii=8...16 x In clamp connection undervoltage release (UVR) 208-230V AC 50/60Hz | - | 0 | 0
3VA1120-6EF36-0DC0 |  | 3VA1120-6EF36-0DC0 | 1 | UN | 1 | 10 | C | D | EAR99 | N | 85362010 | 1 | 4042949072966 | 1.05 | KG | 453.05 | 453.05 | LP17 | LP17 | circuit breaker 3VA1 IEC frame 160 breaking capacity class H Icu=70kA @ 415V 3-pole, line protection TM240, ATAM, In=20A overload protection Ir=14A...20A short-circuit protection Ii=8...16 x In clamp connection undervoltage release (UVR) 208-230V AC 50/60Hz 2 auxiliary switches HQ | - | 0 | 0
3VA1120-6EF36-0DH0 |  | 3VA1120-6EF36-0DH0 | 1 | UN | 1 | 10 | C | D | EAR99 | N | 85362010 | 1 | 4042949085508 | 1.08 | KG | 476 | 476 | LP17 | LP17 | circuit breaker 3VA1 IEC frame 160 breaking capacity class H Icu=70kA @ 415V 3-pole, line protection TM240, ATAM, In=20A overload protection Ir=14A...20A short-circuit protection Ii=8...16 x In clamp connection undervoltage release (UVR) 208-230V AC 50/60Hz 2 auxiliary switches HQ 1 trip alarm switch HQ | - | 0 | 0
3VA1120-6EF36-0HA0 |  | 3VA1120-6EF36-0HA0 | 1 | UN | 1 | 10 | C | D | EAR99 | N | 85362010 | 1 | 4042949047520 | 0.9 | KG | 381.65 | 381.65 | LP17 | LP17 | circuit breaker 3VA1 IEC frame 160 breaking capacity class H Icu=70kA @ 415V 3-pole, line protection TM240, ATAM, In=20A overload protection Ir=14A...20A short-circuit protection Ii=8...16 x In clamp connection shunt trip (STL) 12-30V DC, 24V AC 50/60Hz | - | 0 | 0
3VA1120-6EF36-0HC0 |  | 3VA1120-6EF36-0HC0 | 1 | UN | 1 | 10 | C | D | EAR99 | N | 85362010 | 1 | 4042949075059 | 1.05 | KG | 428.4 | 428.4 | LP17 | LP17 | circuit breaker 3VA1 IEC frame 160 breaking capacity class H Icu=70kA @ 415V 3-pole, line protection TM240, ATAM, In=20A overload protection Ir=14A...20A short-circuit protection Ii=8...16 x In clamp connection shunt trip (STL) 12-30V DC, 24V AC 50/60Hz 2 auxiliary switches HQ | - | 0 | 0
3VA1120-6EF36-0HH0 |  | 3VA1120-6EF36-0HH0 | 1 | UN | 1 | 10 | C | D | EAR99 | N | 85362010 | 1 | 4042949087595 | 1.08 | KG | 451.35 | 451.35 | LP17 | LP17 | circuit breaker 3VA1 IEC frame 160 breaking capacity class H Icu=70kA @ 415V 3-pole, line protection TM240, ATAM, In=20A overload protection Ir=14A...20A short-circuit protection Ii=8...16 x In clamp connection shunt trip (STL) 12-30V DC, 24V AC 50/60Hz 2 auxiliary switches HQ 1 trip alarm switch HQ | - | 0 | 0
3VA1120-6EF36-0JA0 |  | 3VA1120-6EF36-0JA0 | 1 | UN | 1 | 10 | C | D | EAR99 | N | 85362010 | 1 | 4042949049616 | 0.9 | KG | 381.65 | 381.65 | LP17 | LP17 | circuit breaker 3VA1 IEC frame 160 breaking capacity class H Icu=70kA @ 415V 3-pole, line protection TM240, ATAM, In=20A overload protection Ir=14A...20A short-circuit protection Ii=8...16 x In clamp connection shunt trip (STL) 110-127V DC, AC 50/60Hz | - | 0 | 0
3VA1120-6EF36-0JC0 |  | 3VA1120-6EF36-0JC0 | 1 | UN | 1 | 10 | C | D | EAR99 | N | 85362010 | 1 | 4042949077145 | 1.05 | KG | 428.4 | 428.4 | LP17 | LP17 | circuit breaker 3VA1 IEC frame 160 breaking capacity class H Icu=70kA @ 415V 3-pole, line protection TM240, ATAM, In=20A overload protection Ir=14A...20A short-circuit protection Ii=8...16 x In clamp connection shunt trip (STL) 110-127V DC, AC 50/60Hz 2 auxiliary switches HQ | - | 0 | 0
3VA1120-6EF36-0JH0 |  | 3VA1120-6EF36-0JH0 | 1 | UN | 1 | 10 | C | D | EAR99 | N | 85362010 | 1 | 4042949089681 | 1.08 | KG | 451.35 | 451.35 | LP17 | LP17 | circuit breaker 3VA1 IEC frame 160 breaking capacity class H Icu=70kA @ 415V 3-pole, line protection TM240, ATAM, In=20A overload protection Ir=14A...20A short-circuit protection Ii=8...16 x In clamp connection shunt trip (STL) 110-127V DC, AC 50/60Hz 2 auxiliary switches HQ 1 trip alarm switch HQ | - | 0 | 0
3VA1120-6EF36-0KA0 |  | 3VA1120-6EF36-0KA0 | 1 | UN | 1 | 10 | C | D | EAR99 | N | 85362010 | 1 | 4042949051701 | 1.05 | KG | 381.65 | 381.65 | LP17 | LP17 | circuit breaker 3VA1 IEC frame 160 breaking capacity class H Icu=70kA @ 415V 3-pole, line protection TM240, ATAM, In=20A overload protection Ir=14A...20A short-circuit protection Ii=8...16 x In clamp connection shunt trip (STL) 220-250V DC, 208-277V AC | - | 0 | 0
3VA1120-6EF36-0KC0 |  | 3VA1120-6EF36-0KC0 | 1 | UN | 1 | 10 | C | D | EAR99 | N | 85362010 | 1 | 4042949079231 | 1.05 | KG | 428.4 | 428.4 | LP17 | LP17 | circuit breaker 3VA1 IEC frame 160 breaking capacity class H Icu=70kA @ 415V 3-pole, line protection TM240, ATAM, In=20A overload protection Ir=14A...20A short-circuit protection Ii=8...16 x In clamp connection shunt trip (STL) 220-250V DC, 208-277V AC 2 auxiliary switches HQ | - | 0 | 0
3VA1120-6EF36-0KH0 |  | 3VA1120-6EF36-0KH0 | 1 | UN | 1 | 10 | C | D | EAR99 | N | 85362010 | 1 | 4042949091776 | 1.08 | KG | 451.35 | 451.35 | LP17 | LP17 | circuit breaker 3VA1 IEC frame 160 breaking capacity class H Icu=70kA @ 415V 3-pole, line protection TM240, ATAM, In=20A overload protection Ir=14A...20A short-circuit protection Ii=8...16 x In clamp connection shunt trip (STL) 220-250V DC, 208-277V AC 2 auxiliary switches HQ 1 trip alarm switch HQ | - | 0 | 0
3VA1120-6EF42-0AA0 |  | 3VA1120-6EF42-0AA0 | 1 | UN | 1 | 5 | B | D | EAR99 | N | 85362010 | 1 | 4042948809013 | 1.2 | KG | 346 | 336.2 | LP17 | LP17 | circuit breaker 3VA1 IEC frame 160 breaking capacity class H Icu=70kA @ 415V 4-pole, line protection TM240, ATAM, In=20A overload protection Ir=14A...20A short-circuit protection Ii=8...16 x In N conductor unprotected nut keeper kit | Lista Papel 2020 SI | 0 | 0
3VA1120-6EF46-0AA0 |  | 3VA1120-6EF46-0AA0 | 1 | UN | 1 | 5 | B | D | EAR99 | N | 85362010 | 1 | 4042948820797 | 1.17 | KG | 373.1 | 362.4 | LP17 | LP17 | circuit breaker 3VA1 IEC frame 160 breaking capacity class H Icu=70kA @ 415V 4-pole, line protection TM240, ATAM, In=20A overload protection Ir=14A...20A short-circuit protection Ii=8...16 x In N conductor unprotected clamp connection | Lista Papel 2020 SI | 0 | 0
3VA1120-6GD42-0AA0 |  | 3VA1120-6GD42-0AA0 | 1 | UN | 1 | 5 | B | D | EAR99 | N | 85362010 | 1 | 4042948832356 | 1.207 | KG | 321.4 | 312.4 | LP17 | LP17 | circuit breaker 3VA1 IEC frame 160 breaking capacity class H Icu=70kA @ 415V 4-pole, line protection TM210, FTFM, In=20A overload protection Ir=20A fixed short-circuit protection Ii=16 x In N conductor protection 100% nut keeper kit | Lista Papel 2020 SI | 0 | 0
3VA1120-6GD46-0AA0 |  | 3VA1120-6GD46-0AA0 | 1 | UN | 1 | 5 | B | D | EAR99 | N | 85362010 | 1 | 4042948824825 | 1.17 | KG | 350.1 | 340.3 | LP17 | LP17 | circuit breaker 3VA1 IEC frame 160 breaking capacity class H Icu=70kA @ 415V 4-pole, line protection TM210, FTFM, In=20A overload protection Ir=20A fixed short-circuit protection Ii=16 x In N conductor protection 100% clamp connection | Lista Papel 2020 SI | 0 | 0
3VA1120-6GE42-0AA0 |  | 3VA1120-6GE42-0AA0 | 1 | UN | 1 | 5 | B | D | EAR99 | N | 85362010 | 1 | 4042948832349 | 1.2 | KG | 328.8 | 319.8 | LP17 | LP17 | circuit breaker 3VA1 IEC frame 160 breaking capacity class H Icu=70kA @ 415V 4-pole, line protection TM220, ATFM, In=20A overload protection Ir=14A...20A short-circuit protection Ii=16 x In N conductor protection 100% nut keeper kit | Lista Papel 2020 SI | 0 | 0
3VA1120-6GE46-0AA0 |  | 3VA1120-6GE46-0AA0 | 1 | UN | 1 | 5 | B | D | EAR99 | N | 85362010 | 1 | 4042948824832 | 1.312 | KG | 356.7 | 346.9 | LP17 | LP17 | circuit breaker 3VA1 IEC frame 160 breaking capacity class H Icu=70kA @ 415V 4-pole, line protection TM220, ATFM, In=20A overload protection Ir=14A...20A short-circuit protection Ii=16 x In N conductor protection 100% clamp connection | Lista Papel 2020 SI | 0 | 0
3VA1120-6GF42-0AA0 |  | 3VA1120-6GF42-0AA0 | 1 | UN | 1 | 5 | B | D | EAR99 | N | 85362010 | 1 | 4042948832332 | 1.2 | KG | 346 | 336.2 | LP17 | LP17 | circuit breaker 3VA1 IEC frame 160 breaking capacity class H Icu=70kA @ 415V 4-pole, line protection TM240, ATAM, In=20A overload protection Ir=14A...20A short-circuit protection Ii=8...16 x In N conductor protection 100% nut keeper kit | Lista Papel 2020 SI | 0 | 0
3VA1120-6GF46-0AA0 |  | 3VA1120-6GF46-0AA0 | 1 | UN | 1 | 5 | B | D | EAR99 | N | 85362010 | 1 | 4042948824313 | 1.17 | KG | 373.1 | 362.4 | LP17 | LP17 | circuit breaker 3VA1 IEC frame 160 breaking capacity class H Icu=70kA @ 415V 4-pole, line protection TM240, ATAM, In=20A overload protection Ir=14A...20A short-circuit protection Ii=8...16 x In N conductor protection 100% clamp connection | Lista Papel 2020 SI | 0 | 0
3VA1120-6GF46-0KF0 |  | 3VA1120-6GF46-0KF0 | 1 | UN | 1 | 10 | C | D | EAR99 | N | 85362010 | 1 | 4042949323327 | 1.301 | KG | 516.8 | 516.8 | LP17 | LP17 | circuit breaker 3VA1 IEC frame 160 breaking capacity class H Icu=70kA @ 415V 4-pole, line protection TM240, ATAM, In=20A overload protection Ir=14A...20A short-circuit protection Ii=8...16 x In N conductor protection 100% clamp connection shunt trip (STL) 220-250V DC; 208-277V AC 1 auxiliary switch HQ 1 trip alarm switch HQ | - | 0 | 0
3VA1120-6MH32-0AA0 |  | 3VA1120-6MH32-0AA0 | 1 | UN | 1 | 5 | B | D | EAR99 | N | 85362010 | 1 | 4042948828397 | 1 | KG | 275.4 | 275.4 | LP17 | LP17 | circuit breaker 3VA1 IEC frame 160 breaking capacity class H Icu=70kA @ 415V 3-pole, starter protection TM120M, AM, In=20A without overload protection short-circuit protection Ii=7...16 x In nut keeper kit | - | 0 | 0
3VA1120-6MH36-0AA0 |  | 3VA1120-6MH36-0AA0 | 1 | UN | 1 | 5 | B | D | EAR99 | N | 85362010 | 1 | 4042948828380 | 1 | KG | 298.35 | 298.35 | LP17 | LP17 | circuit breaker 3VA1 IEC frame 160 breaking capacity class H Icu=70kA @ 415V 3-pole, starter protection TM120M, AM, In=20A without overload protection short-circuit protection Ii=7...16 x In clamp connection | - | 0 | 0
3VA1125-3ED12-0AA0 |  | 3VA1125-3ED12-0AA0 | 1 | UN | 1 | 5 | B | D | EAR99 | N | 85362010 | 1 | 4042948829738 | 0.382 | KG | 95.1 | 92.7 | LP17 | LP17 | circuit breaker 3VA1 IEC frame 160 breaking capacity class N Icu=25kA @ 240V 1-pole, line protection TM210, FTFM, In=25A overload protection Ir=25A fixed short-circuit protection Ii=12.8 x In nut keeper kit | Lista Papel 2020 SI | 0 | 0
3VA1125-3ED16-0AA0 |  | 3VA1125-3ED16-0AA0 | 1 | UN | 1 | 5 | B | D | EAR99 | N | 85362010 | 1 | 4042948829721 | 0.404 | KG | 102.5 | 99.2 | LP17 | LP17 | circuit breaker 3VA1 IEC frame 160 breaking capacity class N Icu=25kA @ 240V 1-pole, line protection TM210, FTFM, In=25A overload protection Ir=25A fixed short-circuit protection Ii=12.8 x In clamp connection | Lista Papel 2020 SI | 0 | 0
3VA1125-3ED22-0AA0 |  | 3VA1125-3ED22-0AA0 | 1 | UN | 1 | 5 | B | D | EAR99 | N | 85362010 | 1 | 4042948829714 | 0.645 | KG | 171.4 | 166.5 | LP17 | LP17 | circuit breaker 3VA1 IEC frame 160 breaking capacity class N Icu=25kA @ 415V 2-pole, line protection TM210, FTFM, In=25A overload protection Ir=25A fixed short-circuit protection Ii=12.8 x In nut keeper kit | Lista Papel 2020 SI | 0 | 0
3VA1125-3ED26-0AA0 |  | 3VA1125-3ED26-0AA0 | 1 | UN | 1 | 5 | B | D | EAR99 | N | 85362010 | 1 | 4042948829707 | 691 | G | 184.5 | 179.6 | LP17 | LP17 | circuit breaker 3VA1 IEC frame 160 breaking capacity class N Icu=25kA @ 415V 2-pole, line protection TM210, FTFM, In=25A overload protection Ir=25A fixed short-circuit protection Ii=12.8 x In clamp connection | Lista Papel 2020 SI | 0 | 0
3VA1125-3ED32-0AA0 |  | 3VA1125-3ED32-0AA0 | 1 | UN | 1 | 5 | B | D | EAR99 | N | 85362010 | 1 | 4042948812242 | 953 | G | 190.2 | 184.5 | LP17 | LP17 | circuit breaker 3VA1 IEC frame 160 breaking capacity class N Icu=25kA @ 415V 3-pole, line protection TM210, FTFM, In=25A overload protection Ir=25A fixed short-circuit protection Ii=12.8 x In nut keeper kit | Lista Papel 2020 SI | 0 | 0
3VA1125-3ED36-0AA0 |  | 3VA1125-3ED36-0AA0 | 1 | UN | 1 | 5 | B | D | EAR99 | N | 85362010 | 1 | 4042948821329 | 1.014 | KG | 209.9 | 204.2 | LP17 | LP17 | circuit breaker 3VA1 IEC frame 160 breaking capacity class N Icu=25kA @ 415V 3-pole, line protection TM210, FTFM, In=25A overload protection Ir=25A fixed short-circuit protection Ii=12.8 x In clamp connection | Lista Papel 2020 SI | 0 | 0
3VA1125-3ED42-0AA0 |  | 3VA1125-3ED42-0AA0 | 1 | UN | 1 | 5 | B | D | EAR99 | N | 85362010 | 1 | 4042948813126 | 1.202 | KG | 248.5 | 241.1 | LP17 | LP17 | circuit breaker 3VA1 IEC frame 160 breaking capacity class N Icu=25kA @ 415V 4-pole, line protection TM210, FTFM, In=25A overload protection Ir=25A fixed short-circuit protection Ii=12.8 x In N conductor unprotected nut keeper kit | Lista Papel 2020 SI | 0 | 0
3VA1125-3ED46-0AA0 |  | 3VA1125-3ED46-0AA0 | 1 | UN | 1 | 5 | B | D | EAR99 | N | 85362010 | 1 | 4042948822203 | 1.282 | KG | 273.9 | 266.5 | LP17 | LP17 | circuit breaker 3VA1 IEC frame 160 breaking capacity class N Icu=25kA @ 415V 4-pole, line protection TM210, FTFM, In=25A overload protection Ir=25A fixed short-circuit protection Ii=12.8 x In N conductor unprotected clamp connection | Lista Papel 2020 SI | 0 | 0
3VA1125-3EE32-0AA0 |  | 3VA1125-3EE32-0AA0 | 1 | UN | 1 | 5 | B | D | EAR99 | N | 85362010 | 1 | 4042948812259 | 983 | G | 193.5 | 187.8 | LP17 | LP17 | circuit breaker 3VA1 IEC frame 160 breaking capacity class N Icu=25kA @ 415V 3-pole, line protection TM220, ATFM, In=25A overload protection Ir=18A...25A short-circuit protection Ii=12.8 x In nut keeper kit | Lista Papel 2020 SI | 0 | 0
3VA1125-3EE36-0AA0 |  | 3VA1125-3EE36-0AA0 | 1 | UN | 1 | 2 | A | D | EAR99 | N | 85362010 | 1 | 4042948821336 | 1.027 | KG | 214.8 | 209.1 | LP17 | LP17 | circuit breaker 3VA1 IEC frame 160 breaking capacity class N Icu=25kA @ 415V 3-pole, line protection TM220, ATFM, In=25A overload protection Ir=18A...25A short-circuit protection Ii=12.8 x In clamp connection | Lista Papel 2020 SI | 0 | 0
3VA1125-3EE42-0AA0 |  | 3VA1125-3EE42-0AA0 | 1 | UN | 1 | 5 | B | D | EAR99 | N | 85362010 | 1 | 4042948813133 | 1.208 | KG | 252.6 | 245.2 | LP17 | LP17 | circuit breaker 3VA1 IEC frame 160 breaking capacity class N Icu=25kA @ 415V 4-pole, line protection TM220, ATFM, In=25A overload protection Ir=18A...25A short-circuit protection Ii=12.8 x In N conductor unprotected nut keeper kit | Lista Papel 2020 SI | 0 | 0
3VA1125-3EE46-0AA0 |  | 3VA1125-3EE46-0AA0 | 1 | UN | 1 | 5 | B | D | EAR99 | N | 85362010 | 1 | 4042948822210 | 1.28 | KG | 281.3 | 273.1 | LP17 | LP17 | circuit breaker 3VA1 IEC frame 160 breaking capacity class N Icu=25kA @ 415V 4-pole, line protection TM220, ATFM, In=25A overload protection Ir=18A...25A short-circuit protection Ii=12.8 x In N conductor unprotected clamp connection | Lista Papel 2020 SI | 0 | 0
3VA1125-3EF32-0AA0 |  | 3VA1125-3EF32-0AA0 | 1 | UN | 1 | 5 | B | D | EAR99 | N | 85362010 | 1 | 4042948808580 | 987 | G | 204.2 | 198.4 | LP17 | LP17 | circuit breaker 3VA1 IEC frame 160 breaking capacity class N Icu=25kA @ 415V 3-pole, line protection TM240, ATAM, In=25A overload protection Ir=18A...25A short-circuit protection Ii=6.4...12.8 x In nut keeper kit | Lista Papel 2020 SI | 0 | 0
3VA1125-3EF32-0AB0 |  | 3VA1125-3EF32-0AB0 | 1 | UN | 1 | 10 | C | D | EAR99 | N | 85362010 | 1 | 4042949053781 | 0.96 | KG | 281.35 | 281.35 | LP17 | LP17 | circuit breaker 3VA1 IEC frame 160 breaking capacity class N Icu=25kA @ 415V 3-pole, line protection TM240, ATAM, In=25A overload protection Ir=18A...25A short-circuit protection Ii=6.4...12.8 x In nut keeper kit 2 auxiliary switches HP | - | 0 | 0
3VA1125-3EF32-0AC0 |  | 3VA1125-3EF32-0AC0 | 1 | UN | 1 | 10 | C | D | EAR99 | N | 85362010 | 1 | 4042949055877 | 0.96 | KG | 259.25 | 259.25 | LP17 | LP17 | circuit breaker 3VA1 IEC frame 160 breaking capacity class N Icu=25kA @ 415V 3-pole, line protection TM240, ATAM, In=25A overload protection Ir=18A...25A short-circuit protection Ii=6.4...12.8 x In nut keeper kit 2 auxiliary switches HQ | - | 0 | 0
3VA1125-3EF32-0AD0 |  | 3VA1125-3EF32-0AD0 | 1 | UN | 1 | 10 | C | D | EAR99 | N | 85362010 | 1 | 4042949057963 | 0.99 | KG | 281.35 | 281.35 | LP17 | LP17 | circuit breaker 3VA1 IEC frame 160 breaking capacity class N Icu=25kA @ 415V 3-pole, line protection TM240, ATAM, In=25A overload protection Ir=18A...25A short-circuit protection Ii=6.4...12.8 x In nut keeper kit 3 auxiliary switches HQ | - | 0 | 0
3VA1125-3EF32-0AE0 |  | 3VA1125-3EF32-0AE0 | 1 | UN | 1 | 10 | C | D | EAR99 | N | 85362010 | 1 | 4042949060055 | 1.02 | KG | 305.15 | 305.15 | LP17 | LP17 | circuit breaker 3VA1 IEC frame 160 breaking capacity class N Icu=25kA @ 415V 3-pole, line protection TM240, ATAM, In=25A overload protection Ir=18A...25A short-circuit protection Ii=6.4...12.8 x In nut keeper kit 4 auxiliary switches HQ | - | 0 | 0
3VA1125-3EF32-0AF0 |  | 3VA1125-3EF32-0AF0 | 1 | UN | 1 | 10 | C | D | EAR99 | N | 85362010 | 1 | 4042949062141 | 0.96 | KG | 259.25 | 259.25 | LP17 | LP17 | circuit breaker 3VA1 IEC frame 160 breaking capacity class N Icu=25kA @ 415V 3-pole, line protection TM240, ATAM, In=25A overload protection Ir=18A...25A short-circuit protection Ii=6.4...12.8 x In nut keeper kit 1 auxiliary switch HQ 1 trip alarm switch HQ | - | 0 | 0
3VA1125-3EF32-0AG0 |  | 3VA1125-3EF32-0AG0 | 1 | UN | 1 | 10 | C | D | EAR99 | N | 85362010 | 1 | 4042949064237 | 0.96 | KG | 281.35 | 281.35 | LP17 | LP17 | circuit breaker 3VA1 IEC frame 160 breaking capacity class N Icu=25kA @ 415V 3-pole, line protection TM240, ATAM, In=25A overload protection Ir=18A...25A short-circuit protection Ii=6.4...12.8 x In nut keeper kit 1 auxiliary switch HP 1 trip alarm switch HP | - | 0 | 0
3VA1125-3EF32-0AH0 |  | 3VA1125-3EF32-0AH0 | 1 | UN | 1 | 10 | C | D | EAR99 | N | 85362010 | 1 | 4042949066323 | 0.99 | KG | 281.35 | 281.35 | LP17 | LP17 | circuit breaker 3VA1 IEC frame 160 breaking capacity class N Icu=25kA @ 415V 3-pole, line protection TM240, ATAM, In=25A overload protection Ir=18A...25A short-circuit protection Ii=6.4...12.8 x In nut keeper kit 2 auxiliary switches HQ 1 trip alarm switch HQ | - | 0 | 0
3VA1125-3EF32-0BA0 |  | 3VA1125-3EF32-0BA0 | 1 | UN | 1 | 10 | C | D | EAR99 | N | 85362010 | 1 | 4042949041245 | 0.9 | KG | 319.6 | 319.6 | LP17 | LP17 | circuit breaker 3VA1 IEC frame 160 breaking capacity class N Icu=25kA @ 415V 3-pole, line protection TM240, ATAM, In=25A overload protection Ir=18A...25A short-circuit protection Ii=6.4...12.8 x In nut keeper kit undervoltage release (UVR) 24V DC | - | 0 | 0
3VA1125-3EF32-0BC0 |  | 3VA1125-3EF32-0BC0 | 1 | UN | 1 | 10 | C | D | EAR99 | N | 85362010 | 1 | 4042949068778 | 1.05 | KG | 367.2 | 367.2 | LP17 | LP17 | circuit breaker 3VA1 IEC frame 160 breaking capacity class N Icu=25kA @ 415V 3-pole, line protection TM240, ATAM, In=25A overload protection Ir=18A...25A short-circuit protection Ii=6.4...12.8 x In nut keeper kit undervoltage release (UVR) 24V DC 2 auxiliary switches HQ | - | 0 | 0
3VA1125-3EF32-0BH0 |  | 3VA1125-3EF32-0BH0 | 1 | UN | 1 | 10 | C | D | EAR99 | N | 85362010 | 1 | 4042949081319 | 1.05 | KG | 390.15 | 390.15 | LP17 | LP17 | circuit breaker 3VA1 IEC frame 160 breaking capacity class N Icu=25kA @ 415V 3-pole, line protection TM240, ATAM, In=25A overload protection Ir=18A...25A short-circuit protection Ii=6.4...12.8 x In nut keeper kit undervoltage release (UVR) 24V DC 2 auxiliary switches HQ 1 trip alarm switch HQ | - | 0 | 0
3VA1125-3EF32-0CA0 |  | 3VA1125-3EF32-0CA0 | 1 | UN | 1 | 10 | C | D | EAR99 | N | 85362010 | 1 | 4042949043331 | 0.9 | KG | 319.6 | 319.6 | LP17 | LP17 | circuit breaker 3VA1 IEC frame 160 breaking capacity class N Icu=25kA @ 415V 3-pole, line protection TM240, ATAM, In=25A overload protection Ir=18A...25A short-circuit protection Ii=6.4...12.8 x In nut keeper kit undervoltage release (UVR) 120-127V AC 50/60Hz | - | 0 | 0
3VA1125-3EF32-0CC0 |  | 3VA1125-3EF32-0CC0 | 1 | UN | 1 | 10 | C | D | EAR99 | N | 85362010 | 1 | 4042949070863 | 1.05 | KG | 367.2 | 367.2 | LP17 | LP17 | circuit breaker 3VA1 IEC frame 160 breaking capacity class N Icu=25kA @ 415V 3-pole, line protection TM240, ATAM, In=25A overload protection Ir=18A...25A short-circuit protection Ii=6.4...12.8 x In nut keeper kit undervoltage release (UVR) 120-127V AC 50/60Hz 2 auxiliary switches HQ | - | 0 | 0
3VA1125-3EF32-0CH0 |  | 3VA1125-3EF32-0CH0 | 1 | UN | 1 | 10 | C | D | EAR99 | N | 85362010 | 1 | 4042949083405 | 1.08 | KG | 390.15 | 390.15 | LP17 | LP17 | circuit breaker 3VA1 IEC frame 160 breaking capacity class N Icu=25kA @ 415V 3-pole, line protection TM240, ATAM, In=25A overload protection Ir=18A...25A short-circuit protection Ii=6.4...12.8 x In nut keeper kit undervoltage release (UVR) 120-127V AC 50/60Hz 2 auxiliary switches HQ 1 trip alarm switch HQ | - | 0 | 0
3VA1125-3EF32-0DA0 |  | 3VA1125-3EF32-0DA0 | 1 | UN | 1 | 10 | C | D | EAR99 | N | 85362010 | 1 | 4042949045427 | 0.9 | KG | 319.6 | 319.6 | LP17 | LP17 | circuit breaker 3VA1 IEC frame 160 breaking capacity class N Icu=25kA @ 415V 3-pole, line protection TM240, ATAM, In=25A overload protection Ir=18A...25A short-circuit protection Ii=6.4...12.8 x In nut keeper kit undervoltage release (UVR) 208-230V AC 50/60Hz | - | 0 | 0
3VA1125-3EF32-0DC0 |  | 3VA1125-3EF32-0DC0 | 1 | UN | 1 | 10 | C | D | EAR99 | N | 85362010 | 1 | 4042949072959 | 1.05 | KG | 367.2 | 367.2 | LP17 | LP17 | circuit breaker 3VA1 IEC frame 160 breaking capacity class N Icu=25kA @ 415V 3-pole, line protection TM240, ATAM, In=25A overload protection Ir=18A...25A short-circuit protection Ii=6.4...12.8 x In nut keeper kit undervoltage release (UVR) 208-230V AC 50/60Hz 2 auxiliary switches HQ | - | 0 | 0
3VA1125-3EF32-0DH0 |  | 3VA1125-3EF32-0DH0 | 1 | UN | 1 | 10 | C | D | EAR99 | N | 85362010 | 1 | 4042949085492 | 1.08 | KG | 390.15 | 390.15 | LP17 | LP17 | circuit breaker 3VA1 IEC frame 160 breaking capacity class N Icu=25kA @ 415V 3-pole, line protection TM240, ATAM, In=25A overload protection Ir=18A...25A short-circuit protection Ii=6.4...12.8 x In nut keeper kit undervoltage release (UVR) 208-230V AC 50/60Hz 2 auxiliary switches HQ 1 trip alarm switch HQ | - | 0 | 0
3VA1125-3EF32-0HA0 |  | 3VA1125-3EF32-0HA0 | 1 | UN | 1 | 10 | C | D | EAR99 | N | 85362010 | 1 | 4042949047513 | 0.9 | KG | 295.8 | 295.8 | LP17 | LP17 | circuit breaker 3VA1 IEC frame 160 breaking capacity class N Icu=25kA @ 415V 3-pole, line protection TM240, ATAM, In=25A overload protection Ir=18A...25A short-circuit protection Ii=6.4...12.8 x In nut keeper kit shunt trip (STL) 12-30V DC, 24V AC 50/60Hz | - | 0 | 0
3VA1125-3EF32-0HC0 |  | 3VA1125-3EF32-0HC0 | 1 | UN | 1 | 10 | C | D | EAR99 | N | 85362010 | 1 | 4042949075042 | 1.05 | KG | 341.7 | 341.7 | LP17 | LP17 | circuit breaker 3VA1 IEC frame 160 breaking capacity class N Icu=25kA @ 415V 3-pole, line protection TM240, ATAM, In=25A overload protection Ir=18A...25A short-circuit protection Ii=6.4...12.8 x In nut keeper kit shunt trip (STL) 12-30V DC, 24V AC 50/60Hz 2 auxiliary switches HQ | - | 0 | 0
3VA1125-3EF32-0HH0 |  | 3VA1125-3EF32-0HH0 | 1 | UN | 1 | 10 | C | D | EAR99 | N | 85362010 | 1 | 4042949087588 | 1.08 | KG | 366.35 | 366.35 | LP17 | LP17 | circuit breaker 3VA1 IEC frame 160 breaking capacity class N Icu=25kA @ 415V 3-pole, line protection TM240, ATAM, In=25A overload protection Ir=18A...25A short-circuit protection Ii=6.4...12.8 x In nut keeper kit shunt trip (STL) 12-30V DC, 24V AC 50/60Hz 2 auxiliary switches HQ 1 trip alarm switch HQ | - | 0 | 0
3VA1125-3EF32-0JA0 |  | 3VA1125-3EF32-0JA0 | 1 | UN | 1 | 10 | C | D | EAR99 | N | 85362010 | 1 | 4042949049609 | 0.9 | KG | 295.8 | 295.8 | LP17 | LP17 | circuit breaker 3VA1 IEC frame 160 breaking capacity class N Icu=25kA @ 415V 3-pole, line protection TM240, ATAM, In=25A overload protection Ir=18A...25A short-circuit protection Ii=6.4...12.8 x In nut keeper kit shunt trip (STL) 110-127V DC, AC 50/60Hz | - | 0 | 0
3VA1125-3EF32-0JC0 |  | 3VA1125-3EF32-0JC0 | 1 | UN | 1 | 10 | C | D | EAR99 | N | 85362010 | 1 | 4042949077138 | 1.05 | KG | 341.7 | 341.7 | LP17 | LP17 | circuit breaker 3VA1 IEC frame 160 breaking capacity class N Icu=25kA @ 415V 3-pole, line protection TM240, ATAM, In=25A overload protection Ir=18A...25A short-circuit protection Ii=6.4...12.8 x In nut keeper kit shunt trip (STL) 110-127V DC, AC 50/60Hz 2 auxiliary switches HQ | - | 0 | 0
3VA1125-3EF32-0JH0 |  | 3VA1125-3EF32-0JH0 | 1 | UN | 1 | 10 | C | D | EAR99 | N | 85362010 | 1 | 4042949089674 | 1.08 | KG | 366.35 | 366.35 | LP17 | LP17 | circuit breaker 3VA1 IEC frame 160 breaking capacity class N Icu=25kA @ 415V 3-pole, line protection TM240, ATAM, In=25A overload protection Ir=18A...25A short-circuit protection Ii=6.4...12.8 x In nut keeper kit shunt trip (STL) 110-127V DC, AC 50/60Hz 2 auxiliary switches HQ 1 trip alarm switch HQ | - | 0 | 0
3VA1125-3EF32-0KA0 |  | 3VA1125-3EF32-0KA0 | 1 | UN | 1 | 10 | C | D | EAR99 | N | 85362010 | 1 | 4042949051695 | 1.05 | KG | 295.8 | 295.8 | LP17 | LP17 | circuit breaker 3VA1 IEC frame 160 breaking capacity class N Icu=25kA @ 415V 3-pole, line protection TM240, ATAM, In=25A overload protection Ir=18A...25A short-circuit protection Ii=6.4...12.8 x In nut keeper kit shunt trip (STL) 220-250V DC, 208-277V AC | - | 0 | 0
3VA1125-3EF32-0KC0 |  | 3VA1125-3EF32-0KC0 | 1 | UN | 1 | 10 | C | D | EAR99 | N | 85362010 | 1 | 4042949079224 | 1.05 | KG | 341.7 | 341.7 | LP17 | LP17 | circuit breaker 3VA1 IEC frame 160 breaking capacity class N Icu=25kA @ 415V 3-pole, line protection TM240, ATAM, In=25A overload protection Ir=18A...25A short-circuit protection Ii=6.4...12.8 x In nut keeper kit shunt trip (STL) 220-250V DC, 208-277V AC 2 auxiliary switches HQ | - | 0 | 0
3VA1125-3EF32-0KH0 |  | 3VA1125-3EF32-0KH0 | 1 | UN | 1 | 10 | C | D | EAR99 | N | 85362010 | 1 | 4042949091769 | 1.08 | KG | 366.35 | 366.35 | LP17 | LP17 | circuit breaker 3VA1 IEC frame 160 breaking capacity class N Icu=25kA @ 415V 3-pole, line protection TM240, ATAM, In=25A overload protection Ir=18A...25A short-circuit protection Ii=6.4...12.8 x In nut keeper kit shunt trip (STL) 220-250V DC, 208-277V AC 2 auxiliary switches HQ 1 trip alarm switch HQ | - | 0 | 0
3VA1125-3EF36-0AA0 |  | 3VA1125-3EF36-0AA0 | 1 | UN | 1 | 5 | B | D | EAR99 | N | 85362010 | 1 | 4042948820360 | 1.026 | KG | 225.5 | 218.9 | LP17 | LP17 | circuit breaker 3VA1 IEC frame 160 breaking capacity class N Icu=25kA @ 415V 3-pole, line protection TM240, ATAM, In=25A overload protection Ir=18A...25A short-circuit protection Ii=6.4...12.8 x In clamp connection | Lista Papel 2020 SI | 0 | 0
3VA1125-3EF42-0AA0 |  | 3VA1125-3EF42-0AA0 | 1 | UN | 1 | 5 | B | D | EAR99 | N | 85362010 | 1 | 4042948809020 | 1.22 | KG | 264.9 | 257.5 | LP17 | LP17 | circuit breaker 3VA1 IEC frame 160 breaking capacity class N Icu=25kA @ 415V 4-pole, line protection TM240, ATAM, In=25A overload protection Ir=18A...25A short-circuit protection Ii=6.4...12.8 x In N conductor unprotected nut keeper kit | Lista Papel 2020 SI | 0 | 0
3VA1125-3EF46-0AA0 |  | 3VA1125-3EF46-0AA0 | 1 | UN | 1 | 5 | B | D | EAR99 | N | 85362010 | 1 | 4042948820803 | 1.281 | KG | 293.6 | 285.4 | LP17 | LP17 | circuit breaker 3VA1 IEC frame 160 breaking capacity class N Icu=25kA @ 415V 4-pole, line protection TM240, ATAM, In=25A overload protection Ir=18A...25A short-circuit protection Ii=6.4...12.8 x In N conductor unprotected clamp connection | Lista Papel 2020 SI | 0 | 0
3VA1125-3GD42-0AA0 |  | 3VA1125-3GD42-0AA0 | 1 | UN | 1 | 5 | B | D | EAR99 | N | 85362010 | 1 | 4042948832325 | 1.2 | KG | 248.5 | 241.1 | LP17 | LP17 | circuit breaker 3VA1 IEC frame 160 breaking capacity class N Icu=25kA @ 415V 4-pole, line protection TM210, FTFM, In=25A overload protection Ir=25A fixed short-circuit protection Ii=12.8 x In N conductor protection 100% nut keeper kit | Lista Papel 2020 SI | 0 | 0
3VA1125-3GD46-0AA0 |  | 3VA1125-3GD46-0AA0 | 1 | UN | 1 | 5 | B | D | EAR99 | N | 85362010 | 1 | 4042948824849 | 1.313 | KG | 273.9 | 266.5 | LP17 | LP17 | circuit breaker 3VA1 IEC frame 160 breaking capacity class N Icu=25kA @ 415V 4-pole, line protection TM210, FTFM, In=25A overload protection Ir=25A fixed short-circuit protection Ii=12.8 x In N conductor protection 100% clamp connection | Lista Papel 2020 SI | 0 | 0
3VA1125-3GE42-0AA0 |  | 3VA1125-3GE42-0AA0 | 1 | UN | 1 | 5 | B | D | EAR99 | N | 85362010 | 1 | 4042948832318 | 1.2 | KG | 252.6 | 245.2 | LP17 | LP17 | circuit breaker 3VA1 IEC frame 160 breaking capacity class N Icu=25kA @ 415V 4-pole, line protection TM220, ATFM, In=25A overload protection Ir=18A...25A short-circuit protection Ii=12.8 x In N conductor protection 100% nut keeper kit | Lista Papel 2020 SI | 0 | 0
3VA1125-3GE46-0AA0 |  | 3VA1125-3GE46-0AA0 | 1 | UN | 1 | 5 | B | D | EAR99 | N | 85362010 | 1 | 4042948824856 | 1.317 | KG | 281.3 | 273.1 | LP17 | LP17 | circuit breaker 3VA1 IEC frame 160 breaking capacity class N Icu=25kA @ 415V 4-pole, line protection TM220, ATFM, In=25A overload protection Ir=18A...25A short-circuit protection Ii=12.8 x In N conductor protection 100% clamp connection | Lista Papel 2020 SI | 0 | 0
3VA1125-3GF42-0AA0 |  | 3VA1125-3GF42-0AA0 | 1 | UN | 1 | 5 | B | D | EAR99 | N | 85362010 | 1 | 4042948832301 | 1.25 | KG | 264.9 | 257.5 | LP17 | LP17 | circuit breaker 3VA1 IEC frame 160 breaking capacity class N Icu=25kA @ 415V 4-pole, line protection TM240, ATAM, In=25A overload protection Ir=18A...25A short-circuit protection Ii=6.4...12.8 x In N conductor protection 100% nut keeper kit | Lista Papel 2020 SI | 0 | 0
3VA1125-3GF46-0AA0 |  | 3VA1125-3GF46-0AA0 | 1 | UN | 1 | 5 | B | D | EAR99 | N | 85362010 | 1 | 4042948824320 | 1.334 | KG | 293.6 | 285.4 | LP17 | LP17 | circuit breaker 3VA1 IEC frame 160 breaking capacity class N Icu=25kA @ 415V 4-pole, line protection TM240, ATAM, In=25A overload protection Ir=18A...25A short-circuit protection Ii=6.4...12.8 x In N conductor protection 100% clamp connection | Lista Papel 2020 SI | 0 | 0
3VA1125-4ED12-0AA0 |  | 3VA1125-4ED12-0AA0 | 1 | UN | 1 | 5 | B | D | EAR99 | N | 85362010 | 1 | 4042948829691 | 376 | G | 103.3 | 100 | LP17 | LP17 | circuit breaker 3VA1 IEC frame 160 breaking capacity class S Icu=36kA @ 240V 1-pole, line protection TM210, FTFM, In=25A overload protection Ir=25A fixed short-circuit protection Ii=12.8 x In nut keeper kit | Lista Papel 2020 SI | 0 | 0
3VA1125-4ED16-0AA0 |  | 3VA1125-4ED16-0AA0 | 1 | UN | 1 | 5 | B | D | EAR99 | N | 85362010 | 1 | 4042948829684 | 0.406 | KG | 109.9 | 106.6 | LP17 | LP17 | circuit breaker 3VA1 IEC frame 160 breaking capacity class S Icu=36kA @ 240V 1-pole, line protection TM210, FTFM, In=25A overload protection Ir=25A fixed short-circuit protection Ii=12.8 x In clamp connection | Lista Papel 2020 SI | 0 | 0
3VA1125-4ED22-0AA0 |  | 3VA1125-4ED22-0AA0 | 1 | UN | 1 | 5 | B | D | EAR99 | N | 85362010 | 1 | 4042948829677 | 0.651 | KG | 185.3 | 180.4 | LP17 | LP17 | circuit breaker 3VA1 IEC frame 160 breaking capacity class S Icu=36kA @ 415V 2-pole, line protection TM210, FTFM, In=25A overload protection Ir=25A fixed short-circuit protection Ii=12.8 x In nut keeper kit | Lista Papel 2020 SI | 0 | 0
3VA1125-4ED26-0AA0 |  | 3VA1125-4ED26-0AA0 | 1 | UN | 1 | 5 | B | D | EAR99 | N | 85362010 | 1 | 4042948829660 | 691 | G | 199.3 | 193.5 | LP17 | LP17 | circuit breaker 3VA1 IEC frame 160 breaking capacity class S Icu=36kA @ 415V 2-pole, line protection TM210, FTFM, In=25A overload protection Ir=25A fixed short-circuit protection Ii=12.8 x In clamp connection | Lista Papel 2020 SI | 0 | 0
3VA1125-4ED32-0AA0 |  | 3VA1125-4ED32-0AA0 | 1 | UN | 1 | 5 | B | D | EAR99 | N | 85362010 | 1 | 4042948812266 | 0.944 | KG | 205.8 | 200.1 | LP17 | LP17 | circuit breaker 3VA1 IEC frame 160 breaking capacity class S Icu=36kA @ 415V 3-pole, line protection TM210, FTFM, In=25A overload protection Ir=25A fixed short-circuit protection Ii=12.8 x In nut keeper kit | Lista Papel 2020 SI | 0 | 0
3VA1125-4ED36-0AA0 |  | 3VA1125-4ED36-0AA0 | 1 | UN | 1 | 5 | B | D | EAR99 | N | 85362010 | 1 | 4042948821343 | 1.001 | KG | 227.1 | 220.6 | LP17 | LP17 | circuit breaker 3VA1 IEC frame 160 breaking capacity class S Icu=36kA @ 415V 3-pole, line protection TM210, FTFM, In=25A overload protection Ir=25A fixed short-circuit protection Ii=12.8 x In clamp connection | Lista Papel 2020 SI | 0 | 0
3VA1125-4ED42-0AA0 |  | 3VA1125-4ED42-0AA0 | 1 | UN | 1 | 5 | B | D | EAR99 | N | 85362010 | 1 | 4042948813140 | 1.2 | KG | 267.3 | 259.9 | LP17 | LP17 | circuit breaker 3VA1 IEC frame 160 breaking capacity class S Icu=36kA @ 415V 4-pole, line protection TM210, FTFM, In=25A overload protection Ir=25A fixed short-circuit protection Ii=12.8 x In N conductor unprotected nut keeper kit | Lista Papel 2020 SI | 0 | 0
3VA1125-4ED46-0AA0 |  | 3VA1125-4ED46-0AA0 | 1 | UN | 1 | 5 | B | D | EAR99 | N | 85362010 | 1 | 4042948822227 | 1.28 | KG | 296 | 287.8 | LP17 | LP17 | circuit breaker 3VA1 IEC frame 160 breaking capacity class S Icu=36kA @ 415V 4-pole, line protection TM210, FTFM, In=25A overload protection Ir=25A fixed short-circuit protection Ii=12.8 x In N conductor unprotected clamp connection | Lista Papel 2020 SI | 0 | 0
3VA1125-4EE32-0AA0 |  | 3VA1125-4EE32-0AA0 | 1 | UN | 1 | 5 | B | D | EAR99 | N | 85362010 | 1 | 4042948812273 | 978 | G | 209.9 | 204.2 | LP17 | LP17 | circuit breaker 3VA1 IEC frame 160 breaking capacity class S Icu=36kA @ 415V 3-pole, line protection TM220, ATFM, In=25A overload protection Ir=18A...25A short-circuit protection Ii=12.8 x In nut keeper kit | Lista Papel 2020 SI | 0 | 0
3VA1125-4EE32-0KH0 |  | 3VA1125-4EE32-0KH0 | 1 | UN | 1 | 10 | C | D | EAR99 | N | 85362010 | 1 | 4042949322719 | 1.099 | KG | 371.45 | 371.45 | LP17 | LP17 | circuit breaker 3VA1 IEC frame 160 breaking capacity class S Icu=36kA @ 415V 3-pole, line protection TM220, ATFM, In=25A overload protection Ir=18A...25A short-circuit protection Ii=12.8 x In nut keeper kit shunt trip (STL) 220-250V DC, 208-277V AC 2 auxiliary switches HQ 1 trip alarm switch HQ | - | 0 | 0
3VA1125-4EE36-0AA0 |  | 3VA1125-4EE36-0AA0 | 1 | UN | 1 | 5 | B | D | EAR99 | N | 85362010 | 1 | 4042948821350 | 1.03 | KG | 231.2 | 224.7 | LP17 | LP17 | circuit breaker 3VA1 IEC frame 160 breaking capacity class S Icu=36kA @ 415V 3-pole, line protection TM220, ATFM, In=25A overload protection Ir=18A...25A short-circuit protection Ii=12.8 x In clamp connection | Lista Papel 2020 SI | 0 | 0
3VA1125-4EE42-0AA0 |  | 3VA1125-4EE42-0AA0 | 1 | UN | 1 | 5 | B | D | EAR99 | N | 85362010 | 1 | 4042948813157 | 1.194 | KG | 273.1 | 265.7 | LP17 | LP17 | circuit breaker 3VA1 IEC frame 160 breaking capacity class S Icu=36kA @ 415V 4-pole, line protection TM220, ATFM, In=25A overload protection Ir=18A...25A short-circuit protection Ii=12.8 x In N conductor unprotected nut keeper kit | Lista Papel 2020 SI | 0 | 0
3VA1125-4EE46-0AA0 |  | 3VA1125-4EE46-0AA0 | 1 | UN | 1 | 5 | B | D | EAR99 | N | 85362010 | 1 | 4042948822234 | 1.305 | KG | 301.8 | 293.6 | LP17 | LP17 | circuit breaker 3VA1 IEC frame 160 breaking capacity class S Icu=36kA @ 415V 4-pole, line protection TM220, ATFM, In=25A overload protection Ir=18A...25A short-circuit protection Ii=12.8 x In N conductor unprotected clamp connection | Lista Papel 2020 SI | 0 | 0
3VA1125-4EF32-0AA0 |  | 3VA1125-4EF32-0AA0 | 1 | UN | 1 | 5 | B | D | EAR99 | N | 85362010 | 1 | 4042948808597 | 984 | G | 222.2 | 215.7 | LP17 | LP17 | circuit breaker 3VA1 IEC frame 160 breaking capacity class S Icu=36kA @ 415V 3-pole, line protection TM240, ATAM, In=25A overload protection Ir=18A...25A short-circuit protection Ii=6.4...12.8 x In nut keeper kit | Lista Papel 2020 SI | 0 | 0
3VA1125-4EF32-0AB0 |  | 3VA1125-4EF32-0AB0 | 1 | UN | 1 | 10 | C | D | EAR99 | N | 85362010 | 1 | 4042949053774 | 0.96 | KG | 300.05 | 300.05 | LP17 | LP17 | circuit breaker 3VA1 IEC frame 160 breaking capacity class S Icu=36kA @ 415V 3-pole, line protection TM240, ATAM, In=25A overload protection Ir=18A...25A short-circuit protection Ii=6.4...12.8 x In nut keeper kit 2 auxiliary switches HP | - | 0 | 0
3VA1125-4EF32-0AC0 |  | 3VA1125-4EF32-0AC0 | 1 | UN | 1 | 10 | C | D | EAR99 | N | 85362010 | 1 | 4042949055860 | 0.96 | KG | 275.4 | 275.4 | LP17 | LP17 | circuit breaker 3VA1 IEC frame 160 breaking capacity class S Icu=36kA @ 415V 3-pole, line protection TM240, ATAM, In=25A overload protection Ir=18A...25A short-circuit protection Ii=6.4...12.8 x In nut keeper kit 2 auxiliary switches HQ | - | 0 | 0
3VA1125-4EF32-0AD0 |  | 3VA1125-4EF32-0AD0 | 1 | UN | 1 | 10 | C | D | EAR99 | N | 85362010 | 1 | 4042949057956 | 0.99 | KG | 300.05 | 300.05 | LP17 | LP17 | circuit breaker 3VA1 IEC frame 160 breaking capacity class S Icu=36kA @ 415V 3-pole, line protection TM240, ATAM, In=25A overload protection Ir=18A...25A short-circuit protection Ii=6.4...12.8 x In nut keeper kit 3 auxiliary switches HQ | - | 0 | 0
3VA1125-4EF32-0AE0 |  | 3VA1125-4EF32-0AE0 | 1 | UN | 1 | 10 | C | D | EAR99 | N | 85362010 | 1 | 4042949060048 | 1.02 | KG | 322.15 | 322.15 | LP17 | LP17 | circuit breaker 3VA1 IEC frame 160 breaking capacity class S Icu=36kA @ 415V 3-pole, line protection TM240, ATAM, In=25A overload protection Ir=18A...25A short-circuit protection Ii=6.4...12.8 x In nut keeper kit 4 auxiliary switches HQ | - | 0 | 0
3VA1125-4EF32-0AF0 |  | 3VA1125-4EF32-0AF0 | 1 | UN | 1 | 10 | C | D | EAR99 | N | 85362010 | 1 | 4042949062134 | 0.96 | KG | 275.4 | 275.4 | LP17 | LP17 | circuit breaker 3VA1 IEC frame 160 breaking capacity class S Icu=36kA @ 415V 3-pole, line protection TM240, ATAM, In=25A overload protection Ir=18A...25A short-circuit protection Ii=6.4...12.8 x In nut keeper kit 1 auxiliary switch HQ 1 trip alarm switch HQ | - | 0 | 0
3VA1125-4EF32-0AG0 |  | 3VA1125-4EF32-0AG0 | 1 | UN | 1 | 10 | C | D | EAR99 | N | 85362010 | 1 | 4042949064220 | 0.96 | KG | 300.05 | 300.05 | LP17 | LP17 | circuit breaker 3VA1 IEC frame 160 breaking capacity class S Icu=36kA @ 415V 3-pole, line protection TM240, ATAM, In=25A overload protection Ir=18A...25A short-circuit protection Ii=6.4...12.8 x In nut keeper kit 1 auxiliary switch HP 1 trip alarm switch HP | - | 0 | 0
3VA1125-4EF32-0AH0 |  | 3VA1125-4EF32-0AH0 | 1 | UN | 1 | 10 | C | D | EAR99 | N | 85362010 | 1 | 4042949066316 | 0.99 | KG | 300.05 | 300.05 | LP17 | LP17 | circuit breaker 3VA1 IEC frame 160 breaking capacity class S Icu=36kA @ 415V 3-pole, line protection TM240, ATAM, In=25A overload protection Ir=18A...25A short-circuit protection Ii=6.4...12.8 x In nut keeper kit 2 auxiliary switches HQ 1 trip alarm switch HQ | - | 0 | 0
3VA1125-4EF32-0BA0 |  | 3VA1125-4EF32-0BA0 | 1 | UN | 1 | 10 | C | D | EAR99 | N | 85362010 | 1 | 4042949041238 | 0.9 | KG | 338.3 | 338.3 | LP17 | LP17 | circuit breaker 3VA1 IEC frame 160 breaking capacity class S Icu=36kA @ 415V 3-pole, line protection TM240, ATAM, In=25A overload protection Ir=18A...25A short-circuit protection Ii=6.4...12.8 x In nut keeper kit undervoltage release (UVR) 24V DC | - | 0 | 0
3VA1125-4EF32-0BC0 |  | 3VA1125-4EF32-0BC0 | 1 | UN | 1 | 10 | C | D | EAR99 | N | 85362010 | 1 | 4042949068761 | 1.05 | KG | 384.2 | 384.2 | LP17 | LP17 | circuit breaker 3VA1 IEC frame 160 breaking capacity class S Icu=36kA @ 415V 3-pole, line protection TM240, ATAM, In=25A overload protection Ir=18A...25A short-circuit protection Ii=6.4...12.8 x In nut keeper kit undervoltage release (UVR) 24V DC 2 auxiliary switches HQ | - | 0 | 0
3VA1125-4EF32-0BH0 |  | 3VA1125-4EF32-0BH0 | 1 | UN | 1 | 10 | C | D | EAR99 | N | 85362010 | 1 | 4042949081302 | 1.05 | KG | 408.85 | 408.85 | LP17 | LP17 | circuit breaker 3VA1 IEC frame 160 breaking capacity class S Icu=36kA @ 415V 3-pole, line protection TM240, ATAM, In=25A overload protection Ir=18A...25A short-circuit protection Ii=6.4...12.8 x In nut keeper kit undervoltage release (UVR) 24V DC 2 auxiliary switches HQ 1 trip alarm switch HQ | - | 0 | 0
3VA1125-4EF32-0CA0 |  | 3VA1125-4EF32-0CA0 | 1 | UN | 1 | 10 | C | D | EAR99 | N | 85362010 | 1 | 4042949043324 | 0.9 | KG | 338.3 | 338.3 | LP17 | LP17 | circuit breaker 3VA1 IEC frame 160 breaking capacity class S Icu=36kA @ 415V 3-pole, line protection TM240, ATAM, In=25A overload protection Ir=18A...25A short-circuit protection Ii=6.4...12.8 x In nut keeper kit undervoltage release (UVR) 120-127V AC 50/60Hz | - | 0 | 0
3VA1125-4EF32-0CC0 |  | 3VA1125-4EF32-0CC0 | 1 | UN | 1 | 10 | C | D | EAR99 | N | 85362010 | 1 | 4042949070856 | 1.05 | KG | 384.2 | 384.2 | LP17 | LP17 | circuit breaker 3VA1 IEC frame 160 breaking capacity class S Icu=36kA @ 415V 3-pole, line protection TM240, ATAM, In=25A overload protection Ir=18A...25A short-circuit protection Ii=6.4...12.8 x In nut keeper kit undervoltage release (UVR) 120-127V AC 50/60Hz 2 auxiliary switches HQ | - | 0 | 0
3VA1125-4EF32-0CH0 |  | 3VA1125-4EF32-0CH0 | 1 | UN | 1 | 10 | C | D | EAR99 | N | 85362010 | 1 | 4042949083399 | 1.08 | KG | 408.85 | 408.85 | LP17 | LP17 | circuit breaker 3VA1 IEC frame 160 breaking capacity class S Icu=36kA @ 415V 3-pole, line protection TM240, ATAM, In=25A overload protection Ir=18A...25A short-circuit protection Ii=6.4...12.8 x In nut keeper kit undervoltage release (UVR) 120-127V AC 50/60Hz 2 auxiliary switches HQ 1 trip alarm switch HQ | - | 0 | 0
3VA1125-4EF32-0DA0 |  | 3VA1125-4EF32-0DA0 | 1 | UN | 1 | 10 | C | D | EAR99 | N | 85362010 | 1 | 4042949045410 | 0.9 | KG | 338.3 | 338.3 | LP17 | LP17 | circuit breaker 3VA1 IEC frame 160 breaking capacity class S Icu=36kA @ 415V 3-pole, line protection TM240, ATAM, In=25A overload protection Ir=18A...25A short-circuit protection Ii=6.4...12.8 x In nut keeper kit undervoltage release (UVR) 208-230V AC 50/60Hz | - | 0 | 0
3VA1125-4EF32-0DC0 |  | 3VA1125-4EF32-0DC0 | 1 | UN | 1 | 10 | C | D | EAR99 | N | 85362010 | 1 | 4042949072942 | 1.05 | KG | 384.2 | 384.2 | LP17 | LP17 | circuit breaker 3VA1 IEC frame 160 breaking capacity class S Icu=36kA @ 415V 3-pole, line protection TM240, ATAM, In=25A overload protection Ir=18A...25A short-circuit protection Ii=6.4...12.8 x In nut keeper kit undervoltage release (UVR) 208-230V AC 50/60Hz 2 auxiliary switches HQ | - | 0 | 0
3VA1125-4EF32-0DH0 |  | 3VA1125-4EF32-0DH0 | 1 | UN | 1 | 10 | C | D | EAR99 | N | 85362010 | 1 | 4042949085485 | 1.08 | KG | 408.85 | 408.85 | LP17 | LP17 | circuit breaker 3VA1 IEC frame 160 breaking capacity class S Icu=36kA @ 415V 3-pole, line protection TM240, ATAM, In=25A overload protection Ir=18A...25A short-circuit protection Ii=6.4...12.8 x In nut keeper kit undervoltage release (UVR) 208-230V AC 50/60Hz 2 auxiliary switches HQ 1 trip alarm switch HQ | - | 0 | 0
3VA1125-4EF32-0HA0 |  | 3VA1125-4EF32-0HA0 | 1 | UN | 1 | 10 | C | D | EAR99 | N | 85362010 | 1 | 4042949047506 | 0.9 | KG | 312.8 | 312.8 | LP17 | LP17 | circuit breaker 3VA1 IEC frame 160 breaking capacity class S Icu=36kA @ 415V 3-pole, line protection TM240, ATAM, In=25A overload protection Ir=18A...25A short-circuit protection Ii=6.4...12.8 x In nut keeper kit shunt trip (STL) 12-30V DC, 24V AC 50/60Hz | - | 0 | 0
3VA1125-4EF32-0HC0 |  | 3VA1125-4EF32-0HC0 | 1 | UN | 1 | 10 | C | D | EAR99 | N | 85362010 | 1 | 4042949075035 | 1.05 | KG | 359.55 | 359.55 | LP17 | LP17 | circuit breaker 3VA1 IEC frame 160 breaking capacity class S Icu=36kA @ 415V 3-pole, line protection TM240, ATAM, In=25A overload protection Ir=18A...25A short-circuit protection Ii=6.4...12.8 x In nut keeper kit shunt trip (STL) 12-30V DC, 24V AC 50/60Hz 2 auxiliary switches HQ | - | 0 | 0
3VA1125-4EF32-0HH0 |  | 3VA1125-4EF32-0HH0 | 1 | UN | 1 | 10 | C | D | EAR99 | N | 85362010 | 1 | 4042949087571 | 1.08 | KG | 383.35 | 383.35 | LP17 | LP17 | circuit breaker 3VA1 IEC frame 160 breaking capacity class S Icu=36kA @ 415V 3-pole, line protection TM240, ATAM, In=25A overload protection Ir=18A...25A short-circuit protection Ii=6.4...12.8 x In nut keeper kit shunt trip (STL) 12-30V DC, 24V AC 50/60Hz 2 auxiliary switches HQ 1 trip alarm switch HQ | - | 0 | 0
3VA1125-4EF32-0JA0 |  | 3VA1125-4EF32-0JA0 | 1 | UN | 1 | 10 | C | D | EAR99 | N | 85362010 | 1 | 4042949049593 | 0.9 | KG | 312.8 | 312.8 | LP17 | LP17 | circuit breaker 3VA1 IEC frame 160 breaking capacity class S Icu=36kA @ 415V 3-pole, line protection TM240, ATAM, In=25A overload protection Ir=18A...25A short-circuit protection Ii=6.4...12.8 x In nut keeper kit shunt trip (STL) 110-127V DC, AC 50/60Hz | - | 0 | 0
3VA1125-4EF32-0JC0 |  | 3VA1125-4EF32-0JC0 | 1 | UN | 1 | 10 | C | D | EAR99 | N | 85362010 | 1 | 4042949077121 | 1.05 | KG | 359.55 | 359.55 | LP17 | LP17 | circuit breaker 3VA1 IEC frame 160 breaking capacity class S Icu=36kA @ 415V 3-pole, line protection TM240, ATAM, In=25A overload protection Ir=18A...25A short-circuit protection Ii=6.4...12.8 x In nut keeper kit shunt trip (STL) 110-127V DC, AC 50/60Hz 2 auxiliary switches HQ | - | 0 | 0
3VA1125-4EF32-0JH0 |  | 3VA1125-4EF32-0JH0 | 1 | UN | 1 | 10 | C | D | EAR99 | N | 85362010 | 1 | 4042949089667 | 1.08 | KG | 383.35 | 383.35 | LP17 | LP17 | circuit breaker 3VA1 IEC frame 160 breaking capacity class S Icu=36kA @ 415V 3-pole, line protection TM240, ATAM, In=25A overload protection Ir=18A...25A short-circuit protection Ii=6.4...12.8 x In nut keeper kit shunt trip (STL) 110-127V DC, AC 50/60Hz 2 auxiliary switches HQ 1 trip alarm switch HQ | - | 0 | 0
3VA1125-4EF32-0KA0 |  | 3VA1125-4EF32-0KA0 | 1 | UN | 1 | 10 | C | D | EAR99 | N | 85362010 | 1 | 4042949051688 | 1.05 | KG | 312.8 | 312.8 | LP17 | LP17 | circuit breaker 3VA1 IEC frame 160 breaking capacity class S Icu=36kA @ 415V 3-pole, line protection TM240, ATAM, In=25A overload protection Ir=18A...25A short-circuit protection Ii=6.4...12.8 x In nut keeper kit shunt trip (STL) 220-250V DC, 208-277V AC | - | 0 | 0
3VA1125-4EF32-0KC0 |  | 3VA1125-4EF32-0KC0 | 1 | UN | 1 | 10 | C | D | EAR99 | N | 85362010 | 1 | 4042949079217 | 1.05 | KG | 359.55 | 359.55 | LP17 | LP17 | circuit breaker 3VA1 IEC frame 160 breaking capacity class S Icu=36kA @ 415V 3-pole, line protection TM240, ATAM, In=25A overload protection Ir=18A...25A short-circuit protection Ii=6.4...12.8 x In nut keeper kit shunt trip (STL) 220-250V DC, 208-277V AC 2 auxiliary switches HQ | - | 0 | 0
3VA1125-4EF32-0KH0 |  | 3VA1125-4EF32-0KH0 | 1 | UN | 1 | 10 | C | D | EAR99 | N | 85362010 | 1 | 4042949091752 | 1.08 | KG | 383.35 | 383.35 | LP17 | LP17 | circuit breaker 3VA1 IEC frame 160 breaking capacity class S Icu=36kA @ 415V 3-pole, line protection TM240, ATAM, In=25A overload protection Ir=18A...25A short-circuit protection Ii=6.4...12.8 x In nut keeper kit shunt trip (STL) 220-250V DC, 208-277V AC 2 auxiliary switches HQ 1 trip alarm switch HQ | - | 0 | 0
3VA1125-4EF36-0AA0 |  | 3VA1125-4EF36-0AA0 | 1 | UN | 1 | 5 | B | D | EAR99 | N | 85362010 | 1 | 4042948820377 | 1.037 | KG | 242.7 | 236.2 | LP17 | LP17 | circuit breaker 3VA1 IEC frame 160 breaking capacity class S Icu=36kA @ 415V 3-pole, line protection TM240, ATAM, In=25A overload protection Ir=18A...25A short-circuit protection Ii=6.4...12.8 x In clamp connection | Lista Papel 2020 SI | 0 | 0
3VA1125-4EF42-0AA0 |  | 3VA1125-4EF42-0AA0 | 1 | UN | 1 | 5 | B | D | EAR99 | N | 85362010 | 1 | 4042948809037 | 1.2 | KG | 288.6 | 280.4 | LP17 | LP17 | circuit breaker 3VA1 IEC frame 160 breaking capacity class S Icu=36kA @ 415V 4-pole, line protection TM240, ATAM, In=25A overload protection Ir=18A...25A short-circuit protection Ii=6.4...12.8 x In N conductor unprotected nut keeper kit | Lista Papel 2020 SI | 0 | 0
3VA1125-4EF46-0AA0 |  | 3VA1125-4EF46-0AA0 | 1 | UN | 1 | 5 | B | D | EAR99 | N | 85362010 | 1 | 4042948820810 | 1.17 | KG | 317.3 | 308.3 | LP17 | LP17 | circuit breaker 3VA1 IEC frame 160 breaking capacity class S Icu=36kA @ 415V 4-pole, line protection TM240, ATAM, In=25A overload protection Ir=18A...25A short-circuit protection Ii=6.4...12.8 x In N conductor unprotected clamp connection | Lista Papel 2020 SI | 0 | 0
3VA1125-4GD42-0AA0 |  | 3VA1125-4GD42-0AA0 | 1 | UN | 1 | 5 | B | D | EAR99 | N | 85362010 | 1 | 4042948832295 | 1.239 | KG | 267.3 | 259.9 | LP17 | LP17 | circuit breaker 3VA1 IEC frame 160 breaking capacity class S Icu=36kA @ 415V 4-pole, line protection TM210, FTFM, In=25A overload protection Ir=25A fixed short-circuit protection Ii=12.8 x In N conductor protection 100% nut keeper kit | Lista Papel 2020 SI | 0 | 0
3VA1125-4GD46-0AA0 |  | 3VA1125-4GD46-0AA0 | 1 | UN | 1 | 5 | B | D | EAR99 | N | 85362010 | 1 | 4042948824863 | 1.17 | KG | 296 | 287.8 | LP17 | LP17 | circuit breaker 3VA1 IEC frame 160 breaking capacity class S Icu=36kA @ 415V 4-pole, line protection TM210, FTFM, In=25A overload protection Ir=25A fixed short-circuit protection Ii=12.8 x In N conductor protection 100% clamp connection | Lista Papel 2020 SI | 0 | 0
3VA1125-4GE42-0AA0 |  | 3VA1125-4GE42-0AA0 | 1 | UN | 1 | 5 | B | D | EAR99 | N | 85362010 | 1 | 4042948832288 | 1.234 | KG | 273.1 | 265.7 | LP17 | LP17 | circuit breaker 3VA1 IEC frame 160 breaking capacity class S Icu=36kA @ 415V 4-pole, line protection TM220, ATFM, In=25A overload protection Ir=18A...25A short-circuit protection Ii=12.8 x In N conductor protection 100% nut keeper kit | Lista Papel 2020 SI | 0 | 0
3VA1125-4GE46-0AA0 |  | 3VA1125-4GE46-0AA0 | 1 | UN | 1 | 5 | B | D | EAR99 | N | 85362010 | 1 | 4042948824870 | 1.17 | KG | 301.8 | 293.6 | LP17 | LP17 | circuit breaker 3VA1 IEC frame 160 breaking capacity class S Icu=36kA @ 415V 4-pole, line protection TM220, ATFM, In=25A overload protection Ir=18A...25A short-circuit protection Ii=12.8 x In N conductor protection 100% clamp connection | Lista Papel 2020 SI | 0 | 0
3VA1125-4GF42-0AA0 |  | 3VA1125-4GF42-0AA0 | 1 | UN | 1 | 5 | B | D | EAR99 | N | 85362010 | 1 | 4042948832271 | 1.252 | KG | 288.6 | 280.4 | LP17 | LP17 | circuit breaker 3VA1 IEC frame 160 breaking capacity class S Icu=36kA @ 415V 4-pole, line protection TM240, ATAM, In=25A overload protection Ir=18A...25A short-circuit protection Ii=6.4...12.8 x In N conductor protection 100% nut keeper kit | Lista Papel 2020 SI | 0 | 0
3VA1125-4GF46-0AA0 |  | 3VA1125-4GF46-0AA0 | 1 | UN | 1 | 5 | B | D | EAR99 | N | 85362010 | 1 | 4042948824337 | 1.17 | KG | 317.3 | 308.3 | LP17 | LP17 | circuit breaker 3VA1 IEC frame 160 breaking capacity class S Icu=36kA @ 415V 4-pole, line protection TM240, ATAM, In=25A overload protection Ir=18A...25A short-circuit protection Ii=6.4...12.8 x In N conductor protection 100% clamp connection | Lista Papel 2020 SI | 0 | 0
3VA1125-5ED12-0AA0 |  | 3VA1125-5ED12-0AA0 | 1 | UN | 1 | 5 | B | D | EAR99 | N | 85362010 | 1 | 4042948867884 | 385 | G | 117.3 | 117.3 | LP17 | LP17 | circuit breaker 3VA1 IEC frame 160 breaking capacity class M Icu=55kA @ 240V 1-pole, line protection TM210, FTFM, In=25A overload protection Ir=25A fixed short-circuit protection Ii=12.8 x In nut keeper kit | - | 0 | 0
3VA1125-5ED16-0AA0 |  | 3VA1125-5ED16-0AA0 | 1 | UN | 1 | 5 | B | D | EAR99 | N | 85362010 | 1 | 4042948867877 | 0.352 | KG | 125.8 | 125.8 | LP17 | LP17 | circuit breaker 3VA1 IEC frame 160 breaking capacity class M Icu=55kA @ 240V 1-pole, line protection TM210, FTFM, In=25A overload protection Ir=25A fixed short-circuit protection Ii=12.8 x In clamp connection | - | 0 | 0
3VA1125-5ED22-0AA0 |  | 3VA1125-5ED22-0AA0 | 1 | UN | 1 | 5 | B | D | EAR99 | N | 85362010 | 1 | 4042948867860 | 651 | G | 212.5 | 212.5 | LP17 | LP17 | circuit breaker 3VA1 IEC frame 160 breaking capacity class M Icu=55kA @ 415V 2-pole, line protection TM210, FTFM, In=25A overload protection Ir=25A fixed short-circuit protection Ii=12.8 x In nut keeper kit | - | 0 | 0
3VA1125-5ED26-0AA0 |  | 3VA1125-5ED26-0AA0 | 1 | UN | 1 | 5 | B | D | EAR99 | N | 85362010 | 1 | 4042948867853 | 0.669 | KG | 228.65 | 228.65 | LP17 | LP17 | circuit breaker 3VA1 IEC frame 160 breaking capacity class M Icu=55kA @ 415V 2-pole, line protection TM210, FTFM, In=25A overload protection Ir=25A fixed short-circuit protection Ii=12.8 x In clamp connection | - | 0 | 0
3VA1125-5ED32-0AA0 |  | 3VA1125-5ED32-0AA0 | 1 | UN | 1 | 5 | B | D | EAR99 | N | 85362010 | 1 | 4042948812280 | 967 | G | 227.1 | 220.6 | LP17 | LP17 | circuit breaker 3VA1 IEC frame 160 breaking capacity class M Icu=55kA @ 415V 3-pole, line protection TM210, FTFM, In=25A overload protection Ir=25A fixed short-circuit protection Ii=12.8 x In nut keeper kit | Lista Papel 2020 SI | 0 | 0
3VA1125-5ED36-0AA0 |  | 3VA1125-5ED36-0AA0 | 1 | UN | 1 | 5 | B | D | EAR99 | N | 85362010 | 1 | 4042948821367 | 1.027 | KG | 249.3 | 241.9 | LP17 | LP17 | circuit breaker 3VA1 IEC frame 160 breaking capacity class M Icu=55kA @ 415V 3-pole, line protection TM210, FTFM, In=25A overload protection Ir=25A fixed short-circuit protection Ii=12.8 x In clamp connection | Lista Papel 2020 SI | 0 | 0
3VA1125-5ED42-0AA0 |  | 3VA1125-5ED42-0AA0 | 1 | UN | 1 | 5 | B | D | EAR99 | N | 85362010 | 1 | 4042948813164 | 1.2 | KG | 294.4 | 286.2 | LP17 | LP17 | circuit breaker 3VA1 IEC frame 160 breaking capacity class M Icu=55kA @ 415V 4-pole, line protection TM210, FTFM, In=25A overload protection Ir=25A fixed short-circuit protection Ii=12.8 x In N conductor unprotected nut keeper kit | Lista Papel 2020 SI | 0 | 0
3VA1125-5ED46-0AA0 |  | 3VA1125-5ED46-0AA0 | 1 | UN | 1 | 5 | B | D | EAR99 | N | 85362010 | 1 | 4042948822241 | 1.283 | KG | 323.9 | 314.9 | LP17 | LP17 | circuit breaker 3VA1 IEC frame 160 breaking capacity class M Icu=55kA @ 415V 4-pole, line protection TM210, FTFM, In=25A overload protection Ir=25A fixed short-circuit protection Ii=12.8 x In N conductor unprotected clamp connection | Lista Papel 2020 SI | 0 | 0
3VA1125-5EE32-0AA0 |  | 3VA1125-5EE32-0AA0 | 1 | UN | 1 | 5 | B | D | EAR99 | N | 85362010 | 1 | 4042948812297 | 967 | G | 231.2 | 224.7 | LP17 | LP17 | circuit breaker 3VA1 IEC frame 160 breaking capacity class M Icu=55kA @ 415V 3-pole, line protection TM220, ATFM, In=25A overload protection Ir=18A...25A short-circuit protection Ii=12.8 x In nut keeper kit | Lista Papel 2020 SI | 0 | 0
3VA1125-5EE32-0BF0 |  | 3VA1125-5EE32-0BF0 | 1 | UN | 1 | 10 | C | D | EAR99 | N | 85362010 | 1 | 4042949323044 | 1.067 | KG | 396.1 | 396.1 | LP17 | LP17 | circuit breaker 3VA1 IEC frame 160 breaking capacity class M Icu=55kA @ 415V 3-pole, line protection TM220, ATFM, In=25A overload protection Ir=18A ...25A short-circuit protection Ii=12.8 x In nut keeper kit undervoltage release (UVR) 24V DC 1 auxiliary switch HQ 1 trip alarm switch HQ | - | 0 | 0
3VA1125-5EE32-0JF0 |  | 3VA1125-5EE32-0JF0 | 1 | UN | 1 | 10 | C | D | EAR99 | N | 85362010 | 1 | 4042949323822 | 1.073 | KG | 369.75 | 369.75 | LP17 | LP17 | circuit breaker 3VA1 IEC frame 160 breaking capacity class M Icu=55kA @ 415V 3-pole, line protection TM220, ATFM, In=25A overload protection Ir=18A...25A short-circuit protection Ii=12.8 x In nut keeper kit shunt trip (STL) 110-127V DC, AC 50/60Hz 1 auxiliary switch HQ 1 trip alarm switch HQ | - | 0 | 0
3VA1125-5EE36-0AA0 |  | 3VA1125-5EE36-0AA0 | 1 | UN | 1 | 5 | B | D | EAR99 | N | 85362010 | 1 | 4042948821374 | 1.036 | KG | 253.4 | 246 | LP17 | LP17 | circuit breaker 3VA1 IEC frame 160 breaking capacity class M Icu=55kA @ 415V 3-pole, line protection TM220, ATFM, In=25A overload protection Ir=18A...25A short-circuit protection Ii=12.8 x In clamp connection | Lista Papel 2020 SI | 0 | 0
3VA1125-5EE42-0AA0 |  | 3VA1125-5EE42-0AA0 | 1 | UN | 1 | 5 | B | D | EAR99 | N | 85362010 | 1 | 4042948813171 | 1.2 | KG | 300.9 | 292.7 | LP17 | LP17 | circuit breaker 3VA1 IEC frame 160 breaking capacity class M Icu=55kA @ 415V 4-pole, line protection TM220, ATFM, In=25A overload protection Ir=18A...25A short-circuit protection Ii=12.8 x In N conductor unprotected nut keeper kit | Lista Papel 2020 SI | 0 | 0
3VA1125-5EE46-0AA0 |  | 3VA1125-5EE46-0AA0 | 1 | UN | 1 | 5 | B | D | EAR99 | N | 85362010 | 1 | 4042948822258 | 1.17 | KG | 328.8 | 319.8 | LP17 | LP17 | circuit breaker 3VA1 IEC frame 160 breaking capacity class M Icu=55kA @ 415V 4-pole, line protection TM220, ATFM, In=25A overload protection Ir=18A...25A short-circuit protection Ii=12.8 x In N conductor unprotected clamp connection | Lista Papel 2020 SI | 0 | 0
3VA1125-5EF32-0AA0 |  | 3VA1125-5EF32-0AA0 | 1 | UN | 1 | 5 | B | D | EAR99 | N | 85362010 | 1 | 4042948808603 | 988 | G | 243.5 | 237 | LP17 | LP17 | circuit breaker 3VA1 IEC frame 160 breaking capacity class M Icu=55kA @ 415V 3-pole, line protection TM240, ATAM, In=25A overload protection Ir=18A...25A short-circuit protection Ii=6.4...12.8 x In nut keeper kit | Lista Papel 2020 SI | 0 | 0
3VA1125-5EF32-0AB0 |  | 3VA1125-5EF32-0AB0 | 1 | UN | 1 | 10 | C | D | EAR99 | N | 85362010 | 1 | 4042949053767 | 0.96 | KG | 322.15 | 322.15 | LP17 | LP17 | circuit breaker 3VA1 IEC frame 160 breaking capacity class M Icu=55kA @ 415V 3-pole, line protection TM240, ATAM, In=25A overload protection Ir=18A...25A short-circuit protection Ii=6.4...12.8 x In nut keeper kit 2 auxiliary switches HP | - | 0 | 0
3VA1125-5EF32-0AC0 |  | 3VA1125-5EF32-0AC0 | 1 | UN | 1 | 10 | C | D | EAR99 | N | 85362010 | 1 | 4042949055853 | 0.96 | KG | 300.05 | 300.05 | LP17 | LP17 | circuit breaker 3VA1 IEC frame 160 breaking capacity class M Icu=55kA @ 415V 3-pole, line protection TM240, ATAM, In=25A overload protection Ir=18A...25A short-circuit protection Ii=6.4...12.8 x In nut keeper kit 2 auxiliary switches HQ | - | 0 | 0
3VA1125-5EF32-0AD0 |  | 3VA1125-5EF32-0AD0 | 1 | UN | 1 | 10 | C | D | EAR99 | N | 85362010 | 1 | 4042949057949 | 0.99 | KG | 322.15 | 322.15 | LP17 | LP17 | circuit breaker 3VA1 IEC frame 160 breaking capacity class M Icu=55kA @ 415V 3-pole, line protection TM240, ATAM, In=25A overload protection Ir=18A...25A short-circuit protection Ii=6.4...12.8 x In nut keeper kit 3 auxiliary switches HQ | - | 0 | 0
3VA1125-5EF32-0AE0 |  | 3VA1125-5EF32-0AE0 | 1 | UN | 1 | 10 | C | D | EAR99 | N | 85362010 | 1 | 4042949060031 | 1.02 | KG | 345.95 | 345.95 | LP17 | LP17 | circuit breaker 3VA1 IEC frame 160 breaking capacity class M Icu=55kA @ 415V 3-pole, line protection TM240, ATAM, In=25A overload protection Ir=18A...25A short-circuit protection Ii=6.4...12.8 x In nut keeper kit 4 auxiliary switches HQ | - | 0 | 0
3VA1125-5EF32-0AF0 |  | 3VA1125-5EF32-0AF0 | 1 | UN | 1 | 10 | C | D | EAR99 | N | 85362010 | 1 | 4042949062127 | 0.96 | KG | 300.05 | 300.05 | LP17 | LP17 | circuit breaker 3VA1 IEC frame 160 breaking capacity class M Icu=55kA @ 415V 3-pole, line protection TM240, ATAM, In=25A overload protection Ir=18A...25A short-circuit protection Ii=6.4...12.8 x In nut keeper kit 1 auxiliary switch HQ 1 trip alarm switch HQ | - | 0 | 0
3VA1125-5EF32-0AG0 |  | 3VA1125-5EF32-0AG0 | 1 | UN | 1 | 10 | C | D | EAR99 | N | 85362010 | 1 | 4042949064213 | 0.96 | KG | 322.15 | 322.15 | LP17 | LP17 | circuit breaker 3VA1 IEC frame 160 breaking capacity class M Icu=55kA @ 415V 3-pole, line protection TM240, ATAM, In=25A overload protection Ir=18A...25A short-circuit protection Ii=6.4...12.8 x In nut keeper kit 1 auxiliary switch HP 1 trip alarm switch HP | - | 0 | 0
3VA1125-5EF32-0AH0 |  | 3VA1125-5EF32-0AH0 | 1 | UN | 1 | 10 | C | D | EAR99 | N | 85362010 | 1 | 4042949066309 | 0.99 | KG | 322.15 | 322.15 | LP17 | LP17 | circuit breaker 3VA1 IEC frame 160 breaking capacity class M Icu=55kA @ 415V 3-pole, line protection TM240, ATAM, In=25A overload protection Ir=18A...25A short-circuit protection Ii=6.4...12.8 x In nut keeper kit 2 auxiliary switches HQ 1 trip alarm switch HQ | - | 0 | 0
3VA1125-5EF32-0BA0 |  | 3VA1125-5EF32-0BA0 | 1 | UN | 1 | 10 | C | D | EAR99 | N | 85362010 | 1 | 4042949041221 | 0.9 | KG | 362.1 | 362.1 | LP17 | LP17 | circuit breaker 3VA1 IEC frame 160 breaking capacity class M Icu=55kA @ 415V 3-pole, line protection TM240, ATAM, In=25A overload protection Ir=18A...25A short-circuit protection Ii=6.4...12.8 x In nut keeper kit undervoltage release (UVR) 24V DC | - | 0 | 0
3VA1125-5EF32-0BC0 |  | 3VA1125-5EF32-0BC0 | 1 | UN | 1 | 10 | C | D | EAR99 | N | 85362010 | 1 | 4042949068754 | 1.05 | KG | 408.85 | 408.85 | LP17 | LP17 | circuit breaker 3VA1 IEC frame 160 breaking capacity class M Icu=55kA @ 415V 3-pole, line protection TM240, ATAM, In=25A overload protection Ir=18A...25A short-circuit protection Ii=6.4...12.8 x In nut keeper kit undervoltage release (UVR) 24V DC 2 auxiliary switches HQ | - | 0 | 0
3VA1125-5EF32-0BD0 |  | 3VA1125-5EF32-0BD0 | 1 | UN | 1 | 10 | C | D | EAR99 | N | 85362010 | 1 | 4042949324584 | 1.112 | KG | 432.65 | 432.65 | LP17 | LP17 | circuit breaker 3VA1 IEC frame 160 breaking capacity class M Icu=55kA @ 415V 3-pole, line protection TM240, ATAM, In=25A overload protection Ir=18A...25A short-circuit protection Ii=6.4...12.8 x In nut keeper kit undervoltage release 24V DC 3 auxiliary switches | - | 0 | 0
3VA1125-5EF32-0BH0 |  | 3VA1125-5EF32-0BH0 | 1 | UN | 1 | 10 | C | D | EAR99 | N | 85362010 | 1 | 4042949081296 | 1.05 | KG | 431.8 | 431.8 | LP17 | LP17 | circuit breaker 3VA1 IEC frame 160 breaking capacity class M Icu=55kA @ 415V 3-pole, line protection TM240, ATAM, In=25A overload protection Ir=18A...25A short-circuit protection Ii=6.4...12.8 x In nut keeper kit undervoltage release (UVR) 24V DC 2 auxiliary switches HQ 1 trip alarm switch HQ | - | 0 | 0
3VA1125-5EF32-0CA0 |  | 3VA1125-5EF32-0CA0 | 1 | UN | 1 | 10 | C | D | EAR99 | N | 85362010 | 1 | 4042949043317 | 0.9 | KG | 362.1 | 362.1 | LP17 | LP17 | circuit breaker 3VA1 IEC frame 160 breaking capacity class M Icu=55kA @ 415V 3-pole, line protection TM240, ATAM, In=25A overload protection Ir=18A...25A short-circuit protection Ii=6.4...12.8 x In nut keeper kit undervoltage release (UVR) 120-127V AC 50/60Hz | - | 0 | 0
3VA1125-5EF32-0CC0 |  | 3VA1125-5EF32-0CC0 | 1 | UN | 1 | 10 | C | D | EAR99 | N | 85362010 | 1 | 4042949070849 | 1.05 | KG | 408.85 | 408.85 | LP17 | LP17 | circuit breaker 3VA1 IEC frame 160 breaking capacity class M Icu=55kA @ 415V 3-pole, line protection TM240, ATAM, In=25A overload protection Ir=18A...25A short-circuit protection Ii=6.4...12.8 x In nut keeper kit undervoltage release (UVR) 120-127V AC 50/60Hz 2 auxiliary switches HQ | - | 0 | 0
3VA1125-5EF32-0CH0 |  | 3VA1125-5EF32-0CH0 | 1 | UN | 1 | 10 | C | D | EAR99 | N | 85362010 | 1 | 4042949083382 | 1.08 | KG | 431.8 | 431.8 | LP17 | LP17 | circuit breaker 3VA1 IEC frame 160 breaking capacity class M Icu=55kA @ 415V 3-pole, line protection TM240, ATAM, In=25A overload protection Ir=18A...25A short-circuit protection Ii=6.4...12.8 x In nut keeper kit undervoltage release (UVR) 120-127V AC 50/60Hz 2 auxiliary switches HQ 1 trip alarm switch HQ | - | 0 | 0
3VA1125-5EF32-0DA0 |  | 3VA1125-5EF32-0DA0 | 1 | UN | 1 | 10 | C | D | EAR99 | N | 85362010 | 1 | 4042949045403 | 0.9 | KG | 362.1 | 362.1 | LP17 | LP17 | circuit breaker 3VA1 IEC frame 160 breaking capacity class M Icu=55kA @ 415V 3-pole, line protection TM240, ATAM, In=25A overload protection Ir=18A...25A short-circuit protection Ii=6.4...12.8 x In nut keeper kit undervoltage release (UVR) 208-230V AC 50/60Hz | - | 0 | 0
3VA1125-5EF32-0DC0 |  | 3VA1125-5EF32-0DC0 | 1 | UN | 1 | 10 | C | D | EAR99 | N | 85362010 | 1 | 4042949072935 | 1.05 | KG | 408.85 | 408.85 | LP17 | LP17 | circuit breaker 3VA1 IEC frame 160 breaking capacity class M Icu=55kA @ 415V 3-pole, line protection TM240, ATAM, In=25A overload protection Ir=18A...25A short-circuit protection Ii=6.4...12.8 x In nut keeper kit undervoltage release (UVR) 208-230V AC 50/60Hz 2 auxiliary switches HQ | - | 0 | 0
3VA1125-5EF32-0DH0 |  | 3VA1125-5EF32-0DH0 | 1 | UN | 1 | 10 | C | D | EAR99 | N | 85362010 | 1 | 4042949085478 | 1.08 | KG | 431.8 | 431.8 | LP17 | LP17 | circuit breaker 3VA1 IEC frame 160 breaking capacity class M Icu=55kA @ 415V 3-pole, line protection TM240, ATAM, In=25A overload protection Ir=18A...25A short-circuit protection Ii=6.4...12.8 x In nut keeper kit undervoltage release (UVR) 208-230V AC 50/60Hz 2 auxiliary switches HQ 1 trip alarm switch HQ | - | 0 | 0
3VA1125-5EF32-0HA0 |  | 3VA1125-5EF32-0HA0 | 1 | UN | 1 | 10 | C | D | EAR99 | N | 85362010 | 1 | 4042949047490 | 0.9 | KG | 337.45 | 337.45 | LP17 | LP17 | circuit breaker 3VA1 IEC frame 160 breaking capacity class M Icu=55kA @ 415V 3-pole, line protection TM240, ATAM, In=25A overload protection Ir=18A...25A short-circuit protection Ii=6.4...12.8 x In nut keeper kit shunt trip (STL) 12-30V DC, 24V AC 50/60Hz | - | 0 | 0
3VA1125-5EF32-0HC0 |  | 3VA1125-5EF32-0HC0 | 1 | UN | 1 | 10 | C | D | EAR99 | N | 85362010 | 1 | 4042949075028 | 1.05 | KG | 383.35 | 383.35 | LP17 | LP17 | circuit breaker 3VA1 IEC frame 160 breaking capacity class M Icu=55kA @ 415V 3-pole, line protection TM240, ATAM, In=25A overload protection Ir=18A...25A short-circuit protection Ii=6.4...12.8 x In nut keeper kit shunt trip (STL) 12-30V DC, 24V AC 50/60Hz 2 auxiliary switches HQ | - | 0 | 0
3VA1125-5EF32-0HH0 |  | 3VA1125-5EF32-0HH0 | 1 | UN | 1 | 10 | C | D | EAR99 | N | 85362010 | 1 | 4042949087564 | 1.08 | KG | 408 | 408 | LP17 | LP17 | circuit breaker 3VA1 IEC frame 160 breaking capacity class M Icu=55kA @ 415V 3-pole, line protection TM240, ATAM, In=25A overload protection Ir=18A...25A short-circuit protection Ii=6.4...12.8 x In nut keeper kit shunt trip (STL) 12-30V DC, 24V AC 50/60Hz 2 auxiliary switches HQ 1 trip alarm switch HQ | - | 0 | 0
3VA1125-5EF32-0JA0 |  | 3VA1125-5EF32-0JA0 | 1 | UN | 1 | 10 | C | D | EAR99 | N | 85362010 | 1 | 4042949049586 | 0.9 | KG | 337.45 | 337.45 | LP17 | LP17 | circuit breaker 3VA1 IEC frame 160 breaking capacity class M Icu=55kA @ 415V 3-pole, line protection TM240, ATAM, In=25A overload protection Ir=18A...25A short-circuit protection Ii=6.4...12.8 x In nut keeper kit shunt trip (STL) 110-127V DC, AC 50/60Hz | - | 0 | 0
3VA1125-5EF32-0JC0 |  | 3VA1125-5EF32-0JC0 | 1 | UN | 1 | 10 | C | D | EAR99 | N | 85362010 | 1 | 4042949077114 | 1.05 | KG | 383.35 | 383.35 | LP17 | LP17 | circuit breaker 3VA1 IEC frame 160 breaking capacity class M Icu=55kA @ 415V 3-pole, line protection TM240, ATAM, In=25A overload protection Ir=18A...25A short-circuit protection Ii=6.4...12.8 x In nut keeper kit shunt trip (STL) 110-127V DC, AC 50/60Hz 2 auxiliary switches HQ | - | 0 | 0
3VA1125-5EF32-0JH0 |  | 3VA1125-5EF32-0JH0 | 1 | UN | 1 | 10 | C | D | EAR99 | N | 85362010 | 1 | 4042949089650 | 1.08 | KG | 408 | 408 | LP17 | LP17 | circuit breaker 3VA1 IEC frame 160 breaking capacity class M Icu=55kA @ 415V 3-pole, line protection TM240, ATAM, In=25A overload protection Ir=18A...25A short-circuit protection Ii=6.4...12.8 x In nut keeper kit shunt trip (STL) 110-127V DC, AC 50/60Hz 2 auxiliary switches HQ 1 trip alarm switch HQ | - | 0 | 0
3VA1125-5EF32-0KA0 |  | 3VA1125-5EF32-0KA0 | 1 | UN | 1 | 10 | C | D | EAR99 | N | 85362010 | 1 | 4042949051671 | 1.05 | KG | 337.45 | 337.45 | LP17 | LP17 | circuit breaker 3VA1 IEC frame 160 breaking capacity class M Icu=55kA @ 415V 3-pole, line protection TM240, ATAM, In=25A overload protection Ir=18A...25A short-circuit protection Ii=6.4...12.8 x In nut keeper kit shunt trip (STL) 220-250V DC, 208-277V AC | - | 0 | 0
3VA1125-5EF32-0KC0 |  | 3VA1125-5EF32-0KC0 | 1 | UN | 1 | 10 | C | D | EAR99 | N | 85362010 | 1 | 4042949079200 | 1.05 | KG | 383.35 | 383.35 | LP17 | LP17 | circuit breaker 3VA1 IEC frame 160 breaking capacity class M Icu=55kA @ 415V 3-pole, line protection TM240, ATAM, In=25A overload protection Ir=18A...25A short-circuit protection Ii=6.4...12.8 x In nut keeper kit shunt trip (STL) 220-250V DC, 208-277V AC 2 auxiliary switches HQ | - | 0 | 0
3VA1125-5EF32-0KD0 |  | 3VA1125-5EF32-0KD0 | 1 | UN | 1 | 10 | C | D | EAR99 | N | 85362010 | 1 | 4042949324485 | 1.114 | KG | 406.3 | 406.3 | LP17 | LP17 | circuit breaker 3VA1 IEC frame 160 breaking capacity class M Icu=55kA @ 415V 3-pole, line protection TM240, ATAM, In=25A overload protection Ir=18A...25A short-circuit protection Ii=6.4...12.8 x In nut keeper kit shunt trip left 208-277V AC 50/60Hz 3 auxiliary switches | - | 0 | 0
3VA1125-5EF32-0KH0 |  | 3VA1125-5EF32-0KH0 | 1 | UN | 1 | 10 | C | D | EAR99 | N | 85362010 | 1 | 4042949091745 | 1.08 | KG | 408 | 408 | LP17 | LP17 | circuit breaker 3VA1 IEC frame 160 breaking capacity class M Icu=55kA @ 415V 3-pole, line protection TM240, ATAM, In=25A overload protection Ir=18A...25A short-circuit protection Ii=6.4...12.8 x In nut keeper kit shunt trip (STL) 220-250V DC, 208-277V AC 2 auxiliary switches HQ 1 trip alarm switch HQ | - | 0 | 0
3VA1125-5EF36-0AA0 |  | 3VA1125-5EF36-0AA0 | 1 | UN | 1 | 5 | B | D | EAR99 | N | 85362010 | 1 | 4042948820384 | 1.036 | KG | 264.9 | 257.5 | LP17 | LP17 | circuit breaker 3VA1 IEC frame 160 breaking capacity class M Icu=55kA @ 415V 3-pole, line protection TM240, ATAM, In=25A overload protection Ir=18A...25A short-circuit protection Ii=6.4...12.8 x In clamp connection | Lista Papel 2020 SI | 0 | 0
3VA1125-5EF36-0AB0 |  | 3VA1125-5EF36-0AB0 | 1 | UN | 1 | 10 | C | D | EAR99 | N | 85362010 | 1 | 4042949053750 | 0.96 | KG | 344.25 | 344.25 | LP17 | LP17 | circuit breaker 3VA1 IEC frame 160 breaking capacity class M Icu=55kA @ 415V 3-pole, line protection TM240, ATAM, In=25A overload protection Ir=18A...25A short-circuit protection Ii=6.4...12.8 x In clamp connection 2 auxiliary switches HP | - | 0 | 0
3VA1125-5EF36-0AC0 |  | 3VA1125-5EF36-0AC0 | 1 | UN | 1 | 10 | C | D | EAR99 | N | 85362010 | 1 | 4042949055846 | 0.96 | KG | 320.45 | 320.45 | LP17 | LP17 | circuit breaker 3VA1 IEC frame 160 breaking capacity class M Icu=55kA @ 415V 3-pole, line protection TM240, ATAM, In=25A overload protection Ir=18A...25A short-circuit protection Ii=6.4...12.8 x In clamp connection 2 auxiliary switches HQ | - | 0 | 0
3VA1125-5EF36-0AD0 |  | 3VA1125-5EF36-0AD0 | 1 | UN | 1 | 10 | C | D | EAR99 | N | 85362010 | 1 | 4042949057932 | 0.99 | KG | 344.25 | 344.25 | LP17 | LP17 | circuit breaker 3VA1 IEC frame 160 breaking capacity class M Icu=55kA @ 415V 3-pole, line protection TM240, ATAM, In=25A overload protection Ir=18A...25A short-circuit protection Ii=6.4...12.8 x In clamp connection 3 auxiliary switches HQ | - | 0 | 0
3VA1125-5EF36-0AE0 |  | 3VA1125-5EF36-0AE0 | 1 | UN | 1 | 10 | C | D | EAR99 | N | 85362010 | 1 | 4042949060024 | 1.02 | KG | 368.9 | 368.9 | LP17 | LP17 | circuit breaker 3VA1 IEC frame 160 breaking capacity class M Icu=55kA @ 415V 3-pole, line protection TM240, ATAM, In=25A overload protection Ir=18A...25A short-circuit protection Ii=6.4...12.8 x In clamp connection 4 auxiliary switches HQ | - | 0 | 0
3VA1125-5EF36-0AF0 |  | 3VA1125-5EF36-0AF0 | 1 | UN | 1 | 10 | C | D | EAR99 | N | 85362010 | 1 | 4042949062110 | 0.96 | KG | 320.45 | 320.45 | LP17 | LP17 | circuit breaker 3VA1 IEC frame 160 breaking capacity class M Icu=55kA @ 415V 3-pole, line protection TM240, ATAM, In=25A overload protection Ir=18A...25A short-circuit protection Ii=6.4...12.8 x In clamp connection 1 auxiliary switch HQ 1 trip alarm switch HQ | - | 0 | 0
3VA1125-5EF36-0AG0 |  | 3VA1125-5EF36-0AG0 | 1 | UN | 1 | 10 | C | D | EAR99 | N | 85362010 | 1 | 4042949064206 | 0.96 | KG | 344.25 | 344.25 | LP17 | LP17 | circuit breaker 3VA1 IEC frame 160 breaking capacity class M Icu=55kA @ 415V 3-pole, line protection TM240, ATAM, In=25A overload protection Ir=18A...25A short-circuit protection Ii=6.4...12.8 x In clamp connection 1 auxiliary switch HP 1 trip alarm switch HP | - | 0 | 0
3VA1125-5EF36-0AH0 |  | 3VA1125-5EF36-0AH0 | 1 | UN | 1 | 10 | C | D | EAR99 | N | 85362010 | 1 | 4042949066293 | 0.99 | KG | 344.25 | 344.25 | LP17 | LP17 | circuit breaker 3VA1 IEC frame 160 breaking capacity class M Icu=55kA @ 415V 3-pole, line protection TM240, ATAM, In=25A overload protection Ir=18A...25A short-circuit protection Ii=6.4...12.8 x In clamp connection 2 auxiliary switches HQ 1 trip alarm switch HQ | - | 0 | 0
3VA1125-5EF36-0BA0 |  | 3VA1125-5EF36-0BA0 | 1 | UN | 1 | 10 | C | D | EAR99 | N | 85362010 | 1 | 4042949041214 | 0.9 | KG | 383.35 | 383.35 | LP17 | LP17 | circuit breaker 3VA1 IEC frame 160 breaking capacity class M Icu=55kA @ 415V 3-pole, line protection TM240, ATAM, In=25A overload protection Ir=18A...25A short-circuit protection Ii=6.4...12.8 x In clamp connection undervoltage release (UVR) 24V DC | - | 0 | 0
3VA1125-5EF36-0BC0 |  | 3VA1125-5EF36-0BC0 | 1 | UN | 1 | 10 | C | D | EAR99 | N | 85362010 | 1 | 4042949068747 | 1.05 | KG | 430.1 | 430.1 | LP17 | LP17 | circuit breaker 3VA1 IEC frame 160 breaking capacity class M Icu=55kA @ 415V 3-pole, line protection TM240, ATAM, In=25A overload protection Ir=18A...25A short-circuit protection Ii=6.4...12.8 x In clamp connection undervoltage release (UVR) 24V DC 2 auxiliary switches HQ | - | 0 | 0
3VA1125-5EF36-0BH0 |  | 3VA1125-5EF36-0BH0 | 1 | UN | 1 | 10 | C | D | EAR99 | N | 85362010 | 1 | 4042949081289 | 1.05 | KG | 453.9 | 453.9 | LP17 | LP17 | circuit breaker 3VA1 IEC frame 160 breaking capacity class M Icu=55kA @ 415V 3-pole, line protection TM240, ATAM, In=25A overload protection Ir=18A...25A short-circuit protection Ii=6.4...12.8 x In clamp connection undervoltage release (UVR) 24V DC 2 auxiliary switches HQ 1 trip alarm switch HQ | - | 0 | 0
3VA1125-5EF36-0CA0 |  | 3VA1125-5EF36-0CA0 | 1 | UN | 1 | 10 | C | D | EAR99 | N | 85362010 | 1 | 4042949043300 | 0.9 | KG | 383.35 | 383.35 | LP17 | LP17 | circuit breaker 3VA1 IEC frame 160 breaking capacity class M Icu=55kA @ 415V 3-pole, line protection TM240, ATAM, In=25A overload protection Ir=18A...25A short-circuit protection Ii=6.4...12.8 x In clamp connection undervoltage release (UVR) 120-127V AC 50/60Hz | - | 0 | 0
3VA1125-5EF36-0CC0 |  | 3VA1125-5EF36-0CC0 | 1 | UN | 1 | 10 | C | D | EAR99 | N | 85362010 | 1 | 4042949070832 | 1.05 | KG | 430.1 | 430.1 | LP17 | LP17 | circuit breaker 3VA1 IEC frame 160 breaking capacity class M Icu=55kA @ 415V 3-pole, line protection TM240, ATAM, In=25A overload protection Ir=18A...25A short-circuit protection Ii=6.4...12.8 x In clamp connection undervoltage release (UVR) 120-127V AC 50/60Hz 2 auxiliary switches HQ | - | 0 | 0
3VA1125-5EF36-0CH0 |  | 3VA1125-5EF36-0CH0 | 1 | UN | 1 | 10 | C | D | EAR99 | N | 85362010 | 1 | 4042949083375 | 1.08 | KG | 453.9 | 453.9 | LP17 | LP17 | circuit breaker 3VA1 IEC frame 160 breaking capacity class M Icu=55kA @ 415V 3-pole, line protection TM240, ATAM, In=25A overload protection Ir=18A...25A short-circuit protection Ii=6.4...12.8 x In clamp connection undervoltage release (UVR) 120-127V AC 50/60Hz 2 auxiliary switches HQ 1 trip alarm switch HQ | - | 0 | 0
3VA1125-5EF36-0DA0 |  | 3VA1125-5EF36-0DA0 | 1 | UN | 1 | 10 | C | D | EAR99 | N | 85362010 | 1 | 4042949045397 | 0.9 | KG | 383.35 | 383.35 | LP17 | LP17 | circuit breaker 3VA1 IEC frame 160 breaking capacity class M Icu=55kA @ 415V 3-pole, line protection TM240, ATAM, In=25A overload protection Ir=18A...25A short-circuit protection Ii=6.4...12.8 x In clamp connection undervoltage release (UVR) 208-230V AC 50/60Hz | - | 0 | 0
3VA1125-5EF36-0DC0 |  | 3VA1125-5EF36-0DC0 | 1 | UN | 1 | 10 | C | D | EAR99 | N | 85362010 | 1 | 4042949072928 | 1.05 | KG | 430.1 | 430.1 | LP17 | LP17 | circuit breaker 3VA1 IEC frame 160 breaking capacity class M Icu=55kA @ 415V 3-pole, line protection TM240, ATAM, In=25A overload protection Ir=18A...25A short-circuit protection Ii=6.4...12.8 x In clamp connection undervoltage release (UVR) 208-230V AC 50/60Hz 2 auxiliary switches HQ | - | 0 | 0
3VA1125-5EF36-0DH0 |  | 3VA1125-5EF36-0DH0 | 1 | UN | 1 | 10 | C | D | EAR99 | N | 85362010 | 1 | 4042949085461 | 1.08 | KG | 453.9 | 453.9 | LP17 | LP17 | circuit breaker 3VA1 IEC frame 160 breaking capacity class M Icu=55kA @ 415V 3-pole, line protection TM240, ATAM, In=25A overload protection Ir=18A...25A short-circuit protection Ii=6.4...12.8 x In clamp connection undervoltage release (UVR) 208-230V AC 50/60Hz 2 auxiliary switches HQ 1 trip alarm switch HQ | - | 0 | 0
3VA1125-5EF36-0HA0 |  | 3VA1125-5EF36-0HA0 | 1 | UN | 1 | 10 | C | D | EAR99 | N | 85362010 | 1 | 4042949047483 | 0.9 | KG | 358.7 | 358.7 | LP17 | LP17 | circuit breaker 3VA1 IEC frame 160 breaking capacity class M Icu=55kA @ 415V 3-pole, line protection TM240, ATAM, In=25A overload protection Ir=18A...25A short-circuit protection Ii=6.4...12.8 x In clamp connection shunt trip (STL) 12-30V DC, 24V AC 50/60Hz | - | 0 | 0
3VA1125-5EF36-0HC0 |  | 3VA1125-5EF36-0HC0 | 1 | UN | 1 | 10 | C | D | EAR99 | N | 85362010 | 1 | 4042949075011 | 1.05 | KG | 405.45 | 405.45 | LP17 | LP17 | circuit breaker 3VA1 IEC frame 160 breaking capacity class M Icu=55kA @ 415V 3-pole, line protection TM240, ATAM, In=25A overload protection Ir=18A...25A short-circuit protection Ii=6.4...12.8 x In clamp connection shunt trip (STL) 12-30V DC, 24V AC 50/60Hz 2 auxiliary switches HQ | - | 0 | 0
3VA1125-5EF36-0HH0 |  | 3VA1125-5EF36-0HH0 | 1 | UN | 1 | 10 | C | D | EAR99 | N | 85362010 | 1 | 4042949087557 | 1.08 | KG | 429.25 | 429.25 | LP17 | LP17 | circuit breaker 3VA1 IEC frame 160 breaking capacity class M Icu=55kA @ 415V 3-pole, line protection TM240, ATAM, In=25A overload protection Ir=18A...25A short-circuit protection Ii=6.4...12.8 x In clamp connection shunt trip (STL) 12-30V DC, 24V AC 50/60Hz 2 auxiliary switches HQ 1 trip alarm switch HQ | - | 0 | 0
3VA1125-5EF36-0JA0 |  | 3VA1125-5EF36-0JA0 | 1 | UN | 1 | 10 | C | D | EAR99 | N | 85362010 | 1 | 4042949049579 | 0.9 | KG | 358.7 | 358.7 | LP17 | LP17 | circuit breaker 3VA1 IEC frame 160 breaking capacity class M Icu=55kA @ 415V 3-pole, line protection TM240, ATAM, In=25A overload protection Ir=18A...25A short-circuit protection Ii=6.4...12.8 x In clamp connection shunt trip (STL) 110-127V DC, AC 50/60Hz | - | 0 | 0
3VA1125-5EF36-0JC0 |  | 3VA1125-5EF36-0JC0 | 1 | UN | 1 | 10 | C | D | EAR99 | N | 85362010 | 1 | 4042949077107 | 1.05 | KG | 405.45 | 405.45 | LP17 | LP17 | circuit breaker 3VA1 IEC frame 160 breaking capacity class M Icu=55kA @ 415V 3-pole, line protection TM240, ATAM, In=25A overload protection Ir=18A...25A short-circuit protection Ii=6.4...12.8 x In clamp connection shunt trip (STL) 110-127V DC, AC 50/60Hz 2 auxiliary switches HQ | - | 0 | 0
3VA1125-5EF36-0JH0 |  | 3VA1125-5EF36-0JH0 | 1 | UN | 1 | 10 | C | D | EAR99 | N | 85362010 | 1 | 4042949089643 | 1.08 | KG | 429.25 | 429.25 | LP17 | LP17 | circuit breaker 3VA1 IEC frame 160 breaking capacity class M Icu=55kA @ 415V 3-pole, line protection TM240, ATAM, In=25A overload protection Ir=18A...25A short-circuit protection Ii=6.4...12.8 x In clamp connection shunt trip (STL) 110-127V DC, AC 50/60Hz 2 auxiliary switches HQ 1 trip alarm switch HQ | - | 0 | 0
3VA1125-5EF36-0KA0 |  | 3VA1125-5EF36-0KA0 | 1 | UN | 1 | 10 | C | D | EAR99 | N | 85362010 | 1 | 4042949051664 | 1.05 | KG | 358.7 | 358.7 | LP17 | LP17 | circuit breaker 3VA1 IEC frame 160 breaking capacity class M Icu=55kA @ 415V 3-pole, line protection TM240, ATAM, In=25A overload protection Ir=18A...25A short-circuit protection Ii=6.4...12.8 x In clamp connection shunt trip (STL) 220-250V DC, 208-277V AC | - | 0 | 0
3VA1125-5EF36-0KC0 |  | 3VA1125-5EF36-0KC0 | 1 | UN | 1 | 10 | C | D | EAR99 | N | 85362010 | 1 | 4042949079194 | 1.05 | KG | 405.45 | 405.45 | LP17 | LP17 | circuit breaker 3VA1 IEC frame 160 breaking capacity class M Icu=55kA @ 415V 3-pole, line protection TM240, ATAM, In=25A overload protection Ir=18A...25A short-circuit protection Ii=6.4...12.8 x In clamp connection shunt trip (STL) 220-250V DC, 208-277V AC 2 auxiliary switches HQ | - | 0 | 0
3VA1125-5EF36-0KH0 |  | 3VA1125-5EF36-0KH0 | 1 | UN | 1 | 10 | C | D | EAR99 | N | 85362010 | 1 | 4042949091738 | 1.08 | KG | 429.25 | 429.25 | LP17 | LP17 | circuit breaker 3VA1 IEC frame 160 breaking capacity class M Icu=55kA @ 415V 3-pole, line protection TM240, ATAM, In=25A overload protection Ir=18A...25A short-circuit protection Ii=6.4...12.8 x In clamp connection shunt trip (STL) 220-250V DC, 208-277V AC 2 auxiliary switches HQ 1 trip alarm switch HQ | - | 0 | 0
3VA1125-5EF42-0AA0 |  | 3VA1125-5EF42-0AA0 | 1 | UN | 1 | 5 | B | D | EAR99 | N | 85362010 | 1 | 4042948809044 | 1.198 | KG | 317.3 | 308.3 | LP17 | LP17 | circuit breaker 3VA1 IEC frame 160 breaking capacity class M Icu=55kA @ 415V 4-pole, line protection TM240, ATAM, In=25A overload protection Ir=18A...25A short-circuit protection Ii=6.4...12.8 x In N conductor unprotected nut keeper kit | Lista Papel 2020 SI | 0 | 0
3VA1125-5EF46-0AA0 |  | 3VA1125-5EF46-0AA0 | 1 | UN | 1 | 5 | B | D | EAR99 | N | 85362010 | 1 | 4042948820827 | 1.283 | KG | 345.2 | 335.4 | LP17 | LP17 | circuit breaker 3VA1 IEC frame 160 breaking capacity class M Icu=55kA @ 415V 4-pole, line protection TM240, ATAM, In=25A overload protection Ir=18A...25A short-circuit protection Ii=6.4...12.8 x In N conductor unprotected clamp connection | Lista Papel 2020 SI | 0 | 0
3VA1125-5GD42-0AA0 |  | 3VA1125-5GD42-0AA0 | 1 | UN | 1 | 5 | B | D | EAR99 | N | 85362010 | 1 | 4042948832264 | 1.23 | KG | 294.4 | 286.2 | LP17 | LP17 | circuit breaker 3VA1 IEC frame 160 breaking capacity class M Icu=55kA @ 415V 4-pole, line protection TM210, FTFM, In=25A overload protection Ir=25A fixed short-circuit protection Ii=12.8 x In N conductor protection 100% nut keeper kit | Lista Papel 2020 SI | 0 | 0
3VA1125-5GD46-0AA0 |  | 3VA1125-5GD46-0AA0 | 1 | UN | 1 | 5 | B | D | EAR99 | N | 85362010 | 1 | 4042948824887 | 1.318 | KG | 323.9 | 314.9 | LP17 | LP17 | circuit breaker 3VA1 IEC frame 160 breaking capacity class M Icu=55kA @ 415V 4-pole, line protection TM210, FTFM, In=25A overload protection Ir=25A fixed short-circuit protection Ii=12.8 x In N conductor protection 100% clamp connection | Lista Papel 2020 SI | 0 | 0
3VA1125-5GE42-0AA0 |  | 3VA1125-5GE42-0AA0 | 1 | UN | 1 | 5 | B | D | EAR99 | N | 85362010 | 1 | 4042948832257 | 1.2 | KG | 300.9 | 292.7 | LP17 | LP17 | circuit breaker 3VA1 IEC frame 160 breaking capacity class M Icu=55kA @ 415V 4-pole, line protection TM220, ATFM, In=25A overload protection Ir=18A...25A short-circuit protection Ii=12.8 x In N conductor protection 100% nut keeper kit | Lista Papel 2020 SI | 0 | 0
3VA1125-5GE46-0AA0 |  | 3VA1125-5GE46-0AA0 | 1 | UN | 1 | 5 | B | D | EAR99 | N | 85362010 | 1 | 4042948824894 | 1.319 | KG | 328.8 | 319.8 | LP17 | LP17 | circuit breaker 3VA1 IEC frame 160 breaking capacity class M Icu=55kA @ 415V 4-pole, line protection TM220, ATFM, In=25A overload protection Ir=18A...25A short-circuit protection Ii=12.8 x In N conductor protection 100% clamp connection | Lista Papel 2020 SI | 0 | 0
3VA1125-5GF42-0AA0 |  | 3VA1125-5GF42-0AA0 | 1 | UN | 1 | 5 | B | D | EAR99 | N | 85362010 | 1 | 4042948832240 | 1.251 | KG | 317.3 | 308.3 | LP17 | LP17 | circuit breaker 3VA1 IEC frame 160 breaking capacity class M Icu=55kA @ 415V 4-pole, line protection TM240, ATAM, In=25A overload protection Ir=18A...25A short-circuit protection Ii=6.4...12.8 x In N conductor protection 100% nut keeper kit | Lista Papel 2020 SI | 0 | 0
3VA1125-5GF46-0AA0 |  | 3VA1125-5GF46-0AA0 | 1 | UN | 1 | 5 | B | D | EAR99 | N | 85362010 | 1 | 4042948824344 | 1.17 | KG | 345.2 | 335.4 | LP17 | LP17 | circuit breaker 3VA1 IEC frame 160 breaking capacity class M Icu=55kA @ 415V 4-pole, line protection TM240, ATAM, In=25A overload protection Ir=18A...25A short-circuit protection Ii=6.4...12.8 x In N conductor protection 100% clamp connection | Lista Papel 2020 SI | 0 | 0
3VA1125-6ED32-0AA0 |  | 3VA1125-6ED32-0AA0 | 1 | UN | 1 | 5 | B | D | EAR99 | N | 85362010 | 1 | 4042948812303 | 0.949 | KG | 248.5 | 241.1 | LP17 | LP17 | circuit breaker 3VA1 IEC frame 160 breaking capacity class H Icu=70kA @ 415V 3-pole, line protection TM210, FTFM, In=25A overload protection Ir=25A fixed short-circuit protection Ii=12.8 x In nut keeper kit | Lista Papel 2020 SI | 0 | 0
3VA1125-6ED36-0AA0 |  | 3VA1125-6ED36-0AA0 | 1 | UN | 1 | 5 | B | D | EAR99 | N | 85362010 | 1 | 4042948821381 | 1.036 | KG | 268.1 | 260.8 | LP17 | LP17 | circuit breaker 3VA1 IEC frame 160 breaking capacity class H Icu=70kA @ 415V 3-pole, line protection TM210, FTFM, In=25A overload protection Ir=25A fixed short-circuit protection Ii=12.8 x In clamp connection | Lista Papel 2020 SI | 0 | 0
3VA1125-6ED42-0AA0 |  | 3VA1125-6ED42-0AA0 | 1 | UN | 1 | 5 | B | D | EAR99 | N | 85362010 | 1 | 4042948813188 | 1.2 | KG | 321.4 | 312.4 | LP17 | LP17 | circuit breaker 3VA1 IEC frame 160 breaking capacity class H Icu=70kA @ 415V 4-pole, line protection TM210, FTFM, In=25A overload protection Ir=25A fixed short-circuit protection Ii=12.8 x In N conductor unprotected nut keeper kit | Lista Papel 2020 SI | 0 | 0
3VA1125-6ED46-0AA0 |  | 3VA1125-6ED46-0AA0 | 1 | UN | 1 | 5 | B | D | EAR99 | N | 85362010 | 1 | 4042948822265 | 1.17 | KG | 350.1 | 340.3 | LP17 | LP17 | circuit breaker 3VA1 IEC frame 160 breaking capacity class H Icu=70kA @ 415V 4-pole, line protection TM210, FTFM, In=25A overload protection Ir=25A fixed short-circuit protection Ii=12.8 x In N conductor unprotected clamp connection | Lista Papel 2020 SI | 0 | 0
3VA1125-6EE32-0AA0 |  | 3VA1125-6EE32-0AA0 | 1 | UN | 1 | 5 | B | D | EAR99 | N | 85362010 | 1 | 4042948812310 | 981 | G | 253.4 | 246 | LP17 | LP17 | circuit breaker 3VA1 IEC frame 160 breaking capacity class H Icu=70kA @ 415V 3-pole, line protection TM220, ATFM, In=25A overload protection Ir=18A...25A short-circuit protection Ii=12.8 x In nut keeper kit | Lista Papel 2020 SI | 0 | 0
3VA1125-6EE36-0AA0 |  | 3VA1125-6EE36-0AA0 | 1 | UN | 1 | 5 | B | D | EAR99 | N | 85362010 | 1 | 4042948821398 | 1.037 | KG | 273.1 | 265.7 | LP17 | LP17 | circuit breaker 3VA1 IEC frame 160 breaking capacity class H Icu=70kA @ 415V 3-pole, line protection TM220, ATFM, In=25A overload protection Ir=18A...25A short-circuit protection Ii=12.8 x In clamp connection | Lista Papel 2020 SI | 0 | 0
3VA1125-6EE42-0AA0 |  | 3VA1125-6EE42-0AA0 | 1 | UN | 1 | 5 | B | D | EAR99 | N | 85362010 | 1 | 4042948813195 | 1.2 | KG | 328.8 | 319.8 | LP17 | LP17 | circuit breaker 3VA1 IEC frame 160 breaking capacity class H Icu=70kA @ 415V 4-pole, line protection TM220, ATFM, In=25A overload protection Ir=18A...25A short-circuit protection Ii=12.8 x In N conductor unprotected nut keeper kit | Lista Papel 2020 SI | 0 | 0
3VA1125-6EE46-0AA0 |  | 3VA1125-6EE46-0AA0 | 1 | UN | 1 | 5 | B | D | EAR99 | N | 85362010 | 1 | 4042948822272 | 1.17 | KG | 356.7 | 346.9 | LP17 | LP17 | circuit breaker 3VA1 IEC frame 160 breaking capacity class H Icu=70kA @ 415V 4-pole, line protection TM220, ATFM, In=25A overload protection Ir=18A...25A short-circuit protection Ii=12.8 x In N conductor unprotected clamp connection | Lista Papel 2020 SI | 0 | 0
3VA1125-6EF32-0AA0 |  | 3VA1125-6EF32-0AA0 | 1 | UN | 1 | 5 | B | D | EAR99 | N | 85362010 | 1 | 4042948808610 | 0.952 | KG | 265.7 | 258.3 | LP17 | LP17 | circuit breaker 3VA1 IEC frame 160 breaking capacity class H Icu=70kA @ 415V 3-pole, line protection TM240, ATAM, In=25A overload protection Ir=18A...25A short-circuit protection Ii=6.4...12.8 x In nut keeper kit | Lista Papel 2020 SI | 0 | 0
3VA1125-6EF32-0AB0 |  | 3VA1125-6EF32-0AB0 | 1 | UN | 1 | 10 | C | D | EAR99 | N | 85362010 | 1 | 4042949053743 | 0.96 | KG | 345.1 | 345.1 | LP17 | LP17 | circuit breaker 3VA1 IEC frame 160 breaking capacity class H Icu=70kA @ 415V 3-pole, line protection TM240, ATAM, In=25A overload protection Ir=18A...25A short-circuit protection Ii=6.4...12.8 x In nut keeper kit 2 auxiliary switches HP | - | 0 | 0
3VA1125-6EF32-0AC0 |  | 3VA1125-6EF32-0AC0 | 1 | UN | 1 | 10 | C | D | EAR99 | N | 85362010 | 1 | 4042949055839 | 0.96 | KG | 321.3 | 321.3 | LP17 | LP17 | circuit breaker 3VA1 IEC frame 160 breaking capacity class H Icu=70kA @ 415V 3-pole, line protection TM240, ATAM, In=25A overload protection Ir=18A...25A short-circuit protection Ii=6.4...12.8 x In nut keeper kit 2 auxiliary switches HQ | - | 0 | 0
3VA1125-6EF32-0AD0 |  | 3VA1125-6EF32-0AD0 | 1 | UN | 1 | 10 | C | D | EAR99 | N | 85362010 | 1 | 4042949057925 | 0.99 | KG | 345.1 | 345.1 | LP17 | LP17 | circuit breaker 3VA1 IEC frame 160 breaking capacity class H Icu=70kA @ 415V 3-pole, line protection TM240, ATAM, In=25A overload protection Ir=18A...25A short-circuit protection Ii=6.4...12.8 x In nut keeper kit 3 auxiliary switches HQ | - | 0 | 0
3VA1125-6EF32-0AE0 |  | 3VA1125-6EF32-0AE0 | 1 | UN | 1 | 10 | C | D | EAR99 | N | 85362010 | 1 | 4042949060017 | 1.02 | KG | 369.75 | 369.75 | LP17 | LP17 | circuit breaker 3VA1 IEC frame 160 breaking capacity class H Icu=70kA @ 415V 3-pole, line protection TM240, ATAM, In=25A overload protection Ir=18A...25A short-circuit protection Ii=6.4...12.8 x In nut keeper kit 4 auxiliary switches HQ | - | 0 | 0
3VA1125-6EF32-0AF0 |  | 3VA1125-6EF32-0AF0 | 1 | UN | 1 | 10 | C | D | EAR99 | N | 85362010 | 1 | 4042949062103 | 0.96 | KG | 321.3 | 321.3 | LP17 | LP17 | circuit breaker 3VA1 IEC frame 160 breaking capacity class H Icu=70kA @ 415V 3-pole, line protection TM240, ATAM, In=25A overload protection Ir=18A...25A short-circuit protection Ii=6.4...12.8 x In nut keeper kit 1 auxiliary switch HQ 1 trip alarm switch HQ | - | 0 | 0
3VA1125-6EF32-0AG0 |  | 3VA1125-6EF32-0AG0 | 1 | UN | 1 | 10 | C | D | EAR99 | N | 85362010 | 1 | 4042949064190 | 0.96 | KG | 345.1 | 345.1 | LP17 | LP17 | circuit breaker 3VA1 IEC frame 160 breaking capacity class H Icu=70kA @ 415V 3-pole, line protection TM240, ATAM, In=25A overload protection Ir=18A...25A short-circuit protection Ii=6.4...12.8 x In nut keeper kit 1 auxiliary switch HP 1 trip alarm switch HP | - | 0 | 0
3VA1125-6EF32-0AH0 |  | 3VA1125-6EF32-0AH0 | 1 | UN | 1 | 10 | C | D | EAR99 | N | 85362010 | 1 | 4042949066286 | 0.99 | KG | 345.1 | 345.1 | LP17 | LP17 | circuit breaker 3VA1 IEC frame 160 breaking capacity class H Icu=70kA @ 415V 3-pole, line protection TM240, ATAM, In=25A overload protection Ir=18A...25A short-circuit protection Ii=6.4...12.8 x In nut keeper kit 2 auxiliary switches HQ 1 trip alarm switch HQ | - | 0 | 0
3VA1125-6EF32-0BA0 |  | 3VA1125-6EF32-0BA0 | 1 | UN | 1 | 10 | C | D | EAR99 | N | 85362010 | 1 | 4042949041207 | 0.9 | KG | 384.2 | 384.2 | LP17 | LP17 | circuit breaker 3VA1 IEC frame 160 breaking capacity class H Icu=70kA @ 415V 3-pole, line protection TM240, ATAM, In=25A overload protection Ir=18A...25A short-circuit protection Ii=6.4...12.8 x In nut keeper kit undervoltage release (UVR) 24V DC | - | 0 | 0
3VA1125-6EF32-0BC0 |  | 3VA1125-6EF32-0BC0 | 1 | UN | 1 | 10 | C | D | EAR99 | N | 85362010 | 1 | 4042949068730 | 1.05 | KG | 430.95 | 430.95 | LP17 | LP17 | circuit breaker 3VA1 IEC frame 160 breaking capacity class H Icu=70kA @ 415V 3-pole, line protection TM240, ATAM, In=25A overload protection Ir=18A...25A short-circuit protection Ii=6.4...12.8 x In nut keeper kit undervoltage release (UVR) 24V DC 2 auxiliary switches HQ | - | 0 | 0
3VA1125-6EF32-0BH0 |  | 3VA1125-6EF32-0BH0 | 1 | UN | 1 | 10 | C | D | EAR99 | N | 85362010 | 1 | 4042949081272 | 1.05 | KG | 454.75 | 454.75 | LP17 | LP17 | circuit breaker 3VA1 IEC frame 160 breaking capacity class H Icu=70kA @ 415V 3-pole, line protection TM240, ATAM, In=25A overload protection Ir=18A...25A short-circuit protection Ii=6.4...12.8 x In nut keeper kit undervoltage release (UVR) 24V DC 2 auxiliary switches HQ 1 trip alarm switch HQ | - | 0 | 0
3VA1125-6EF32-0CA0 |  | 3VA1125-6EF32-0CA0 | 1 | UN | 1 | 10 | C | D | EAR99 | N | 85362010 | 1 | 4042949043294 | 0.9 | KG | 384.2 | 384.2 | LP17 | LP17 | circuit breaker 3VA1 IEC frame 160 breaking capacity class H Icu=70kA @ 415V 3-pole, line protection TM240, ATAM, In=25A overload protection Ir=18A...25A short-circuit protection Ii=6.4...12.8 x In nut keeper kit undervoltage release (UVR) 120-127V AC 50/60Hz | - | 0 | 0
3VA1125-6EF32-0CC0 |  | 3VA1125-6EF32-0CC0 | 1 | UN | 1 | 10 | C | D | EAR99 | N | 85362010 | 1 | 4042949070825 | 1.05 | KG | 430.95 | 430.95 | LP17 | LP17 | circuit breaker 3VA1 IEC frame 160 breaking capacity class H Icu=70kA @ 415V 3-pole, line protection TM240, ATAM, In=25A overload protection Ir=18A...25A short-circuit protection Ii=6.4...12.8 x In nut keeper kit undervoltage release (UVR) 120-127V AC 50/60Hz 2 auxiliary switches HQ | - | 0 | 0
3VA1125-6EF32-0CH0 |  | 3VA1125-6EF32-0CH0 | 1 | UN | 1 | 10 | C | D | EAR99 | N | 85362010 | 1 | 4042949083368 | 1.08 | KG | 454.75 | 454.75 | LP17 | LP17 | circuit breaker 3VA1 IEC frame 160 breaking capacity class H Icu=70kA @ 415V 3-pole, line protection TM240, ATAM, In=25A overload protection Ir=18A...25A short-circuit protection Ii=6.4...12.8 x In nut keeper kit undervoltage release (UVR) 120-127V AC 50/60Hz 2 auxiliary switches HQ 1 trip alarm switch HQ | - | 0 | 0
3VA1125-6EF32-0DA0 |  | 3VA1125-6EF32-0DA0 | 1 | UN | 1 | 10 | C | D | EAR99 | N | 85362010 | 1 | 4042949045380 | 0.9 | KG | 384.2 | 384.2 | LP17 | LP17 | circuit breaker 3VA1 IEC frame 160 breaking capacity class H Icu=70kA @ 415V 3-pole, line protection TM240, ATAM, In=25A overload protection Ir=18A...25A short-circuit protection Ii=6.4...12.8 x In nut keeper kit undervoltage release (UVR) 208-230V AC 50/60Hz | - | 0 | 0
3VA1125-6EF32-0DC0 |  | 3VA1125-6EF32-0DC0 | 1 | UN | 1 | 10 | C | D | EAR99 | N | 85362010 | 1 | 4042949072911 | 1.05 | KG | 430.95 | 430.95 | LP17 | LP17 | circuit breaker 3VA1 IEC frame 160 breaking capacity class H Icu=70kA @ 415V 3-pole, line protection TM240, ATAM, In=25A overload protection Ir=18A...25A short-circuit protection Ii=6.4...12.8 x In nut keeper kit undervoltage release (UVR) 208-230V AC 50/60Hz 2 auxiliary switches HQ | - | 0 | 0
3VA1125-6EF32-0DH0 |  | 3VA1125-6EF32-0DH0 | 1 | UN | 1 | 10 | C | D | EAR99 | N | 85362010 | 1 | 4042949085454 | 1.08 | KG | 454.75 | 454.75 | LP17 | LP17 | circuit breaker 3VA1 IEC frame 160 breaking capacity class H Icu=70kA @ 415V 3-pole, line protection TM240, ATAM, In=25A overload protection Ir=18A...25A short-circuit protection Ii=6.4...12.8 x In nut keeper kit undervoltage release (UVR) 208-230V AC 50/60Hz 2 auxiliary switches HQ 1 trip alarm switch HQ | - | 0 | 0
3VA1125-6EF32-0HA0 |  | 3VA1125-6EF32-0HA0 | 1 | UN | 1 | 10 | C | D | EAR99 | N | 85362010 | 1 | 4042949047476 | 0.9 | KG | 359.55 | 359.55 | LP17 | LP17 | circuit breaker 3VA1 IEC frame 160 breaking capacity class H Icu=70kA @ 415V 3-pole, line protection TM240, ATAM, In=25A overload protection Ir=18A...25A short-circuit protection Ii=6.4...12.8 x In nut keeper kit shunt trip (STL) 12-30V DC, 24V AC 50/60Hz | - | 0 | 0
3VA1125-6EF32-0HC0 |  | 3VA1125-6EF32-0HC0 | 1 | UN | 1 | 10 | C | D | EAR99 | N | 85362010 | 1 | 4042949075004 | 1.05 | KG | 406.3 | 406.3 | LP17 | LP17 | circuit breaker 3VA1 IEC frame 160 breaking capacity class H Icu=70kA @ 415V 3-pole, line protection TM240, ATAM, In=25A overload protection Ir=18A...25A short-circuit protection Ii=6.4...12.8 x In nut keeper kit shunt trip (STL) 12-30V DC, 24V AC 50/60Hz 2 auxiliary switches HQ | - | 0 | 0
3VA1125-6EF32-0HH0 |  | 3VA1125-6EF32-0HH0 | 1 | UN | 1 | 10 | C | D | EAR99 | N | 85362010 | 1 | 4042949087540 | 1.08 | KG | 430.1 | 430.1 | LP17 | LP17 | circuit breaker 3VA1 IEC frame 160 breaking capacity class H Icu=70kA @ 415V 3-pole, line protection TM240, ATAM, In=25A overload protection Ir=18A...25A short-circuit protection Ii=6.4...12.8 x In nut keeper kit shunt trip (STL) 12-30V DC, 24V AC 50/60Hz 2 auxiliary switches HQ 1 trip alarm switch HQ | - | 0 | 0
3VA1125-6EF32-0JA0 |  | 3VA1125-6EF32-0JA0 | 1 | UN | 1 | 10 | C | D | EAR99 | N | 85362010 | 1 | 4042949049562 | 0.9 | KG | 359.55 | 359.55 | LP17 | LP17 | circuit breaker 3VA1 IEC frame 160 breaking capacity class H Icu=70kA @ 415V 3-pole, line protection TM240, ATAM, In=25A overload protection Ir=18A...25A short-circuit protection Ii=6.4...12.8 x In nut keeper kit shunt trip (STL) 110-127V DC, AC 50/60Hz | - | 0 | 0
3VA1125-6EF32-0JC0 |  | 3VA1125-6EF32-0JC0 | 1 | UN | 1 | 10 | C | D | EAR99 | N | 85362010 | 1 | 4042949077091 | 1.05 | KG | 406.3 | 406.3 | LP17 | LP17 | circuit breaker 3VA1 IEC frame 160 breaking capacity class H Icu=70kA @ 415V 3-pole, line protection TM240, ATAM, In=25A overload protection Ir=18A...25A short-circuit protection Ii=6.4...12.8 x In nut keeper kit shunt trip (STL) 110-127V DC, AC 50/60Hz 2 auxiliary switches HQ | - | 0 | 0
3VA1125-6EF32-0JH0 |  | 3VA1125-6EF32-0JH0 | 1 | UN | 1 | 10 | C | D | EAR99 | N | 85362010 | 1 | 4042949089636 | 1.08 | KG | 430.1 | 430.1 | LP17 | LP17 | circuit breaker 3VA1 IEC frame 160 breaking capacity class H Icu=70kA @ 415V 3-pole, line protection TM240, ATAM, In=25A overload protection Ir=18A...25A short-circuit protection Ii=6.4...12.8 x In nut keeper kit shunt trip (STL) 110-127V DC, AC 50/60Hz 2 auxiliary switches HQ 1 trip alarm switch HQ | - | 0 | 0
3VA1125-6EF32-0KA0 |  | 3VA1125-6EF32-0KA0 | 1 | UN | 1 | 10 | C | D | EAR99 | N | 85362010 | 1 | 4042949051657 | 1.05 | KG | 359.55 | 359.55 | LP17 | LP17 | circuit breaker 3VA1 IEC frame 160 breaking capacity class H Icu=70kA @ 415V 3-pole, line protection TM240, ATAM, In=25A overload protection Ir=18A...25A short-circuit protection Ii=6.4...12.8 x In nut keeper kit shunt trip (STL) 220-250V DC, 208-277V AC | - | 0 | 0
3VA1125-6EF32-0KC0 |  | 3VA1125-6EF32-0KC0 | 1 | UN | 1 | 10 | C | D | EAR99 | N | 85362010 | 1 | 4042949079187 | 1.05 | KG | 406.3 | 406.3 | LP17 | LP17 | circuit breaker 3VA1 IEC frame 160 breaking capacity class H Icu=70kA @ 415V 3-pole, line protection TM240, ATAM, In=25A overload protection Ir=18A...25A short-circuit protection Ii=6.4...12.8 x In nut keeper kit shunt trip (STL) 220-250V DC, 208-277V AC 2 auxiliary switches HQ | - | 0 | 0
3VA1125-6EF32-0KH0 |  | 3VA1125-6EF32-0KH0 | 1 | UN | 1 | 10 | C | D | EAR99 | N | 85362010 | 1 | 4042949091721 | 1.08 | KG | 430.1 | 430.1 | LP17 | LP17 | circuit breaker 3VA1 IEC frame 160 breaking capacity class H Icu=70kA @ 415V 3-pole, line protection TM240, ATAM, In=25A overload protection Ir=18A...25A short-circuit protection Ii=6.4...12.8 x In nut keeper kit shunt trip (STL) 220-250V DC, 208-277V AC 2 auxiliary switches HQ 1 trip alarm switch HQ | - | 0 | 0
3VA1125-6EF36-0AA0 |  | 3VA1125-6EF36-0AA0 | 1 | UN | 1 | 5 | B | D | EAR99 | N | 85362010 | 1 | 4042948820391 | 1.036 | KG | 287.8 | 279.6 | LP17 | LP17 | circuit breaker 3VA1 IEC frame 160 breaking capacity class H Icu=70kA @ 415V 3-pole, line protection TM240, ATAM, In=25A overload protection Ir=18A...25A short-circuit protection Ii=6.4...12.8 x In clamp connection | Lista Papel 2020 SI | 0 | 0
3VA1125-6EF42-0AA0 |  | 3VA1125-6EF42-0AA0 | 1 | UN | 1 | 5 | B | D | EAR99 | N | 85362010 | 1 | 4042948809051 | 1.2 | KG | 346 | 336.2 | LP17 | LP17 | circuit breaker 3VA1 IEC frame 160 breaking capacity class H Icu=70kA @ 415V 4-pole, line protection TM240, ATAM, In=25A overload protection Ir=18A...25A short-circuit protection Ii=6.4...12.8 x In N conductor unprotected nut keeper kit | Lista Papel 2020 SI | 0 | 0
3VA1125-6EF46-0AA0 |  | 3VA1125-6EF46-0AA0 | 1 | UN | 1 | 5 | B | D | EAR99 | N | 85362010 | 1 | 4042948820834 | 1.17 | KG | 373.1 | 362.4 | LP17 | LP17 | circuit breaker 3VA1 IEC frame 160 breaking capacity class H Icu=70kA @ 415V 4-pole, line protection TM240, ATAM, In=25A overload protection Ir=18A...25A short-circuit protection Ii=6.4...12.8 x In N conductor unprotected clamp connection | Lista Papel 2020 SI | 0 | 0
3VA1125-6GD42-0AA0 |  | 3VA1125-6GD42-0AA0 | 1 | UN | 1 | 5 | B | D | EAR99 | N | 85362010 | 1 | 4042948832233 | 1.21 | KG | 321.4 | 312.4 | LP17 | LP17 | circuit breaker 3VA1 IEC frame 160 breaking capacity class H Icu=70kA @ 415V 4-pole, line protection TM210, FTFM, In=25A overload protection Ir=25A fixed short-circuit protection Ii=12.8 x In N conductor protection 100% nut keeper kit | Lista Papel 2020 SI | 0 | 0
3VA1125-6GD46-0AA0 |  | 3VA1125-6GD46-0AA0 | 1 | UN | 1 | 5 | B | D | EAR99 | N | 85362010 | 1 | 4042948824900 | 1.17 | KG | 350.1 | 340.3 | LP17 | LP17 | circuit breaker 3VA1 IEC frame 160 breaking capacity class H Icu=70kA @ 415V 4-pole, line protection TM210, FTFM, In=25A overload protection Ir=25A fixed short-circuit protection Ii=12.8 x In N conductor protection 100% clamp connection | Lista Papel 2020 SI | 0 | 0
3VA1125-6GE42-0AA0 |  | 3VA1125-6GE42-0AA0 | 1 | UN | 1 | 5 | B | D | EAR99 | N | 85362010 | 1 | 4042948832226 | 1.2 | KG | 328.8 | 319.8 | LP17 | LP17 | circuit breaker 3VA1 IEC frame 160 breaking capacity class H Icu=70kA @ 415V 4-pole, line protection TM220, ATFM, In=25A overload protection Ir=18A...25A short-circuit protection Ii=12.8 x In N conductor protection 100% nut keeper kit | Lista Papel 2020 SI | 0 | 0
3VA1125-6GE46-0AA0 |  | 3VA1125-6GE46-0AA0 | 1 | UN | 1 | 5 | B | D | EAR99 | N | 85362010 | 1 | 4042948824917 | 1.316 | KG | 356.7 | 346.9 | LP17 | LP17 | circuit breaker 3VA1 IEC frame 160 breaking capacity class H Icu=70kA @ 415V 4-pole, line protection TM220, ATFM, In=25A overload protection Ir=18A...25A short-circuit protection Ii=12.8 x In N conductor protection 100% clamp connection | Lista Papel 2020 SI | 0 | 0
3VA1125-6GF42-0AA0 |  | 3VA1125-6GF42-0AA0 | 1 | UN | 1 | 5 | B | D | EAR99 | N | 85362010 | 1 | 4042948832219 | 1.2 | KG | 346 | 336.2 | LP17 | LP17 | circuit breaker 3VA1 IEC frame 160 breaking capacity class H Icu=70kA @ 415V 4-pole, line protection TM240, ATAM, In=25A overload protection Ir=18A...25A short-circuit protection Ii=6.4...12.8 x In N conductor protection 100% nut keeper kit | Lista Papel 2020 SI | 0 | 0
3VA1125-6GF46-0AA0 |  | 3VA1125-6GF46-0AA0 | 1 | UN | 1 | 5 | B | D | EAR99 | N | 85362010 | 1 | 4042948824351 | 1.337 | KG | 373.1 | 362.4 | LP17 | LP17 | circuit breaker 3VA1 IEC frame 160 breaking capacity class H Icu=70kA @ 415V 4-pole, line protection TM240, ATAM, In=25A overload protection Ir=18A...25A short-circuit protection Ii=6.4...12.8 x In N conductor protection 100% clamp connection | Lista Papel 2020 SI | 0 | 0
3VA1125-6GF46-0KF0 |  | 3VA1125-6GF46-0KF0 | 1 | UN | 1 | 10 | C | D | EAR99 | N | 85362010 | 1 | 4042949323341 | 1.301 | KG | 516.8 | 516.8 | LP17 | LP17 | circuit breaker 3VA1 IEC frame 160 breaking capacity class H Icu=70kA @ 415V 4-pole, line protection TM240, ATAM, In=25A overload protection Ir=18A...25A short-circuit protection Ii=6.4...12.8 x In N conductor protection 100% clamp connection shunt trip (STL) 220-250V DC; 208-277V AC 1 auxiliary switch HQ 1 trip alarm switch HQ | - | 0 | 0
3VA1132-3ED12-0AA0 |  | 3VA1132-3ED12-0AA0 | 1 | UN | 1 | 5 | B | D | EAR99 | N | 85362010 | 1 | 4042948829653 | 375 | G | 95.1 | 92.7 | LP17 | LP17 | circuit breaker 3VA1 IEC frame 160 breaking capacity class N Icu=25kA @ 240V 1-pole, line protection TM210, FTFM, In=32A overload protection Ir=32A fixed short-circuit protection Ii=10 x In nut keeper kit | Lista Papel 2020 SI | 0 | 0
3VA1132-3ED16-0AA0 |  | 3VA1132-3ED16-0AA0 | 1 | UN | 1 | 5 | B | D | EAR99 | N | 85362010 | 1 | 4042948829646 | 0.403 | KG | 102.5 | 99.2 | LP17 | LP17 | circuit breaker 3VA1 IEC frame 160 breaking capacity class N Icu=25kA @ 240V 1-pole, line protection TM210, FTFM, In=32A overload protection Ir=32A fixed short-circuit protection Ii=10 x In clamp connection | Lista Papel 2020 SI | 0 | 0
3VA1132-3ED22-0AA0 |  | 3VA1132-3ED22-0AA0 | 1 | UN | 1 | 5 | B | D | EAR99 | N | 85362010 | 1 | 4042948829639 | 0.656 | KG | 171.4 | 166.5 | LP17 | LP17 | circuit breaker 3VA1 IEC frame 160 breaking capacity class N Icu=25kA @ 415V 2-pole, line protection TM210, FTFM, In=32A overload protection Ir=32A fixed short-circuit protection Ii=10 x In nut keeper kit | Lista Papel 2020 SI | 0 | 0
3VA1132-3ED26-0AA0 |  | 3VA1132-3ED26-0AA0 | 1 | UN | 1 | 5 | B | D | EAR99 | N | 85362010 | 1 | 4042948829622 | 694 | G | 184.5 | 179.6 | LP17 | LP17 | circuit breaker 3VA1 IEC frame 160 breaking capacity class N Icu=25kA @ 415V 2-pole, line protection TM210, FTFM, In=32A overload protection Ir=32A fixed short-circuit protection Ii=10 x In clamp connection | Lista Papel 2020 SI | 0 | 0
3VA1132-3ED32-0AA0 |  | 3VA1132-3ED32-0AA0 | 1 | UN | 1 | 5 | B | D | EAR99 | N | 85362010 | 1 | 4042948812327 | 966 | G | 190.2 | 184.5 | LP17 | LP17 | circuit breaker 3VA1 IEC frame 160 breaking capacity class N Icu=25kA @ 415V 3-pole, line protection TM210, FTFM, In=32A overload protection Ir=32A fixed short-circuit protection Ii=10 x In nut keeper kit | Lista Papel 2020 SI | 0 | 0
3VA1132-3ED36-0AA0 |  | 3VA1132-3ED36-0AA0 | 1 | UN | 1 | 2 | A | D | EAR99 | N | 85362010 | 1 | 4042948821404 | 1.027 | KG | 209.9 | 204.2 | LP17 | LP17 | circuit breaker 3VA1 IEC frame 160 breaking capacity class N Icu=25kA @ 415V 3-pole, line protection TM210, FTFM, In=32A overload protection Ir=32A fixed short-circuit protection Ii=10 x In clamp connection | Lista Papel 2020 SI | 0 | 0
3VA1132-3ED42-0AA0 |  | 3VA1132-3ED42-0AA0 | 1 | UN | 1 | 5 | B | D | EAR99 | N | 85362010 | 1 | 4042948813201 | 1.2 | KG | 248.5 | 241.1 | LP17 | LP17 | circuit breaker 3VA1 IEC frame 160 breaking capacity class N Icu=25kA @ 415V 4-pole, line protection TM210, FTFM, In=32A overload protection Ir=32A fixed short-circuit protection Ii=10 x In N conductor unprotected nut keeper kit | Lista Papel 2020 SI | 0 | 0
3VA1132-3ED46-0AA0 |  | 3VA1132-3ED46-0AA0 | 1 | UN | 1 | 5 | B | D | EAR99 | N | 85362010 | 1 | 4042948822289 | 1.264 | KG | 273.9 | 266.5 | LP17 | LP17 | circuit breaker 3VA1 IEC frame 160 breaking capacity class N Icu=25kA @ 415V 4-pole, line protection TM210, FTFM, In=32A overload protection Ir=32A fixed short-circuit protection Ii=10 x In N conductor unprotected clamp connection | Lista Papel 2020 SI | 0 | 0
3VA1132-3EE32-0AA0 |  | 3VA1132-3EE32-0AA0 | 1 | UN | 1 | 2 | A | D | EAR99 | N | 85362010 | 1 | 4042948812334 | 986 | G | 193.5 | 187.8 | LP17 | LP17 | circuit breaker 3VA1 IEC frame 160 breaking capacity class N Icu=25kA @ 415V 3-pole, line protection TM220, ATFM, In=32A overload protection Ir=22A...32A short-circuit protection Ii=10 x In nut keeper kit | Lista Papel 2020 SI | 0 | 0
3VA1132-3EE32-0KF0 |  | 3VA1132-3EE32-0KF0 | 1 | UN | 1 | 10 | C | D | EAR99 | N | 85362010 | 1 | 4042949320692 | 1.03 | KG | 331.5 | 331.5 | LP17 | LP17 | circuit breaker 3VA1 IEC frame 160 breaking capacity class N Icu=25kA @ 415V 3-pole, line protection TM220, ATFM, In=32A overload protection Ir=22A...32A short-circuit protection Ii=10 x In nut keeper kit shunt trip (STL) 220-250V DC, 208-277V AC 1 auxiliary switch HQ 1 trip alarm switch HQ | - | 0 | 0
3VA1132-3EE36-0AA0 |  | 3VA1132-3EE36-0AA0 | 1 | UN | 1 | 2 | A | D | EAR99 | N | 85362010 | 1 | 4042948821411 | 1.046 | KG | 214.8 | 209.1 | LP17 | LP17 | circuit breaker 3VA1 IEC frame 160 breaking capacity class N Icu=25kA @ 415V 3-pole, line protection TM220, ATFM, In=32A overload protection Ir=22A...32A short-circuit protection Ii=10 x In clamp connection | Lista Papel 2020 SI | 0 | 0
3VA1132-3EE42-0AA0 |  | 3VA1132-3EE42-0AA0 | 1 | UN | 1 | 5 | B | D | EAR99 | N | 85362010 | 1 | 4042948813218 | 1.201 | KG | 252.6 | 245.2 | LP17 | LP17 | circuit breaker 3VA1 IEC frame 160 breaking capacity class N Icu=25kA @ 415V 4-pole, line protection TM220, ATFM, In=32A overload protection Ir=22A...32A short-circuit protection Ii=10 x In N conductor unprotected nut keeper kit | Lista Papel 2020 SI | 0 | 0
3VA1132-3EE46-0AA0 |  | 3VA1132-3EE46-0AA0 | 1 | UN | 1 | 5 | B | D | EAR99 | N | 85362010 | 1 | 4042948822296 | 1.281 | KG | 281.3 | 273.1 | LP17 | LP17 | circuit breaker 3VA1 IEC frame 160 breaking capacity class N Icu=25kA @ 415V 4-pole, line protection TM220, ATFM, In=32A overload protection Ir=22A...32A short-circuit protection Ii=10 x In N conductor unprotected clamp connection | Lista Papel 2020 SI | 0 | 0
3VA1132-3EF32-0AA0 |  | 3VA1132-3EF32-0AA0 | 1 | UN | 1 | 2 | A | D | EAR99 | N | 85362010 | 1 | 4042948808627 | 973 | G | 204.2 | 198.4 | LP17 | LP17 | circuit breaker 3VA1 IEC frame 160 breaking capacity class N Icu=25kA @ 415V 3-pole, line protection TM240, ATAM, In=32A overload protection Ir=22A...32A short-circuit protection Ii=5...10 x In nut keeper kit | Lista Papel 2020 SI | 0 | 0
3VA1132-3EF32-0AB0 |  | 3VA1132-3EF32-0AB0 | 1 | UN | 1 | 10 | C | D | EAR99 | N | 85362010 | 1 | 4042949053736 | 0.96 | KG | 281.35 | 281.35 | LP17 | LP17 | circuit breaker 3VA1 IEC frame 160 breaking capacity class N Icu=25kA @ 415V 3-pole, line protection TM240, ATAM, In=32A overload protection Ir=22A...32A short-circuit protection Ii=5...10 x In nut keeper kit 2 auxiliary switches HP | - | 0 | 0
3VA1132-3EF32-0AC0 |  | 3VA1132-3EF32-0AC0 | 1 | UN | 1 | 10 | C | D | EAR99 | N | 85362010 | 1 | 4042949055822 | 0.96 | KG | 259.25 | 259.25 | LP17 | LP17 | circuit breaker 3VA1 IEC frame 160 breaking capacity class N Icu=25kA @ 415V 3-pole, line protection TM240, ATAM, In=32A overload protection Ir=22A...32A short-circuit protection Ii=5...10 x In nut keeper kit 2 auxiliary switches HQ | - | 0 | 0
3VA1132-3EF32-0AD0 |  | 3VA1132-3EF32-0AD0 | 1 | UN | 1 | 10 | C | D | EAR99 | N | 85362010 | 1 | 4042949057918 | 0.99 | KG | 281.35 | 281.35 | LP17 | LP17 | circuit breaker 3VA1 IEC frame 160 breaking capacity class N Icu=25kA @ 415V 3-pole, line protection TM240, ATAM, In=32A overload protection Ir=22A...32A short-circuit protection Ii=5...10 x In nut keeper kit 3 auxiliary switches HQ | - | 0 | 0
3VA1132-3EF32-0AE0 |  | 3VA1132-3EF32-0AE0 | 1 | UN | 1 | 10 | C | D | EAR99 | N | 85362010 | 1 | 4042949060000 | 1.02 | KG | 305.15 | 305.15 | LP17 | LP17 | circuit breaker 3VA1 IEC frame 160 breaking capacity class N Icu=25kA @ 415V 3-pole, line protection TM240, ATAM, In=32A overload protection Ir=22A...32A short-circuit protection Ii=5...10 x In nut keeper kit 4 auxiliary switches HQ | - | 0 | 0
3VA1132-3EF32-0AF0 |  | 3VA1132-3EF32-0AF0 | 1 | UN | 1 | 10 | C | D | EAR99 | N | 85362010 | 1 | 4042949062097 | 0.96 | KG | 259.25 | 259.25 | LP17 | LP17 | circuit breaker 3VA1 IEC frame 160 breaking capacity class N Icu=25kA @ 415V 3-pole, line protection TM240, ATAM, In=32A overload protection Ir=22A...32A short-circuit protection Ii=5...10 x In nut keeper kit 1 auxiliary switch HQ 1 trip alarm switch HQ | - | 0 | 0
3VA1132-3EF32-0AG0 |  | 3VA1132-3EF32-0AG0 | 1 | UN | 1 | 10 | C | D | EAR99 | N | 85362010 | 1 | 4042949064183 | 0.96 | KG | 281.35 | 281.35 | LP17 | LP17 | circuit breaker 3VA1 IEC frame 160 breaking capacity class N Icu=25kA @ 415V 3-pole, line protection TM240, ATAM, In=32A overload protection Ir=22A...32A short-circuit protection Ii=5...10 x In nut keeper kit 1 auxiliary switch HP 1 trip alarm switch HP | - | 0 | 0
3VA1132-3EF32-0AH0 |  | 3VA1132-3EF32-0AH0 | 1 | UN | 1 | 10 | C | D | EAR99 | N | 85362010 | 1 | 4042949066279 | 0.99 | KG | 281.35 | 281.35 | LP17 | LP17 | circuit breaker 3VA1 IEC frame 160 breaking capacity class N Icu=25kA @ 415V 3-pole, line protection TM240, ATAM, In=32A overload protection Ir=22A...32A short-circuit protection Ii=5...10 x In nut keeper kit 2 auxiliary switches HQ 1 trip alarm switch HQ | - | 0 | 0
3VA1132-3EF32-0BA0 |  | 3VA1132-3EF32-0BA0 | 1 | UN | 1 | 10 | C | D | EAR99 | N | 85362010 | 1 | 4042949041191 | 0.9 | KG | 319.6 | 319.6 | LP17 | LP17 | circuit breaker 3VA1 IEC frame 160 breaking capacity class N Icu=25kA @ 415V 3-pole, line protection TM240, ATAM, In=32A overload protection Ir=22A...32A short-circuit protection Ii=5...10 x In nut keeper kit undervoltage release (UVR) 24V DC | - | 0 | 0
3VA1132-3EF32-0BC0 |  | 3VA1132-3EF32-0BC0 | 1 | UN | 1 | 10 | C | D | EAR99 | N | 85362010 | 1 | 4042949068723 | 1.05 | KG | 367.2 | 367.2 | LP17 | LP17 | circuit breaker 3VA1 IEC frame 160 breaking capacity class N Icu=25kA @ 415V 3-pole, line protection TM240, ATAM, In=32A overload protection Ir=22A...32A short-circuit protection Ii=5...10 x In nut keeper kit undervoltage release (UVR) 24V DC 2 auxiliary switches HQ | - | 0 | 0
3VA1132-3EF32-0BH0 |  | 3VA1132-3EF32-0BH0 | 1 | UN | 1 | 10 | C | D | EAR99 | N | 85362010 | 1 | 4042949081265 | 1.05 | KG | 390.15 | 390.15 | LP17 | LP17 | circuit breaker 3VA1 IEC frame 160 breaking capacity class N Icu=25kA @ 415V 3-pole, line protection TM240, ATAM, In=32A overload protection Ir=22A...32A short-circuit protection Ii=5...10 x In nut keeper kit undervoltage release (UVR) 24V DC 2 auxiliary switches HQ 1 trip alarm switch HQ | - | 0 | 0
3VA1132-3EF32-0CA0 |  | 3VA1132-3EF32-0CA0 | 1 | UN | 1 | 10 | C | D | EAR99 | N | 85362010 | 1 | 4042949043287 | 0.9 | KG | 319.6 | 319.6 | LP17 | LP17 | circuit breaker 3VA1 IEC frame 160 breaking capacity class N Icu=25kA @ 415V 3-pole, line protection TM240, ATAM, In=32A overload protection Ir=22A...32A short-circuit protection Ii=5...10 x In nut keeper kit undervoltage release (UVR) 120-127V AC 50/60Hz | - | 0 | 0
3VA1132-3EF32-0CC0 |  | 3VA1132-3EF32-0CC0 | 1 | UN | 1 | 10 | C | D | EAR99 | N | 85362010 | 1 | 4042949070818 | 1.05 | KG | 367.2 | 367.2 | LP17 | LP17 | circuit breaker 3VA1 IEC frame 160 breaking capacity class N Icu=25kA @ 415V 3-pole, line protection TM240, ATAM, In=32A overload protection Ir=22A...32A short-circuit protection Ii=5...10 x In nut keeper kit undervoltage release (UVR) 120-127V AC 50/60Hz 2 auxiliary switches HQ | - | 0 | 0
3VA1132-3EF32-0CH0 |  | 3VA1132-3EF32-0CH0 | 1 | UN | 1 | 10 | C | D | EAR99 | N | 85362010 | 1 | 4042949083351 | 1.08 | KG | 390.15 | 390.15 | LP17 | LP17 | circuit breaker 3VA1 IEC frame 160 breaking capacity class N Icu=25kA @ 415V 3-pole, line protection TM240, ATAM, In=32A overload protection Ir=22A...32A short-circuit protection Ii=5...10 x In nut keeper kit undervoltage release (UVR) 120-127V AC 50/60Hz 2 auxiliary switches HQ 1 trip alarm switch HQ | - | 0 | 0
3VA1132-3EF32-0DA0 |  | 3VA1132-3EF32-0DA0 | 1 | UN | 1 | 10 | C | D | EAR99 | N | 85362010 | 1 | 4042949045373 | 0.9 | KG | 319.6 | 319.6 | LP17 | LP17 | circuit breaker 3VA1 IEC frame 160 breaking capacity class N Icu=25kA @ 415V 3-pole, line protection TM240, ATAM, In=32A overload protection Ir=22A...32A short-circuit protection Ii=5...10 x In nut keeper kit undervoltage release (UVR) 208-230V AC 50/60Hz | - | 0 | 0
3VA1132-3EF32-0DC0 |  | 3VA1132-3EF32-0DC0 | 1 | UN | 1 | 10 | C | D | EAR99 | N | 85362010 | 1 | 4042949072904 | 1.05 | KG | 367.2 | 367.2 | LP17 | LP17 | circuit breaker 3VA1 IEC frame 160 breaking capacity class N Icu=25kA @ 415V 3-pole, line protection TM240, ATAM, In=32A overload protection Ir=22A...32A short-circuit protection Ii=5...10 x In nut keeper kit undervoltage release (UVR) 208-230V AC 50/60Hz 2 auxiliary switches HQ | - | 0 | 0
3VA1132-3EF32-0DH0 |  | 3VA1132-3EF32-0DH0 | 1 | UN | 1 | 10 | C | D | EAR99 | N | 85362010 | 1 | 4042949085447 | 1.08 | KG | 390.15 | 390.15 | LP17 | LP17 | circuit breaker 3VA1 IEC frame 160 breaking capacity class N Icu=25kA @ 415V 3-pole, line protection TM240, ATAM, In=32A overload protection Ir=22A...32A short-circuit protection Ii=5...10 x In nut keeper kit undervoltage release (UVR) 208-230V AC 50/60Hz 2 auxiliary switches HQ 1 trip alarm switch HQ | - | 0 | 0
3VA1132-3EF32-0HA0 |  | 3VA1132-3EF32-0HA0 | 1 | UN | 1 | 10 | C | D | EAR99 | N | 85362010 | 1 | 4042949047469 | 0.9 | KG | 295.8 | 295.8 | LP17 | LP17 | circuit breaker 3VA1 IEC frame 160 breaking capacity class N Icu=25kA @ 415V 3-pole, line protection TM240, ATAM, In=32A overload protection Ir=22A...32A short-circuit protection Ii=5...10 x In nut keeper kit shunt trip (STL) 12-30V DC, 24V AC 50/60Hz | - | 0 | 0
3VA1132-3EF32-0HC0 |  | 3VA1132-3EF32-0HC0 | 1 | UN | 1 | 10 | C | D | EAR99 | N | 85362010 | 1 | 4042949074991 | 1.05 | KG | 341.7 | 341.7 | LP17 | LP17 | circuit breaker 3VA1 IEC frame 160 breaking capacity class N Icu=25kA @ 415V 3-pole, line protection TM240, ATAM, In=32A overload protection Ir=22A...32A short-circuit protection Ii=5...10 x In nut keeper kit shunt trip (STL) 12-30V DC, 24V AC 50/60Hz 2 auxiliary switches HQ | - | 0 | 0
3VA1132-3EF32-0HH0 |  | 3VA1132-3EF32-0HH0 | 1 | UN | 1 | 10 | C | D | EAR99 | N | 85362010 | 1 | 4042949087533 | 1.08 | KG | 366.35 | 366.35 | LP17 | LP17 | circuit breaker 3VA1 IEC frame 160 breaking capacity class N Icu=25kA @ 415V 3-pole, line protection TM240, ATAM, In=32A overload protection Ir=22A...32A short-circuit protection Ii=5...10 x In nut keeper kit shunt trip (STL) 12-30V DC, 24V AC 50/60Hz 2 auxiliary switches HQ 1 trip alarm switch HQ | - | 0 | 0
3VA1132-3EF32-0JA0 |  | 3VA1132-3EF32-0JA0 | 1 | UN | 1 | 10 | C | D | EAR99 | N | 85362010 | 1 | 4042949049555 | 0.9 | KG | 295.8 | 295.8 | LP17 | LP17 | circuit breaker 3VA1 IEC frame 160 breaking capacity class N Icu=25kA @ 415V 3-pole, line protection TM240, ATAM, In=32A overload protection Ir=22A...32A short-circuit protection Ii=5...10 x In nut keeper kit shunt trip (STL) 110-127V DC, AC 50/60Hz | - | 0 | 0
3VA1132-3EF32-0JC0 |  | 3VA1132-3EF32-0JC0 | 1 | UN | 1 | 10 | C | D | EAR99 | N | 85362010 | 1 | 4042949077084 | 1.05 | KG | 341.7 | 341.7 | LP17 | LP17 | circuit breaker 3VA1 IEC frame 160 breaking capacity class N Icu=25kA @ 415V 3-pole, line protection TM240, ATAM, In=32A overload protection Ir=22A...32A short-circuit protection Ii=5...10 x In nut keeper kit shunt trip (STL) 110-127V DC, AC 50/60Hz 2 auxiliary switches HQ | - | 0 | 0
3VA1132-3EF32-0JH0 |  | 3VA1132-3EF32-0JH0 | 1 | UN | 1 | 10 | C | D | EAR99 | N | 85362010 | 1 | 4042949089629 | 1.08 | KG | 366.35 | 366.35 | LP17 | LP17 | circuit breaker 3VA1 IEC frame 160 breaking capacity class N Icu=25kA @ 415V 3-pole, line protection TM240, ATAM, In=32A overload protection Ir=22A...32A short-circuit protection Ii=5...10 x In nut keeper kit shunt trip (STL) 110-127V DC, AC 50/60Hz 2 auxiliary switches HQ 1 trip alarm switch HQ | - | 0 | 0
3VA1132-3EF32-0KA0 |  | 3VA1132-3EF32-0KA0 | 1 | UN | 1 | 10 | C | D | EAR99 | N | 85362010 | 1 | 4042949051640 | 1.05 | KG | 295.8 | 295.8 | LP17 | LP17 | circuit breaker 3VA1 IEC frame 160 breaking capacity class N Icu=25kA @ 415V 3-pole, line protection TM240, ATAM, In=32A overload protection Ir=22A...32A short-circuit protection Ii=5...10 x In nut keeper kit shunt trip (STL) 220-250V DC, 208-277V AC | - | 0 | 0
3VA1132-3EF32-0KC0 |  | 3VA1132-3EF32-0KC0 | 1 | UN | 1 | 10 | C | D | EAR99 | N | 85362010 | 1 | 4042949079170 | 1.05 | KG | 341.7 | 341.7 | LP17 | LP17 | circuit breaker 3VA1 IEC frame 160 breaking capacity class N Icu=25kA @ 415V 3-pole, line protection TM240, ATAM, In=32A overload protection Ir=22A...32A short-circuit protection Ii=5...10 x In nut keeper kit shunt trip (STL) 220-250V DC, 208-277V AC 2 auxiliary switches HQ | - | 0 | 0
3VA1132-3EF32-0KH0 |  | 3VA1132-3EF32-0KH0 | 1 | UN | 1 | 10 | C | D | EAR99 | N | 85362010 | 1 | 4042949091714 | 1.08 | KG | 366.35 | 366.35 | LP17 | LP17 | circuit breaker 3VA1 IEC frame 160 breaking capacity class N Icu=25kA @ 415V 3-pole, line protection TM240, ATAM, In=32A overload protection Ir=22A...32A short-circuit protection Ii=5...10 x In nut keeper kit shunt trip (STL) 220-250V DC, 208-277V AC 2 auxiliary switches HQ 1 trip alarm switch HQ | - | 0 | 0
3VA1132-3EF36-0AA0 |  | 3VA1132-3EF36-0AA0 | 1 | UN | 1 | 2 | A | D | EAR99 | N | 85362010 | 1 | 4042948820407 | 1.045 | KG | 225.5 | 218.9 | LP17 | LP17 | circuit breaker 3VA1 IEC frame 160 breaking capacity class N Icu=25kA @ 415V 3-pole, line protection TM240, ATAM, In=32A overload protection Ir=22A...32A short-circuit protection Ii=5...10 x In clamp connection | Lista Papel 2020 SI | 0 | 0
3VA1132-3EF36-0AB0 |  | 3VA1132-3EF36-0AB0 | 1 | UN | 1 | 10 | C | D | EAR99 | N | 85362010 | 1 | 4042949053729 | 0.96 | KG | 303.45 | 303.45 | LP17 | LP17 | circuit breaker 3VA1 IEC frame 160 breaking capacity class N Icu=25kA @ 415V 3-pole, line protection TM240, ATAM, In=32A overload protection Ir=22A...32A short-circuit protection Ii=5...10 x In clamp connection 2 auxiliary switches HP | - | 0 | 0
3VA1132-3EF36-0AC0 |  | 3VA1132-3EF36-0AC0 | 1 | UN | 1 | 10 | C | D | EAR99 | N | 85362010 | 1 | 4042949055815 | 0.96 | KG | 278.8 | 278.8 | LP17 | LP17 | circuit breaker 3VA1 IEC frame 160 breaking capacity class N Icu=25kA @ 415V 3-pole, line protection TM240, ATAM, In=32A overload protection Ir=22A...32A short-circuit protection Ii=5...10 x In clamp connection 2 auxiliary switches HQ | - | 0 | 0
3VA1132-3EF36-0AD0 |  | 3VA1132-3EF36-0AD0 | 1 | UN | 1 | 10 | C | D | EAR99 | N | 85362010 | 1 | 4042949057901 | 0.99 | KG | 303.45 | 303.45 | LP17 | LP17 | circuit breaker 3VA1 IEC frame 160 breaking capacity class N Icu=25kA @ 415V 3-pole, line protection TM240, ATAM, In=32A overload protection Ir=22A...32A short-circuit protection Ii=5...10 x In clamp connection 3 auxiliary switches HQ | - | 0 | 0
3VA1132-3EF36-0AE0 |  | 3VA1132-3EF36-0AE0 | 1 | UN | 1 | 10 | C | D | EAR99 | N | 85362010 | 1 | 4042949059998 | 1.02 | KG | 328.1 | 328.1 | LP17 | LP17 | circuit breaker 3VA1 IEC frame 160 breaking capacity class N Icu=25kA @ 415V 3-pole, line protection TM240, ATAM, In=32A overload protection Ir=22A...32A short-circuit protection Ii=5...10 x In clamp connection 4 auxiliary switches HQ | - | 0 | 0
3VA1132-3EF36-0AF0 |  | 3VA1132-3EF36-0AF0 | 1 | UN | 1 | 10 | C | D | EAR99 | N | 85362010 | 1 | 4042949062080 | 0.96 | KG | 278.8 | 278.8 | LP17 | LP17 | circuit breaker 3VA1 IEC frame 160 breaking capacity class N Icu=25kA @ 415V 3-pole, line protection TM240, ATAM, In=32A overload protection Ir=22A...32A short-circuit protection Ii=5...10 x In clamp connection 1 auxiliary switch HQ 1 trip alarm switch HQ | - | 0 | 0
3VA1132-3EF36-0AG0 |  | 3VA1132-3EF36-0AG0 | 1 | UN | 1 | 10 | C | D | EAR99 | N | 85362010 | 1 | 4042949064176 | 0.96 | KG | 303.45 | 303.45 | LP17 | LP17 | circuit breaker 3VA1 IEC frame 160 breaking capacity class N Icu=25kA @ 415V 3-pole, line protection TM240, ATAM, In=32A overload protection Ir=22A...32A short-circuit protection Ii=5...10 x In clamp connection 1 auxiliary switch HP 1 trip alarm switch HP | - | 0 | 0
3VA1132-3EF36-0AH0 |  | 3VA1132-3EF36-0AH0 | 1 | UN | 1 | 10 | C | D | EAR99 | N | 85362010 | 1 | 4042949066262 | 0.99 | KG | 303.45 | 303.45 | LP17 | LP17 | circuit breaker 3VA1 IEC frame 160 breaking capacity class N Icu=25kA @ 415V 3-pole, line protection TM240, ATAM, In=32A overload protection Ir=22A...32A short-circuit protection Ii=5...10 x In clamp connection 2 auxiliary switches HQ 1 trip alarm switch HQ | - | 0 | 0
3VA1132-3EF36-0BA0 |  | 3VA1132-3EF36-0BA0 | 1 | UN | 1 | 10 | C | D | EAR99 | N | 85362010 | 1 | 4042949041184 | 0.9 | KG | 341.7 | 341.7 | LP17 | LP17 | circuit breaker 3VA1 IEC frame 160 breaking capacity class N Icu=25kA @ 415V 3-pole, line protection TM240, ATAM, In=32A overload protection Ir=22A...32A short-circuit protection Ii=5...10 x In clamp connection undervoltage release (UVR) 24V DC | - | 0 | 0
3VA1132-3EF36-0BC0 |  | 3VA1132-3EF36-0BC0 | 1 | UN | 1 | 10 | C | D | EAR99 | N | 85362010 | 1 | 4042949068716 | 1.05 | KG | 387.6 | 387.6 | LP17 | LP17 | circuit breaker 3VA1 IEC frame 160 breaking capacity class N Icu=25kA @ 415V 3-pole, line protection TM240, ATAM, In=32A overload protection Ir=22A...32A short-circuit protection Ii=5...10 x In clamp connection undervoltage release (UVR) 24V DC 2 auxiliary switches HQ | - | 0 | 0
3VA1132-3EF36-0BH0 |  | 3VA1132-3EF36-0BH0 | 1 | UN | 1 | 10 | C | D | EAR99 | N | 85362010 | 1 | 4042949081258 | 1.05 | KG | 412.25 | 412.25 | LP17 | LP17 | circuit breaker 3VA1 IEC frame 160 breaking capacity class N Icu=25kA @ 415V 3-pole, line protection TM240, ATAM, In=32A overload protection Ir=22A...32A short-circuit protection Ii=5...10 x In clamp connection undervoltage release (UVR) 24V DC 2 auxiliary switches HQ 1 trip alarm switch HQ | - | 0 | 0
3VA1132-3EF36-0CA0 |  | 3VA1132-3EF36-0CA0 | 1 | UN | 1 | 10 | C | D | EAR99 | N | 85362010 | 1 | 4042949043270 | 0.9 | KG | 341.7 | 341.7 | LP17 | LP17 | circuit breaker 3VA1 IEC frame 160 breaking capacity class N Icu=25kA @ 415V 3-pole, line protection TM240, ATAM, In=32A overload protection Ir=22A...32A short-circuit protection Ii=5...10 x In clamp connection undervoltage release (UVR) 120-127V AC 50/60Hz | - | 0 | 0
3VA1132-3EF36-0CC0 |  | 3VA1132-3EF36-0CC0 | 1 | UN | 1 | 10 | C | D | EAR99 | N | 85362010 | 1 | 4042949070801 | 1.05 | KG | 387.6 | 387.6 | LP17 | LP17 | circuit breaker 3VA1 IEC frame 160 breaking capacity class N Icu=25kA @ 415V 3-pole, line protection TM240, ATAM, In=32A overload protection Ir=22A...32A short-circuit protection Ii=5...10 x In clamp connection undervoltage release (UVR) 120-127V AC 50/60Hz 2 auxiliary switches HQ | - | 0 | 0
3VA1132-3EF36-0CH0 |  | 3VA1132-3EF36-0CH0 | 1 | UN | 1 | 10 | C | D | EAR99 | N | 85362010 | 1 | 4042949083344 | 1.08 | KG | 412.25 | 412.25 | LP17 | LP17 | circuit breaker 3VA1 IEC frame 160 breaking capacity class N Icu=25kA @ 415V 3-pole, line protection TM240, ATAM, In=32A overload protection Ir=22A...32A short-circuit protection Ii=5...10 x In clamp connection undervoltage release (UVR) 120-127V AC 50/60Hz 2 auxiliary switches HQ 1 trip alarm switch HQ | - | 0 | 0
3VA1132-3EF36-0DA0 |  | 3VA1132-3EF36-0DA0 | 1 | UN | 1 | 10 | C | D | EAR99 | N | 85362010 | 1 | 4042949045366 | 0.9 | KG | 341.7 | 341.7 | LP17 | LP17 | circuit breaker 3VA1 IEC frame 160 breaking capacity class N Icu=25kA @ 415V 3-pole, line protection TM240, ATAM, In=32A overload protection Ir=22A...32A short-circuit protection Ii=5...10 x In clamp connection undervoltage release (UVR) 208-230V AC 50/60Hz | - | 0 | 0
3VA1132-3EF36-0DC0 |  | 3VA1132-3EF36-0DC0 | 1 | UN | 1 | 10 | C | D | EAR99 | N | 85362010 | 1 | 4042949072898 | 1.05 | KG | 387.6 | 387.6 | LP17 | LP17 | circuit breaker 3VA1 IEC frame 160 breaking capacity class N Icu=25kA @ 415V 3-pole, line protection TM240, ATAM, In=32A overload protection Ir=22A...32A short-circuit protection Ii=5...10 x In clamp connection undervoltage release (UVR) 208-230V AC 50/60Hz 2 auxiliary switches HQ | - | 0 | 0
3VA1132-3EF36-0DH0 |  | 3VA1132-3EF36-0DH0 | 1 | UN | 1 | 10 | C | D | EAR99 | N | 85362010 | 1 | 4042949085430 | 1.08 | KG | 412.25 | 412.25 | LP17 | LP17 | circuit breaker 3VA1 IEC frame 160 breaking capacity class N Icu=25kA @ 415V 3-pole, line protection TM240, ATAM, In=32A overload protection Ir=22A...32A short-circuit protection Ii=5...10 x In clamp connection undervoltage release (UVR) 208-230V AC 50/60Hz 2 auxiliary switches HQ 1 trip alarm switch HQ | - | 0 | 0
3VA1132-3EF36-0HA0 |  | 3VA1132-3EF36-0HA0 | 1 | UN | 1 | 10 | C | D | EAR99 | N | 85362010 | 1 | 4042949047452 | 0.9 | KG | 316.2 | 316.2 | LP17 | LP17 | circuit breaker 3VA1 IEC frame 160 breaking capacity class N Icu=25kA @ 415V 3-pole, line protection TM240, ATAM, In=32A overload protection Ir=22A...32A short-circuit protection Ii=5...10 x In clamp connection shunt trip (STL) 12-30V DC, 24V AC 50/60Hz | - | 0 | 0
3VA1132-3EF36-0HC0 |  | 3VA1132-3EF36-0HC0 | 1 | UN | 1 | 10 | C | D | EAR99 | N | 85362010 | 1 | 4042949074984 | 1.05 | KG | 363.8 | 363.8 | LP17 | LP17 | circuit breaker 3VA1 IEC frame 160 breaking capacity class N Icu=25kA @ 415V 3-pole, line protection TM240, ATAM, In=32A overload protection Ir=22A...32A short-circuit protection Ii=5...10 x In clamp connection shunt trip (STL) 12-30V DC, 24V AC 50/60Hz 2 auxiliary switches HQ | - | 0 | 0
3VA1132-3EF36-0HH0 |  | 3VA1132-3EF36-0HH0 | 1 | UN | 1 | 10 | C | D | EAR99 | N | 85362010 | 1 | 4042949087526 | 1.08 | KG | 386.75 | 386.75 | LP17 | LP17 | circuit breaker 3VA1 IEC frame 160 breaking capacity class N Icu=25kA @ 415V 3-pole, line protection TM240, ATAM, In=32A overload protection Ir=22A...32A short-circuit protection Ii=5...10 x In clamp connection shunt trip (STL) 12-30V DC, 24V AC 50/60Hz 2 auxiliary switches HQ 1 trip alarm switch HQ | - | 0 | 0
3VA1132-3EF36-0JA0 |  | 3VA1132-3EF36-0JA0 | 1 | UN | 1 | 10 | C | D | EAR99 | N | 85362010 | 1 | 4042949049548 | 0.9 | KG | 316.2 | 316.2 | LP17 | LP17 | circuit breaker 3VA1 IEC frame 160 breaking capacity class N Icu=25kA @ 415V 3-pole, line protection TM240, ATAM, In=32A overload protection Ir=22A...32A short-circuit protection Ii=5...10 x In clamp connection shunt trip (STL) 110-127V DC, AC 50/60Hz | - | 0 | 0
3VA1132-3EF36-0JC0 |  | 3VA1132-3EF36-0JC0 | 1 | UN | 1 | 10 | C | D | EAR99 | N | 85362010 | 1 | 4042949077077 | 1.05 | KG | 363.8 | 363.8 | LP17 | LP17 | circuit breaker 3VA1 IEC frame 160 breaking capacity class N Icu=25kA @ 415V 3-pole, line protection TM240, ATAM, In=32A overload protection Ir=22A...32A short-circuit protection Ii=5...10 x In clamp connection shunt trip (STL) 110-127V DC, AC 50/60Hz 2 auxiliary switches HQ | - | 0 | 0
3VA1132-3EF36-0JH0 |  | 3VA1132-3EF36-0JH0 | 1 | UN | 1 | 10 | C | D | EAR99 | N | 85362010 | 1 | 4042949089612 | 1.08 | KG | 386.75 | 386.75 | LP17 | LP17 | circuit breaker 3VA1 IEC frame 160 breaking capacity class N Icu=25kA @ 415V 3-pole, line protection TM240, ATAM, In=32A overload protection Ir=22A...32A short-circuit protection Ii=5...10 x In clamp connection shunt trip (STL) 110-127V DC, AC 50/60Hz 2 auxiliary switches HQ 1 trip alarm switch HQ | - | 0 | 0
3VA1132-3EF36-0KA0 |  | 3VA1132-3EF36-0KA0 | 1 | UN | 1 | 10 | C | D | EAR99 | N | 85362010 | 1 | 4042949051633 | 1.05 | KG | 316.2 | 316.2 | LP17 | LP17 | circuit breaker 3VA1 IEC frame 160 breaking capacity class N Icu=25kA @ 415V 3-pole, line protection TM240, ATAM, In=32A overload protection Ir=22A...32A short-circuit protection Ii=5...10 x In clamp connection shunt trip (STL) 220-250V DC, 208-277V AC | - | 0 | 0
3VA1132-3EF36-0KC0 |  | 3VA1132-3EF36-0KC0 | 1 | UN | 1 | 10 | C | D | EAR99 | N | 85362010 | 1 | 4042949079163 | 1.05 | KG | 363.8 | 363.8 | LP17 | LP17 | circuit breaker 3VA1 IEC frame 160 breaking capacity class N Icu=25kA @ 415V 3-pole, line protection TM240, ATAM, In=32A overload protection Ir=22A...32A short-circuit protection Ii=5...10 x In clamp connection shunt trip (STL) 220-250V DC, 208-277V AC 2 auxiliary switches HQ | - | 0 | 0
3VA1132-3EF36-0KH0 |  | 3VA1132-3EF36-0KH0 | 1 | UN | 1 | 10 | C | D | EAR99 | N | 85362010 | 1 | 4042949091707 | 1.08 | KG | 386.75 | 386.75 | LP17 | LP17 | circuit breaker 3VA1 IEC frame 160 breaking capacity class N Icu=25kA @ 415V 3-pole, line protection TM240, ATAM, In=32A overload protection Ir=22A...32A short-circuit protection Ii=5...10 x In clamp connection shunt trip (STL) 220-250V DC, 208-277V AC 2 auxiliary switches HQ 1 trip alarm switch HQ | - | 0 | 0
3VA1132-3EF42-0AA0 |  | 3VA1132-3EF42-0AA0 | 1 | UN | 1 | 5 | B | D | EAR99 | N | 85362010 | 1 | 4042948809068 | 1.219 | KG | 264.9 | 257.5 | LP17 | LP17 | circuit breaker 3VA1 IEC frame 160 breaking capacity class N Icu=25kA @ 415V 4-pole, line protection TM240, ATAM, In=32A overload protection Ir=22A...32A short-circuit protection Ii=5...10 x In N conductor unprotected nut keeper kit | Lista Papel 2020 SI | 0 | 0
3VA1132-3EF46-0AA0 |  | 3VA1132-3EF46-0AA0 | 1 | UN | 1 | 5 | B | D | EAR99 | N | 85362010 | 1 | 4042948820841 | 1.281 | KG | 293.6 | 285.4 | LP17 | LP17 | circuit breaker 3VA1 IEC frame 160 breaking capacity class N Icu=25kA @ 415V 4-pole, line protection TM240, ATAM, In=32A overload protection Ir=22A...32A short-circuit protection Ii=5...10 x In N conductor unprotected clamp connection | Lista Papel 2020 SI | 0 | 0
3VA1132-3GD42-0AA0 |  | 3VA1132-3GD42-0AA0 | 1 | UN | 1 | 5 | B | D | EAR99 | N | 85362010 | 1 | 4042948832202 | 1.232 | KG | 248.5 | 241.1 | LP17 | LP17 | circuit breaker 3VA1 IEC frame 160 breaking capacity class N Icu=25kA @ 415V 4-pole, line protection TM210, FTFM, In=32A overload protection Ir=32A fixed short-circuit protection Ii=10 x In N conductor protection 100% nut keeper kit | Lista Papel 2020 SI | 0 | 0
3VA1132-3GD42-0DA0 |  | 3VA1132-3GD42-0DA0 | 1 | UN | 1 | 10 | C | D | EAR99 | N | 85362010 | 1 | 4042949326465 | 1.316 | KG | 366.35 | 366.35 | LP17 | LP17 | circuit breaker 3VA1 IEC frame 160 breaking capacity class N Icu=25kA @ 415V 4-pole, line protection TM210, FTFM, In=32A overload protection Ir=32A fixed short-circuit protection Ii=10 x In N conductor protection 100% nut keeper kit circuit breaker 3VA1 IEC frame 160 undervoltage release 208-230V AC 50/60Hz | - | 0 | 0
3VA1132-3GD46-0AA0 |  | 3VA1132-3GD46-0AA0 | 1 | UN | 1 | 5 | B | D | EAR99 | N | 85362010 | 1 | 4042948824924 | 1.17 | KG | 273.9 | 266.5 | LP17 | LP17 | circuit breaker 3VA1 IEC frame 160 breaking capacity class N Icu=25kA @ 415V 4-pole, line protection TM210, FTFM, In=32A overload protection Ir=32A fixed short-circuit protection Ii=10 x In N conductor protection 100% clamp connection | Lista Papel 2020 SI | 0 | 0
3VA1132-3GE42-0AA0 |  | 3VA1132-3GE42-0AA0 | 1 | UN | 1 | 5 | B | D | EAR99 | N | 85362010 | 1 | 4042948832196 | 1.252 | KG | 252.6 | 245.2 | LP17 | LP17 | circuit breaker 3VA1 IEC frame 160 breaking capacity class N Icu=25kA @ 415V 4-pole, line protection TM220, ATFM, In=32A overload protection Ir=22A...32A short-circuit protection Ii=10 x In N conductor protection 100% nut keeper kit | Lista Papel 2020 SI | 0 | 0
3VA1132-3GE46-0AA0 |  | 3VA1132-3GE46-0AA0 | 1 | UN | 1 | 5 | B | D | EAR99 | N | 85362010 | 1 | 4042948824931 | 1.17 | KG | 281.3 | 273.1 | LP17 | LP17 | circuit breaker 3VA1 IEC frame 160 breaking capacity class N Icu=25kA @ 415V 4-pole, line protection TM220, ATFM, In=32A overload protection Ir=22A...32A short-circuit protection Ii=10 x In N conductor protection 100% clamp connection | Lista Papel 2020 SI | 0 | 0
3VA1132-3GF42-0AA0 |  | 3VA1132-3GF42-0AA0 | 1 | UN | 1 | 5 | B | D | EAR99 | N | 85362010 | 1 | 4042948832189 | 1.228 | KG | 264.9 | 257.5 | LP17 | LP17 | circuit breaker 3VA1 IEC frame 160 breaking capacity class N Icu=25kA @ 415V 4-pole, line protection TM240, ATAM, In=32A overload protection Ir=22A...32A short-circuit protection Ii=5...10 x In N conductor protection 100% nut keeper kit | Lista Papel 2020 SI | 0 | 0
3VA1132-3GF46-0AA0 |  | 3VA1132-3GF46-0AA0 | 1 | UN | 1 | 5 | B | D | EAR99 | N | 85362010 | 1 | 4042948824368 | 1.333 | KG | 293.6 | 285.4 | LP17 | LP17 | circuit breaker 3VA1 IEC frame 160 breaking capacity class N Icu=25kA @ 415V 4-pole, line protection TM240, ATAM, In=32A overload protection Ir=22A...32A short-circuit protection Ii=5...10 x In N conductor protection 100% clamp connection | Lista Papel 2020 SI | 0 | 0
3VA1132-4ED12-0AA0 |  | 3VA1132-4ED12-0AA0 | 1 | UN | 1 | 5 | B | D | EAR99 | N | 85362010 | 1 | 4042948829615 | 376 | G | 103.3 | 100 | LP17 | LP17 | circuit breaker 3VA1 IEC frame 160 breaking capacity class S Icu=36kA @ 240V 1-pole, line protection TM210, FTFM, In=32A overload protection Ir=32A fixed short-circuit protection Ii=10 x In nut keeper kit | Lista Papel 2020 SI | 0 | 0
3VA1132-4ED16-0AA0 |  | 3VA1132-4ED16-0AA0 | 1 | UN | 1 | 5 | B | D | EAR99 | N | 85362010 | 1 | 4042948829608 | 0.406 | KG | 109.9 | 106.6 | LP17 | LP17 | circuit breaker 3VA1 IEC frame 160 breaking capacity class S Icu=36kA @ 240V 1-pole, line protection TM210, FTFM, In=32A overload protection Ir=32A fixed short-circuit protection Ii=10 x In clamp connection | Lista Papel 2020 SI | 0 | 0
3VA1132-4ED22-0AA0 |  | 3VA1132-4ED22-0AA0 | 1 | UN | 1 | 5 | B | D | EAR99 | N | 85362010 | 1 | 4042948829592 | 0.649 | KG | 185.3 | 180.4 | LP17 | LP17 | circuit breaker 3VA1 IEC frame 160 breaking capacity class S Icu=36kA @ 415V 2-pole, line protection TM210, FTFM, In=32A overload protection Ir=32A fixed short-circuit protection Ii=10 x In nut keeper kit | Lista Papel 2020 SI | 0 | 0
3VA1132-4ED22-0KA0 |  | 3VA1132-4ED22-0KA0 | 1 | UN | 1 | 10 | C | D | EAR99 | N | 85362010 | 1 | 4042949323464 | 0.734 | KG | 276.25 | 276.25 | LP17 | LP17 | circuit breaker 3VA1 IEC frame 160 breaking capacity class S Icu=36kA @ 415V 2-pole, line protection TM210, FTFM, In=32A overload protection Ir=32A fixed short-circuit protection Ii=10 x In nut keeper kit shunt trip (STL) 220-250V DC, 208-277V AC | - | 0 | 0
3VA1132-4ED26-0AA0 |  | 3VA1132-4ED26-0AA0 | 1 | UN | 1 | 5 | B | D | EAR99 | N | 85362010 | 1 | 4042948829585 | 0.6 | KG | 199.3 | 193.5 | LP17 | LP17 | circuit breaker 3VA1 IEC frame 160 breaking capacity class S Icu=36kA @ 415V 2-pole, line protection TM210, FTFM, In=32A overload protection Ir=32A fixed short-circuit protection Ii=10 x In clamp connection | Lista Papel 2020 SI | 0 | 0
3VA1132-4ED32-0AA0 |  | 3VA1132-4ED32-0AA0 | 1 | UN | 1 | 5 | B | D | EAR99 | N | 85362010 | 1 | 4042948812341 | 967 | G | 205.8 | 200.1 | LP17 | LP17 | circuit breaker 3VA1 IEC frame 160 breaking capacity class S Icu=36kA @ 415V 3-pole, line protection TM210, FTFM, In=32A overload protection Ir=32A fixed short-circuit protection Ii=10 x In nut keeper kit | Lista Papel 2020 SI | 0 | 0
3VA1132-4ED36-0AA0 |  | 3VA1132-4ED36-0AA0 | 1 | UN | 1 | 5 | B | D | EAR99 | N | 85362010 | 1 | 4042948821428 | 1.036 | KG | 227.1 | 220.6 | LP17 | LP17 | circuit breaker 3VA1 IEC frame 160 breaking capacity class S Icu=36kA @ 415V 3-pole, line protection TM210, FTFM, In=32A overload protection Ir=32A fixed short-circuit protection Ii=10 x In clamp connection | Lista Papel 2020 SI | 0 | 0
3VA1132-4ED42-0AA0 |  | 3VA1132-4ED42-0AA0 | 1 | UN | 1 | 5 | B | D | EAR99 | N | 85362010 | 1 | 4042948813225 | 1.198 | KG | 267.3 | 259.9 | LP17 | LP17 | circuit breaker 3VA1 IEC frame 160 breaking capacity class S Icu=36kA @ 415V 4-pole, line protection TM210, FTFM, In=32A overload protection Ir=32A fixed short-circuit protection Ii=10 x In N conductor unprotected nut keeper kit | Lista Papel 2020 SI | 0 | 0
3VA1132-4ED46-0AA0 |  | 3VA1132-4ED46-0AA0 | 1 | UN | 1 | 5 | B | D | EAR99 | N | 85362010 | 1 | 4042948822302 | 1.17 | KG | 296 | 287.8 | LP17 | LP17 | circuit breaker 3VA1 IEC frame 160 breaking capacity class S Icu=36kA @ 415V 4-pole, line protection TM210, FTFM, In=32A overload protection Ir=32A fixed short-circuit protection Ii=10 x In N conductor unprotected clamp connection | Lista Papel 2020 SI | 0 | 0
3VA1132-4EE32-0AA0 |  | 3VA1132-4EE32-0AA0 | 1 | UN | 1 | 5 | B | D | EAR99 | N | 85362010 | 1 | 4042948812358 | 974 | G | 209.9 | 204.2 | LP17 | LP17 | circuit breaker 3VA1 IEC frame 160 breaking capacity class S Icu=36kA @ 415V 3-pole, line protection TM220, ATFM, In=32A overload protection Ir=22A...32A short-circuit protection Ii=10 x In nut keeper kit | Lista Papel 2020 SI | 0 | 0
3VA1132-4EE36-0AA0 |  | 3VA1132-4EE36-0AA0 | 1 | UN | 1 | 5 | B | D | EAR99 | N | 85362010 | 1 | 4042948821435 | 1.036 | KG | 231.2 | 224.7 | LP17 | LP17 | circuit breaker 3VA1 IEC frame 160 breaking capacity class S Icu=36kA @ 415V 3-pole, line protection TM220, ATFM, In=32A overload protection Ir=22A...32A short-circuit protection Ii=10 x In clamp connection | Lista Papel 2020 SI | 0 | 0
3VA1132-4EE42-0AA0 |  | 3VA1132-4EE42-0AA0 | 1 | UN | 1 | 5 | B | D | EAR99 | N | 85362010 | 1 | 4042948813232 | 1.203 | KG | 273.1 | 265.7 | LP17 | LP17 | circuit breaker 3VA1 IEC frame 160 breaking capacity class S Icu=36kA @ 415V 4-pole, line protection TM220, ATFM, In=32A overload protection Ir=22A...32A short-circuit protection Ii=10 x In N conductor unprotected nut keeper kit | Lista Papel 2020 SI | 0 | 0
3VA1132-4EE46-0AA0 |  | 3VA1132-4EE46-0AA0 | 1 | UN | 1 | 5 | B | D | EAR99 | N | 85362010 | 1 | 4042948822319 | 1.298 | KG | 301.8 | 293.6 | LP17 | LP17 | circuit breaker 3VA1 IEC frame 160 breaking capacity class S Icu=36kA @ 415V 4-pole, line protection TM220, ATFM, In=32A overload protection Ir=22A...32A short-circuit protection Ii=10 x In N conductor unprotected clamp connection | Lista Papel 2020 SI | 0 | 0
3VA1132-4EF32-0AA0 |  | 3VA1132-4EF32-0AA0 | 1 | UN | 1 | 5 | B | D | EAR99 | N | 85362010 | 1 | 4042948808634 | 987 | G | 222.2 | 215.7 | LP17 | LP17 | circuit breaker 3VA1 IEC frame 160 breaking capacity class S Icu=36kA @ 415V 3-pole, line protection TM240, ATAM, In=32A overload protection Ir=22A...32A short-circuit protection Ii=5...10 x In nut keeper kit | Lista Papel 2020 SI | 0 | 0
3VA1132-4EF32-0AB0 |  | 3VA1132-4EF32-0AB0 | 1 | UN | 1 | 10 | C | D | EAR99 | N | 85362010 | 1 | 4042949053712 | 0.96 | KG | 300.05 | 300.05 | LP17 | LP17 | circuit breaker 3VA1 IEC frame 160 breaking capacity class S Icu=36kA @ 415V 3-pole, line protection TM240, ATAM, In=32A overload protection Ir=22A...32A short-circuit protection Ii=5...10 x In nut keeper kit 2 auxiliary switches HP | - | 0 | 0
3VA1132-4EF32-0AC0 |  | 3VA1132-4EF32-0AC0 | 1 | UN | 1 | 10 | C | D | EAR99 | N | 85362010 | 1 | 4042949055808 | 0.96 | KG | 275.4 | 275.4 | LP17 | LP17 | circuit breaker 3VA1 IEC frame 160 breaking capacity class S Icu=36kA @ 415V 3-pole, line protection TM240, ATAM, In=32A overload protection Ir=22A...32A short-circuit protection Ii=5...10 x In nut keeper kit 2 auxiliary switches HQ | - | 0 | 0
3VA1132-4EF32-0AD0 |  | 3VA1132-4EF32-0AD0 | 1 | UN | 1 | 10 | C | D | EAR99 | N | 85362010 | 1 | 4042949057895 | 0.99 | KG | 300.05 | 300.05 | LP17 | LP17 | circuit breaker 3VA1 IEC frame 160 breaking capacity class S Icu=36kA @ 415V 3-pole, line protection TM240, ATAM, In=32A overload protection Ir=22A...32A short-circuit protection Ii=5...10 x In nut keeper kit 3 auxiliary switches HQ | - | 0 | 0
3VA1132-4EF32-0AE0 |  | 3VA1132-4EF32-0AE0 | 1 | UN | 1 | 10 | C | D | EAR99 | N | 85362010 | 1 | 4042949059981 | 1.02 | KG | 322.15 | 322.15 | LP17 | LP17 | circuit breaker 3VA1 IEC frame 160 breaking capacity class S Icu=36kA @ 415V 3-pole, line protection TM240, ATAM, In=32A overload protection Ir=22A...32A short-circuit protection Ii=5...10 x In nut keeper kit 4 auxiliary switches HQ | - | 0 | 0
3VA1132-4EF32-0AF0 |  | 3VA1132-4EF32-0AF0 | 1 | UN | 1 | 10 | C | D | EAR99 | N | 85362010 | 1 | 4042949062073 | 0.96 | KG | 275.4 | 275.4 | LP17 | LP17 | circuit breaker 3VA1 IEC frame 160 breaking capacity class S Icu=36kA @ 415V 3-pole, line protection TM240, ATAM, In=32A overload protection Ir=22A...32A short-circuit protection Ii=5...10 x In nut keeper kit 1 auxiliary switch HQ 1 trip alarm switch HQ | - | 0 | 0
3VA1132-4EF32-0AG0 |  | 3VA1132-4EF32-0AG0 | 1 | UN | 1 | 10 | C | D | EAR99 | N | 85362010 | 1 | 4042949064169 | 0.96 | KG | 300.05 | 300.05 | LP17 | LP17 | circuit breaker 3VA1 IEC frame 160 breaking capacity class S Icu=36kA @ 415V 3-pole, line protection TM240, ATAM, In=32A overload protection Ir=22A...32A short-circuit protection Ii=5...10 x In nut keeper kit 1 auxiliary switch HP 1 trip alarm switch HP | - | 0 | 0
3VA1132-4EF32-0AH0 |  | 3VA1132-4EF32-0AH0 | 1 | UN | 1 | 10 | C | D | EAR99 | N | 85362010 | 1 | 4042949066255 | 0.99 | KG | 300.05 | 300.05 | LP17 | LP17 | circuit breaker 3VA1 IEC frame 160 breaking capacity class S Icu=36kA @ 415V 3-pole, line protection TM240, ATAM, In=32A overload protection Ir=22A...32A short-circuit protection Ii=5...10 x In nut keeper kit 2 auxiliary switches HQ 1 trip alarm switch HQ | - | 0 | 0
3VA1132-4EF32-0BA0 |  | 3VA1132-4EF32-0BA0 | 1 | UN | 1 | 10 | C | D | EAR99 | N | 85362010 | 1 | 4042949041177 | 0.9 | KG | 338.3 | 338.3 | LP17 | LP17 | circuit breaker 3VA1 IEC frame 160 breaking capacity class S Icu=36kA @ 415V 3-pole, line protection TM240, ATAM, In=32A overload protection Ir=22A...32A short-circuit protection Ii=5...10 x In nut keeper kit undervoltage release (UVR) 24V DC | - | 0 | 0
3VA1132-4EF32-0BC0 |  | 3VA1132-4EF32-0BC0 | 1 | UN | 1 | 10 | C | D | EAR99 | N | 85362010 | 1 | 4042949068709 | 1.05 | KG | 384.2 | 384.2 | LP17 | LP17 | circuit breaker 3VA1 IEC frame 160 breaking capacity class S Icu=36kA @ 415V 3-pole, line protection TM240, ATAM, In=32A overload protection Ir=22A...32A short-circuit protection Ii=5...10 x In nut keeper kit undervoltage release (UVR) 24V DC 2 auxiliary switches HQ | - | 0 | 0
3VA1132-4EF32-0BH0 |  | 3VA1132-4EF32-0BH0 | 1 | UN | 1 | 10 | C | D | EAR99 | N | 85362010 | 1 | 4042949081241 | 1.05 | KG | 408.85 | 408.85 | LP17 | LP17 | circuit breaker 3VA1 IEC frame 160 breaking capacity class S Icu=36kA @ 415V 3-pole, line protection TM240, ATAM, In=32A overload protection Ir=22A...32A short-circuit protection Ii=5...10 x In nut keeper kit undervoltage release (UVR) 24V DC 2 auxiliary switches HQ 1 trip alarm switch HQ | - | 0 | 0
3VA1132-4EF32-0CA0 |  | 3VA1132-4EF32-0CA0 | 1 | UN | 1 | 10 | C | D | EAR99 | N | 85362010 | 1 | 4042949043263 | 0.9 | KG | 338.3 | 338.3 | LP17 | LP17 | circuit breaker 3VA1 IEC frame 160 breaking capacity class S Icu=36kA @ 415V 3-pole, line protection TM240, ATAM, In=32A overload protection Ir=22A...32A short-circuit protection Ii=5...10 x In nut keeper kit undervoltage release (UVR) 120-127V AC 50/60Hz | - | 0 | 0
3VA1132-4EF32-0CC0 |  | 3VA1132-4EF32-0CC0 | 1 | UN | 1 | 10 | C | D | EAR99 | N | 85362010 | 1 | 4042949070795 | 1.05 | KG | 384.2 | 384.2 | LP17 | LP17 | circuit breaker 3VA1 IEC frame 160 breaking capacity class S Icu=36kA @ 415V 3-pole, line protection TM240, ATAM, In=32A overload protection Ir=22A...32A short-circuit protection Ii=5...10 x In nut keeper kit undervoltage release (UVR) 120-127V AC 50/60Hz 2 auxiliary switches HQ | - | 0 | 0
3VA1132-4EF32-0CH0 |  | 3VA1132-4EF32-0CH0 | 1 | UN | 1 | 10 | C | D | EAR99 | N | 85362010 | 1 | 4042949083337 | 1.08 | KG | 408.85 | 408.85 | LP17 | LP17 | circuit breaker 3VA1 IEC frame 160 breaking capacity class S Icu=36kA @ 415V 3-pole, line protection TM240, ATAM, In=32A overload protection Ir=22A...32A short-circuit protection Ii=5...10 x In nut keeper kit undervoltage release (UVR) 120-127V AC 50/60Hz 2 auxiliary switches HQ 1 trip alarm switch HQ | - | 0 | 0
3VA1132-4EF32-0DA0 |  | 3VA1132-4EF32-0DA0 | 1 | UN | 1 | 10 | C | D | EAR99 | N | 85362010 | 1 | 4042949045359 | 0.9 | KG | 338.3 | 338.3 | LP17 | LP17 | circuit breaker 3VA1 IEC frame 160 breaking capacity class S Icu=36kA @ 415V 3-pole, line protection TM240, ATAM, In=32A overload protection Ir=22A...32A short-circuit protection Ii=5...10 x In nut keeper kit undervoltage release (UVR) 208-230V AC 50/60Hz | - | 0 | 0
3VA1132-4EF32-0DC0 |  | 3VA1132-4EF32-0DC0 | 1 | UN | 1 | 10 | C | D | EAR99 | N | 85362010 | 1 | 4042949072881 | 1.05 | KG | 384.2 | 384.2 | LP17 | LP17 | circuit breaker 3VA1 IEC frame 160 breaking capacity class S Icu=36kA @ 415V 3-pole, line protection TM240, ATAM, In=32A overload protection Ir=22A...32A short-circuit protection Ii=5...10 x In nut keeper kit undervoltage release (UVR) 208-230V AC 50/60Hz 2 auxiliary switches HQ | - | 0 | 0
3VA1132-4EF32-0DH0 |  | 3VA1132-4EF32-0DH0 | 1 | UN | 1 | 10 | C | D | EAR99 | N | 85362010 | 1 | 4042949085423 | 1.08 | KG | 408.85 | 408.85 | LP17 | LP17 | circuit breaker 3VA1 IEC frame 160 breaking capacity class S Icu=36kA @ 415V 3-pole, line protection TM240, ATAM, In=32A overload protection Ir=22A...32A short-circuit protection Ii=5...10 x In nut keeper kit undervoltage release (UVR) 208-230V AC 50/60Hz 2 auxiliary switches HQ 1 trip alarm switch HQ | - | 0 | 0
3VA1132-4EF32-0HA0 |  | 3VA1132-4EF32-0HA0 | 1 | UN | 1 | 10 | C | D | EAR99 | N | 85362010 | 1 | 4042949047445 | 0.9 | KG | 312.8 | 312.8 | LP17 | LP17 | circuit breaker 3VA1 IEC frame 160 breaking capacity class S Icu=36kA @ 415V 3-pole, line protection TM240, ATAM, In=32A overload protection Ir=22A...32A short-circuit protection Ii=5...10 x In nut keeper kit shunt trip (STL) 12-30V DC, 24V AC 50/60Hz | - | 0 | 0
3VA1132-4EF32-0HC0 |  | 3VA1132-4EF32-0HC0 | 1 | UN | 1 | 10 | C | D | EAR99 | N | 85362010 | 1 | 4042949074977 | 1.05 | KG | 359.55 | 359.55 | LP17 | LP17 | circuit breaker 3VA1 IEC frame 160 breaking capacity class S Icu=36kA @ 415V 3-pole, line protection TM240, ATAM, In=32A overload protection Ir=22A...32A short-circuit protection Ii=5...10 x In nut keeper kit shunt trip (STL) 12-30V DC, 24V AC 50/60Hz 2 auxiliary switches HQ | - | 0 | 0
3VA1132-4EF32-0HH0 |  | 3VA1132-4EF32-0HH0 | 1 | UN | 1 | 10 | C | D | EAR99 | N | 85362010 | 1 | 4042949087519 | 1.08 | KG | 383.35 | 383.35 | LP17 | LP17 | circuit breaker 3VA1 IEC frame 160 breaking capacity class S Icu=36kA @ 415V 3-pole, line protection TM240, ATAM, In=32A overload protection Ir=22A...32A short-circuit protection Ii=5...10 x In nut keeper kit shunt trip (STL) 12-30V DC, 24V AC 50/60Hz 2 auxiliary switches HQ 1 trip alarm switch HQ | - | 0 | 0
3VA1132-4EF32-0JA0 |  | 3VA1132-4EF32-0JA0 | 1 | UN | 1 | 10 | C | D | EAR99 | N | 85362010 | 1 | 4042949049531 | 0.9 | KG | 312.8 | 312.8 | LP17 | LP17 | circuit breaker 3VA1 IEC frame 160 breaking capacity class S Icu=36kA @ 415V 3-pole, line protection TM240, ATAM, In=32A overload protection Ir=22A...32A short-circuit protection Ii=5...10 x In nut keeper kit shunt trip (STL) 110-127V DC, AC 50/60Hz | - | 0 | 0
3VA1132-4EF32-0JC0 |  | 3VA1132-4EF32-0JC0 | 1 | UN | 1 | 10 | C | D | EAR99 | N | 85362010 | 1 | 4042949077060 | 1.05 | KG | 359.55 | 359.55 | LP17 | LP17 | circuit breaker 3VA1 IEC frame 160 breaking capacity class S Icu=36kA @ 415V 3-pole, line protection TM240, ATAM, In=32A overload protection Ir=22A...32A short-circuit protection Ii=5...10 x In nut keeper kit shunt trip (STL) 110-127V DC, AC 50/60Hz 2 auxiliary switches HQ | - | 0 | 0
3VA1132-4EF32-0JH0 |  | 3VA1132-4EF32-0JH0 | 1 | UN | 1 | 10 | C | D | EAR99 | N | 85362010 | 1 | 4042949089605 | 1.08 | KG | 383.35 | 383.35 | LP17 | LP17 | circuit breaker 3VA1 IEC frame 160 breaking capacity class S Icu=36kA @ 415V 3-pole, line protection TM240, ATAM, In=32A overload protection Ir=22A...32A short-circuit protection Ii=5...10 x In nut keeper kit shunt trip (STL) 110-127V DC, AC 50/60Hz 2 auxiliary switches HQ 1 trip alarm switch HQ | - | 0 | 0
3VA1132-4EF32-0KA0 |  | 3VA1132-4EF32-0KA0 | 1 | UN | 1 | 10 | C | D | EAR99 | N | 85362010 | 1 | 4042949051626 | 1.05 | KG | 312.8 | 312.8 | LP17 | LP17 | circuit breaker 3VA1 IEC frame 160 breaking capacity class S Icu=36kA @ 415V 3-pole, line protection TM240, ATAM, In=32A overload protection Ir=22A...32A short-circuit protection Ii=5...10 x In nut keeper kit shunt trip (STL) 220-250V DC, 208-277V AC | - | 0 | 0
3VA1132-4EF32-0KC0 |  | 3VA1132-4EF32-0KC0 | 1 | UN | 1 | 10 | C | D | EAR99 | N | 85362010 | 1 | 4042949079156 | 1.05 | KG | 359.55 | 359.55 | LP17 | LP17 | circuit breaker 3VA1 IEC frame 160 breaking capacity class S Icu=36kA @ 415V 3-pole, line protection TM240, ATAM, In=32A overload protection Ir=22A...32A short-circuit protection Ii=5...10 x In nut keeper kit shunt trip (STL) 220-250V DC, 208-277V AC 2 auxiliary switches HQ | - | 0 | 0
3VA1132-4EF32-0KH0 |  | 3VA1132-4EF32-0KH0 | 1 | UN | 1 | 10 | C | D | EAR99 | N | 85362010 | 1 | 4042949091691 | 1.08 | KG | 383.35 | 383.35 | LP17 | LP17 | circuit breaker 3VA1 IEC frame 160 breaking capacity class S Icu=36kA @ 415V 3-pole, line protection TM240, ATAM, In=32A overload protection Ir=22A...32A short-circuit protection Ii=5...10 x In nut keeper kit shunt trip (STL) 220-250V DC, 208-277V AC 2 auxiliary switches HQ 1 trip alarm switch HQ | - | 0 | 0
3VA1132-4EF36-0AA0 |  | 3VA1132-4EF36-0AA0 | 1 | UN | 1 | 2 | A | D | EAR99 | N | 85362010 | 1 | 4042948820414 | 1.033 | KG | 242.7 | 236.2 | LP17 | LP17 | circuit breaker 3VA1 IEC frame 160 breaking capacity class S Icu=36kA @ 415V 3-pole, line protection TM240, ATAM, In=32A overload protection Ir=22A...32A short-circuit protection Ii=5...10 x In clamp connection | Lista Papel 2020 SI | 0 | 0
3VA1132-4EF36-0AB0 |  | 3VA1132-4EF36-0AB0 | 1 | UN | 1 | 10 | C | D | EAR99 | N | 85362010 | 1 | 4042949053705 | 0.96 | KG | 321.3 | 321.3 | LP17 | LP17 | circuit breaker 3VA1 IEC frame 160 breaking capacity class S Icu=36kA @ 415V 3-pole, line protection TM240, ATAM, In=32A overload protection Ir=22A...32A short-circuit protection Ii=5...10 x In clamp connection 2 auxiliary switches HP | - | 0 | 0
3VA1132-4EF36-0AC0 |  | 3VA1132-4EF36-0AC0 | 1 | UN | 1 | 10 | C | D | EAR99 | N | 85362010 | 1 | 4042949055792 | 0.96 | KG | 299.2 | 299.2 | LP17 | LP17 | circuit breaker 3VA1 IEC frame 160 breaking capacity class S Icu=36kA @ 415V 3-pole, line protection TM240, ATAM, In=32A overload protection Ir=22A...32A short-circuit protection Ii=5...10 x In clamp connection 2 auxiliary switches HQ | - | 0 | 0
3VA1132-4EF36-0AD0 |  | 3VA1132-4EF36-0AD0 | 1 | UN | 1 | 10 | C | D | EAR99 | N | 85362010 | 1 | 4042949057888 | 0.99 | KG | 321.3 | 321.3 | LP17 | LP17 | circuit breaker 3VA1 IEC frame 160 breaking capacity class S Icu=36kA @ 415V 3-pole, line protection TM240, ATAM, In=32A overload protection Ir=22A...32A short-circuit protection Ii=5...10 x In clamp connection 3 auxiliary switches HQ | - | 0 | 0
3VA1132-4EF36-0AE0 |  | 3VA1132-4EF36-0AE0 | 1 | UN | 1 | 10 | C | D | EAR99 | N | 85362010 | 1 | 4042949059974 | 1.02 | KG | 345.1 | 345.1 | LP17 | LP17 | circuit breaker 3VA1 IEC frame 160 breaking capacity class S Icu=36kA @ 415V 3-pole, line protection TM240, ATAM, In=32A overload protection Ir=22A...32A short-circuit protection Ii=5...10 x In clamp connection 4 auxiliary switches HQ | - | 0 | 0
3VA1132-4EF36-0AF0 |  | 3VA1132-4EF36-0AF0 | 1 | UN | 1 | 10 | C | D | EAR99 | N | 85362010 | 1 | 4042949062066 | 0.96 | KG | 299.2 | 299.2 | LP17 | LP17 | circuit breaker 3VA1 IEC frame 160 breaking capacity class S Icu=36kA @ 415V 3-pole, line protection TM240, ATAM, In=32A overload protection Ir=22A...32A short-circuit protection Ii=5...10 x In clamp connection 1 auxiliary switch HQ 1 trip alarm switch HQ | - | 0 | 0
3VA1132-4EF36-0AG0 |  | 3VA1132-4EF36-0AG0 | 1 | UN | 1 | 10 | C | D | EAR99 | N | 85362010 | 1 | 4042949064152 | 0.96 | KG | 321.3 | 321.3 | LP17 | LP17 | circuit breaker 3VA1 IEC frame 160 breaking capacity class S Icu=36kA @ 415V 3-pole, line protection TM240, ATAM, In=32A overload protection Ir=22A...32A short-circuit protection Ii=5...10 x In clamp connection 1 auxiliary switch HP 1 trip alarm switch HP | - | 0 | 0
3VA1132-4EF36-0AH0 |  | 3VA1132-4EF36-0AH0 | 1 | UN | 1 | 10 | C | D | EAR99 | N | 85362010 | 1 | 4042949066248 | 0.99 | KG | 321.3 | 321.3 | LP17 | LP17 | circuit breaker 3VA1 IEC frame 160 breaking capacity class S Icu=36kA @ 415V 3-pole, line protection TM240, ATAM, In=32A overload protection Ir=22A...32A short-circuit protection Ii=5...10 x In clamp connection 2 auxiliary switches HQ 1 trip alarm switch HQ | - | 0 | 0
3VA1132-4EF36-0BA0 |  | 3VA1132-4EF36-0BA0 | 1 | UN | 1 | 10 | C | D | EAR99 | N | 85362010 | 1 | 4042949041160 | 0.9 | KG | 360.4 | 360.4 | LP17 | LP17 | circuit breaker 3VA1 IEC frame 160 breaking capacity class S Icu=36kA @ 415V 3-pole, line protection TM240, ATAM, In=32A overload protection Ir=22A...32A short-circuit protection Ii=5...10 x In clamp connection undervoltage release (UVR) 24V DC | - | 0 | 0
3VA1132-4EF36-0BC0 |  | 3VA1132-4EF36-0BC0 | 1 | UN | 1 | 10 | C | D | EAR99 | N | 85362010 | 1 | 4042949068693 | 1.05 | KG | 408 | 408 | LP17 | LP17 | circuit breaker 3VA1 IEC frame 160 breaking capacity class S Icu=36kA @ 415V 3-pole, line protection TM240, ATAM, In=32A overload protection Ir=22A...32A short-circuit protection Ii=5...10 x In clamp connection undervoltage release (UVR) 24V DC 2 auxiliary switches HQ | - | 0 | 0
3VA1132-4EF36-0BH0 |  | 3VA1132-4EF36-0BH0 | 1 | UN | 1 | 10 | C | D | EAR99 | N | 85362010 | 1 | 4042949081234 | 1.05 | KG | 430.95 | 430.95 | LP17 | LP17 | circuit breaker 3VA1 IEC frame 160 breaking capacity class S Icu=36kA @ 415V 3-pole, line protection TM240, ATAM, In=32A overload protection Ir=22A...32A short-circuit protection Ii=5...10 x In clamp connection undervoltage release (UVR) 24V DC 2 auxiliary switches HQ 1 trip alarm switch HQ | - | 0 | 0
3VA1132-4EF36-0CA0 |  | 3VA1132-4EF36-0CA0 | 1 | UN | 1 | 10 | C | D | EAR99 | N | 85362010 | 1 | 4042949043256 | 0.9 | KG | 360.4 | 360.4 | LP17 | LP17 | circuit breaker 3VA1 IEC frame 160 breaking capacity class S Icu=36kA @ 415V 3-pole, line protection TM240, ATAM, In=32A overload protection Ir=22A...32A short-circuit protection Ii=5...10 x In clamp connection undervoltage release (UVR) 120-127V AC 50/60Hz | - | 0 | 0
3VA1132-4EF36-0CC0 |  | 3VA1132-4EF36-0CC0 | 1 | UN | 1 | 10 | C | D | EAR99 | N | 85362010 | 1 | 4042949070788 | 1.05 | KG | 408 | 408 | LP17 | LP17 | circuit breaker 3VA1 IEC frame 160 breaking capacity class S Icu=36kA @ 415V 3-pole, line protection TM240, ATAM, In=32A overload protection Ir=22A...32A short-circuit protection Ii=5...10 x In clamp connection undervoltage release (UVR) 120-127V AC 50/60Hz 2 auxiliary switches HQ | - | 0 | 0
3VA1132-4EF36-0CH0 |  | 3VA1132-4EF36-0CH0 | 1 | UN | 1 | 10 | C | D | EAR99 | N | 85362010 | 1 | 4042949083320 | 1.08 | KG | 430.95 | 430.95 | LP17 | LP17 | circuit breaker 3VA1 IEC frame 160 breaking capacity class S Icu=36kA @ 415V 3-pole, line protection TM240, ATAM, In=32A overload protection Ir=22A...32A short-circuit protection Ii=5...10 x In clamp connection undervoltage release (UVR) 120-127V AC 50/60Hz 2 auxiliary switches HQ 1 trip alarm switch HQ | - | 0 | 0
3VA1132-4EF36-0DA0 |  | 3VA1132-4EF36-0DA0 | 1 | UN | 1 | 10 | C | D | EAR99 | N | 85362010 | 1 | 4042949045342 | 0.9 | KG | 360.4 | 360.4 | LP17 | LP17 | circuit breaker 3VA1 IEC frame 160 breaking capacity class S Icu=36kA @ 415V 3-pole, line protection TM240, ATAM, In=32A overload protection Ir=22A...32A short-circuit protection Ii=5...10 x In clamp connection undervoltage release (UVR) 208-230V AC 50/60Hz | - | 0 | 0
3VA1132-4EF36-0DC0 |  | 3VA1132-4EF36-0DC0 | 1 | UN | 1 | 10 | C | D | EAR99 | N | 85362010 | 1 | 4042949072874 | 1.05 | KG | 408 | 408 | LP17 | LP17 | circuit breaker 3VA1 IEC frame 160 breaking capacity class S Icu=36kA @ 415V 3-pole, line protection TM240, ATAM, In=32A overload protection Ir=22A...32A short-circuit protection Ii=5...10 x In clamp connection undervoltage release (UVR) 208-230V AC 50/60Hz 2 auxiliary switches HQ | - | 0 | 0
3VA1132-4EF36-0DH0 |  | 3VA1132-4EF36-0DH0 | 1 | UN | 1 | 10 | C | D | EAR99 | N | 85362010 | 1 | 4042949085416 | 1.08 | KG | 430.95 | 430.95 | LP17 | LP17 | circuit breaker 3VA1 IEC frame 160 breaking capacity class S Icu=36kA @ 415V 3-pole, line protection TM240, ATAM, In=32A overload protection Ir=22A...32A short-circuit protection Ii=5...10 x In clamp connection undervoltage release (UVR) 208-230V AC 50/60Hz 2 auxiliary switches HQ 1 trip alarm switch HQ | - | 0 | 0
3VA1132-4EF36-0HA0 |  | 3VA1132-4EF36-0HA0 | 1 | UN | 1 | 10 | C | D | EAR99 | N | 85362010 | 1 | 4042949047438 | 0.9 | KG | 336.6 | 336.6 | LP17 | LP17 | circuit breaker 3VA1 IEC frame 160 breaking capacity class S Icu=36kA @ 415V 3-pole, line protection TM240, ATAM, In=32A overload protection Ir=22A...32A short-circuit protection Ii=5...10 x In clamp connection shunt trip (STL) 12-30V DC, 24V AC 50/60Hz | - | 0 | 0
3VA1132-4EF36-0HC0 |  | 3VA1132-4EF36-0HC0 | 1 | UN | 1 | 10 | C | D | EAR99 | N | 85362010 | 1 | 4042949074960 | 1.05 | KG | 382.5 | 382.5 | LP17 | LP17 | circuit breaker 3VA1 IEC frame 160 breaking capacity class S Icu=36kA @ 415V 3-pole, line protection TM240, ATAM, In=32A overload protection Ir=22A...32A short-circuit protection Ii=5...10 x In clamp connection shunt trip (STL) 12-30V DC, 24V AC 50/60Hz 2 auxiliary switches HQ | - | 0 | 0
3VA1132-4EF36-0HH0 |  | 3VA1132-4EF36-0HH0 | 1 | UN | 1 | 10 | C | D | EAR99 | N | 85362010 | 1 | 4042949087502 | 1.08 | KG | 406.3 | 406.3 | LP17 | LP17 | circuit breaker 3VA1 IEC frame 160 breaking capacity class S Icu=36kA @ 415V 3-pole, line protection TM240, ATAM, In=32A overload protection Ir=22A...32A short-circuit protection Ii=5...10 x In clamp connection shunt trip (STL) 12-30V DC, 24V AC 50/60Hz 2 auxiliary switches HQ 1 trip alarm switch HQ | - | 0 | 0
3VA1132-4EF36-0JA0 |  | 3VA1132-4EF36-0JA0 | 1 | UN | 1 | 10 | C | D | EAR99 | N | 85362010 | 1 | 4042949049524 | 0.9 | KG | 336.6 | 336.6 | LP17 | LP17 | circuit breaker 3VA1 IEC frame 160 breaking capacity class S Icu=36kA @ 415V 3-pole, line protection TM240, ATAM, In=32A overload protection Ir=22A...32A short-circuit protection Ii=5...10 x In clamp connection shunt trip (STL) 110-127V DC, AC 50/60Hz | - | 0 | 0
3VA1132-4EF36-0JC0 |  | 3VA1132-4EF36-0JC0 | 1 | UN | 1 | 10 | C | D | EAR99 | N | 85362010 | 1 | 4042949077053 | 1.05 | KG | 382.5 | 382.5 | LP17 | LP17 | circuit breaker 3VA1 IEC frame 160 breaking capacity class S Icu=36kA @ 415V 3-pole, line protection TM240, ATAM, In=32A overload protection Ir=22A...32A short-circuit protection Ii=5...10 x In clamp connection shunt trip (STL) 110-127V DC, AC 50/60Hz 2 auxiliary switches HQ | - | 0 | 0
3VA1132-4EF36-0JH0 |  | 3VA1132-4EF36-0JH0 | 1 | UN | 1 | 10 | C | D | EAR99 | N | 85362010 | 1 | 4042949089599 | 1.08 | KG | 406.3 | 406.3 | LP17 | LP17 | circuit breaker 3VA1 IEC frame 160 breaking capacity class S Icu=36kA @ 415V 3-pole, line protection TM240, ATAM, In=32A overload protection Ir=22A...32A short-circuit protection Ii=5...10 x In clamp connection shunt trip (STL) 110-127V DC, AC 50/60Hz 2 auxiliary switches HQ 1 trip alarm switch HQ | - | 0 | 0
3VA1132-4EF36-0KA0 |  | 3VA1132-4EF36-0KA0 | 1 | UN | 1 | 10 | C | D | EAR99 | N | 85362010 | 1 | 4042949051619 | 1.05 | KG | 336.6 | 336.6 | LP17 | LP17 | circuit breaker 3VA1 IEC frame 160 breaking capacity class S Icu=36kA @ 415V 3-pole, line protection TM240, ATAM, In=32A overload protection Ir=22A...32A short-circuit protection Ii=5...10 x In clamp connection shunt trip (STL) 220-250V DC, 208-277V AC | - | 0 | 0
3VA1132-4EF36-0KC0 |  | 3VA1132-4EF36-0KC0 | 1 | UN | 1 | 10 | C | D | EAR99 | N | 85362010 | 1 | 4042949079149 | 1.05 | KG | 382.5 | 382.5 | LP17 | LP17 | circuit breaker 3VA1 IEC frame 160 breaking capacity class S Icu=36kA @ 415V 3-pole, line protection TM240, ATAM, In=32A overload protection Ir=22A...32A short-circuit protection Ii=5...10 x In clamp connection shunt trip (STL) 220-250V DC, 208-277V AC 2 auxiliary switches HQ | - | 0 | 0
3VA1132-4EF36-0KH0 |  | 3VA1132-4EF36-0KH0 | 1 | UN | 1 | 10 | C | D | EAR99 | N | 85362010 | 1 | 4042949091684 | 1.08 | KG | 406.3 | 406.3 | LP17 | LP17 | circuit breaker 3VA1 IEC frame 160 breaking capacity class S Icu=36kA @ 415V 3-pole, line protection TM240, ATAM, In=32A overload protection Ir=22A...32A short-circuit protection Ii=5...10 x In clamp connection shunt trip (STL) 220-250V DC, 208-277V AC 2 auxiliary switches HQ 1 trip alarm switch HQ | - | 0 | 0
3VA1132-4EF42-0AA0 |  | 3VA1132-4EF42-0AA0 | 1 | UN | 1 | 5 | B | D | EAR99 | N | 85362010 | 1 | 4042948809075 | 1.194 | KG | 288.6 | 280.4 | LP17 | LP17 | circuit breaker 3VA1 IEC frame 160 breaking capacity class S Icu=36kA @ 415V 4-pole, line protection TM240, ATAM, In=32A overload protection Ir=22A...32A short-circuit protection Ii=5...10 x In N conductor unprotected nut keeper kit | Lista Papel 2020 SI | 0 | 0
3VA1132-4EF46-0AA0 |  | 3VA1132-4EF46-0AA0 | 1 | UN | 1 | 5 | B | D | EAR99 | N | 85362010 | 1 | 4042948820858 | 1.297 | KG | 317.3 | 308.3 | LP17 | LP17 | circuit breaker 3VA1 IEC frame 160 breaking capacity class S Icu=36kA @ 415V 4-pole, line protection TM240, ATAM, In=32A overload protection Ir=22A...32A short-circuit protection Ii=5...10 x In N conductor unprotected clamp connection | Lista Papel 2020 SI | 0 | 0
3VA1132-4GD42-0AA0 |  | 3VA1132-4GD42-0AA0 | 1 | UN | 1 | 5 | B | D | EAR99 | N | 85362010 | 1 | 4042948832172 | 1.2 | KG | 267.3 | 259.9 | LP17 | LP17 | circuit breaker 3VA1 IEC frame 160 breaking capacity class S Icu=36kA @ 415V 4-pole, line protection TM210, FTFM, In=32A overload protection Ir=32A fixed short-circuit protection Ii=10 x In N conductor protection 100% nut keeper kit | Lista Papel 2020 SI | 0 | 0
3VA1132-4GD46-0AA0 |  | 3VA1132-4GD46-0AA0 | 1 | UN | 1 | 5 | B | D | EAR99 | N | 85362010 | 1 | 4042948824948 | 1.17 | KG | 296 | 287.8 | LP17 | LP17 | circuit breaker 3VA1 IEC frame 160 breaking capacity class S Icu=36kA @ 415V 4-pole, line protection TM210, FTFM, In=32A overload protection Ir=32A fixed short-circuit protection Ii=10 x In N conductor protection 100% clamp connection | Lista Papel 2020 SI | 0 | 0
3VA1132-4GE42-0AA0 |  | 3VA1132-4GE42-0AA0 | 1 | UN | 1 | 5 | B | D | EAR99 | N | 85362010 | 1 | 4042948832165 | 1.213 | KG | 273.1 | 265.7 | LP17 | LP17 | circuit breaker 3VA1 IEC frame 160 breaking capacity class S Icu=36kA @ 415V 4-pole, line protection TM220, ATFM, In=32A overload protection Ir=22A...32A short-circuit protection Ii=10 x In N conductor protection 100% nut keeper kit | Lista Papel 2020 SI | 0 | 0
3VA1132-4GE46-0AA0 |  | 3VA1132-4GE46-0AA0 | 1 | UN | 1 | 5 | B | D | EAR99 | N | 85362010 | 1 | 4042948824955 | 1.315 | KG | 301.8 | 293.6 | LP17 | LP17 | circuit breaker 3VA1 IEC frame 160 breaking capacity class S Icu=36kA @ 415V 4-pole, line protection TM220, ATFM, In=32A overload protection Ir=22A...32A short-circuit protection Ii=10 x In N conductor protection 100% clamp connection | Lista Papel 2020 SI | 0 | 0
3VA1132-4GF42-0AA0 |  | 3VA1132-4GF42-0AA0 | 1 | UN | 1 | 5 | B | D | EAR99 | N | 85362010 | 1 | 4042948832158 | 1.235 | KG | 288.6 | 280.4 | LP17 | LP17 | circuit breaker 3VA1 IEC frame 160 breaking capacity class S Icu=36kA @ 415V 4-pole, line protection TM240, ATAM, In=32A overload protection Ir=22A...32A short-circuit protection Ii=5...10 x In N conductor protection 100% nut keeper kit | Lista Papel 2020 SI | 0 | 0
3VA1132-4GF46-0AA0 |  | 3VA1132-4GF46-0AA0 | 1 | UN | 1 | 5 | B | D | EAR99 | N | 85362010 | 1 | 4042948824375 | 1.17 | KG | 317.3 | 308.3 | LP17 | LP17 | circuit breaker 3VA1 IEC frame 160 breaking capacity class S Icu=36kA @ 415V 4-pole, line protection TM240, ATAM, In=32A overload protection Ir=22A...32A short-circuit protection Ii=5...10 x In N conductor protection 100% clamp connection | Lista Papel 2020 SI | 0 | 0
3VA1132-5ED12-0AA0 |  | 3VA1132-5ED12-0AA0 | 1 | UN | 1 | 5 | B | D | EAR99 | N | 85362010 | 1 | 4042948867846 | 379 | G | 117.3 | 117.3 | LP17 | LP17 | circuit breaker 3VA1 IEC frame 160 breaking capacity class M Icu=55kA @ 240V 1-pole, line protection TM210, FTFM, In=32A overload protection Ir=32A fixed short-circuit protection Ii=10 x In nut keeper kit | - | 0 | 0
3VA1132-5ED16-0AA0 |  | 3VA1132-5ED16-0AA0 | 1 | UN | 1 | 5 | B | D | EAR99 | N | 85362010 | 1 | 4042948867839 | 0.352 | KG | 125.8 | 125.8 | LP17 | LP17 | circuit breaker 3VA1 IEC frame 160 breaking capacity class M Icu=55kA @ 240V 1-pole, line protection TM210, FTFM, In=32A overload protection Ir=32A fixed short-circuit protection Ii=10 x In clamp connection | - | 0 | 0
3VA1132-5ED22-0AA0 |  | 3VA1132-5ED22-0AA0 | 1 | UN | 1 | 5 | B | D | EAR99 | N | 85362010 | 1 | 4042948867822 | 0.669 | KG | 212.5 | 212.5 | LP17 | LP17 | circuit breaker 3VA1 IEC frame 160 breaking capacity class M Icu=55kA @ 415V 2-pole, line protection TM210, FTFM, In=32A overload protection Ir=32A fixed short-circuit protection Ii=10 x In nut keeper kit | - | 0 | 0
3VA1132-5ED26-0AA0 |  | 3VA1132-5ED26-0AA0 | 1 | UN | 1 | 5 | B | D | EAR99 | N | 85362010 | 1 | 4042948867815 | 0.669 | KG | 228.65 | 228.65 | LP17 | LP17 | circuit breaker 3VA1 IEC frame 160 breaking capacity class M Icu=55kA @ 415V 2-pole, line protection TM210, FTFM, In=32A overload protection Ir=32A fixed short-circuit protection Ii=10 x In clamp connection | - | 0 | 0
3VA1132-5ED32-0AA0 |  | 3VA1132-5ED32-0AA0 | 1 | UN | 1 | 2 | A | D | EAR99 | N | 85362010 | 1 | 4042948812365 | 952 | G | 227.1 | 220.6 | LP17 | LP17 | circuit breaker 3VA1 IEC frame 160 breaking capacity class M Icu=55kA @ 415V 3-pole, line protection TM210, FTFM, In=32A overload protection Ir=32A fixed short-circuit protection Ii=10 x In nut keeper kit | Lista Papel 2020 SI | 0 | 0
3VA1132-5ED36-0AA0 |  | 3VA1132-5ED36-0AA0 | 1 | UN | 1 | 5 | B | D | EAR99 | N | 85362010 | 1 | 4042948821442 | 1.015 | KG | 249.3 | 241.9 | LP17 | LP17 | circuit breaker 3VA1 IEC frame 160 breaking capacity class M Icu=55kA @ 415V 3-pole, line protection TM210, FTFM, In=32A overload protection Ir=32A fixed short-circuit protection Ii=10 x In clamp connection | Lista Papel 2020 SI | 0 | 0
3VA1132-5ED42-0AA0 |  | 3VA1132-5ED42-0AA0 | 1 | UN | 1 | 5 | B | D | EAR99 | N | 85362010 | 1 | 4042948813249 | 1.198 | KG | 294.4 | 286.2 | LP17 | LP17 | circuit breaker 3VA1 IEC frame 160 breaking capacity class M Icu=55kA @ 415V 4-pole, line protection TM210, FTFM, In=32A overload protection Ir=32A fixed short-circuit protection Ii=10 x In N conductor unprotected nut keeper kit | Lista Papel 2020 SI | 0 | 0
3VA1132-5ED46-0AA0 |  | 3VA1132-5ED46-0AA0 | 1 | UN | 1 | 5 | B | D | EAR99 | N | 85362010 | 1 | 4042948822326 | 1.282 | KG | 323.9 | 314.9 | LP17 | LP17 | circuit breaker 3VA1 IEC frame 160 breaking capacity class M Icu=55kA @ 415V 4-pole, line protection TM210, FTFM, In=32A overload protection Ir=32A fixed short-circuit protection Ii=10 x In N conductor unprotected clamp connection | Lista Papel 2020 SI | 0 | 0
3VA1132-5EE32-0AA0 |  | 3VA1132-5EE32-0AA0 | 1 | UN | 1 | 2 | A | D | EAR99 | N | 85362010 | 1 | 4042948812372 | 984 | G | 231.2 | 224.7 | LP17 | LP17 | circuit breaker 3VA1 IEC frame 160 breaking capacity class M Icu=55kA @ 415V 3-pole, line protection TM220, ATFM, In=32A overload protection Ir=22A...32A short-circuit protection Ii=10 x In nut keeper kit | Lista Papel 2020 SI | 0 | 0
3VA1132-5EE36-0AA0 |  | 3VA1132-5EE36-0AA0 | 1 | UN | 1 | 5 | B | D | EAR99 | N | 85362010 | 1 | 4042948821459 | 1.036 | KG | 253.4 | 246 | LP17 | LP17 | circuit breaker 3VA1 IEC frame 160 breaking capacity class M Icu=55kA @ 415V 3-pole, line protection TM220, ATFM, In=32A overload protection Ir=22A...32A short-circuit protection Ii=10 x In clamp connection | Lista Papel 2020 SI | 0 | 0
3VA1132-5EE36-0AB0 |  | 3VA1132-5EE36-0AB0 | 1 | UN | 1 | 10 | C | D | EAR99 | N | 85362010 | 1 | 4042949325437 | 1.102 | KG | 332.35 | 332.35 | LP17 | LP17 | circuit breaker 3VA1 IEC frame 160 breaking capacity class M Icu=55kA @ 415V 3-pole, line protection TM220, ATFM, In=32A overload protection Ir=22A...32A short-circuit protection Ii=10 x In clamp connection circuit breaker 3VA1 IEC frame 160 breaking capacity class M Icu=55kA @ 415V 2 auxiliary switches HP | - | 0 | 0
3VA1132-5EE36-0AC0 |  | 3VA1132-5EE36-0AC0 | 1 | UN | 1 | 10 | C | D | EAR99 | N | 85362010 | 1 | 4042949326519 | 1.082 | KG | 308.55 | 308.55 | LP17 | LP17 | circuit breaker 3VA1 IEC frame 160 breaking capacity class M Icu=55kA @ 415V 3-pole, line protection TM220, ATFM, In=32A overload protection Ir=22A...32A short-circuit protection Ii=10 x In clamp connection circuit breaker 3VA1 IEC frame 160 breaking capacity class M Icu=55kA @ 415V 2 auxiliary switches HQ | - | 0 | 0
3VA1132-5EE42-0AA0 |  | 3VA1132-5EE42-0AA0 | 1 | UN | 1 | 5 | B | D | EAR99 | N | 85362010 | 1 | 4042948813256 | 1.201 | KG | 300.9 | 292.7 | LP17 | LP17 | circuit breaker 3VA1 IEC frame 160 breaking capacity class M Icu=55kA @ 415V 4-pole, line protection TM220, ATFM, In=32A overload protection Ir=22A...32A short-circuit protection Ii=10 x In N conductor unprotected nut keeper kit | Lista Papel 2020 SI | 0 | 0
3VA1132-5EE46-0AA0 |  | 3VA1132-5EE46-0AA0 | 1 | UN | 1 | 5 | B | D | EAR99 | N | 85362010 | 1 | 4042948822333 | 1.298 | KG | 328.8 | 319.8 | LP17 | LP17 | circuit breaker 3VA1 IEC frame 160 breaking capacity class M Icu=55kA @ 415V 4-pole, line protection TM220, ATFM, In=32A overload protection Ir=22A...32A short-circuit protection Ii=10 x In N conductor unprotected clamp connection | Lista Papel 2020 SI | 0 | 0
3VA1132-5EF32-0AA0 |  | 3VA1132-5EF32-0AA0 | 1 | UN | 1 | 2 | A | D | EAR99 | N | 85362010 | 1 | 4042948808641 | 983 | G | 243.5 | 237 | LP17 | LP17 | circuit breaker 3VA1 IEC frame 160 breaking capacity class M Icu=55kA @ 415V 3-pole, line protection TM240, ATAM, In=32A overload protection Ir=22A...32A short-circuit protection Ii=5...10 x In nut keeper kit | Lista Papel 2020 SI | 0 | 0
3VA1132-5EF32-0AB0 |  | 3VA1132-5EF32-0AB0 | 1 | UN | 1 | 10 | C | D | EAR99 | N | 85362010 | 1 | 4042949053699 | 0.96 | KG | 322.15 | 322.15 | LP17 | LP17 | circuit breaker 3VA1 IEC frame 160 breaking capacity class M Icu=55kA @ 415V 3-pole, line protection TM240, ATAM, In=32A overload protection Ir=22A...32A short-circuit protection Ii=5...10 x In nut keeper kit 2 auxiliary switches HP | - | 0 | 0
3VA1132-5EF32-0AC0 |  | 3VA1132-5EF32-0AC0 | 1 | UN | 1 | 10 | C | D | EAR99 | N | 85362010 | 1 | 4042949055785 | 0.96 | KG | 300.05 | 300.05 | LP17 | LP17 | circuit breaker 3VA1 IEC frame 160 breaking capacity class M Icu=55kA @ 415V 3-pole, line protection TM240, ATAM, In=32A overload protection Ir=22A...32A short-circuit protection Ii=5...10 x In nut keeper kit 2 auxiliary switches HQ | - | 0 | 0
3VA1132-5EF32-0AD0 |  | 3VA1132-5EF32-0AD0 | 1 | UN | 1 | 10 | C | D | EAR99 | N | 85362010 | 1 | 4042949057871 | 0.99 | KG | 322.15 | 322.15 | LP17 | LP17 | circuit breaker 3VA1 IEC frame 160 breaking capacity class M Icu=55kA @ 415V 3-pole, line protection TM240, ATAM, In=32A overload protection Ir=22A...32A short-circuit protection Ii=5...10 x In nut keeper kit 3 auxiliary switches HQ | - | 0 | 0
3VA1132-5EF32-0AE0 |  | 3VA1132-5EF32-0AE0 | 1 | UN | 1 | 10 | C | D | EAR99 | N | 85362010 | 1 | 4042949059967 | 1.02 | KG | 345.95 | 345.95 | LP17 | LP17 | circuit breaker 3VA1 IEC frame 160 breaking capacity class M Icu=55kA @ 415V 3-pole, line protection TM240, ATAM, In=32A overload protection Ir=22A...32A short-circuit protection Ii=5...10 x In nut keeper kit 4 auxiliary switches HQ | - | 0 | 0
3VA1132-5EF32-0AF0 |  | 3VA1132-5EF32-0AF0 | 1 | UN | 1 | 10 | C | D | EAR99 | N | 85362010 | 1 | 4042949062059 | 0.96 | KG | 300.05 | 300.05 | LP17 | LP17 | circuit breaker 3VA1 IEC frame 160 breaking capacity class M Icu=55kA @ 415V 3-pole, line protection TM240, ATAM, In=32A overload protection Ir=22A...32A short-circuit protection Ii=5...10 x In nut keeper kit 1 auxiliary switch HQ 1 trip alarm switch HQ | - | 0 | 0
3VA1132-5EF32-0AG0 |  | 3VA1132-5EF32-0AG0 | 1 | UN | 1 | 10 | C | D | EAR99 | N | 85362010 | 1 | 4042949064145 | 0.96 | KG | 322.15 | 322.15 | LP17 | LP17 | circuit breaker 3VA1 IEC frame 160 breaking capacity class M Icu=55kA @ 415V 3-pole, line protection TM240, ATAM, In=32A overload protection Ir=22A...32A short-circuit protection Ii=5...10 x In nut keeper kit 1 auxiliary switch HP 1 trip alarm switch HP | - | 0 | 0
3VA1132-5EF32-0AH0 |  | 3VA1132-5EF32-0AH0 | 1 | UN | 1 | 10 | C | D | EAR99 | N | 85362010 | 1 | 4042949066231 | 0.99 | KG | 322.15 | 322.15 | LP17 | LP17 | circuit breaker 3VA1 IEC frame 160 breaking capacity class M Icu=55kA @ 415V 3-pole, line protection TM240, ATAM, In=32A overload protection Ir=22A...32A short-circuit protection Ii=5...10 x In nut keeper kit 2 auxiliary switches HQ 1 trip alarm switch HQ | - | 0 | 0
3VA1132-5EF32-0BA0 |  | 3VA1132-5EF32-0BA0 | 1 | UN | 1 | 10 | C | D | EAR99 | N | 85362010 | 1 | 4042949041153 | 0.9 | KG | 362.1 | 362.1 | LP17 | LP17 | circuit breaker 3VA1 IEC frame 160 breaking capacity class M Icu=55kA @ 415V 3-pole, line protection TM240, ATAM, In=32A overload protection Ir=22A...32A short-circuit protection Ii=5...10 x In nut keeper kit undervoltage release (UVR) 24V DC | - | 0 | 0
3VA1132-5EF32-0BC0 |  | 3VA1132-5EF32-0BC0 | 1 | UN | 1 | 10 | C | D | EAR99 | N | 85362010 | 1 | 4042949068686 | 1.05 | KG | 408.85 | 408.85 | LP17 | LP17 | circuit breaker 3VA1 IEC frame 160 breaking capacity class M Icu=55kA @ 415V 3-pole, line protection TM240, ATAM, In=32A overload protection Ir=22A...32A short-circuit protection Ii=5...10 x In nut keeper kit undervoltage release (UVR) 24V DC 2 auxiliary switches HQ | - | 0 | 0
3VA1132-5EF32-0BH0 |  | 3VA1132-5EF32-0BH0 | 1 | UN | 1 | 10 | C | D | EAR99 | N | 85362010 | 1 | 4042949081227 | 1.05 | KG | 431.8 | 431.8 | LP17 | LP17 | circuit breaker 3VA1 IEC frame 160 breaking capacity class M Icu=55kA @ 415V 3-pole, line protection TM240, ATAM, In=32A overload protection Ir=22A...32A short-circuit protection Ii=5...10 x In nut keeper kit undervoltage release (UVR) 24V DC 2 auxiliary switches HQ 1 trip alarm switch HQ | - | 0 | 0
3VA1132-5EF32-0CA0 |  | 3VA1132-5EF32-0CA0 | 1 | UN | 1 | 10 | C | D | EAR99 | N | 85362010 | 1 | 4042949043249 | 0.9 | KG | 362.1 | 362.1 | LP17 | LP17 | circuit breaker 3VA1 IEC frame 160 breaking capacity class M Icu=55kA @ 415V 3-pole, line protection TM240, ATAM, In=32A overload protection Ir=22A...32A short-circuit protection Ii=5...10 x In nut keeper kit undervoltage release (UVR) 120-127V AC 50/60Hz | - | 0 | 0
3VA1132-5EF32-0CC0 |  | 3VA1132-5EF32-0CC0 | 1 | UN | 1 | 10 | C | D | EAR99 | N | 85362010 | 1 | 4042949070771 | 1.05 | KG | 408.85 | 408.85 | LP17 | LP17 | circuit breaker 3VA1 IEC frame 160 breaking capacity class M Icu=55kA @ 415V 3-pole, line protection TM240, ATAM, In=32A overload protection Ir=22A...32A short-circuit protection Ii=5...10 x In nut keeper kit undervoltage release (UVR) 120-127V AC 50/60Hz 2 auxiliary switches HQ | - | 0 | 0
3VA1132-5EF32-0CH0 |  | 3VA1132-5EF32-0CH0 | 1 | UN | 1 | 10 | C | D | EAR99 | N | 85362010 | 1 | 4042949083313 | 1.08 | KG | 431.8 | 431.8 | LP17 | LP17 | circuit breaker 3VA1 IEC frame 160 breaking capacity class M Icu=55kA @ 415V 3-pole, line protection TM240, ATAM, In=32A overload protection Ir=22A...32A short-circuit protection Ii=5...10 x In nut keeper kit undervoltage release (UVR) 120-127V AC 50/60Hz 2 auxiliary switches HQ 1 trip alarm switch HQ | - | 0 | 0
3VA1132-5EF32-0DA0 |  | 3VA1132-5EF32-0DA0 | 1 | UN | 1 | 10 | C | D | EAR99 | N | 85362010 | 1 | 4042949045335 | 0.9 | KG | 362.1 | 362.1 | LP17 | LP17 | circuit breaker 3VA1 IEC frame 160 breaking capacity class M Icu=55kA @ 415V 3-pole, line protection TM240, ATAM, In=32A overload protection Ir=22A...32A short-circuit protection Ii=5...10 x In nut keeper kit undervoltage release (UVR) 208-230V AC 50/60Hz | - | 0 | 0
3VA1132-5EF32-0DC0 |  | 3VA1132-5EF32-0DC0 | 1 | UN | 1 | 10 | C | D | EAR99 | N | 85362010 | 1 | 4042949072867 | 1.05 | KG | 408.85 | 408.85 | LP17 | LP17 | circuit breaker 3VA1 IEC frame 160 breaking capacity class M Icu=55kA @ 415V 3-pole, line protection TM240, ATAM, In=32A overload protection Ir=22A...32A short-circuit protection Ii=5...10 x In nut keeper kit undervoltage release (UVR) 208-230V AC 50/60Hz 2 auxiliary switches HQ | - | 0 | 0
3VA1132-5EF32-0DH0 |  | 3VA1132-5EF32-0DH0 | 1 | UN | 1 | 10 | C | D | EAR99 | N | 85362010 | 1 | 4042949085409 | 1.08 | KG | 431.8 | 431.8 | LP17 | LP17 | circuit breaker 3VA1 IEC frame 160 breaking capacity class M Icu=55kA @ 415V 3-pole, line protection TM240, ATAM, In=32A overload protection Ir=22A...32A short-circuit protection Ii=5...10 x In nut keeper kit undervoltage release (UVR) 208-230V AC 50/60Hz 2 auxiliary switches HQ 1 trip alarm switch HQ | - | 0 | 0
3VA1132-5EF32-0HA0 |  | 3VA1132-5EF32-0HA0 | 1 | UN | 1 | 10 | C | D | EAR99 | N | 85362010 | 1 | 4042949047421 | 0.9 | KG | 337.45 | 337.45 | LP17 | LP17 | circuit breaker 3VA1 IEC frame 160 breaking capacity class M Icu=55kA @ 415V 3-pole, line protection TM240, ATAM, In=32A overload protection Ir=22A...32A short-circuit protection Ii=5...10 x In nut keeper kit shunt trip (STL) 12-30V DC, 24V AC 50/60Hz | - | 0 | 0
3VA1132-5EF32-0HC0 |  | 3VA1132-5EF32-0HC0 | 1 | UN | 1 | 10 | C | D | EAR99 | N | 85362010 | 1 | 4042949074953 | 1.05 | KG | 383.35 | 383.35 | LP17 | LP17 | circuit breaker 3VA1 IEC frame 160 breaking capacity class M Icu=55kA @ 415V 3-pole, line protection TM240, ATAM, In=32A overload protection Ir=22A...32A short-circuit protection Ii=5...10 x In nut keeper kit shunt trip (STL) 12-30V DC, 24V AC 50/60Hz 2 auxiliary switches HQ | - | 0 | 0
3VA1132-5EF32-0HH0 |  | 3VA1132-5EF32-0HH0 | 1 | UN | 1 | 10 | C | D | EAR99 | N | 85362010 | 1 | 4042949087496 | 1.08 | KG | 408 | 408 | LP17 | LP17 | circuit breaker 3VA1 IEC frame 160 breaking capacity class M Icu=55kA @ 415V 3-pole, line protection TM240, ATAM, In=32A overload protection Ir=22A...32A short-circuit protection Ii=5...10 x In nut keeper kit shunt trip (STL) 12-30V DC, 24V AC 50/60Hz 2 auxiliary switches HQ 1 trip alarm switch HQ | - | 0 | 0
3VA1132-5EF32-0JA0 |  | 3VA1132-5EF32-0JA0 | 1 | UN | 1 | 10 | C | D | EAR99 | N | 85362010 | 1 | 4042949049517 | 0.9 | KG | 337.45 | 337.45 | LP17 | LP17 | circuit breaker 3VA1 IEC frame 160 breaking capacity class M Icu=55kA @ 415V 3-pole, line protection TM240, ATAM, In=32A overload protection Ir=22A...32A short-circuit protection Ii=5...10 x In nut keeper kit shunt trip (STL) 110-127V DC, AC 50/60Hz | - | 0 | 0
3VA1132-5EF32-0JC0 |  | 3VA1132-5EF32-0JC0 | 1 | UN | 1 | 10 | C | D | EAR99 | N | 85362010 | 1 | 4042949077046 | 1.05 | KG | 383.35 | 383.35 | LP17 | LP17 | circuit breaker 3VA1 IEC frame 160 breaking capacity class M Icu=55kA @ 415V 3-pole, line protection TM240, ATAM, In=32A overload protection Ir=22A...32A short-circuit protection Ii=5...10 x In nut keeper kit shunt trip (STL) 110-127V DC, AC 50/60Hz 2 auxiliary switches HQ | - | 0 | 0
3VA1132-5EF32-0JH0 |  | 3VA1132-5EF32-0JH0 | 1 | UN | 1 | 10 | C | D | EAR99 | N | 85362010 | 1 | 4042949089582 | 1.08 | KG | 408 | 408 | LP17 | LP17 | circuit breaker 3VA1 IEC frame 160 breaking capacity class M Icu=55kA @ 415V 3-pole, line protection TM240, ATAM, In=32A overload protection Ir=22A...32A short-circuit protection Ii=5...10 x In nut keeper kit shunt trip (STL) 110-127V DC, AC 50/60Hz 2 auxiliary switches HQ 1 trip alarm switch HQ | - | 0 | 0
3VA1132-5EF32-0KA0 |  | 3VA1132-5EF32-0KA0 | 1 | UN | 1 | 10 | C | D | EAR99 | N | 85362010 | 1 | 4042949051602 | 1.05 | KG | 337.45 | 337.45 | LP17 | LP17 | circuit breaker 3VA1 IEC frame 160 breaking capacity class M Icu=55kA @ 415V 3-pole, line protection TM240, ATAM, In=32A overload protection Ir=22A...32A short-circuit protection Ii=5...10 x In nut keeper kit shunt trip (STL) 220-250V DC, 208-277V AC | - | 0 | 0
3VA1132-5EF32-0KC0 |  | 3VA1132-5EF32-0KC0 | 1 | UN | 1 | 10 | C | D | EAR99 | N | 85362010 | 1 | 4042949079132 | 1.05 | KG | 383.35 | 383.35 | LP17 | LP17 | circuit breaker 3VA1 IEC frame 160 breaking capacity class M Icu=55kA @ 415V 3-pole, line protection TM240, ATAM, In=32A overload protection Ir=22A...32A short-circuit protection Ii=5...10 x In nut keeper kit shunt trip (STL) 220-250V DC, 208-277V AC 2 auxiliary switches HQ | - | 0 | 0
3VA1132-5EF32-0KH0 |  | 3VA1132-5EF32-0KH0 | 1 | UN | 1 | 10 | C | D | EAR99 | N | 85362010 | 1 | 4042949091677 | 1.08 | KG | 408 | 408 | LP17 | LP17 | circuit breaker 3VA1 IEC frame 160 breaking capacity class M Icu=55kA @ 415V 3-pole, line protection TM240, ATAM, In=32A overload protection Ir=22A...32A short-circuit protection Ii=5...10 x In nut keeper kit shunt trip (STL) 220-250V DC, 208-277V AC 2 auxiliary switches HQ 1 trip alarm switch HQ | - | 0 | 0
3VA1132-5EF36-0AA0 |  | 3VA1132-5EF36-0AA0 | 1 | UN | 1 | 2 | A | D | EAR99 | N | 85362010 | 1 | 4042948820421 | 1.035 | KG | 264.9 | 257.5 | LP17 | LP17 | circuit breaker 3VA1 IEC frame 160 breaking capacity class M Icu=55kA @ 415V 3-pole, line protection TM240, ATAM, In=32A overload protection Ir=22A...32A short-circuit protection Ii=5...10 x In clamp connection | Lista Papel 2020 SI | 0 | 0
3VA1132-5EF36-0AB0 |  | 3VA1132-5EF36-0AB0 | 1 | UN | 1 | 10 | C | D | EAR99 | N | 85362010 | 1 | 4042949053682 | 0.96 | KG | 344.25 | 344.25 | LP17 | LP17 | circuit breaker 3VA1 IEC frame 160 breaking capacity class M Icu=55kA @ 415V 3-pole, line protection TM240, ATAM, In=32A overload protection Ir=22A...32A short-circuit protection Ii=5...10 x In clamp connection 2 auxiliary switches HP | - | 0 | 0
3VA1132-5EF36-0AC0 |  | 3VA1132-5EF36-0AC0 | 1 | UN | 1 | 10 | C | D | EAR99 | N | 85362010 | 1 | 4042949055778 | 0.96 | KG | 320.45 | 320.45 | LP17 | LP17 | circuit breaker 3VA1 IEC frame 160 breaking capacity class M Icu=55kA @ 415V 3-pole, line protection TM240, ATAM, In=32A overload protection Ir=22A...32A short-circuit protection Ii=5...10 x In clamp connection 2 auxiliary switches HQ | - | 0 | 0
3VA1132-5EF36-0AD0 |  | 3VA1132-5EF36-0AD0 | 1 | UN | 1 | 10 | C | D | EAR99 | N | 85362010 | 1 | 4042949057864 | 0.99 | KG | 344.25 | 344.25 | LP17 | LP17 | circuit breaker 3VA1 IEC frame 160 breaking capacity class M Icu=55kA @ 415V 3-pole, line protection TM240, ATAM, In=32A overload protection Ir=22A...32A short-circuit protection Ii=5...10 x In clamp connection 3 auxiliary switches HQ | - | 0 | 0
3VA1132-5EF36-0AE0 |  | 3VA1132-5EF36-0AE0 | 1 | UN | 1 | 10 | C | D | EAR99 | N | 85362010 | 1 | 4042949059950 | 1.02 | KG | 368.9 | 368.9 | LP17 | LP17 | circuit breaker 3VA1 IEC frame 160 breaking capacity class M Icu=55kA @ 415V 3-pole, line protection TM240, ATAM, In=32A overload protection Ir=22A...32A short-circuit protection Ii=5...10 x In clamp connection 4 auxiliary switches HQ | - | 0 | 0
3VA1132-5EF36-0AF0 |  | 3VA1132-5EF36-0AF0 | 1 | UN | 1 | 10 | C | D | EAR99 | N | 85362010 | 1 | 4042949062042 | 0.96 | KG | 320.45 | 320.45 | LP17 | LP17 | circuit breaker 3VA1 IEC frame 160 breaking capacity class M Icu=55kA @ 415V 3-pole, line protection TM240, ATAM, In=32A overload protection Ir=22A...32A short-circuit protection Ii=5...10 x In clamp connection 1 auxiliary switch HQ 1 trip alarm switch HQ | - | 0 | 0
3VA1132-5EF36-0AG0 |  | 3VA1132-5EF36-0AG0 | 1 | UN | 1 | 10 | C | D | EAR99 | N | 85362010 | 1 | 4042949064138 | 0.96 | KG | 344.25 | 344.25 | LP17 | LP17 | circuit breaker 3VA1 IEC frame 160 breaking capacity class M Icu=55kA @ 415V 3-pole, line protection TM240, ATAM, In=32A overload protection Ir=22A...32A short-circuit protection Ii=5...10 x In clamp connection 1 auxiliary switch HP 1 trip alarm switch HP | - | 0 | 0
3VA1132-5EF36-0AH0 |  | 3VA1132-5EF36-0AH0 | 1 | UN | 1 | 10 | C | D | EAR99 | N | 85362010 | 1 | 4042949066224 | 0.99 | KG | 344.25 | 344.25 | LP17 | LP17 | circuit breaker 3VA1 IEC frame 160 breaking capacity class M Icu=55kA @ 415V 3-pole, line protection TM240, ATAM, In=32A overload protection Ir=22A...32A short-circuit protection Ii=5...10 x In clamp connection 2 auxiliary switches HQ 1 trip alarm switch HQ | - | 0 | 0
3VA1132-5EF36-0BA0 |  | 3VA1132-5EF36-0BA0 | 1 | UN | 1 | 10 | C | D | EAR99 | N | 85362010 | 1 | 4042949041146 | 0.9 | KG | 383.35 | 383.35 | LP17 | LP17 | circuit breaker 3VA1 IEC frame 160 breaking capacity class M Icu=55kA @ 415V 3-pole, line protection TM240, ATAM, In=32A overload protection Ir=22A...32A short-circuit protection Ii=5...10 x In clamp connection undervoltage release (UVR) 24V DC | - | 0 | 0
3VA1132-5EF36-0BC0 |  | 3VA1132-5EF36-0BC0 | 1 | UN | 1 | 10 | C | D | EAR99 | N | 85362010 | 1 | 4042949068679 | 1.05 | KG | 430.1 | 430.1 | LP17 | LP17 | circuit breaker 3VA1 IEC frame 160 breaking capacity class M Icu=55kA @ 415V 3-pole, line protection TM240, ATAM, In=32A overload protection Ir=22A...32A short-circuit protection Ii=5...10 x In clamp connection undervoltage release (UVR) 24V DC 2 auxiliary switches HQ | - | 0 | 0
3VA1132-5EF36-0BH0 |  | 3VA1132-5EF36-0BH0 | 1 | UN | 1 | 10 | C | D | EAR99 | N | 85362010 | 1 | 4042949081210 | 1.05 | KG | 453.9 | 453.9 | LP17 | LP17 | circuit breaker 3VA1 IEC frame 160 breaking capacity class M Icu=55kA @ 415V 3-pole, line protection TM240, ATAM, In=32A overload protection Ir=22A...32A short-circuit protection Ii=5...10 x In clamp connection undervoltage release (UVR) 24V DC 2 auxiliary switches HQ 1 trip alarm switch HQ | - | 0 | 0
3VA1132-5EF36-0CA0 |  | 3VA1132-5EF36-0CA0 | 1 | UN | 1 | 10 | C | D | EAR99 | N | 85362010 | 1 | 4042949043232 | 0.9 | KG | 383.35 | 383.35 | LP17 | LP17 | circuit breaker 3VA1 IEC frame 160 breaking capacity class M Icu=55kA @ 415V 3-pole, line protection TM240, ATAM, In=32A overload protection Ir=22A...32A short-circuit protection Ii=5...10 x In clamp connection undervoltage release (UVR) 120-127V AC 50/60Hz | - | 0 | 0
3VA1132-5EF36-0CC0 |  | 3VA1132-5EF36-0CC0 | 1 | UN | 1 | 10 | C | D | EAR99 | N | 85362010 | 1 | 4042949070764 | 1.05 | KG | 430.1 | 430.1 | LP17 | LP17 | circuit breaker 3VA1 IEC frame 160 breaking capacity class M Icu=55kA @ 415V 3-pole, line protection TM240, ATAM, In=32A overload protection Ir=22A...32A short-circuit protection Ii=5...10 x In clamp connection undervoltage release (UVR) 120-127V AC 50/60Hz 2 auxiliary switches HQ | - | 0 | 0
3VA1132-5EF36-0CH0 |  | 3VA1132-5EF36-0CH0 | 1 | UN | 1 | 10 | C | D | EAR99 | N | 85362010 | 1 | 4042949083306 | 1.08 | KG | 453.9 | 453.9 | LP17 | LP17 | circuit breaker 3VA1 IEC frame 160 breaking capacity class M Icu=55kA @ 415V 3-pole, line protection TM240, ATAM, In=32A overload protection Ir=22A...32A short-circuit protection Ii=5...10 x In clamp connection undervoltage release (UVR) 120-127V AC 50/60Hz 2 auxiliary switches HQ 1 trip alarm switch HQ | - | 0 | 0
3VA1132-5EF36-0DA0 |  | 3VA1132-5EF36-0DA0 | 1 | UN | 1 | 10 | C | D | EAR99 | N | 85362010 | 1 | 4042949045328 | 0.9 | KG | 383.35 | 383.35 | LP17 | LP17 | circuit breaker 3VA1 IEC frame 160 breaking capacity class M Icu=55kA @ 415V 3-pole, line protection TM240, ATAM, In=32A overload protection Ir=22A...32A short-circuit protection Ii=5...10 x In clamp connection undervoltage release (UVR) 208-230V AC 50/60Hz | - | 0 | 0
3VA1132-5EF36-0DC0 |  | 3VA1132-5EF36-0DC0 | 1 | UN | 1 | 10 | C | D | EAR99 | N | 85362010 | 1 | 4042949072850 | 1.05 | KG | 430.1 | 430.1 | LP17 | LP17 | circuit breaker 3VA1 IEC frame 160 breaking capacity class M Icu=55kA @ 415V 3-pole, line protection TM240, ATAM, In=32A overload protection Ir=22A...32A short-circuit protection Ii=5...10 x In clamp connection undervoltage release (UVR) 208-230V AC 50/60Hz 2 auxiliary switches HQ | - | 0 | 0
3VA1132-5EF36-0DH0 |  | 3VA1132-5EF36-0DH0 | 1 | UN | 1 | 10 | C | D | EAR99 | N | 85362010 | 1 | 4042949085393 | 1.08 | KG | 453.9 | 453.9 | LP17 | LP17 | circuit breaker 3VA1 IEC frame 160 breaking capacity class M Icu=55kA @ 415V 3-pole, line protection TM240, ATAM, In=32A overload protection Ir=22A...32A short-circuit protection Ii=5...10 x In clamp connection undervoltage release (UVR) 208-230V AC 50/60Hz 2 auxiliary switches HQ 1 trip alarm switch HQ | - | 0 | 0
3VA1132-5EF36-0HA0 |  | 3VA1132-5EF36-0HA0 | 1 | UN | 1 | 10 | C | D | EAR99 | N | 85362010 | 1 | 4042949047414 | 0.9 | KG | 358.7 | 358.7 | LP17 | LP17 | circuit breaker 3VA1 IEC frame 160 breaking capacity class M Icu=55kA @ 415V 3-pole, line protection TM240, ATAM, In=32A overload protection Ir=22A...32A short-circuit protection Ii=5...10 x In clamp connection shunt trip (STL) 12-30V DC, 24V AC 50/60Hz | - | 0 | 0
3VA1132-5EF36-0HC0 |  | 3VA1132-5EF36-0HC0 | 1 | UN | 1 | 10 | C | D | EAR99 | N | 85362010 | 1 | 4042949074946 | 1.05 | KG | 405.45 | 405.45 | LP17 | LP17 | circuit breaker 3VA1 IEC frame 160 breaking capacity class M Icu=55kA @ 415V 3-pole, line protection TM240, ATAM, In=32A overload protection Ir=22A...32A short-circuit protection Ii=5...10 x In clamp connection shunt trip (STL) 12-30V DC, 24V AC 50/60Hz 2 auxiliary switches HQ | - | 0 | 0
3VA1132-5EF36-0HH0 |  | 3VA1132-5EF36-0HH0 | 1 | UN | 1 | 10 | C | D | EAR99 | N | 85362010 | 1 | 4042949087489 | 1.08 | KG | 429.25 | 429.25 | LP17 | LP17 | circuit breaker 3VA1 IEC frame 160 breaking capacity class M Icu=55kA @ 415V 3-pole, line protection TM240, ATAM, In=32A overload protection Ir=22A...32A short-circuit protection Ii=5...10 x In clamp connection shunt trip (STL) 12-30V DC, 24V AC 50/60Hz 2 auxiliary switches HQ 1 trip alarm switch HQ | - | 0 | 0
3VA1132-5EF36-0JA0 |  | 3VA1132-5EF36-0JA0 | 1 | UN | 1 | 10 | C | D | EAR99 | N | 85362010 | 1 | 4042949049500 | 0.9 | KG | 358.7 | 358.7 | LP17 | LP17 | circuit breaker 3VA1 IEC frame 160 breaking capacity class M Icu=55kA @ 415V 3-pole, line protection TM240, ATAM, In=32A overload protection Ir=22A...32A short-circuit protection Ii=5...10 x In clamp connection shunt trip (STL) 110-127V DC, AC 50/60Hz | - | 0 | 0
3VA1132-5EF36-0JC0 |  | 3VA1132-5EF36-0JC0 | 1 | UN | 1 | 10 | C | D | EAR99 | N | 85362010 | 1 | 4042949077039 | 1.05 | KG | 405.45 | 405.45 | LP17 | LP17 | circuit breaker 3VA1 IEC frame 160 breaking capacity class M Icu=55kA @ 415V 3-pole, line protection TM240, ATAM, In=32A overload protection Ir=22A...32A short-circuit protection Ii=5...10 x In clamp connection shunt trip (STL) 110-127V DC, AC 50/60Hz 2 auxiliary switches HQ | - | 0 | 0
3VA1132-5EF36-0JH0 |  | 3VA1132-5EF36-0JH0 | 1 | UN | 1 | 10 | C | D | EAR99 | N | 85362010 | 1 | 4042949089575 | 1.08 | KG | 429.25 | 429.25 | LP17 | LP17 | circuit breaker 3VA1 IEC frame 160 breaking capacity class M Icu=55kA @ 415V 3-pole, line protection TM240, ATAM, In=32A overload protection Ir=22A...32A short-circuit protection Ii=5...10 x In clamp connection shunt trip (STL) 110-127V DC, AC 50/60Hz 2 auxiliary switches HQ 1 trip alarm switch HQ | - | 0 | 0
3VA1132-5EF36-0KA0 |  | 3VA1132-5EF36-0KA0 | 1 | UN | 1 | 10 | C | D | EAR99 | N | 85362010 | 1 | 4042949051596 | 1.05 | KG | 358.7 | 358.7 | LP17 | LP17 | circuit breaker 3VA1 IEC frame 160 breaking capacity class M Icu=55kA @ 415V 3-pole, line protection TM240, ATAM, In=32A overload protection Ir=22A...32A short-circuit protection Ii=5...10 x In clamp connection shunt trip (STL) 220-250V DC, 208-277V AC | - | 0 | 0
3VA1132-5EF36-0KC0 |  | 3VA1132-5EF36-0KC0 | 1 | UN | 1 | 10 | C | D | EAR99 | N | 85362010 | 1 | 4042949079125 | 1.05 | KG | 405.45 | 405.45 | LP17 | LP17 | circuit breaker 3VA1 IEC frame 160 breaking capacity class M Icu=55kA @ 415V 3-pole, line protection TM240, ATAM, In=32A overload protection Ir=22A...32A short-circuit protection Ii=5...10 x In clamp connection shunt trip (STL) 220-250V DC, 208-277V AC 2 auxiliary switches HQ | - | 0 | 0
3VA1132-5EF36-0KH0 |  | 3VA1132-5EF36-0KH0 | 1 | UN | 1 | 10 | C | D | EAR99 | N | 85362010 | 1 | 4042949091660 | 1.08 | KG | 429.25 | 429.25 | LP17 | LP17 | circuit breaker 3VA1 IEC frame 160 breaking capacity class M Icu=55kA @ 415V 3-pole, line protection TM240, ATAM, In=32A overload protection Ir=22A...32A short-circuit protection Ii=5...10 x In clamp connection shunt trip (STL) 220-250V DC, 208-277V AC 2 auxiliary switches HQ 1 trip alarm switch HQ | - | 0 | 0
3VA1132-5EF42-0AA0 |  | 3VA1132-5EF42-0AA0 | 1 | UN | 1 | 5 | B | D | EAR99 | N | 85362010 | 1 | 4042948809082 | 1.207 | KG | 317.3 | 308.3 | LP17 | LP17 | circuit breaker 3VA1 IEC frame 160 breaking capacity class M Icu=55kA @ 415V 4-pole, line protection TM240, ATAM, In=32A overload protection Ir=22A...32A short-circuit protection Ii=5...10 x In N conductor unprotected nut keeper kit | Lista Papel 2020 SI | 0 | 0
3VA1132-5EF46-0AA0 |  | 3VA1132-5EF46-0AA0 | 1 | UN | 1 | 5 | B | D | EAR99 | N | 85362010 | 1 | 4042948820865 | 1.281 | KG | 345.2 | 335.4 | LP17 | LP17 | circuit breaker 3VA1 IEC frame 160 breaking capacity class M Icu=55kA @ 415V 4-pole, line protection TM240, ATAM, In=32A overload protection Ir=22A...32A short-circuit protection Ii=5...10 x In N conductor unprotected clamp connection | Lista Papel 2020 SI | 0 | 0
3VA1132-5GD42-0AA0 |  | 3VA1132-5GD42-0AA0 | 1 | UN | 1 | 5 | B | D | EAR99 | N | 85362010 | 1 | 4042948832141 | 1.2 | KG | 294.4 | 286.2 | LP17 | LP17 | circuit breaker 3VA1 IEC frame 160 breaking capacity class M Icu=55kA @ 415V 4-pole, line protection TM210, FTFM, In=32A overload protection Ir=32A fixed short-circuit protection Ii=10 x In N conductor protection 100% nut keeper kit | Lista Papel 2020 SI | 0 | 0
3VA1132-5GD42-0DA0 |  | 3VA1132-5GD42-0DA0 | 1 | UN | 1 | 10 | C | D | EAR99 | N | 85362010 | 1 | 4042949326489 | 1.284 | KG | 414.8 | 414.8 | LP17 | LP17 | circuit breaker 3VA1 IEC frame 160 breaking capacity class M Icu=55kA @ 415V 4-pole, line protection TM210, FTFM, In=32A overload protection Ir=32A fixed short-circuit protection Ii=10 x In N conductor protection 100% nut keeper kit circuit breaker 3VA1 IEC frame 160 undervoltage release 208-230V AC 50/60Hz | - | 0 | 0
3VA1132-5GD46-0AA0 |  | 3VA1132-5GD46-0AA0 | 1 | UN | 1 | 5 | B | D | EAR99 | N | 85362010 | 1 | 4042948824962 | 1.316 | KG | 323.9 | 314.9 | LP17 | LP17 | circuit breaker 3VA1 IEC frame 160 breaking capacity class M Icu=55kA @ 415V 4-pole, line protection TM210, FTFM, In=32A overload protection Ir=32A fixed short-circuit protection Ii=10 x In N conductor protection 100% clamp connection | Lista Papel 2020 SI | 0 | 0
3VA1132-5GE42-0AA0 |  | 3VA1132-5GE42-0AA0 | 1 | UN | 1 | 5 | B | D | EAR99 | N | 85362010 | 1 | 4042948832134 | 1.228 | KG | 300.9 | 292.7 | LP17 | LP17 | circuit breaker 3VA1 IEC frame 160 breaking capacity class M Icu=55kA @ 415V 4-pole, line protection TM220, ATFM, In=32A overload protection Ir=22A...32A short-circuit protection Ii=10 x In N conductor protection 100% nut keeper kit | Lista Papel 2020 SI | 0 | 0
3VA1132-5GE46-0AA0 |  | 3VA1132-5GE46-0AA0 | 1 | UN | 1 | 5 | B | D | EAR99 | N | 85362010 | 1 | 4042948824979 | 1.321 | KG | 328.8 | 319.8 | LP17 | LP17 | circuit breaker 3VA1 IEC frame 160 breaking capacity class M Icu=55kA @ 415V 4-pole, line protection TM220, ATFM, In=32A overload protection Ir=22A...32A short-circuit protection Ii=10 x In N conductor protection 100% clamp connection | Lista Papel 2020 SI | 0 | 0
3VA1132-5GF42-0AA0 |  | 3VA1132-5GF42-0AA0 | 1 | UN | 1 | 5 | B | D | EAR99 | N | 85362010 | 1 | 4042948832127 | 1.234 | KG | 317.3 | 308.3 | LP17 | LP17 | circuit breaker 3VA1 IEC frame 160 breaking capacity class M Icu=55kA @ 415V 4-pole, line protection TM240, ATAM, In=32A overload protection Ir=22A...32A short-circuit protection Ii=5...10 x In N conductor protection 100% nut keeper kit | Lista Papel 2020 SI | 0 | 0
3VA1132-5GF46-0AA0 |  | 3VA1132-5GF46-0AA0 | 1 | UN | 1 | 5 | B | D | EAR99 | N | 85362010 | 1 | 4042948824382 | 1.17 | KG | 345.2 | 335.4 | LP17 | LP17 | circuit breaker 3VA1 IEC frame 160 breaking capacity class M Icu=55kA @ 415V 4-pole, line protection TM240, ATAM, In=32A overload protection Ir=22A...32A short-circuit protection Ii=5...10 x In N conductor protection 100% clamp connection | Lista Papel 2020 SI | 0 | 0
3VA1132-5MH32-0AA0 |  | 3VA1132-5MH32-0AA0 | 1 | UN | 1 | 2 | A | D | EAR99 | N | 85362010 | 1 | 4042948828335 | 927 | G | 243.5 | 237 | LP17 | LP17 | circuit breaker 3VA1 IEC frame 160 breaking capacity class M Icu=55kA @ 415V 3-pole, starter protection TM120M, AM, In=32A without overload protection short-circuit protection Ii=7...16 x In nut keeper kit | Lista Papel 2020 SI | 0 | 0
3VA1132-5MH36-0AA0 |  | 3VA1132-5MH36-0AA0 | 1 | UN | 1 | 5 | B | D | EAR99 | N | 85362010 | 1 | 4042948828328 | 1.001 | KG | 264.9 | 257.5 | LP17 | LP17 | circuit breaker 3VA1 IEC frame 160 breaking capacity class M Icu=55kA @ 415V 3-pole, starter protection TM120M, AM, In=32A without overload protection short-circuit protection Ii=7...16 x In clamp connection | Lista Papel 2020 SI | 0 | 0
3VA1132-6ED32-0AA0 |  | 3VA1132-6ED32-0AA0 | 1 | UN | 1 | 5 | B | D | EAR99 | N | 85362010 | 1 | 4042948812389 | 0.949 | KG | 248.5 | 241.1 | LP17 | LP17 | circuit breaker 3VA1 IEC frame 160 breaking capacity class H Icu=70kA @ 415V 3-pole, line protection TM210, FTFM, In=32A overload protection Ir=32A fixed short-circuit protection Ii=10 x In nut keeper kit | Lista Papel 2020 SI | 0 | 0
3VA1132-6ED36-0AA0 |  | 3VA1132-6ED36-0AA0 | 1 | UN | 1 | 5 | B | D | EAR99 | N | 85362010 | 1 | 4042948821466 | 1.022 | KG | 268.1 | 260.8 | LP17 | LP17 | circuit breaker 3VA1 IEC frame 160 breaking capacity class H Icu=70kA @ 415V 3-pole, line protection TM210, FTFM, In=32A overload protection Ir=32A fixed short-circuit protection Ii=10 x In clamp connection | Lista Papel 2020 SI | 0 | 0
3VA1132-6ED36-0AH0 |  | 3VA1132-6ED36-0AH0 | 1 | UN | 1 | 10 | C | D | EAR99 | N | 85362010 | 1 | 4042949324829 | 0.969 | KG | 348.5 | 348.5 | LP17 | LP17 | circuit breaker 3VA1 IEC frame 160 breaking capacity class H Icu=70kA @ 415V 3-pole, line protection TM210, FTFM, In=32A overload protection Ir=32A fixed short-circuit protection Ii=10 x In clamp connection 2 auxiliary switches 1 trip alarm switch | - | 0 | 0
3VA1132-6ED42-0AA0 |  | 3VA1132-6ED42-0AA0 | 1 | UN | 1 | 5 | B | D | EAR99 | N | 85362010 | 1 | 4042948813263 | 1.199 | KG | 321.4 | 312.4 | LP17 | LP17 | circuit breaker 3VA1 IEC frame 160 breaking capacity class H Icu=70kA @ 415V 4-pole, line protection TM210, FTFM, In=32A overload protection Ir=32A fixed short-circuit protection Ii=10 x In N conductor unprotected nut keeper kit | Lista Papel 2020 SI | 0 | 0
3VA1132-6ED46-0AA0 |  | 3VA1132-6ED46-0AA0 | 1 | UN | 1 | 5 | B | D | EAR99 | N | 85362010 | 1 | 4042948822340 | 1.263 | KG | 350.1 | 340.3 | LP17 | LP17 | circuit breaker 3VA1 IEC frame 160 breaking capacity class H Icu=70kA @ 415V 4-pole, line protection TM210, FTFM, In=32A overload protection Ir=32A fixed short-circuit protection Ii=10 x In N conductor unprotected clamp connection | Lista Papel 2020 SI | 0 | 0
3VA1132-6EE32-0AA0 |  | 3VA1132-6EE32-0AA0 | 1 | UN | 1 | 5 | B | D | EAR99 | N | 85362010 | 1 | 4042948812396 | 981 | G | 253.4 | 246 | LP17 | LP17 | circuit breaker 3VA1 IEC frame 160 breaking capacity class H Icu=70kA @ 415V 3-pole, line protection TM220, ATFM, In=32A overload protection Ir=22A...32A short-circuit protection Ii=10 x In nut keeper kit | Lista Papel 2020 SI | 0 | 0
3VA1132-6EE36-0AA0 |  | 3VA1132-6EE36-0AA0 | 1 | UN | 1 | 5 | B | D | EAR99 | N | 85362010 | 1 | 4042948821473 | 1.037 | KG | 273.1 | 265.7 | LP17 | LP17 | circuit breaker 3VA1 IEC frame 160 breaking capacity class H Icu=70kA @ 415V 3-pole, line protection TM220, ATFM, In=32A overload protection Ir=22A...32A short-circuit protection Ii=10 x In clamp connection | Lista Papel 2020 SI | 0 | 0
3VA1132-6EE36-0AH0 |  | 3VA1132-6EE36-0AH0 | 1 | UN | 1 | 10 | C | D | EAR99 | N | 85362010 | 1 | 4042949324836 | 1.106 | KG | 353.6 | 353.6 | LP17 | LP17 | circuit breaker 3VA1 IEC frame 160 breaking capacity class H Icu=70kA @ 415V 3-pole, line protection TM220, ATFM, In=32A overload protection Ir=22A...32A short-circuit protection Ii=10 x In clamp connection 2 auxiliary switches 1 trip alarm switch | - | 0 | 0
3VA1132-6EE42-0AA0 |  | 3VA1132-6EE42-0AA0 | 1 | UN | 1 | 5 | B | D | EAR99 | N | 85362010 | 1 | 4042948813270 | 1.198 | KG | 328.8 | 319.8 | LP17 | LP17 | circuit breaker 3VA1 IEC frame 160 breaking capacity class H Icu=70kA @ 415V 4-pole, line protection TM220, ATFM, In=32A overload protection Ir=22A...32A short-circuit protection Ii=10 x In N conductor unprotected nut keeper kit | Lista Papel 2020 SI | 0 | 0
3VA1132-6EE46-0AA0 |  | 3VA1132-6EE46-0AA0 | 1 | UN | 1 | 5 | B | D | EAR99 | N | 85362010 | 1 | 4042948822357 | 1.17 | KG | 356.7 | 346.9 | LP17 | LP17 | circuit breaker 3VA1 IEC frame 160 breaking capacity class H Icu=70kA @ 415V 4-pole, line protection TM220, ATFM, In=32A overload protection Ir=22A...32A short-circuit protection Ii=10 x In N conductor unprotected clamp connection | Lista Papel 2020 SI | 0 | 0
3VA1132-6EF32-0AA0 |  | 3VA1132-6EF32-0AA0 | 1 | UN | 1 | 5 | B | D | EAR99 | N | 85362010 | 1 | 4042948808658 | 965 | G | 265.7 | 258.3 | LP17 | LP17 | circuit breaker 3VA1 IEC frame 160 breaking capacity class H Icu=70kA @ 415V 3-pole, line protection TM240, ATAM, In=32A overload protection Ir=22A...32A short-circuit protection Ii=5...10 x In nut keeper kit | Lista Papel 2020 SI | 0 | 0
3VA1132-6EF32-0AB0 |  | 3VA1132-6EF32-0AB0 | 1 | UN | 1 | 10 | C | D | EAR99 | N | 85362010 | 1 | 4042949053675 | 0.96 | KG | 345.1 | 345.1 | LP17 | LP17 | circuit breaker 3VA1 IEC frame 160 breaking capacity class H Icu=70kA @ 415V 3-pole, line protection TM240, ATAM, In=32A overload protection Ir=22A...32A short-circuit protection Ii=5...10 x In nut keeper kit 2 auxiliary switches HP | - | 0 | 0
3VA1132-6EF32-0AC0 |  | 3VA1132-6EF32-0AC0 | 1 | UN | 1 | 10 | C | D | EAR99 | N | 85362010 | 1 | 4042949055761 | 0.96 | KG | 321.3 | 321.3 | LP17 | LP17 | circuit breaker 3VA1 IEC frame 160 breaking capacity class H Icu=70kA @ 415V 3-pole, line protection TM240, ATAM, In=32A overload protection Ir=22A...32A short-circuit protection Ii=5...10 x In nut keeper kit 2 auxiliary switches HQ | - | 0 | 0
3VA1132-6EF32-0AD0 |  | 3VA1132-6EF32-0AD0 | 1 | UN | 1 | 10 | C | D | EAR99 | N | 85362010 | 1 | 4042949057857 | 0.99 | KG | 345.1 | 345.1 | LP17 | LP17 | circuit breaker 3VA1 IEC frame 160 breaking capacity class H Icu=70kA @ 415V 3-pole, line protection TM240, ATAM, In=32A overload protection Ir=22A...32A short-circuit protection Ii=5...10 x In nut keeper kit 3 auxiliary switches HQ | - | 0 | 0
3VA1132-6EF32-0AE0 |  | 3VA1132-6EF32-0AE0 | 1 | UN | 1 | 10 | C | D | EAR99 | N | 85362010 | 1 | 4042949059943 | 1.02 | KG | 369.75 | 369.75 | LP17 | LP17 | circuit breaker 3VA1 IEC frame 160 breaking capacity class H Icu=70kA @ 415V 3-pole, line protection TM240, ATAM, In=32A overload protection Ir=22A...32A short-circuit protection Ii=5...10 x In nut keeper kit 4 auxiliary switches HQ | - | 0 | 0
3VA1132-6EF32-0AF0 |  | 3VA1132-6EF32-0AF0 | 1 | UN | 1 | 10 | C | D | EAR99 | N | 85362010 | 1 | 4042949062035 | 0.96 | KG | 321.3 | 321.3 | LP17 | LP17 | circuit breaker 3VA1 IEC frame 160 breaking capacity class H Icu=70kA @ 415V 3-pole, line protection TM240, ATAM, In=32A overload protection Ir=22A...32A short-circuit protection Ii=5...10 x In nut keeper kit 1 auxiliary switch HQ 1 trip alarm switch HQ | - | 0 | 0
3VA1132-6EF32-0AG0 |  | 3VA1132-6EF32-0AG0 | 1 | UN | 1 | 10 | C | D | EAR99 | N | 85362010 | 1 | 4042949064121 | 0.96 | KG | 345.1 | 345.1 | LP17 | LP17 | circuit breaker 3VA1 IEC frame 160 breaking capacity class H Icu=70kA @ 415V 3-pole, line protection TM240, ATAM, In=32A overload protection Ir=22A...32A short-circuit protection Ii=5...10 x In nut keeper kit 1 auxiliary switch HP 1 trip alarm switch HP | - | 0 | 0
3VA1132-6EF32-0AH0 |  | 3VA1132-6EF32-0AH0 | 1 | UN | 1 | 10 | C | D | EAR99 | N | 85362010 | 1 | 4042949066217 | 0.99 | KG | 345.1 | 345.1 | LP17 | LP17 | circuit breaker 3VA1 IEC frame 160 breaking capacity class H Icu=70kA @ 415V 3-pole, line protection TM240, ATAM, In=32A overload protection Ir=22A...32A short-circuit protection Ii=5...10 x In nut keeper kit 2 auxiliary switches HQ 1 trip alarm switch HQ | - | 0 | 0
3VA1132-6EF32-0BA0 |  | 3VA1132-6EF32-0BA0 | 1 | UN | 1 | 10 | C | D | EAR99 | N | 85362010 | 1 | 4042949041139 | 0.9 | KG | 384.2 | 384.2 | LP17 | LP17 | circuit breaker 3VA1 IEC frame 160 breaking capacity class H Icu=70kA @ 415V 3-pole, line protection TM240, ATAM, In=32A overload protection Ir=22A...32A short-circuit protection Ii=5...10 x In nut keeper kit undervoltage release (UVR) 24V DC | - | 0 | 0
3VA1132-6EF32-0BC0 |  | 3VA1132-6EF32-0BC0 | 1 | UN | 1 | 10 | C | D | EAR99 | N | 85362010 | 1 | 4042949068662 | 1.05 | KG | 430.95 | 430.95 | LP17 | LP17 | circuit breaker 3VA1 IEC frame 160 breaking capacity class H Icu=70kA @ 415V 3-pole, line protection TM240, ATAM, In=32A overload protection Ir=22A...32A short-circuit protection Ii=5...10 x In nut keeper kit undervoltage release (UVR) 24V DC 2 auxiliary switches HQ | - | 0 | 0
3VA1132-6EF32-0BH0 |  | 3VA1132-6EF32-0BH0 | 1 | UN | 1 | 10 | C | D | EAR99 | N | 85362010 | 1 | 4042949081203 | 1.05 | KG | 454.75 | 454.75 | LP17 | LP17 | circuit breaker 3VA1 IEC frame 160 breaking capacity class H Icu=70kA @ 415V 3-pole, line protection TM240, ATAM, In=32A overload protection Ir=22A...32A short-circuit protection Ii=5...10 x In nut keeper kit undervoltage release (UVR) 24V DC 2 auxiliary switches HQ 1 trip alarm switch HQ | - | 0 | 0
3VA1132-6EF32-0CA0 |  | 3VA1132-6EF32-0CA0 | 1 | UN | 1 | 10 | C | D | EAR99 | N | 85362010 | 1 | 4042949043225 | 0.9 | KG | 384.2 | 384.2 | LP17 | LP17 | circuit breaker 3VA1 IEC frame 160 breaking capacity class H Icu=70kA @ 415V 3-pole, line protection TM240, ATAM, In=32A overload protection Ir=22A...32A short-circuit protection Ii=5...10 x In nut keeper kit undervoltage release (UVR) 120-127V AC 50/60Hz | - | 0 | 0
3VA1132-6EF32-0CC0 |  | 3VA1132-6EF32-0CC0 | 1 | UN | 1 | 10 | C | D | EAR99 | N | 85362010 | 1 | 4042949070757 | 1.05 | KG | 430.95 | 430.95 | LP17 | LP17 | circuit breaker 3VA1 IEC frame 160 breaking capacity class H Icu=70kA @ 415V 3-pole, line protection TM240, ATAM, In=32A overload protection Ir=22A...32A short-circuit protection Ii=5...10 x In nut keeper kit undervoltage release (UVR) 120-127V AC 50/60Hz 2 auxiliary switches HQ | - | 0 | 0
3VA1132-6EF32-0CH0 |  | 3VA1132-6EF32-0CH0 | 1 | UN | 1 | 10 | C | D | EAR99 | N | 85362010 | 1 | 4042949083290 | 1.08 | KG | 454.75 | 454.75 | LP17 | LP17 | circuit breaker 3VA1 IEC frame 160 breaking capacity class H Icu=70kA @ 415V 3-pole, line protection TM240, ATAM, In=32A overload protection Ir=22A...32A short-circuit protection Ii=5...10 x In nut keeper kit undervoltage release (UVR) 120-127V AC 50/60Hz 2 auxiliary switches HQ 1 trip alarm switch HQ | - | 0 | 0
3VA1132-6EF32-0DA0 |  | 3VA1132-6EF32-0DA0 | 1 | UN | 1 | 10 | C | D | EAR99 | N | 85362010 | 1 | 4042949045311 | 0.9 | KG | 384.2 | 384.2 | LP17 | LP17 | circuit breaker 3VA1 IEC frame 160 breaking capacity class H Icu=70kA @ 415V 3-pole, line protection TM240, ATAM, In=32A overload protection Ir=22A...32A short-circuit protection Ii=5...10 x In nut keeper kit undervoltage release (UVR) 208-230V AC 50/60Hz | - | 0 | 0
3VA1132-6EF32-0DC0 |  | 3VA1132-6EF32-0DC0 | 1 | UN | 1 | 10 | C | D | EAR99 | N | 85362010 | 1 | 4042949072843 | 1.05 | KG | 430.95 | 430.95 | LP17 | LP17 | circuit breaker 3VA1 IEC frame 160 breaking capacity class H Icu=70kA @ 415V 3-pole, line protection TM240, ATAM, In=32A overload protection Ir=22A...32A short-circuit protection Ii=5...10 x In nut keeper kit undervoltage release (UVR) 208-230V AC 50/60Hz 2 auxiliary switches HQ | - | 0 | 0
3VA1132-6EF32-0DH0 |  | 3VA1132-6EF32-0DH0 | 1 | UN | 1 | 10 | C | D | EAR99 | N | 85362010 | 1 | 4042949085386 | 1.08 | KG | 454.75 | 454.75 | LP17 | LP17 | circuit breaker 3VA1 IEC frame 160 breaking capacity class H Icu=70kA @ 415V 3-pole, line protection TM240, ATAM, In=32A overload protection Ir=22A...32A short-circuit protection Ii=5...10 x In nut keeper kit undervoltage release (UVR) 208-230V AC 50/60Hz 2 auxiliary switches HQ 1 trip alarm switch HQ | - | 0 | 0
3VA1132-6EF32-0HA0 |  | 3VA1132-6EF32-0HA0 | 1 | UN | 1 | 10 | C | D | EAR99 | N | 85362010 | 1 | 4042949047407 | 0.9 | KG | 359.55 | 359.55 | LP17 | LP17 | circuit breaker 3VA1 IEC frame 160 breaking capacity class H Icu=70kA @ 415V 3-pole, line protection TM240, ATAM, In=32A overload protection Ir=22A...32A short-circuit protection Ii=5...10 x In nut keeper kit shunt trip (STL) 12-30V DC, 24V AC 50/60Hz | - | 0 | 0
3VA1132-6EF32-0HC0 |  | 3VA1132-6EF32-0HC0 | 1 | UN | 1 | 10 | C | D | EAR99 | N | 85362010 | 1 | 4042949074939 | 1.05 | KG | 406.3 | 406.3 | LP17 | LP17 | circuit breaker 3VA1 IEC frame 160 breaking capacity class H Icu=70kA @ 415V 3-pole, line protection TM240, ATAM, In=32A overload protection Ir=22A...32A short-circuit protection Ii=5...10 x In nut keeper kit shunt trip (STL) 12-30V DC, 24V AC 50/60Hz 2 auxiliary switches HQ | - | 0 | 0
3VA1132-6EF32-0HH0 |  | 3VA1132-6EF32-0HH0 | 1 | UN | 1 | 10 | C | D | EAR99 | N | 85362010 | 1 | 4042949087472 | 1.08 | KG | 430.1 | 430.1 | LP17 | LP17 | circuit breaker 3VA1 IEC frame 160 breaking capacity class H Icu=70kA @ 415V 3-pole, line protection TM240, ATAM, In=32A overload protection Ir=22A...32A short-circuit protection Ii=5...10 x In nut keeper kit shunt trip (STL) 12-30V DC, 24V AC 50/60Hz 2 auxiliary switches HQ 1 trip alarm switch HQ | - | 0 | 0
3VA1132-6EF32-0JA0 |  | 3VA1132-6EF32-0JA0 | 1 | UN | 1 | 10 | C | D | EAR99 | N | 85362010 | 1 | 4042949049494 | 0.9 | KG | 359.55 | 359.55 | LP17 | LP17 | circuit breaker 3VA1 IEC frame 160 breaking capacity class H Icu=70kA @ 415V 3-pole, line protection TM240, ATAM, In=32A overload protection Ir=22A...32A short-circuit protection Ii=5...10 x In nut keeper kit shunt trip (STL) 110-127V DC, AC 50/60Hz | - | 0 | 0
3VA1132-6EF32-0JC0 |  | 3VA1132-6EF32-0JC0 | 1 | UN | 1 | 10 | C | D | EAR99 | N | 85362010 | 1 | 4042949077022 | 1.05 | KG | 406.3 | 406.3 | LP17 | LP17 | circuit breaker 3VA1 IEC frame 160 breaking capacity class H Icu=70kA @ 415V 3-pole, line protection TM240, ATAM, In=32A overload protection Ir=22A...32A short-circuit protection Ii=5...10 x In nut keeper kit shunt trip (STL) 110-127V DC, AC 50/60Hz 2 auxiliary switches HQ | - | 0 | 0
3VA1132-6EF32-0JH0 |  | 3VA1132-6EF32-0JH0 | 1 | UN | 1 | 10 | C | D | EAR99 | N | 85362010 | 1 | 4042949089568 | 1.08 | KG | 430.1 | 430.1 | LP17 | LP17 | circuit breaker 3VA1 IEC frame 160 breaking capacity class H Icu=70kA @ 415V 3-pole, line protection TM240, ATAM, In=32A overload protection Ir=22A...32A short-circuit protection Ii=5...10 x In nut keeper kit shunt trip (STL) 110-127V DC, AC 50/60Hz 2 auxiliary switches HQ 1 trip alarm switch HQ | - | 0 | 0
3VA1132-6EF32-0KA0 |  | 3VA1132-6EF32-0KA0 | 1 | UN | 1 | 10 | C | D | EAR99 | N | 85362010 | 1 | 4042949051589 | 1.05 | KG | 359.55 | 359.55 | LP17 | LP17 | circuit breaker 3VA1 IEC frame 160 breaking capacity class H Icu=70kA @ 415V 3-pole, line protection TM240, ATAM, In=32A overload protection Ir=22A...32A short-circuit protection Ii=5...10 x In nut keeper kit shunt trip (STL) 220-250V DC, 208-277V AC | - | 0 | 0
3VA1132-6EF32-0KC0 |  | 3VA1132-6EF32-0KC0 | 1 | UN | 1 | 10 | C | D | EAR99 | N | 85362010 | 1 | 4042949079118 | 1.05 | KG | 406.3 | 406.3 | LP17 | LP17 | circuit breaker 3VA1 IEC frame 160 breaking capacity class H Icu=70kA @ 415V 3-pole, line protection TM240, ATAM, In=32A overload protection Ir=22A...32A short-circuit protection Ii=5...10 x In nut keeper kit shunt trip (STL) 220-250V DC, 208-277V AC 2 auxiliary switches HQ | - | 0 | 0
3VA1132-6EF32-0KH0 |  | 3VA1132-6EF32-0KH0 | 1 | UN | 1 | 10 | C | D | EAR99 | N | 85362010 | 1 | 4042949091653 | 1.08 | KG | 430.1 | 430.1 | LP17 | LP17 | circuit breaker 3VA1 IEC frame 160 breaking capacity class H Icu=70kA @ 415V 3-pole, line protection TM240, ATAM, In=32A overload protection Ir=22A...32A short-circuit protection Ii=5...10 x In nut keeper kit shunt trip (STL) 220-250V DC, 208-277V AC 2 auxiliary switches HQ 1 trip alarm switch HQ | - | 0 | 0
3VA1132-6EF36-0AA0 |  | 3VA1132-6EF36-0AA0 | 1 | UN | 1 | 2 | A | D | EAR99 | N | 85362010 | 1 | 4042948820438 | 1.04 | KG | 287.8 | 279.6 | LP17 | LP17 | circuit breaker 3VA1 IEC frame 160 breaking capacity class H Icu=70kA @ 415V 3-pole, line protection TM240, ATAM, In=32A overload protection Ir=22A...32A short-circuit protection Ii=5...10 x In clamp connection | Lista Papel 2020 SI | 0 | 0
3VA1132-6EF36-0AB0 |  | 3VA1132-6EF36-0AB0 | 1 | UN | 1 | 10 | C | D | EAR99 | N | 85362010 | 1 | 4042949053668 | 0.96 | KG | 368.05 | 368.05 | LP17 | LP17 | circuit breaker 3VA1 IEC frame 160 breaking capacity class H Icu=70kA @ 415V 3-pole, line protection TM240, ATAM, In=32A overload protection Ir=22A...32A short-circuit protection Ii=5...10 x In clamp connection 2 auxiliary switches HP | - | 0 | 0
3VA1132-6EF36-0AC0 |  | 3VA1132-6EF36-0AC0 | 1 | UN | 1 | 10 | C | D | EAR99 | N | 85362010 | 1 | 4042949055754 | 0.96 | KG | 343.4 | 343.4 | LP17 | LP17 | circuit breaker 3VA1 IEC frame 160 breaking capacity class H Icu=70kA @ 415V 3-pole, line protection TM240, ATAM, In=32A overload protection Ir=22A...32A short-circuit protection Ii=5...10 x In clamp connection 2 auxiliary switches HQ | - | 0 | 0
3VA1132-6EF36-0AD0 |  | 3VA1132-6EF36-0AD0 | 1 | UN | 1 | 10 | C | D | EAR99 | N | 85362010 | 1 | 4042949057840 | 0.99 | KG | 368.05 | 368.05 | LP17 | LP17 | circuit breaker 3VA1 IEC frame 160 breaking capacity class H Icu=70kA @ 415V 3-pole, line protection TM240, ATAM, In=32A overload protection Ir=22A...32A short-circuit protection Ii=5...10 x In clamp connection 3 auxiliary switches HQ | - | 0 | 0
3VA1132-6EF36-0AE0 |  | 3VA1132-6EF36-0AE0 | 1 | UN | 1 | 10 | C | D | EAR99 | N | 85362010 | 1 | 4042949059936 | 1.02 | KG | 391 | 391 | LP17 | LP17 | circuit breaker 3VA1 IEC frame 160 breaking capacity class H Icu=70kA @ 415V 3-pole, line protection TM240, ATAM, In=32A overload protection Ir=22A...32A short-circuit protection Ii=5...10 x In clamp connection 4 auxiliary switches HQ | - | 0 | 0
3VA1132-6EF36-0AF0 |  | 3VA1132-6EF36-0AF0 | 1 | UN | 1 | 10 | C | D | EAR99 | N | 85362010 | 1 | 4042949062028 | 0.96 | KG | 343.4 | 343.4 | LP17 | LP17 | circuit breaker 3VA1 IEC frame 160 breaking capacity class H Icu=70kA @ 415V 3-pole, line protection TM240, ATAM, In=32A overload protection Ir=22A...32A short-circuit protection Ii=5...10 x In clamp connection 1 auxiliary switch HQ 1 trip alarm switch HQ | - | 0 | 0
3VA1132-6EF36-0AG0 |  | 3VA1132-6EF36-0AG0 | 1 | UN | 1 | 10 | C | D | EAR99 | N | 85362010 | 1 | 4042949064114 | 0.96 | KG | 368.05 | 368.05 | LP17 | LP17 | circuit breaker 3VA1 IEC frame 160 breaking capacity class H Icu=70kA @ 415V 3-pole, line protection TM240, ATAM, In=32A overload protection Ir=22A...32A short-circuit protection Ii=5...10 x In clamp connection 1 auxiliary switch HP 1 trip alarm switch HP | - | 0 | 0
3VA1132-6EF36-0AH0 |  | 3VA1132-6EF36-0AH0 | 1 | UN | 1 | 10 | C | D | EAR99 | N | 85362010 | 1 | 4042949066200 | 0.99 | KG | 368.05 | 368.05 | LP17 | LP17 | circuit breaker 3VA1 IEC frame 160 breaking capacity class H Icu=70kA @ 415V 3-pole, line protection TM240, ATAM, In=32A overload protection Ir=22A...32A short-circuit protection Ii=5...10 x In clamp connection 2 auxiliary switches HQ 1 trip alarm switch HQ | - | 0 | 0
3VA1132-6EF36-0AM0 |  | 3VA1132-6EF36-0AM0 | 1 | UN | 1 | 10 | C | D | EAR99 | N | 85362010 | 1 | 4042949324782 | 1.112 | KG | 379.95 | 379.95 | LP17 | LP17 | circuit breaker 3VA1 IEC frame 160 breaking capacity class H Icu=70kA @ 415V 3-pole, line protection TM240, ATAM, In=32A overload protection Ir=22A...32A short-circuit protection Ii=5...10 x In clamp connection 2 auxiliary switches 1 short circuit alarm switch | - | 0 | 0
3VA1132-6EF36-0BA0 |  | 3VA1132-6EF36-0BA0 | 1 | UN | 1 | 10 | C | D | EAR99 | N | 85362010 | 1 | 4042949041122 | 0.9 | KG | 406.3 | 406.3 | LP17 | LP17 | circuit breaker 3VA1 IEC frame 160 breaking capacity class H Icu=70kA @ 415V 3-pole, line protection TM240, ATAM, In=32A overload protection Ir=22A...32A short-circuit protection Ii=5...10 x In clamp connection undervoltage release (UVR) 24V DC | - | 0 | 0
3VA1132-6EF36-0BC0 |  | 3VA1132-6EF36-0BC0 | 1 | UN | 1 | 10 | C | D | EAR99 | N | 85362010 | 1 | 4042949068655 | 1.05 | KG | 453.05 | 453.05 | LP17 | LP17 | circuit breaker 3VA1 IEC frame 160 breaking capacity class H Icu=70kA @ 415V 3-pole, line protection TM240, ATAM, In=32A overload protection Ir=22A...32A short-circuit protection Ii=5...10 x In clamp connection undervoltage release (UVR) 24V DC 2 auxiliary switches HQ | - | 0 | 0
3VA1132-6EF36-0BH0 |  | 3VA1132-6EF36-0BH0 | 1 | UN | 1 | 10 | C | D | EAR99 | N | 85362010 | 1 | 4042949081197 | 1.05 | KG | 476 | 476 | LP17 | LP17 | circuit breaker 3VA1 IEC frame 160 breaking capacity class H Icu=70kA @ 415V 3-pole, line protection TM240, ATAM, In=32A overload protection Ir=22A...32A short-circuit protection Ii=5...10 x In clamp connection undervoltage release (UVR) 24V DC 2 auxiliary switches HQ 1 trip alarm switch HQ | - | 0 | 0
3VA1132-6EF36-0CA0 |  | 3VA1132-6EF36-0CA0 | 1 | UN | 1 | 10 | C | D | EAR99 | N | 85362010 | 1 | 4042949043218 | 0.9 | KG | 406.3 | 406.3 | LP17 | LP17 | circuit breaker 3VA1 IEC frame 160 breaking capacity class H Icu=70kA @ 415V 3-pole, line protection TM240, ATAM, In=32A overload protection Ir=22A...32A short-circuit protection Ii=5...10 x In clamp connection undervoltage release (UVR) 120-127V AC 50/60Hz | - | 0 | 0
3VA1132-6EF36-0CC0 |  | 3VA1132-6EF36-0CC0 | 1 | UN | 1 | 10 | C | D | EAR99 | N | 85362010 | 1 | 4042949070740 | 1.05 | KG | 453.05 | 453.05 | LP17 | LP17 | circuit breaker 3VA1 IEC frame 160 breaking capacity class H Icu=70kA @ 415V 3-pole, line protection TM240, ATAM, In=32A overload protection Ir=22A...32A short-circuit protection Ii=5...10 x In clamp connection undervoltage release (UVR) 120-127V AC 50/60Hz 2 auxiliary switches HQ | - | 0 | 0
3VA1132-6EF36-0CH0 |  | 3VA1132-6EF36-0CH0 | 1 | UN | 1 | 10 | C | D | EAR99 | N | 85362010 | 1 | 4042949083283 | 1.08 | KG | 476 | 476 | LP17 | LP17 | circuit breaker 3VA1 IEC frame 160 breaking capacity class H Icu=70kA @ 415V 3-pole, line protection TM240, ATAM, In=32A overload protection Ir=22A...32A short-circuit protection Ii=5...10 x In clamp connection undervoltage release (UVR) 120-127V AC 50/60Hz 2 auxiliary switches HQ 1 trip alarm switch HQ | - | 0 | 0
3VA1132-6EF36-0DA0 |  | 3VA1132-6EF36-0DA0 | 1 | UN | 1 | 10 | C | D | EAR99 | N | 85362010 | 1 | 4042949045304 | 0.9 | KG | 406.3 | 406.3 | LP17 | LP17 | circuit breaker 3VA1 IEC frame 160 breaking capacity class H Icu=70kA @ 415V 3-pole, line protection TM240, ATAM, In=32A overload protection Ir=22A...32A short-circuit protection Ii=5...10 x In clamp connection undervoltage release (UVR) 208-230V AC 50/60Hz | - | 0 | 0
3VA1132-6EF36-0DC0 |  | 3VA1132-6EF36-0DC0 | 1 | UN | 1 | 10 | C | D | EAR99 | N | 85362010 | 1 | 4042949072836 | 1.05 | KG | 453.05 | 453.05 | LP17 | LP17 | circuit breaker 3VA1 IEC frame 160 breaking capacity class H Icu=70kA @ 415V 3-pole, line protection TM240, ATAM, In=32A overload protection Ir=22A...32A short-circuit protection Ii=5...10 x In clamp connection undervoltage release (UVR) 208-230V AC 50/60Hz 2 auxiliary switches HQ | - | 0 | 0
3VA1132-6EF36-0DH0 |  | 3VA1132-6EF36-0DH0 | 1 | UN | 1 | 10 | C | D | EAR99 | N | 85362010 | 1 | 4042949085379 | 1.08 | KG | 476 | 476 | LP17 | LP17 | circuit breaker 3VA1 IEC frame 160 breaking capacity class H Icu=70kA @ 415V 3-pole, line protection TM240, ATAM, In=32A overload protection Ir=22A...32A short-circuit protection Ii=5...10 x In clamp connection undervoltage release (UVR) 208-230V AC 50/60Hz 2 auxiliary switches HQ 1 trip alarm switch HQ | - | 0 | 0
3VA1132-6EF36-0HA0 |  | 3VA1132-6EF36-0HA0 | 1 | UN | 1 | 10 | C | D | EAR99 | N | 85362010 | 1 | 4042949047391 | 0.9 | KG | 381.65 | 381.65 | LP17 | LP17 | circuit breaker 3VA1 IEC frame 160 breaking capacity class H Icu=70kA @ 415V 3-pole, line protection TM240, ATAM, In=32A overload protection Ir=22A...32A short-circuit protection Ii=5...10 x In clamp connection shunt trip (STL) 12-30V DC, 24V AC 50/60Hz | - | 0 | 0
3VA1132-6EF36-0HC0 |  | 3VA1132-6EF36-0HC0 | 1 | UN | 1 | 10 | C | D | EAR99 | N | 85362010 | 1 | 4042949074922 | 1.05 | KG | 428.4 | 428.4 | LP17 | LP17 | circuit breaker 3VA1 IEC frame 160 breaking capacity class H Icu=70kA @ 415V 3-pole, line protection TM240, ATAM, In=32A overload protection Ir=22A...32A short-circuit protection Ii=5...10 x In clamp connection shunt trip (STL) 12-30V DC, 24V AC 50/60Hz 2 auxiliary switches HQ | - | 0 | 0
3VA1132-6EF36-0HH0 |  | 3VA1132-6EF36-0HH0 | 1 | UN | 1 | 10 | C | D | EAR99 | N | 85362010 | 1 | 4042949087465 | 1.08 | KG | 451.35 | 451.35 | LP17 | LP17 | circuit breaker 3VA1 IEC frame 160 breaking capacity class H Icu=70kA @ 415V 3-pole, line protection TM240, ATAM, In=32A overload protection Ir=22A...32A short-circuit protection Ii=5...10 x In clamp connection shunt trip (STL) 12-30V DC, 24V AC 50/60Hz 2 auxiliary switches HQ 1 trip alarm switch HQ | - | 0 | 0
3VA1132-6EF36-0JA0 |  | 3VA1132-6EF36-0JA0 | 1 | UN | 1 | 10 | C | D | EAR99 | N | 85362010 | 1 | 4042949049487 | 0.9 | KG | 381.65 | 381.65 | LP17 | LP17 | circuit breaker 3VA1 IEC frame 160 breaking capacity class H Icu=70kA @ 415V 3-pole, line protection TM240, ATAM, In=32A overload protection Ir=22A...32A short-circuit protection Ii=5...10 x In clamp connection shunt trip (STL) 110-127V DC, AC 50/60Hz | - | 0 | 0
3VA1132-6EF36-0JC0 |  | 3VA1132-6EF36-0JC0 | 1 | UN | 1 | 10 | C | D | EAR99 | N | 85362010 | 1 | 4042949077015 | 1.05 | KG | 428.4 | 428.4 | LP17 | LP17 | circuit breaker 3VA1 IEC frame 160 breaking capacity class H Icu=70kA @ 415V 3-pole, line protection TM240, ATAM, In=32A overload protection Ir=22A...32A short-circuit protection Ii=5...10 x In clamp connection shunt trip (STL) 110-127V DC, AC 50/60Hz 2 auxiliary switches HQ | - | 0 | 0
3VA1132-6EF36-0JH0 |  | 3VA1132-6EF36-0JH0 | 1 | UN | 1 | 10 | C | D | EAR99 | N | 85362010 | 1 | 4042949089551 | 1.08 | KG | 451.35 | 451.35 | LP17 | LP17 | circuit breaker 3VA1 IEC frame 160 breaking capacity class H Icu=70kA @ 415V 3-pole, line protection TM240, ATAM, In=32A overload protection Ir=22A...32A short-circuit protection Ii=5...10 x In clamp connection shunt trip (STL) 110-127V DC, AC 50/60Hz 2 auxiliary switches HQ 1 trip alarm switch HQ | - | 0 | 0
3VA1132-6EF36-0KA0 |  | 3VA1132-6EF36-0KA0 | 1 | UN | 1 | 10 | C | D | EAR99 | N | 85362010 | 1 | 4042949051572 | 1.05 | KG | 381.65 | 381.65 | LP17 | LP17 | circuit breaker 3VA1 IEC frame 160 breaking capacity class H Icu=70kA @ 415V 3-pole, line protection TM240, ATAM, In=32A overload protection Ir=22A...32A short-circuit protection Ii=5...10 x In clamp connection shunt trip (STL) 220-250V DC, 208-277V AC | - | 0 | 0
3VA1132-6EF36-0KC0 |  | 3VA1132-6EF36-0KC0 | 1 | UN | 1 | 10 | C | D | EAR99 | N | 85362010 | 1 | 4042949079101 | 1.05 | KG | 428.4 | 428.4 | LP17 | LP17 | circuit breaker 3VA1 IEC frame 160 breaking capacity class H Icu=70kA @ 415V 3-pole, line protection TM240, ATAM, In=32A overload protection Ir=22A...32A short-circuit protection Ii=5...10 x In clamp connection shunt trip (STL) 220-250V DC, 208-277V AC 2 auxiliary switches HQ | - | 0 | 0
3VA1132-6EF36-0KH0 |  | 3VA1132-6EF36-0KH0 | 1 | UN | 1 | 10 | C | D | EAR99 | N | 85362010 | 1 | 4042949091646 | 1.08 | KG | 451.35 | 451.35 | LP17 | LP17 | circuit breaker 3VA1 IEC frame 160 breaking capacity class H Icu=70kA @ 415V 3-pole, line protection TM240, ATAM, In=32A overload protection Ir=22A...32A short-circuit protection Ii=5...10 x In clamp connection shunt trip (STL) 220-250V DC, 208-277V AC 2 auxiliary switches HQ 1 trip alarm switch HQ | - | 0 | 0
3VA1132-6EF42-0AA0 |  | 3VA1132-6EF42-0AA0 | 1 | UN | 1 | 5 | B | D | EAR99 | N | 85362010 | 1 | 4042948809099 | 1.218 | KG | 346 | 336.2 | LP17 | LP17 | circuit breaker 3VA1 IEC frame 160 breaking capacity class H Icu=70kA @ 415V 4-pole, line protection TM240, ATAM, In=32A overload protection Ir=22A...32A short-circuit protection Ii=5...10 x In N conductor unprotected nut keeper kit | Lista Papel 2020 SI | 0 | 0
3VA1132-6EF46-0AA0 |  | 3VA1132-6EF46-0AA0 | 1 | UN | 1 | 5 | B | D | EAR99 | N | 85362010 | 1 | 4042948820872 | 1.284 | KG | 373.1 | 362.4 | LP17 | LP17 | circuit breaker 3VA1 IEC frame 160 breaking capacity class H Icu=70kA @ 415V 4-pole, line protection TM240, ATAM, In=32A overload protection Ir=22A...32A short-circuit protection Ii=5...10 x In N conductor unprotected clamp connection | Lista Papel 2020 SI | 0 | 0
3VA1132-6GD42-0AA0 |  | 3VA1132-6GD42-0AA0 | 1 | UN | 1 | 5 | B | D | EAR99 | N | 85362010 | 1 | 4042948832110 | 1.21 | KG | 321.4 | 312.4 | LP17 | LP17 | circuit breaker 3VA1 IEC frame 160 breaking capacity class H Icu=70kA @ 415V 4-pole, line protection TM210, FTFM, In=32A overload protection Ir=32A fixed short-circuit protection Ii=10 x In N conductor protection 100% nut keeper kit | Lista Papel 2020 SI | 0 | 0
3VA1132-6GD46-0AA0 |  | 3VA1132-6GD46-0AA0 | 1 | UN | 1 | 5 | B | D | EAR99 | N | 85362010 | 1 | 4042948824986 | 1.17 | KG | 350.1 | 340.3 | LP17 | LP17 | circuit breaker 3VA1 IEC frame 160 breaking capacity class H Icu=70kA @ 415V 4-pole, line protection TM210, FTFM, In=32A overload protection Ir=32A fixed short-circuit protection Ii=10 x In N conductor protection 100% clamp connection | Lista Papel 2020 SI | 0 | 0
3VA1132-6GE42-0AA0 |  | 3VA1132-6GE42-0AA0 | 1 | UN | 1 | 5 | B | D | EAR99 | N | 85362010 | 1 | 4042948832103 | 1.2 | KG | 328.8 | 319.8 | LP17 | LP17 | circuit breaker 3VA1 IEC frame 160 breaking capacity class H Icu=70kA @ 415V 4-pole, line protection TM220, ATFM, In=32A overload protection Ir=22A...32A short-circuit protection Ii=10 x In N conductor protection 100% nut keeper kit | Lista Papel 2020 SI | 0 | 0
3VA1132-6GE46-0AA0 |  | 3VA1132-6GE46-0AA0 | 1 | UN | 1 | 5 | B | D | EAR99 | N | 85362010 | 1 | 4042948824993 | 1.316 | KG | 356.7 | 346.9 | LP17 | LP17 | circuit breaker 3VA1 IEC frame 160 breaking capacity class H Icu=70kA @ 415V 4-pole, line protection TM220, ATFM, In=32A overload protection Ir=22A...32A short-circuit protection Ii=10 x In N conductor protection 100% clamp connection | Lista Papel 2020 SI | 0 | 0
3VA1132-6GF42-0AA0 |  | 3VA1132-6GF42-0AA0 | 1 | UN | 1 | 5 | B | D | EAR99 | N | 85362010 | 1 | 4042948832097 | 1.229 | KG | 346 | 336.2 | LP17 | LP17 | circuit breaker 3VA1 IEC frame 160 breaking capacity class H Icu=70kA @ 415V 4-pole, line protection TM240, ATAM, In=32A overload protection Ir=22A...32A short-circuit protection Ii=5...10 x In N conductor protection 100% nut keeper kit | Lista Papel 2020 SI | 0 | 0
3VA1132-6GF46-0AA0 |  | 3VA1132-6GF46-0AA0 | 1 | UN | 1 | 5 | B | D | EAR99 | N | 85362010 | 1 | 4042948824399 | 1.333 | KG | 373.1 | 362.4 | LP17 | LP17 | circuit breaker 3VA1 IEC frame 160 breaking capacity class H Icu=70kA @ 415V 4-pole, line protection TM240, ATAM, In=32A overload protection Ir=22A...32A short-circuit protection Ii=5...10 x In N conductor protection 100% clamp connection | Lista Papel 2020 SI | 0 | 0
3VA1132-6GF46-0KF0 |  | 3VA1132-6GF46-0KF0 | 1 | UN | 1 | 10 | C | D | EAR99 | N | 85362010 | 1 | 4042949323365 | 1.301 | KG | 516.8 | 516.8 | LP17 | LP17 | circuit breaker 3VA1 IEC frame 160 breaking capacity class H Icu=70kA @ 415V 4-pole, line protection TM240, ATAM, In=32A overload protection Ir=22A...32A short-circuit protection Ii=5...10 x In N conductor protection 100% clamp connection shunt trip (STL) 220-250V DC; 208-277V AC 1 auxiliary switch HQ 1 trip alarm switch HQ | - | 0 | 0
3VA1132-6MH32-0AA0 |  | 3VA1132-6MH32-0AA0 | 1 | UN | 1 | 5 | B | D | EAR99 | N | 85362010 | 1 | 4042948828311 | 957 | G | 265.7 | 258.3 | LP17 | LP17 | circuit breaker 3VA1 IEC frame 160 breaking capacity class H Icu=70kA @ 415V 3-pole, starter protection TM120M, AM, In=32A without overload protection short-circuit protection Ii=7...16 x In nut keeper kit | Lista Papel 2020 SI | 0 | 0
3VA1132-6MH36-0AA0 |  | 3VA1132-6MH36-0AA0 | 1 | UN | 1 | 5 | B | D | EAR99 | N | 85362010 | 1 | 4042948828304 | 0.9 | KG | 287.8 | 279.6 | LP17 | LP17 | circuit breaker 3VA1 IEC frame 160 breaking capacity class H Icu=70kA @ 415V 3-pole, starter protection TM120M, AM, In=32A without overload protection short-circuit protection Ii=7...16 x In clamp connection | Lista Papel 2020 SI | 0 | 0
3VA1140-3ED12-0AA0 |  | 3VA1140-3ED12-0AA0 | 1 | UN | 1 | 5 | B | D | EAR99 | N | 85362010 | 1 | 4042948829578 | 386 | G | 95.1 | 92.7 | LP17 | LP17 | circuit breaker 3VA1 IEC frame 160 breaking capacity class N Icu=25kA @ 240V 1-pole, line protection TM210, FTFM, In=40A overload protection Ir=40A fixed short-circuit protection Ii=10 x In nut keeper kit | Lista Papel 2020 SI | 0 | 0
3VA1140-3ED16-0AA0 |  | 3VA1140-3ED16-0AA0 | 1 | UN | 1 | 5 | B | D | EAR99 | N | 85362010 | 1 | 4042948829561 | 0.398 | KG | 102.5 | 99.2 | LP17 | LP17 | circuit breaker 3VA1 IEC frame 160 breaking capacity class N Icu=25kA @ 240V 1-pole, line protection TM210, FTFM, In=40A overload protection Ir=40A fixed short-circuit protection Ii=10 x In clamp connection | Lista Papel 2020 SI | 0 | 0
3VA1140-3ED22-0AA0 |  | 3VA1140-3ED22-0AA0 | 1 | UN | 1 | 5 | B | D | EAR99 | N | 85362010 | 1 | 4042948829554 | 662 | G | 171.4 | 166.5 | LP17 | LP17 | circuit breaker 3VA1 IEC frame 160 breaking capacity class N Icu=25kA @ 415V 2-pole, line protection TM210, FTFM, In=40A overload protection Ir=40A fixed short-circuit protection Ii=10 x In nut keeper kit | Lista Papel 2020 SI | 0 | 0
3VA1140-3ED26-0AA0 |  | 3VA1140-3ED26-0AA0 | 1 | UN | 1 | 5 | B | D | EAR99 | N | 85362010 | 1 | 4042948829547 | 689 | G | 184.5 | 179.6 | LP17 | LP17 | circuit breaker 3VA1 IEC frame 160 breaking capacity class N Icu=25kA @ 415V 2-pole, line protection TM210, FTFM, In=40A overload protection Ir=40A fixed short-circuit protection Ii=10 x In clamp connection | Lista Papel 2020 SI | 0 | 0
3VA1140-3ED32-0AA0 |  | 3VA1140-3ED32-0AA0 | 1 | UN | 1 | 5 | B | D | EAR99 | N | 85362010 | 1 | 4042948812402 | 968 | G | 190.2 | 184.5 | LP17 | LP17 | circuit breaker 3VA1 IEC frame 160 breaking capacity class N Icu=25kA @ 415V 3-pole, line protection TM210, FTFM, In=40A overload protection Ir=40A fixed short-circuit protection Ii=10 x In nut keeper kit | Lista Papel 2020 SI | 0 | 0
3VA1140-3ED36-0AA0 |  | 3VA1140-3ED36-0AA0 | 1 | UN | 1 | 5 | B | D | EAR99 | N | 85362010 | 1 | 4042948821480 | 1.014 | KG | 209.9 | 204.2 | LP17 | LP17 | circuit breaker 3VA1 IEC frame 160 breaking capacity class N Icu=25kA @ 415V 3-pole, line protection TM210, FTFM, In=40A overload protection Ir=40A fixed short-circuit protection Ii=10 x In clamp connection | Lista Papel 2020 SI | 0 | 0
3VA1140-3ED42-0AA0 |  | 3VA1140-3ED42-0AA0 | 1 | UN | 1 | 5 | B | D | EAR99 | N | 85362010 | 1 | 4042948813287 | 1.206 | KG | 248.5 | 241.1 | LP17 | LP17 | circuit breaker 3VA1 IEC frame 160 breaking capacity class N Icu=25kA @ 415V 4-pole, line protection TM210, FTFM, In=40A overload protection Ir=40A fixed short-circuit protection Ii=10 x In N conductor unprotected nut keeper kit | Lista Papel 2020 SI | 0 | 0
3VA1140-3ED46-0AA0 |  | 3VA1140-3ED46-0AA0 | 1 | UN | 1 | 5 | B | D | EAR99 | N | 85362010 | 1 | 4042948822364 | 1.275 | KG | 273.9 | 266.5 | LP17 | LP17 | circuit breaker 3VA1 IEC frame 160 breaking capacity class N Icu=25kA @ 415V 4-pole, line protection TM210, FTFM, In=40A overload protection Ir=40A fixed short-circuit protection Ii=10 x In N conductor unprotected clamp connection | Lista Papel 2020 SI | 0 | 0
3VA1140-3EE32-0AA0 |  | 3VA1140-3EE32-0AA0 | 1 | UN | 1 | 5 | B | D | EAR99 | N | 85362010 | 1 | 4042948812419 | 971 | G | 193.5 | 187.8 | LP17 | LP17 | circuit breaker 3VA1 IEC frame 160 breaking capacity class N Icu=25kA @ 415V 3-pole, line protection TM220, ATFM, In=40A overload protection Ir=28A...40A short-circuit protection Ii=10 x In nut keeper kit | Lista Papel 2020 SI | 0 | 0
3VA1140-3EE36-0AA0 |  | 3VA1140-3EE36-0AA0 | 1 | UN | 1 | 5 | B | D | EAR99 | N | 85362010 | 1 | 4042948821497 | 1.012 | KG | 214.8 | 209.1 | LP17 | LP17 | circuit breaker 3VA1 IEC frame 160 breaking capacity class N Icu=25kA @ 415V 3-pole, line protection TM220, ATFM, In=40A overload protection Ir=28A...40A short-circuit protection Ii=10 x In clamp connection | Lista Papel 2020 SI | 0 | 0
3VA1140-3EE42-0AA0 |  | 3VA1140-3EE42-0AA0 | 1 | UN | 1 | 5 | B | D | EAR99 | N | 85362010 | 1 | 4042948813294 | 1.182 | KG | 252.6 | 245.2 | LP17 | LP17 | circuit breaker 3VA1 IEC frame 160 breaking capacity class N Icu=25kA @ 415V 4-pole, line protection TM220, ATFM, In=40A overload protection Ir=28A...40A short-circuit protection Ii=10 x In N conductor unprotected nut keeper kit | Lista Papel 2020 SI | 0 | 0
3VA1140-3EE46-0AA0 |  | 3VA1140-3EE46-0AA0 | 1 | UN | 1 | 5 | B | D | EAR99 | N | 85362010 | 1 | 4042948822371 | 1.268 | KG | 281.3 | 273.1 | LP17 | LP17 | circuit breaker 3VA1 IEC frame 160 breaking capacity class N Icu=25kA @ 415V 4-pole, line protection TM220, ATFM, In=40A overload protection Ir=28A...40A short-circuit protection Ii=10 x In N conductor unprotected clamp connection | Lista Papel 2020 SI | 0 | 0
3VA1140-3EF32-0AA0 |  | 3VA1140-3EF32-0AA0 | 1 | UN | 1 | 5 | B | D | EAR99 | N | 85362010 | 1 | 4042948808665 | 972 | G | 204.2 | 198.4 | LP17 | LP17 | circuit breaker 3VA1 IEC frame 160 breaking capacity class N Icu=25kA @ 415V 3-pole, line protection TM240, ATAM, In=40A overload protection Ir=28A...40A short-circuit protection Ii=5...10 x In nut keeper kit | Lista Papel 2020 SI | 0 | 0
3VA1140-3EF32-0AB0 |  | 3VA1140-3EF32-0AB0 | 1 | UN | 1 | 10 | C | D | EAR99 | N | 85362010 | 1 | 4042949053651 | 0.96 | KG | 281.35 | 281.35 | LP17 | LP17 | circuit breaker 3VA1 IEC frame 160 breaking capacity class N Icu=25kA @ 415V 3-pole, line protection TM240, ATAM, In=40A overload protection Ir=28A...40A short-circuit protection Ii=5...10 x In nut keeper kit 2 auxiliary switches HP | - | 0 | 0
3VA1140-3EF32-0AC0 |  | 3VA1140-3EF32-0AC0 | 1 | UN | 1 | 10 | C | D | EAR99 | N | 85362010 | 1 | 4042949055747 | 0.96 | KG | 259.25 | 259.25 | LP17 | LP17 | circuit breaker 3VA1 IEC frame 160 breaking capacity class N Icu=25kA @ 415V 3-pole, line protection TM240, ATAM, In=40A overload protection Ir=28A...40A short-circuit protection Ii=5...10 x In nut keeper kit 2 auxiliary switches HQ | - | 0 | 0
3VA1140-3EF32-0AD0 |  | 3VA1140-3EF32-0AD0 | 1 | UN | 1 | 10 | C | D | EAR99 | N | 85362010 | 1 | 4042949057833 | 0.99 | KG | 281.35 | 281.35 | LP17 | LP17 | circuit breaker 3VA1 IEC frame 160 breaking capacity class N Icu=25kA @ 415V 3-pole, line protection TM240, ATAM, In=40A overload protection Ir=28A...40A short-circuit protection Ii=5...10 x In nut keeper kit 3 auxiliary switches HQ | - | 0 | 0
3VA1140-3EF32-0AE0 |  | 3VA1140-3EF32-0AE0 | 1 | UN | 1 | 10 | C | D | EAR99 | N | 85362010 | 1 | 4042949059929 | 1.02 | KG | 305.15 | 305.15 | LP17 | LP17 | circuit breaker 3VA1 IEC frame 160 breaking capacity class N Icu=25kA @ 415V 3-pole, line protection TM240, ATAM, In=40A overload protection Ir=28A...40A short-circuit protection Ii=5...10 x In nut keeper kit 4 auxiliary switches HQ | - | 0 | 0
3VA1140-3EF32-0AF0 |  | 3VA1140-3EF32-0AF0 | 1 | UN | 1 | 10 | C | D | EAR99 | N | 85362010 | 1 | 4042949062011 | 0.96 | KG | 259.25 | 259.25 | LP17 | LP17 | circuit breaker 3VA1 IEC frame 160 breaking capacity class N Icu=25kA @ 415V 3-pole, line protection TM240, ATAM, In=40A overload protection Ir=28A...40A short-circuit protection Ii=5...10 x In nut keeper kit 1 auxiliary switch HQ 1 trip alarm switch HQ | - | 0 | 0
3VA1140-3EF32-0AG0 |  | 3VA1140-3EF32-0AG0 | 1 | UN | 1 | 10 | C | D | EAR99 | N | 85362010 | 1 | 4042949064107 | 0.96 | KG | 281.35 | 281.35 | LP17 | LP17 | circuit breaker 3VA1 IEC frame 160 breaking capacity class N Icu=25kA @ 415V 3-pole, line protection TM240, ATAM, In=40A overload protection Ir=28A...40A short-circuit protection Ii=5...10 x In nut keeper kit 1 auxiliary switch HP 1 trip alarm switch HP | - | 0 | 0
3VA1140-3EF32-0AH0 |  | 3VA1140-3EF32-0AH0 | 1 | UN | 1 | 10 | C | D | EAR99 | N | 85362010 | 1 | 4042949066194 | 0.99 | KG | 281.35 | 281.35 | LP17 | LP17 | circuit breaker 3VA1 IEC frame 160 breaking capacity class N Icu=25kA @ 415V 3-pole, line protection TM240, ATAM, In=40A overload protection Ir=28A...40A short-circuit protection Ii=5...10 x In nut keeper kit 2 auxiliary switches HQ 1 trip alarm switch HQ | - | 0 | 0
3VA1140-3EF32-0BA0 |  | 3VA1140-3EF32-0BA0 | 1 | UN | 1 | 10 | C | D | EAR99 | N | 85362010 | 1 | 4042949041115 | 0.9 | KG | 319.6 | 319.6 | LP17 | LP17 | circuit breaker 3VA1 IEC frame 160 breaking capacity class N Icu=25kA @ 415V 3-pole, line protection TM240, ATAM, In=40A overload protection Ir=28A...40A short-circuit protection Ii=5...10 x In nut keeper kit undervoltage release (UVR) 24V DC | - | 0 | 0
3VA1140-3EF32-0BC0 |  | 3VA1140-3EF32-0BC0 | 1 | UN | 1 | 10 | C | D | EAR99 | N | 85362010 | 1 | 4042949068648 | 1.05 | KG | 367.2 | 367.2 | LP17 | LP17 | circuit breaker 3VA1 IEC frame 160 breaking capacity class N Icu=25kA @ 415V 3-pole, line protection TM240, ATAM, In=40A overload protection Ir=28A...40A short-circuit protection Ii=5...10 x In nut keeper kit undervoltage release (UVR) 24V DC 2 auxiliary switches HQ | - | 0 | 0
3VA1140-3EF32-0BH0 |  | 3VA1140-3EF32-0BH0 | 1 | UN | 1 | 10 | C | D | EAR99 | N | 85362010 | 1 | 4042949081180 | 1.05 | KG | 390.15 | 390.15 | LP17 | LP17 | circuit breaker 3VA1 IEC frame 160 breaking capacity class N Icu=25kA @ 415V 3-pole, line protection TM240, ATAM, In=40A overload protection Ir=28A...40A short-circuit protection Ii=5...10 x In nut keeper kit undervoltage release (UVR) 24V DC 2 auxiliary switches HQ 1 trip alarm switch HQ | - | 0 | 0
3VA1140-3EF32-0CA0 |  | 3VA1140-3EF32-0CA0 | 1 | UN | 1 | 10 | C | D | EAR99 | N | 85362010 | 1 | 4042949043201 | 0.9 | KG | 319.6 | 319.6 | LP17 | LP17 | circuit breaker 3VA1 IEC frame 160 breaking capacity class N Icu=25kA @ 415V 3-pole, line protection TM240, ATAM, In=40A overload protection Ir=28A...40A short-circuit protection Ii=5...10 x In nut keeper kit undervoltage release (UVR) 120-127V AC 50/60Hz | - | 0 | 0
3VA1140-3EF32-0CC0 |  | 3VA1140-3EF32-0CC0 | 1 | UN | 1 | 10 | C | D | EAR99 | N | 85362010 | 1 | 4042949070733 | 1.05 | KG | 367.2 | 367.2 | LP17 | LP17 | circuit breaker 3VA1 IEC frame 160 breaking capacity class N Icu=25kA @ 415V 3-pole, line protection TM240, ATAM, In=40A overload protection Ir=28A...40A short-circuit protection Ii=5...10 x In nut keeper kit undervoltage release (UVR) 120-127V AC 50/60Hz 2 auxiliary switches HQ | - | 0 | 0
3VA1140-3EF32-0CH0 |  | 3VA1140-3EF32-0CH0 | 1 | UN | 1 | 10 | C | D | EAR99 | N | 85362010 | 1 | 4042949083276 | 1.08 | KG | 390.15 | 390.15 | LP17 | LP17 | circuit breaker 3VA1 IEC frame 160 breaking capacity class N Icu=25kA @ 415V 3-pole, line protection TM240, ATAM, In=40A overload protection Ir=28A...40A short-circuit protection Ii=5...10 x In nut keeper kit undervoltage release (UVR) 120-127V AC 50/60Hz 2 auxiliary switches HQ 1 trip alarm switch HQ | - | 0 | 0
3VA1140-3EF32-0DA0 |  | 3VA1140-3EF32-0DA0 | 1 | UN | 1 | 10 | C | D | EAR99 | N | 85362010 | 1 | 4042949045298 | 0.9 | KG | 319.6 | 319.6 | LP17 | LP17 | circuit breaker 3VA1 IEC frame 160 breaking capacity class N Icu=25kA @ 415V 3-pole, line protection TM240, ATAM, In=40A overload protection Ir=28A...40A short-circuit protection Ii=5...10 x In nut keeper kit undervoltage release (UVR) 208-230V AC 50/60Hz | - | 0 | 0
3VA1140-3EF32-0DC0 |  | 3VA1140-3EF32-0DC0 | 1 | UN | 1 | 10 | C | D | EAR99 | N | 85362010 | 1 | 4042949072829 | 1.05 | KG | 367.2 | 367.2 | LP17 | LP17 | circuit breaker 3VA1 IEC frame 160 breaking capacity class N Icu=25kA @ 415V 3-pole, line protection TM240, ATAM, In=40A overload protection Ir=28A...40A short-circuit protection Ii=5...10 x In nut keeper kit undervoltage release (UVR) 208-230V AC 50/60Hz 2 auxiliary switches HQ | - | 0 | 0
3VA1140-3EF32-0DH0 |  | 3VA1140-3EF32-0DH0 | 1 | UN | 1 | 10 | C | D | EAR99 | N | 85362010 | 1 | 4042949085362 | 1.08 | KG | 390.15 | 390.15 | LP17 | LP17 | circuit breaker 3VA1 IEC frame 160 breaking capacity class N Icu=25kA @ 415V 3-pole, line protection TM240, ATAM, In=40A overload protection Ir=28A...40A short-circuit protection Ii=5...10 x In nut keeper kit undervoltage release (UVR) 208-230V AC 50/60Hz 2 auxiliary switches HQ 1 trip alarm switch HQ | - | 0 | 0
3VA1140-3EF32-0HA0 |  | 3VA1140-3EF32-0HA0 | 1 | UN | 1 | 10 | C | D | EAR99 | N | 85362010 | 1 | 4042949047384 | 0.9 | KG | 295.8 | 295.8 | LP17 | LP17 | circuit breaker 3VA1 IEC frame 160 breaking capacity class N Icu=25kA @ 415V 3-pole, line protection TM240, ATAM, In=40A overload protection Ir=28A...40A short-circuit protection Ii=5...10 x In nut keeper kit shunt trip (STL) 12-30V DC, 24V AC 50/60Hz | - | 0 | 0
3VA1140-3EF32-0HC0 |  | 3VA1140-3EF32-0HC0 | 1 | UN | 1 | 10 | C | D | EAR99 | N | 85362010 | 1 | 4042949074915 | 1.05 | KG | 341.7 | 341.7 | LP17 | LP17 | circuit breaker 3VA1 IEC frame 160 breaking capacity class N Icu=25kA @ 415V 3-pole, line protection TM240, ATAM, In=40A overload protection Ir=28A...40A short-circuit protection Ii=5...10 x In nut keeper kit shunt trip (STL) 12-30V DC, 24V AC 50/60Hz 2 auxiliary switches HQ | - | 0 | 0
3VA1140-3EF32-0HH0 |  | 3VA1140-3EF32-0HH0 | 1 | UN | 1 | 10 | C | D | EAR99 | N | 85362010 | 1 | 4042949087458 | 1.08 | KG | 366.35 | 366.35 | LP17 | LP17 | circuit breaker 3VA1 IEC frame 160 breaking capacity class N Icu=25kA @ 415V 3-pole, line protection TM240, ATAM, In=40A overload protection Ir=28A...40A short-circuit protection Ii=5...10 x In nut keeper kit shunt trip (STL) 12-30V DC, 24V AC 50/60Hz 2 auxiliary switches HQ 1 trip alarm switch HQ | - | 0 | 0
3VA1140-3EF32-0JA0 |  | 3VA1140-3EF32-0JA0 | 1 | UN | 1 | 10 | C | D | EAR99 | N | 85362010 | 1 | 4042949049470 | 0.9 | KG | 295.8 | 295.8 | LP17 | LP17 | circuit breaker 3VA1 IEC frame 160 breaking capacity class N Icu=25kA @ 415V 3-pole, line protection TM240, ATAM, In=40A overload protection Ir=28A...40A short-circuit protection Ii=5...10 x In nut keeper kit shunt trip (STL) 110-127V DC, AC 50/60Hz | - | 0 | 0
3VA1140-3EF32-0JC0 |  | 3VA1140-3EF32-0JC0 | 1 | UN | 1 | 10 | C | D | EAR99 | N | 85362010 | 1 | 4042949077008 | 1.05 | KG | 341.7 | 341.7 | LP17 | LP17 | circuit breaker 3VA1 IEC frame 160 breaking capacity class N Icu=25kA @ 415V 3-pole, line protection TM240, ATAM, In=40A overload protection Ir=28A...40A short-circuit protection Ii=5...10 x In nut keeper kit shunt trip (STL) 110-127V DC, AC 50/60Hz 2 auxiliary switches HQ | - | 0 | 0
3VA1140-3EF32-0JH0 |  | 3VA1140-3EF32-0JH0 | 1 | UN | 1 | 10 | C | D | EAR99 | N | 85362010 | 1 | 4042949089544 | 1.08 | KG | 366.35 | 366.35 | LP17 | LP17 | circuit breaker 3VA1 IEC frame 160 breaking capacity class N Icu=25kA @ 415V 3-pole, line protection TM240, ATAM, In=40A overload protection Ir=28A...40A short-circuit protection Ii=5...10 x In nut keeper kit shunt trip (STL) 110-127V DC, AC 50/60Hz 2 auxiliary switches HQ 1 trip alarm switch HQ | - | 0 | 0
3VA1140-3EF32-0KA0 |  | 3VA1140-3EF32-0KA0 | 1 | UN | 1 | 10 | C | D | EAR99 | N | 85362010 | 1 | 4042949051565 | 1.05 | KG | 295.8 | 295.8 | LP17 | LP17 | circuit breaker 3VA1 IEC frame 160 breaking capacity class N Icu=25kA @ 415V 3-pole, line protection TM240, ATAM, In=40A overload protection Ir=28A...40A short-circuit protection Ii=5...10 x In nut keeper kit shunt trip (STL) 220-250V DC, 208-277V AC | - | 0 | 0
3VA1140-3EF32-0KC0 |  | 3VA1140-3EF32-0KC0 | 1 | UN | 1 | 10 | C | D | EAR99 | N | 85362010 | 1 | 4042949079095 | 1.05 | KG | 341.7 | 341.7 | LP17 | LP17 | circuit breaker 3VA1 IEC frame 160 breaking capacity class N Icu=25kA @ 415V 3-pole, line protection TM240, ATAM, In=40A overload protection Ir=28A...40A short-circuit protection Ii=5...10 x In nut keeper kit shunt trip (STL) 220-250V DC, 208-277V AC 2 auxiliary switches HQ | - | 0 | 0
3VA1140-3EF32-0KH0 |  | 3VA1140-3EF32-0KH0 | 1 | UN | 1 | 10 | C | D | EAR99 | N | 85362010 | 1 | 4042949091639 | 1.08 | KG | 366.35 | 366.35 | LP17 | LP17 | circuit breaker 3VA1 IEC frame 160 breaking capacity class N Icu=25kA @ 415V 3-pole, line protection TM240, ATAM, In=40A overload protection Ir=28A...40A short-circuit protection Ii=5...10 x In nut keeper kit shunt trip (STL) 220-250V DC, 208-277V AC 2 auxiliary switches HQ 1 trip alarm switch HQ | - | 0 | 0
3VA1140-3EF36-0AA0 |  | 3VA1140-3EF36-0AA0 | 1 | UN | 1 | 2 | A | D | EAR99 | N | 85362010 | 1 | 4042948820445 | 1.014 | KG | 225.5 | 218.9 | LP17 | LP17 | circuit breaker 3VA1 IEC frame 160 breaking capacity class N Icu=25kA @ 415V 3-pole, line protection TM240, ATAM, In=40A overload protection Ir=28A...40A short-circuit protection Ii=5...10 x In clamp connection | Lista Papel 2020 SI | 0 | 0
3VA1140-3EF36-0AB0 |  | 3VA1140-3EF36-0AB0 | 1 | UN | 1 | 10 | C | D | EAR99 | N | 85362010 | 1 | 4042949053644 | 0.96 | KG | 303.45 | 303.45 | LP17 | LP17 | circuit breaker 3VA1 IEC frame 160 breaking capacity class N Icu=25kA @ 415V 3-pole, line protection TM240, ATAM, In=40A overload protection Ir=28A...40A short-circuit protection Ii=5...10 x In clamp connection 2 auxiliary switches HP | - | 0 | 0
3VA1140-3EF36-0AC0 |  | 3VA1140-3EF36-0AC0 | 1 | UN | 1 | 10 | C | D | EAR99 | N | 85362010 | 1 | 4042949055730 | 0.96 | KG | 278.8 | 278.8 | LP17 | LP17 | circuit breaker 3VA1 IEC frame 160 breaking capacity class N Icu=25kA @ 415V 3-pole, line protection TM240, ATAM, In=40A overload protection Ir=28A...40A short-circuit protection Ii=5...10 x In clamp connection 2 auxiliary switches HQ | - | 0 | 0
3VA1140-3EF36-0AD0 |  | 3VA1140-3EF36-0AD0 | 1 | UN | 1 | 10 | C | D | EAR99 | N | 85362010 | 1 | 4042949057826 | 0.99 | KG | 303.45 | 303.45 | LP17 | LP17 | circuit breaker 3VA1 IEC frame 160 breaking capacity class N Icu=25kA @ 415V 3-pole, line protection TM240, ATAM, In=40A overload protection Ir=28A...40A short-circuit protection Ii=5...10 x In clamp connection 3 auxiliary switches HQ | - | 0 | 0
3VA1140-3EF36-0AE0 |  | 3VA1140-3EF36-0AE0 | 1 | UN | 1 | 10 | C | D | EAR99 | N | 85362010 | 1 | 4042949059912 | 1.02 | KG | 328.1 | 328.1 | LP17 | LP17 | circuit breaker 3VA1 IEC frame 160 breaking capacity class N Icu=25kA @ 415V 3-pole, line protection TM240, ATAM, In=40A overload protection Ir=28A...40A short-circuit protection Ii=5...10 x In clamp connection 4 auxiliary switches HQ | - | 0 | 0
3VA1140-3EF36-0AF0 |  | 3VA1140-3EF36-0AF0 | 1 | UN | 1 | 10 | C | D | EAR99 | N | 85362010 | 1 | 4042949062004 | 0.96 | KG | 278.8 | 278.8 | LP17 | LP17 | circuit breaker 3VA1 IEC frame 160 breaking capacity class N Icu=25kA @ 415V 3-pole, line protection TM240, ATAM, In=40A overload protection Ir=28A...40A short-circuit protection Ii=5...10 x In clamp connection 1 auxiliary switch HQ 1 trip alarm switch HQ | - | 0 | 0
3VA1140-3EF36-0AG0 |  | 3VA1140-3EF36-0AG0 | 1 | UN | 1 | 10 | C | D | EAR99 | N | 85362010 | 1 | 4042949064091 | 0.96 | KG | 303.45 | 303.45 | LP17 | LP17 | circuit breaker 3VA1 IEC frame 160 breaking capacity class N Icu=25kA @ 415V 3-pole, line protection TM240, ATAM, In=40A overload protection Ir=28A...40A short-circuit protection Ii=5...10 x In clamp connection 1 auxiliary switch HP 1 trip alarm switch HP | - | 0 | 0
3VA1140-3EF36-0AH0 |  | 3VA1140-3EF36-0AH0 | 1 | UN | 1 | 10 | C | D | EAR99 | N | 85362010 | 1 | 4042949066187 | 0.99 | KG | 303.45 | 303.45 | LP17 | LP17 | circuit breaker 3VA1 IEC frame 160 breaking capacity class N Icu=25kA @ 415V 3-pole, line protection TM240, ATAM, In=40A overload protection Ir=28A...40A short-circuit protection Ii=5...10 x In clamp connection 2 auxiliary switches HQ 1 trip alarm switch HQ | - | 0 | 0
3VA1140-3EF36-0BA0 |  | 3VA1140-3EF36-0BA0 | 1 | UN | 1 | 10 | C | D | EAR99 | N | 85362010 | 1 | 4042949041108 | 0.9 | KG | 341.7 | 341.7 | LP17 | LP17 | circuit breaker 3VA1 IEC frame 160 breaking capacity class N Icu=25kA @ 415V 3-pole, line protection TM240, ATAM, In=40A overload protection Ir=28A...40A short-circuit protection Ii=5...10 x In clamp connection undervoltage release (UVR) 24V DC | - | 0 | 0
3VA1140-3EF36-0BC0 |  | 3VA1140-3EF36-0BC0 | 1 | UN | 1 | 10 | C | D | EAR99 | N | 85362010 | 1 | 4042949068631 | 1.05 | KG | 387.6 | 387.6 | LP17 | LP17 | circuit breaker 3VA1 IEC frame 160 breaking capacity class N Icu=25kA @ 415V 3-pole, line protection TM240, ATAM, In=40A overload protection Ir=28A...40A short-circuit protection Ii=5...10 x In clamp connection undervoltage release (UVR) 24V DC 2 auxiliary switches HQ | - | 0 | 0
3VA1140-3EF36-0BH0 |  | 3VA1140-3EF36-0BH0 | 1 | UN | 1 | 10 | C | D | EAR99 | N | 85362010 | 1 | 4042949081173 | 1.05 | KG | 412.25 | 412.25 | LP17 | LP17 | circuit breaker 3VA1 IEC frame 160 breaking capacity class N Icu=25kA @ 415V 3-pole, line protection TM240, ATAM, In=40A overload protection Ir=28A...40A short-circuit protection Ii=5...10 x In clamp connection undervoltage release (UVR) 24V DC 2 auxiliary switches HQ 1 trip alarm switch HQ | - | 0 | 0
3VA1140-3EF36-0CA0 |  | 3VA1140-3EF36-0CA0 | 1 | UN | 1 | 10 | C | D | EAR99 | N | 85362010 | 1 | 4042949043195 | 0.9 | KG | 341.7 | 341.7 | LP17 | LP17 | circuit breaker 3VA1 IEC frame 160 breaking capacity class N Icu=25kA @ 415V 3-pole, line protection TM240, ATAM, In=40A overload protection Ir=28A...40A short-circuit protection Ii=5...10 x In clamp connection undervoltage release (UVR) 120-127V AC 50/60Hz | - | 0 | 0
3VA1140-3EF36-0CC0 |  | 3VA1140-3EF36-0CC0 | 1 | UN | 1 | 10 | C | D | EAR99 | N | 85362010 | 1 | 4042949070726 | 1.05 | KG | 387.6 | 387.6 | LP17 | LP17 | circuit breaker 3VA1 IEC frame 160 breaking capacity class N Icu=25kA @ 415V 3-pole, line protection TM240, ATAM, In=40A overload protection Ir=28A...40A short-circuit protection Ii=5...10 x In clamp connection undervoltage release (UVR) 120-127V AC 50/60Hz 2 auxiliary switches HQ | - | 0 | 0
3VA1140-3EF36-0CH0 |  | 3VA1140-3EF36-0CH0 | 1 | UN | 1 | 10 | C | D | EAR99 | N | 85362010 | 1 | 4042949083269 | 1.08 | KG | 412.25 | 412.25 | LP17 | LP17 | circuit breaker 3VA1 IEC frame 160 breaking capacity class N Icu=25kA @ 415V 3-pole, line protection TM240, ATAM, In=40A overload protection Ir=28A...40A short-circuit protection Ii=5...10 x In clamp connection undervoltage release (UVR) 120-127V AC 50/60Hz 2 auxiliary switches HQ 1 trip alarm switch HQ | - | 0 | 0
3VA1140-3EF36-0DA0 |  | 3VA1140-3EF36-0DA0 | 1 | UN | 1 | 10 | C | D | EAR99 | N | 85362010 | 1 | 4042949045281 | 0.9 | KG | 341.7 | 341.7 | LP17 | LP17 | circuit breaker 3VA1 IEC frame 160 breaking capacity class N Icu=25kA @ 415V 3-pole, line protection TM240, ATAM, In=40A overload protection Ir=28A...40A short-circuit protection Ii=5...10 x In clamp connection undervoltage release (UVR) 208-230V AC 50/60Hz | - | 0 | 0
3VA1140-3EF36-0DC0 |  | 3VA1140-3EF36-0DC0 | 1 | UN | 1 | 10 | C | D | EAR99 | N | 85362010 | 1 | 4042949072812 | 1.05 | KG | 387.6 | 387.6 | LP17 | LP17 | circuit breaker 3VA1 IEC frame 160 breaking capacity class N Icu=25kA @ 415V 3-pole, line protection TM240, ATAM, In=40A overload protection Ir=28A...40A short-circuit protection Ii=5...10 x In clamp connection undervoltage release (UVR) 208-230V AC 50/60Hz 2 auxiliary switches HQ | - | 0 | 0
3VA1140-3EF36-0DH0 |  | 3VA1140-3EF36-0DH0 | 1 | UN | 1 | 10 | C | D | EAR99 | N | 85362010 | 1 | 4042949085355 | 1.08 | KG | 412.25 | 412.25 | LP17 | LP17 | circuit breaker 3VA1 IEC frame 160 breaking capacity class N Icu=25kA @ 415V 3-pole, line protection TM240, ATAM, In=40A overload protection Ir=28A...40A short-circuit protection Ii=5...10 x In clamp connection undervoltage release (UVR) 208-230V AC 50/60Hz 2 auxiliary switches HQ 1 trip alarm switch HQ | - | 0 | 0
3VA1140-3EF36-0HA0 |  | 3VA1140-3EF36-0HA0 | 1 | UN | 1 | 10 | C | D | EAR99 | N | 85362010 | 1 | 4042949047377 | 0.9 | KG | 316.2 | 316.2 | LP17 | LP17 | circuit breaker 3VA1 IEC frame 160 breaking capacity class N Icu=25kA @ 415V 3-pole, line protection TM240, ATAM, In=40A overload protection Ir=28A...40A short-circuit protection Ii=5...10 x In clamp connection shunt trip (STL) 12-30V DC, 24V AC 50/60Hz | - | 0 | 0
3VA1140-3EF36-0HC0 |  | 3VA1140-3EF36-0HC0 | 1 | UN | 1 | 10 | C | D | EAR99 | N | 85362010 | 1 | 4042949074908 | 1.05 | KG | 363.8 | 363.8 | LP17 | LP17 | circuit breaker 3VA1 IEC frame 160 breaking capacity class N Icu=25kA @ 415V 3-pole, line protection TM240, ATAM, In=40A overload protection Ir=28A...40A short-circuit protection Ii=5...10 x In clamp connection shunt trip (STL) 12-30V DC, 24V AC 50/60Hz 2 auxiliary switches HQ | - | 0 | 0
3VA1140-3EF36-0HH0 |  | 3VA1140-3EF36-0HH0 | 1 | UN | 1 | 10 | C | D | EAR99 | N | 85362010 | 1 | 4042949087441 | 1.08 | KG | 386.75 | 386.75 | LP17 | LP17 | circuit breaker 3VA1 IEC frame 160 breaking capacity class N Icu=25kA @ 415V 3-pole, line protection TM240, ATAM, In=40A overload protection Ir=28A...40A short-circuit protection Ii=5...10 x In clamp connection shunt trip (STL) 12-30V DC, 24V AC 50/60Hz 2 auxiliary switches HQ 1 trip alarm switch HQ | - | 0 | 0
3VA1140-3EF36-0JA0 |  | 3VA1140-3EF36-0JA0 | 1 | UN | 1 | 10 | C | D | EAR99 | N | 85362010 | 1 | 4042949049463 | 0.9 | KG | 316.2 | 316.2 | LP17 | LP17 | circuit breaker 3VA1 IEC frame 160 breaking capacity class N Icu=25kA @ 415V 3-pole, line protection TM240, ATAM, In=40A overload protection Ir=28A...40A short-circuit protection Ii=5...10 x In clamp connection shunt trip (STL) 110-127V DC, AC 50/60Hz | - | 0 | 0
3VA1140-3EF36-0JC0 |  | 3VA1140-3EF36-0JC0 | 1 | UN | 1 | 10 | C | D | EAR99 | N | 85362010 | 1 | 4042949076995 | 1.05 | KG | 363.8 | 363.8 | LP17 | LP17 | circuit breaker 3VA1 IEC frame 160 breaking capacity class N Icu=25kA @ 415V 3-pole, line protection TM240, ATAM, In=40A overload protection Ir=28A...40A short-circuit protection Ii=5...10 x In clamp connection shunt trip (STL) 110-127V DC, AC 50/60Hz 2 auxiliary switches HQ | - | 0 | 0
3VA1140-3EF36-0JH0 |  | 3VA1140-3EF36-0JH0 | 1 | UN | 1 | 10 | C | D | EAR99 | N | 85362010 | 1 | 4042949089537 | 1.08 | KG | 386.75 | 386.75 | LP17 | LP17 | circuit breaker 3VA1 IEC frame 160 breaking capacity class N Icu=25kA @ 415V 3-pole, line protection TM240, ATAM, In=40A overload protection Ir=28A...40A short-circuit protection Ii=5...10 x In clamp connection shunt trip (STL) 110-127V DC, AC 50/60Hz 2 auxiliary switches HQ 1 trip alarm switch HQ | - | 0 | 0
3VA1140-3EF36-0KA0 |  | 3VA1140-3EF36-0KA0 | 1 | UN | 1 | 10 | C | D | EAR99 | N | 85362010 | 1 | 4042949051558 | 1.05 | KG | 316.2 | 316.2 | LP17 | LP17 | circuit breaker 3VA1 IEC frame 160 breaking capacity class N Icu=25kA @ 415V 3-pole, line protection TM240, ATAM, In=40A overload protection Ir=28A...40A short-circuit protection Ii=5...10 x In clamp connection shunt trip (STL) 220-250V DC, 208-277V AC | - | 0 | 0
3VA1140-3EF36-0KC0 |  | 3VA1140-3EF36-0KC0 | 1 | UN | 1 | 10 | C | D | EAR99 | N | 85362010 | 1 | 4042949079088 | 1.05 | KG | 363.8 | 363.8 | LP17 | LP17 | circuit breaker 3VA1 IEC frame 160 breaking capacity class N Icu=25kA @ 415V 3-pole, line protection TM240, ATAM, In=40A overload protection Ir=28A...40A short-circuit protection Ii=5...10 x In clamp connection shunt trip (STL) 220-250V DC, 208-277V AC 2 auxiliary switches HQ | - | 0 | 0
3VA1140-3EF36-0KH0 |  | 3VA1140-3EF36-0KH0 | 1 | UN | 1 | 10 | C | D | EAR99 | N | 85362010 | 1 | 4042949091622 | 1.08 | KG | 386.75 | 386.75 | LP17 | LP17 | circuit breaker 3VA1 IEC frame 160 breaking capacity class N Icu=25kA @ 415V 3-pole, line protection TM240, ATAM, In=40A overload protection Ir=28A...40A short-circuit protection Ii=5...10 x In clamp connection shunt trip (STL) 220-250V DC, 208-277V AC 2 auxiliary switches HQ 1 trip alarm switch HQ | - | 0 | 0
3VA1140-3EF42-0AA0 |  | 3VA1140-3EF42-0AA0 | 1 | UN | 1 | 5 | B | D | EAR99 | N | 85362010 | 1 | 4042948809105 | 1.192 | KG | 264.9 | 257.5 | LP17 | LP17 | circuit breaker 3VA1 IEC frame 160 breaking capacity class N Icu=25kA @ 415V 4-pole, line protection TM240, ATAM, In=40A overload protection Ir=28A...40A short-circuit protection Ii=5...10 x In N conductor unprotected nut keeper kit | Lista Papel 2020 SI | 0 | 0
3VA1140-3EF46-0AA0 |  | 3VA1140-3EF46-0AA0 | 1 | UN | 1 | 5 | B | D | EAR99 | N | 85362010 | 1 | 4042948820889 | 1.283 | KG | 293.6 | 285.4 | LP17 | LP17 | circuit breaker 3VA1 IEC frame 160 breaking capacity class N Icu=25kA @ 415V 4-pole, line protection TM240, ATAM, In=40A overload protection Ir=28A...40A short-circuit protection Ii=5...10 x In N conductor unprotected clamp connection | Lista Papel 2020 SI | 0 | 0
3VA1140-3GD42-0AA0 |  | 3VA1140-3GD42-0AA0 | 1 | UN | 1 | 5 | B | D | EAR99 | N | 85362010 | 1 | 4042948832080 | 1.232 | KG | 248.5 | 241.1 | LP17 | LP17 | circuit breaker 3VA1 IEC frame 160 breaking capacity class N Icu=25kA @ 415V 4-pole, line protection TM210, FTFM, In=40A overload protection Ir=40A fixed short-circuit protection Ii=10 x In N conductor protection 100% nut keeper kit | Lista Papel 2020 SI | 0 | 0
3VA1140-3GD46-0AA0 |  | 3VA1140-3GD46-0AA0 | 1 | UN | 1 | 5 | B | D | EAR99 | N | 85362010 | 1 | 4042948825006 | 1.301 | KG | 273.9 | 266.5 | LP17 | LP17 | circuit breaker 3VA1 IEC frame 160 breaking capacity class N Icu=25kA @ 415V 4-pole, line protection TM210, FTFM, In=40A overload protection Ir=40A fixed short-circuit protection Ii=10 x In N conductor protection 100% clamp connection | Lista Papel 2020 SI | 0 | 0
3VA1140-3GE42-0AA0 |  | 3VA1140-3GE42-0AA0 | 1 | UN | 1 | 5 | B | D | EAR99 | N | 85362010 | 1 | 4042948832073 | 1.223 | KG | 252.6 | 245.2 | LP17 | LP17 | circuit breaker 3VA1 IEC frame 160 breaking capacity class N Icu=25kA @ 415V 4-pole, line protection TM220, ATFM, In=40A overload protection Ir=28A...40A short-circuit protection Ii=10 x In N conductor protection 100% nut keeper kit | Lista Papel 2020 SI | 0 | 0
3VA1140-3GE46-0AA0 |  | 3VA1140-3GE46-0AA0 | 1 | UN | 1 | 5 | B | D | EAR99 | N | 85362010 | 1 | 4042948825013 | 1.302 | KG | 281.3 | 273.1 | LP17 | LP17 | circuit breaker 3VA1 IEC frame 160 breaking capacity class N Icu=25kA @ 415V 4-pole, line protection TM220, ATFM, In=40A overload protection Ir=28A...40A short-circuit protection Ii=10 x In N conductor protection 100% clamp connection | Lista Papel 2020 SI | 0 | 0
3VA1140-3GF42-0AA0 |  | 3VA1140-3GF42-0AA0 | 1 | UN | 1 | 5 | B | D | EAR99 | N | 85362010 | 1 | 4042948832066 | 1.236 | KG | 264.9 | 257.5 | LP17 | LP17 | circuit breaker 3VA1 IEC frame 160 breaking capacity class N Icu=25kA @ 415V 4-pole, line protection TM240, ATAM, In=40A overload protection Ir=28A...40A short-circuit protection Ii=5...10 x In N conductor protection 100% nut keeper kit | Lista Papel 2020 SI | 0 | 0
3VA1140-3GF46-0AA0 |  | 3VA1140-3GF46-0AA0 | 1 | UN | 1 | 5 | B | D | EAR99 | N | 85362010 | 1 | 4042948824405 | 1.307 | KG | 293.6 | 285.4 | LP17 | LP17 | circuit breaker 3VA1 IEC frame 160 breaking capacity class N Icu=25kA @ 415V 4-pole, line protection TM240, ATAM, In=40A overload protection Ir=28A...40A short-circuit protection Ii=5...10 x In N conductor protection 100% clamp connection | Lista Papel 2020 SI | 0 | 0
3VA1140-4ED12-0AA0 |  | 3VA1140-4ED12-0AA0 | 1 | UN | 1 | 5 | B | D | EAR99 | N | 85362010 | 1 | 4042948829530 | 386 | G | 103.3 | 100 | LP17 | LP17 | circuit breaker 3VA1 IEC frame 160 breaking capacity class S Icu=36kA @ 240V 1-pole, line protection TM210, FTFM, In=40A overload protection Ir=40A fixed short-circuit protection Ii=10 x In nut keeper kit | Lista Papel 2020 SI | 0 | 0
3VA1140-4ED16-0AA0 |  | 3VA1140-4ED16-0AA0 | 1 | UN | 1 | 5 | B | D | EAR99 | N | 85362010 | 1 | 4042948829523 | 0.399 | KG | 109.9 | 106.6 | LP17 | LP17 | circuit breaker 3VA1 IEC frame 160 breaking capacity class S Icu=36kA @ 240V 1-pole, line protection TM210, FTFM, In=40A overload protection Ir=40A fixed short-circuit protection Ii=10 x In clamp connection | Lista Papel 2020 SI | 0 | 0
3VA1140-4ED22-0AA0 |  | 3VA1140-4ED22-0AA0 | 1 | UN | 1 | 5 | B | D | EAR99 | N | 85362010 | 1 | 4042948829516 | 635 | G | 185.3 | 180.4 | LP17 | LP17 | circuit breaker 3VA1 IEC frame 160 breaking capacity class S Icu=36kA @ 415V 2-pole, line protection TM210, FTFM, In=40A overload protection Ir=40A fixed short-circuit protection Ii=10 x In nut keeper kit | Lista Papel 2020 SI | 0 | 0
3VA1140-4ED26-0AA0 |  | 3VA1140-4ED26-0AA0 | 1 | UN | 1 | 5 | B | D | EAR99 | N | 85362010 | 1 | 4042948829509 | 702 | G | 199.3 | 193.5 | LP17 | LP17 | circuit breaker 3VA1 IEC frame 160 breaking capacity class S Icu=36kA @ 415V 2-pole, line protection TM210, FTFM, In=40A overload protection Ir=40A fixed short-circuit protection Ii=10 x In clamp connection | Lista Papel 2020 SI | 0 | 0
3VA1140-4ED32-0AA0 |  | 3VA1140-4ED32-0AA0 | 1 | UN | 1 | 5 | B | D | EAR99 | N | 85362010 | 1 | 4042948812426 | 970 | G | 205.8 | 200.1 | LP17 | LP17 | circuit breaker 3VA1 IEC frame 160 breaking capacity class S Icu=36kA @ 415V 3-pole, line protection TM210, FTFM, In=40A overload protection Ir=40A fixed short-circuit protection Ii=10 x In nut keeper kit | Lista Papel 2020 SI | 0 | 0
3VA1140-4ED36-0AA0 |  | 3VA1140-4ED36-0AA0 | 1 | UN | 1 | 5 | B | D | EAR99 | N | 85362010 | 1 | 4042948821503 | 1.026 | KG | 227.1 | 220.6 | LP17 | LP17 | circuit breaker 3VA1 IEC frame 160 breaking capacity class S Icu=36kA @ 415V 3-pole, line protection TM210, FTFM, In=40A overload protection Ir=40A fixed short-circuit protection Ii=10 x In clamp connection | Lista Papel 2020 SI | 0 | 0
3VA1140-4ED42-0AA0 |  | 3VA1140-4ED42-0AA0 | 1 | UN | 1 | 5 | B | D | EAR99 | N | 85362010 | 1 | 4042948813300 | 1.2 | KG | 267.3 | 259.9 | LP17 | LP17 | circuit breaker 3VA1 IEC frame 160 breaking capacity class S Icu=36kA @ 415V 4-pole, line protection TM210, FTFM, In=40A overload protection Ir=40A fixed short-circuit protection Ii=10 x In N conductor unprotected nut keeper kit | Lista Papel 2020 SI | 0 | 0
3VA1140-4ED46-0AA0 |  | 3VA1140-4ED46-0AA0 | 1 | UN | 1 | 5 | B | D | EAR99 | N | 85362010 | 1 | 4042948822388 | 1.275 | KG | 296 | 287.8 | LP17 | LP17 | circuit breaker 3VA1 IEC frame 160 breaking capacity class S Icu=36kA @ 415V 4-pole, line protection TM210, FTFM, In=40A overload protection Ir=40A fixed short-circuit protection Ii=10 x In N conductor unprotected clamp connection | Lista Papel 2020 SI | 0 | 0
3VA1140-4EE32-0AA0 |  | 3VA1140-4EE32-0AA0 | 1 | UN | 1 | 5 | B | D | EAR99 | N | 85362010 | 1 | 4042948812433 | 965 | G | 209.9 | 204.2 | LP17 | LP17 | circuit breaker 3VA1 IEC frame 160 breaking capacity class S Icu=36kA @ 415V 3-pole, line protection TM220, ATFM, In=40A overload protection Ir=28A...40A short-circuit protection Ii=10 x In nut keeper kit | Lista Papel 2020 SI | 0 | 0
3VA1140-4EE36-0AA0 |  | 3VA1140-4EE36-0AA0 | 1 | UN | 1 | 5 | B | D | EAR99 | N | 85362010 | 1 | 4042948821510 | 1.023 | KG | 231.2 | 224.7 | LP17 | LP17 | circuit breaker 3VA1 IEC frame 160 breaking capacity class S Icu=36kA @ 415V 3-pole, line protection TM220, ATFM, In=40A overload protection Ir=28A...40A short-circuit protection Ii=10 x In clamp connection | Lista Papel 2020 SI | 0 | 0
3VA1140-4EE36-0AF0 |  | 3VA1140-4EE36-0AF0 | 1 | UN | 1 | 10 | C | D | EAR99 | N | 85362010 | 1 | 4042949324812 | 1.07 | KG | 287.3 | 287.3 | LP17 | LP17 | circuit breaker 3VA1 IEC frame 160 breaking capacity class S Icu=36kA @ 415V 3-pole, line protection TM220, ATFM, In=40A overload protection Ir=28A...40A short-circuit protection Ii=10 x In clamp connection 1 auxiliary switch 1 trip alarm switch | - | 0 | 0
3VA1140-4EE42-0AA0 |  | 3VA1140-4EE42-0AA0 | 1 | UN | 1 | 5 | B | D | EAR99 | N | 85362010 | 1 | 4042948813317 | 1.187 | KG | 273.1 | 265.7 | LP17 | LP17 | circuit breaker 3VA1 IEC frame 160 breaking capacity class S Icu=36kA @ 415V 4-pole, line protection TM220, ATFM, In=40A overload protection Ir=28A...40A short-circuit protection Ii=10 x In N conductor unprotected nut keeper kit | Lista Papel 2020 SI | 0 | 0
3VA1140-4EE46-0AA0 |  | 3VA1140-4EE46-0AA0 | 1 | UN | 1 | 5 | B | D | EAR99 | N | 85362010 | 1 | 4042948822395 | 1.293 | KG | 301.8 | 293.6 | LP17 | LP17 | circuit breaker 3VA1 IEC frame 160 breaking capacity class S Icu=36kA @ 415V 4-pole, line protection TM220, ATFM, In=40A overload protection Ir=28A...40A short-circuit protection Ii=10 x In N conductor unprotected clamp connection | Lista Papel 2020 SI | 0 | 0
3VA1140-4EF32-0AA0 |  | 3VA1140-4EF32-0AA0 | 1 | UN | 1 | 5 | B | D | EAR99 | N | 85362010 | 1 | 4042948808672 | 950 | G | 222.2 | 215.7 | LP17 | LP17 | circuit breaker 3VA1 IEC frame 160 breaking capacity class S Icu=36kA @ 415V 3-pole, line protection TM240, ATAM, In=40A overload protection Ir=28A...40A short-circuit protection Ii=5...10 x In nut keeper kit | Lista Papel 2020 SI | 0 | 0
3VA1140-4EF32-0AB0 |  | 3VA1140-4EF32-0AB0 | 1 | UN | 1 | 10 | C | D | EAR99 | N | 85362010 | 1 | 4042949053637 | 0.96 | KG | 300.05 | 300.05 | LP17 | LP17 | circuit breaker 3VA1 IEC frame 160 breaking capacity class S Icu=36kA @ 415V 3-pole, line protection TM240, ATAM, In=40A overload protection Ir=28A...40A short-circuit protection Ii=5...10 x In nut keeper kit 2 auxiliary switches HP | - | 0 | 0
3VA1140-4EF32-0AC0 |  | 3VA1140-4EF32-0AC0 | 1 | UN | 1 | 10 | C | D | EAR99 | N | 85362010 | 1 | 4042949055723 | 0.96 | KG | 275.4 | 275.4 | LP17 | LP17 | circuit breaker 3VA1 IEC frame 160 breaking capacity class S Icu=36kA @ 415V 3-pole, line protection TM240, ATAM, In=40A overload protection Ir=28A...40A short-circuit protection Ii=5...10 x In nut keeper kit 2 auxiliary switches HQ | - | 0 | 0
3VA1140-4EF32-0AD0 |  | 3VA1140-4EF32-0AD0 | 1 | UN | 1 | 10 | C | D | EAR99 | N | 85362010 | 1 | 4042949057819 | 0.99 | KG | 300.05 | 300.05 | LP17 | LP17 | circuit breaker 3VA1 IEC frame 160 breaking capacity class S Icu=36kA @ 415V 3-pole, line protection TM240, ATAM, In=40A overload protection Ir=28A...40A short-circuit protection Ii=5...10 x In nut keeper kit 3 auxiliary switches HQ | - | 0 | 0
3VA1140-4EF32-0AE0 |  | 3VA1140-4EF32-0AE0 | 1 | UN | 1 | 10 | C | D | EAR99 | N | 85362010 | 1 | 4042949059905 | 1.02 | KG | 322.15 | 322.15 | LP17 | LP17 | circuit breaker 3VA1 IEC frame 160 breaking capacity class S Icu=36kA @ 415V 3-pole, line protection TM240, ATAM, In=40A overload protection Ir=28A...40A short-circuit protection Ii=5...10 x In nut keeper kit 4 auxiliary switches HQ | - | 0 | 0
3VA1140-4EF32-0AF0 |  | 3VA1140-4EF32-0AF0 | 1 | UN | 1 | 10 | C | D | EAR99 | N | 85362010 | 1 | 4042949061991 | 0.96 | KG | 275.4 | 275.4 | LP17 | LP17 | circuit breaker 3VA1 IEC frame 160 breaking capacity class S Icu=36kA @ 415V 3-pole, line protection TM240, ATAM, In=40A overload protection Ir=28A...40A short-circuit protection Ii=5...10 x In nut keeper kit 1 auxiliary switch HQ 1 trip alarm switch HQ | - | 0 | 0
3VA1140-4EF32-0AG0 |  | 3VA1140-4EF32-0AG0 | 1 | UN | 1 | 10 | C | D | EAR99 | N | 85362010 | 1 | 4042949064084 | 0.96 | KG | 300.05 | 300.05 | LP17 | LP17 | circuit breaker 3VA1 IEC frame 160 breaking capacity class S Icu=36kA @ 415V 3-pole, line protection TM240, ATAM, In=40A overload protection Ir=28A...40A short-circuit protection Ii=5...10 x In nut keeper kit 1 auxiliary switch HP 1 trip alarm switch HP | - | 0 | 0
3VA1140-4EF32-0AH0 |  | 3VA1140-4EF32-0AH0 | 1 | UN | 1 | 10 | C | D | EAR99 | N | 85362010 | 1 | 4042949066170 | 0.99 | KG | 300.05 | 300.05 | LP17 | LP17 | circuit breaker 3VA1 IEC frame 160 breaking capacity class S Icu=36kA @ 415V 3-pole, line protection TM240, ATAM, In=40A overload protection Ir=28A...40A short-circuit protection Ii=5...10 x In nut keeper kit 2 auxiliary switches HQ 1 trip alarm switch HQ | - | 0 | 0
3VA1140-4EF32-0BA0 |  | 3VA1140-4EF32-0BA0 | 1 | UN | 1 | 10 | C | D | EAR99 | N | 85362010 | 1 | 4042949041092 | 0.9 | KG | 338.3 | 338.3 | LP17 | LP17 | circuit breaker 3VA1 IEC frame 160 breaking capacity class S Icu=36kA @ 415V 3-pole, line protection TM240, ATAM, In=40A overload protection Ir=28A...40A short-circuit protection Ii=5...10 x In nut keeper kit undervoltage release (UVR) 24V DC | - | 0 | 0
3VA1140-4EF32-0BC0 |  | 3VA1140-4EF32-0BC0 | 1 | UN | 1 | 10 | C | D | EAR99 | N | 85362010 | 1 | 4042949068624 | 1.05 | KG | 384.2 | 384.2 | LP17 | LP17 | circuit breaker 3VA1 IEC frame 160 breaking capacity class S Icu=36kA @ 415V 3-pole, line protection TM240, ATAM, In=40A overload protection Ir=28A...40A short-circuit protection Ii=5...10 x In nut keeper kit undervoltage release (UVR) 24V DC 2 auxiliary switches HQ | - | 0 | 0
3VA1140-4EF32-0BH0 |  | 3VA1140-4EF32-0BH0 | 1 | UN | 1 | 10 | C | D | EAR99 | N | 85362010 | 1 | 4042949081166 | 1.05 | KG | 408.85 | 408.85 | LP17 | LP17 | circuit breaker 3VA1 IEC frame 160 breaking capacity class S Icu=36kA @ 415V 3-pole, line protection TM240, ATAM, In=40A overload protection Ir=28A...40A short-circuit protection Ii=5...10 x In nut keeper kit undervoltage release (UVR) 24V DC 2 auxiliary switches HQ 1 trip alarm switch HQ | - | 0 | 0
3VA1140-4EF32-0CA0 |  | 3VA1140-4EF32-0CA0 | 1 | UN | 1 | 10 | C | D | EAR99 | N | 85362010 | 1 | 4042949043188 | 0.9 | KG | 338.3 | 338.3 | LP17 | LP17 | circuit breaker 3VA1 IEC frame 160 breaking capacity class S Icu=36kA @ 415V 3-pole, line protection TM240, ATAM, In=40A overload protection Ir=28A...40A short-circuit protection Ii=5...10 x In nut keeper kit undervoltage release (UVR) 120-127V AC 50/60Hz | - | 0 | 0
3VA1140-4EF32-0CC0 |  | 3VA1140-4EF32-0CC0 | 1 | UN | 1 | 10 | C | D | EAR99 | N | 85362010 | 1 | 4042949070719 | 1.05 | KG | 384.2 | 384.2 | LP17 | LP17 | circuit breaker 3VA1 IEC frame 160 breaking capacity class S Icu=36kA @ 415V 3-pole, line protection TM240, ATAM, In=40A overload protection Ir=28A...40A short-circuit protection Ii=5...10 x In nut keeper kit undervoltage release (UVR) 120-127V AC 50/60Hz 2 auxiliary switches HQ | - | 0 | 0
3VA1140-4EF32-0CH0 |  | 3VA1140-4EF32-0CH0 | 1 | UN | 1 | 10 | C | D | EAR99 | N | 85362010 | 1 | 4042949083252 | 1.08 | KG | 408.85 | 408.85 | LP17 | LP17 | circuit breaker 3VA1 IEC frame 160 breaking capacity class S Icu=36kA @ 415V 3-pole, line protection TM240, ATAM, In=40A overload protection Ir=28A...40A short-circuit protection Ii=5...10 x In nut keeper kit undervoltage release (UVR) 120-127V AC 50/60Hz 2 auxiliary switches HQ 1 trip alarm switch HQ | - | 0 | 0
3VA1140-4EF32-0DA0 |  | 3VA1140-4EF32-0DA0 | 1 | UN | 1 | 10 | C | D | EAR99 | N | 85362010 | 1 | 4042949045274 | 0.9 | KG | 338.3 | 338.3 | LP17 | LP17 | circuit breaker 3VA1 IEC frame 160 breaking capacity class S Icu=36kA @ 415V 3-pole, line protection TM240, ATAM, In=40A overload protection Ir=28A...40A short-circuit protection Ii=5...10 x In nut keeper kit undervoltage release (UVR) 208-230V AC 50/60Hz | - | 0 | 0
3VA1140-4EF32-0DC0 |  | 3VA1140-4EF32-0DC0 | 1 | UN | 1 | 10 | C | D | EAR99 | N | 85362010 | 1 | 4042949072805 | 1.05 | KG | 384.2 | 384.2 | LP17 | LP17 | circuit breaker 3VA1 IEC frame 160 breaking capacity class S Icu=36kA @ 415V 3-pole, line protection TM240, ATAM, In=40A overload protection Ir=28A...40A short-circuit protection Ii=5...10 x In nut keeper kit undervoltage release (UVR) 208-230V AC 50/60Hz 2 auxiliary switches HQ | - | 0 | 0
3VA1140-4EF32-0DH0 |  | 3VA1140-4EF32-0DH0 | 1 | UN | 1 | 10 | C | D | EAR99 | N | 85362010 | 1 | 4042949085348 | 1.08 | KG | 408.85 | 408.85 | LP17 | LP17 | circuit breaker 3VA1 IEC frame 160 breaking capacity class S Icu=36kA @ 415V 3-pole, line protection TM240, ATAM, In=40A overload protection Ir=28A...40A short-circuit protection Ii=5...10 x In nut keeper kit undervoltage release (UVR) 208-230V AC 50/60Hz 2 auxiliary switches HQ 1 trip alarm switch HQ | - | 0 | 0
3VA1140-4EF32-0HA0 |  | 3VA1140-4EF32-0HA0 | 1 | UN | 1 | 10 | C | D | EAR99 | N | 85362010 | 1 | 4042949047360 | 0.9 | KG | 312.8 | 312.8 | LP17 | LP17 | circuit breaker 3VA1 IEC frame 160 breaking capacity class S Icu=36kA @ 415V 3-pole, line protection TM240, ATAM, In=40A overload protection Ir=28A...40A short-circuit protection Ii=5...10 x In nut keeper kit shunt trip (STL) 12-30V DC, 24V AC 50/60Hz | - | 0 | 0
3VA1140-4EF32-0HC0 |  | 3VA1140-4EF32-0HC0 | 1 | UN | 1 | 10 | C | D | EAR99 | N | 85362010 | 1 | 4042949074892 | 1.05 | KG | 359.55 | 359.55 | LP17 | LP17 | circuit breaker 3VA1 IEC frame 160 breaking capacity class S Icu=36kA @ 415V 3-pole, line protection TM240, ATAM, In=40A overload protection Ir=28A...40A short-circuit protection Ii=5...10 x In nut keeper kit shunt trip (STL) 12-30V DC, 24V AC 50/60Hz 2 auxiliary switches HQ | - | 0 | 0
3VA1140-4EF32-0HH0 |  | 3VA1140-4EF32-0HH0 | 1 | UN | 1 | 10 | C | D | EAR99 | N | 85362010 | 1 | 4042949087434 | 1.08 | KG | 383.35 | 383.35 | LP17 | LP17 | circuit breaker 3VA1 IEC frame 160 breaking capacity class S Icu=36kA @ 415V 3-pole, line protection TM240, ATAM, In=40A overload protection Ir=28A...40A short-circuit protection Ii=5...10 x In nut keeper kit shunt trip (STL) 12-30V DC, 24V AC 50/60Hz 2 auxiliary switches HQ 1 trip alarm switch HQ | - | 0 | 0
3VA1140-4EF32-0JA0 |  | 3VA1140-4EF32-0JA0 | 1 | UN | 1 | 10 | C | D | EAR99 | N | 85362010 | 1 | 4042949049456 | 0.9 | KG | 312.8 | 312.8 | LP17 | LP17 | circuit breaker 3VA1 IEC frame 160 breaking capacity class S Icu=36kA @ 415V 3-pole, line protection TM240, ATAM, In=40A overload protection Ir=28A...40A short-circuit protection Ii=5...10 x In nut keeper kit shunt trip (STL) 110-127V DC, AC 50/60Hz | - | 0 | 0
3VA1140-4EF32-0JC0 |  | 3VA1140-4EF32-0JC0 | 1 | UN | 1 | 10 | C | D | EAR99 | N | 85362010 | 1 | 4042949076988 | 1.05 | KG | 359.55 | 359.55 | LP17 | LP17 | circuit breaker 3VA1 IEC frame 160 breaking capacity class S Icu=36kA @ 415V 3-pole, line protection TM240, ATAM, In=40A overload protection Ir=28A...40A short-circuit protection Ii=5...10 x In nut keeper kit shunt trip (STL) 110-127V DC, AC 50/60Hz 2 auxiliary switches HQ | - | 0 | 0
3VA1140-4EF32-0JH0 |  | 3VA1140-4EF32-0JH0 | 1 | UN | 1 | 10 | C | D | EAR99 | N | 85362010 | 1 | 4042949089520 | 1.08 | KG | 383.35 | 383.35 | LP17 | LP17 | circuit breaker 3VA1 IEC frame 160 breaking capacity class S Icu=36kA @ 415V 3-pole, line protection TM240, ATAM, In=40A overload protection Ir=28A...40A short-circuit protection Ii=5...10 x In nut keeper kit shunt trip (STL) 110-127V DC, AC 50/60Hz 2 auxiliary switches HQ 1 trip alarm switch HQ | - | 0 | 0
3VA1140-4EF32-0KA0 |  | 3VA1140-4EF32-0KA0 | 1 | UN | 1 | 10 | C | D | EAR99 | N | 85362010 | 1 | 4042949051541 | 1.05 | KG | 312.8 | 312.8 | LP17 | LP17 | circuit breaker 3VA1 IEC frame 160 breaking capacity class S Icu=36kA @ 415V 3-pole, line protection TM240, ATAM, In=40A overload protection Ir=28A...40A short-circuit protection Ii=5...10 x In nut keeper kit shunt trip (STL) 220-250V DC, 208-277V AC | - | 0 | 0
3VA1140-4EF32-0KC0 |  | 3VA1140-4EF32-0KC0 | 1 | UN | 1 | 10 | C | D | EAR99 | N | 85362010 | 1 | 4042949079071 | 1.05 | KG | 359.55 | 359.55 | LP17 | LP17 | circuit breaker 3VA1 IEC frame 160 breaking capacity class S Icu=36kA @ 415V 3-pole, line protection TM240, ATAM, In=40A overload protection Ir=28A...40A short-circuit protection Ii=5...10 x In nut keeper kit shunt trip (STL) 220-250V DC, 208-277V AC 2 auxiliary switches HQ | - | 0 | 0
3VA1140-4EF32-0KH0 |  | 3VA1140-4EF32-0KH0 | 1 | UN | 1 | 10 | C | D | EAR99 | N | 85362010 | 1 | 4042949091615 | 1.08 | KG | 383.35 | 383.35 | LP17 | LP17 | circuit breaker 3VA1 IEC frame 160 breaking capacity class S Icu=36kA @ 415V 3-pole, line protection TM240, ATAM, In=40A overload protection Ir=28A...40A short-circuit protection Ii=5...10 x In nut keeper kit shunt trip (STL) 220-250V DC, 208-277V AC 2 auxiliary switches HQ 1 trip alarm switch HQ | - | 0 | 0
3VA1140-4EF36-0AA0 |  | 3VA1140-4EF36-0AA0 | 1 | UN | 1 | 5 | B | D | EAR99 | N | 85362010 | 1 | 4042948820452 | 1.025 | KG | 242.7 | 236.2 | LP17 | LP17 | circuit breaker 3VA1 IEC frame 160 breaking capacity class S Icu=36kA @ 415V 3-pole, line protection TM240, ATAM, In=40A overload protection Ir=28A...40A short-circuit protection Ii=5...10 x In clamp connection | Lista Papel 2020 SI | 0 | 0
3VA1140-4EF36-0AB0 |  | 3VA1140-4EF36-0AB0 | 1 | UN | 1 | 10 | C | D | EAR99 | N | 85362010 | 1 | 4042949053620 | 0.96 | KG | 321.3 | 321.3 | LP17 | LP17 | circuit breaker 3VA1 IEC frame 160 breaking capacity class S Icu=36kA @ 415V 3-pole, line protection TM240, ATAM, In=40A overload protection Ir=28A...40A short-circuit protection Ii=5...10 x In clamp connection 2 auxiliary switches HP | - | 0 | 0
3VA1140-4EF36-0AC0 |  | 3VA1140-4EF36-0AC0 | 1 | UN | 1 | 10 | C | D | EAR99 | N | 85362010 | 1 | 4042949055716 | 0.96 | KG | 299.2 | 299.2 | LP17 | LP17 | circuit breaker 3VA1 IEC frame 160 breaking capacity class S Icu=36kA @ 415V 3-pole, line protection TM240, ATAM, In=40A overload protection Ir=28A...40A short-circuit protection Ii=5...10 x In clamp connection 2 auxiliary switches HQ | - | 0 | 0
3VA1140-4EF36-0AD0 |  | 3VA1140-4EF36-0AD0 | 1 | UN | 1 | 10 | C | D | EAR99 | N | 85362010 | 1 | 4042949057802 | 0.99 | KG | 321.3 | 321.3 | LP17 | LP17 | circuit breaker 3VA1 IEC frame 160 breaking capacity class S Icu=36kA @ 415V 3-pole, line protection TM240, ATAM, In=40A overload protection Ir=28A...40A short-circuit protection Ii=5...10 x In clamp connection 3 auxiliary switches HQ | - | 0 | 0
3VA1140-4EF36-0AE0 |  | 3VA1140-4EF36-0AE0 | 1 | UN | 1 | 10 | C | D | EAR99 | N | 85362010 | 1 | 4042949059899 | 1.02 | KG | 345.1 | 345.1 | LP17 | LP17 | circuit breaker 3VA1 IEC frame 160 breaking capacity class S Icu=36kA @ 415V 3-pole, line protection TM240, ATAM, In=40A overload protection Ir=28A...40A short-circuit protection Ii=5...10 x In clamp connection 4 auxiliary switches HQ | - | 0 | 0
3VA1140-4EF36-0AF0 |  | 3VA1140-4EF36-0AF0 | 1 | UN | 1 | 10 | C | D | EAR99 | N | 85362010 | 1 | 4042949061984 | 0.96 | KG | 299.2 | 299.2 | LP17 | LP17 | circuit breaker 3VA1 IEC frame 160 breaking capacity class S Icu=36kA @ 415V 3-pole, line protection TM240, ATAM, In=40A overload protection Ir=28A...40A short-circuit protection Ii=5...10 x In clamp connection 1 auxiliary switch HQ 1 trip alarm switch HQ | - | 0 | 0
3VA1140-4EF36-0AG0 |  | 3VA1140-4EF36-0AG0 | 1 | UN | 1 | 10 | C | D | EAR99 | N | 85362010 | 1 | 4042949064077 | 0.96 | KG | 321.3 | 321.3 | LP17 | LP17 | circuit breaker 3VA1 IEC frame 160 breaking capacity class S Icu=36kA @ 415V 3-pole, line protection TM240, ATAM, In=40A overload protection Ir=28A...40A short-circuit protection Ii=5...10 x In clamp connection 1 auxiliary switch HP 1 trip alarm switch HP | - | 0 | 0
3VA1140-4EF36-0AH0 |  | 3VA1140-4EF36-0AH0 | 1 | UN | 1 | 10 | C | D | EAR99 | N | 85362010 | 1 | 4042949066163 | 0.99 | KG | 321.3 | 321.3 | LP17 | LP17 | circuit breaker 3VA1 IEC frame 160 breaking capacity class S Icu=36kA @ 415V 3-pole, line protection TM240, ATAM, In=40A overload protection Ir=28A...40A short-circuit protection Ii=5...10 x In clamp connection 2 auxiliary switches HQ 1 trip alarm switch HQ | - | 0 | 0
3VA1140-4EF36-0BA0 |  | 3VA1140-4EF36-0BA0 | 1 | UN | 1 | 10 | C | D | EAR99 | N | 85362010 | 1 | 4042949041085 | 0.9 | KG | 360.4 | 360.4 | LP17 | LP17 | circuit breaker 3VA1 IEC frame 160 breaking capacity class S Icu=36kA @ 415V 3-pole, line protection TM240, ATAM, In=40A overload protection Ir=28A...40A short-circuit protection Ii=5...10 x In clamp connection undervoltage release (UVR) 24V DC | - | 0 | 0
3VA1140-4EF36-0BC0 |  | 3VA1140-4EF36-0BC0 | 1 | UN | 1 | 10 | C | D | EAR99 | N | 85362010 | 1 | 4042949068617 | 1.05 | KG | 408 | 408 | LP17 | LP17 | circuit breaker 3VA1 IEC frame 160 breaking capacity class S Icu=36kA @ 415V 3-pole, line protection TM240, ATAM, In=40A overload protection Ir=28A...40A short-circuit protection Ii=5...10 x In clamp connection undervoltage release (UVR) 24V DC 2 auxiliary switches HQ | - | 0 | 0
3VA1140-4EF36-0BH0 |  | 3VA1140-4EF36-0BH0 | 1 | UN | 1 | 10 | C | D | EAR99 | N | 85362010 | 1 | 4042949081159 | 1.05 | KG | 430.95 | 430.95 | LP17 | LP17 | circuit breaker 3VA1 IEC frame 160 breaking capacity class S Icu=36kA @ 415V 3-pole, line protection TM240, ATAM, In=40A overload protection Ir=28A...40A short-circuit protection Ii=5...10 x In clamp connection undervoltage release (UVR) 24V DC 2 auxiliary switches HQ 1 trip alarm switch HQ | - | 0 | 0
3VA1140-4EF36-0CA0 |  | 3VA1140-4EF36-0CA0 | 1 | UN | 1 | 10 | C | D | EAR99 | N | 85362010 | 1 | 4042949043171 | 0.9 | KG | 360.4 | 360.4 | LP17 | LP17 | circuit breaker 3VA1 IEC frame 160 breaking capacity class S Icu=36kA @ 415V 3-pole, line protection TM240, ATAM, In=40A overload protection Ir=28A...40A short-circuit protection Ii=5...10 x In clamp connection undervoltage release (UVR) 120-127V AC 50/60Hz | - | 0 | 0
3VA1140-4EF36-0CC0 |  | 3VA1140-4EF36-0CC0 | 1 | UN | 1 | 10 | C | D | EAR99 | N | 85362010 | 1 | 4042949070702 | 1.05 | KG | 408 | 408 | LP17 | LP17 | circuit breaker 3VA1 IEC frame 160 breaking capacity class S Icu=36kA @ 415V 3-pole, line protection TM240, ATAM, In=40A overload protection Ir=28A...40A short-circuit protection Ii=5...10 x In clamp connection undervoltage release (UVR) 120-127V AC 50/60Hz 2 auxiliary switches HQ | - | 0 | 0
3VA1140-4EF36-0CH0 |  | 3VA1140-4EF36-0CH0 | 1 | UN | 1 | 10 | C | D | EAR99 | N | 85362010 | 1 | 4042949083245 | 1.08 | KG | 430.95 | 430.95 | LP17 | LP17 | circuit breaker 3VA1 IEC frame 160 breaking capacity class S Icu=36kA @ 415V 3-pole, line protection TM240, ATAM, In=40A overload protection Ir=28A...40A short-circuit protection Ii=5...10 x In clamp connection undervoltage release (UVR) 120-127V AC 50/60Hz 2 auxiliary switches HQ 1 trip alarm switch HQ | - | 0 | 0
3VA1140-4EF36-0DA0 |  | 3VA1140-4EF36-0DA0 | 1 | UN | 1 | 10 | C | D | EAR99 | N | 85362010 | 1 | 4042949045267 | 0.9 | KG | 360.4 | 360.4 | LP17 | LP17 | circuit breaker 3VA1 IEC frame 160 breaking capacity class S Icu=36kA @ 415V 3-pole, line protection TM240, ATAM, In=40A overload protection Ir=28A...40A short-circuit protection Ii=5...10 x In clamp connection undervoltage release (UVR) 208-230V AC 50/60Hz | - | 0 | 0
3VA1140-4EF36-0DC0 |  | 3VA1140-4EF36-0DC0 | 1 | UN | 1 | 10 | C | D | EAR99 | N | 85362010 | 1 | 4042949072799 | 1.05 | KG | 408 | 408 | LP17 | LP17 | circuit breaker 3VA1 IEC frame 160 breaking capacity class S Icu=36kA @ 415V 3-pole, line protection TM240, ATAM, In=40A overload protection Ir=28A...40A short-circuit protection Ii=5...10 x In clamp connection undervoltage release (UVR) 208-230V AC 50/60Hz 2 auxiliary switches HQ | - | 0 | 0
3VA1140-4EF36-0DH0 |  | 3VA1140-4EF36-0DH0 | 1 | UN | 1 | 10 | C | D | EAR99 | N | 85362010 | 1 | 4042949085331 | 1.08 | KG | 430.95 | 430.95 | LP17 | LP17 | circuit breaker 3VA1 IEC frame 160 breaking capacity class S Icu=36kA @ 415V 3-pole, line protection TM240, ATAM, In=40A overload protection Ir=28A...40A short-circuit protection Ii=5...10 x In clamp connection undervoltage release (UVR) 208-230V AC 50/60Hz 2 auxiliary switches HQ 1 trip alarm switch HQ | - | 0 | 0
3VA1140-4EF36-0HA0 |  | 3VA1140-4EF36-0HA0 | 1 | UN | 1 | 10 | C | D | EAR99 | N | 85362010 | 1 | 4042949047353 | 0.9 | KG | 336.6 | 336.6 | LP17 | LP17 | circuit breaker 3VA1 IEC frame 160 breaking capacity class S Icu=36kA @ 415V 3-pole, line protection TM240, ATAM, In=40A overload protection Ir=28A...40A short-circuit protection Ii=5...10 x In clamp connection shunt trip (STL) 12-30V DC, 24V AC 50/60Hz | - | 0 | 0
3VA1140-4EF36-0HC0 |  | 3VA1140-4EF36-0HC0 | 1 | UN | 1 | 10 | C | D | EAR99 | N | 85362010 | 1 | 4042949074885 | 1.05 | KG | 382.5 | 382.5 | LP17 | LP17 | circuit breaker 3VA1 IEC frame 160 breaking capacity class S Icu=36kA @ 415V 3-pole, line protection TM240, ATAM, In=40A overload protection Ir=28A...40A short-circuit protection Ii=5...10 x In clamp connection shunt trip (STL) 12-30V DC, 24V AC 50/60Hz 2 auxiliary switches HQ | - | 0 | 0
3VA1140-4EF36-0HH0 |  | 3VA1140-4EF36-0HH0 | 1 | UN | 1 | 10 | C | D | EAR99 | N | 85362010 | 1 | 4042949087427 | 1.08 | KG | 406.3 | 406.3 | LP17 | LP17 | circuit breaker 3VA1 IEC frame 160 breaking capacity class S Icu=36kA @ 415V 3-pole, line protection TM240, ATAM, In=40A overload protection Ir=28A...40A short-circuit protection Ii=5...10 x In clamp connection shunt trip (STL) 12-30V DC, 24V AC 50/60Hz 2 auxiliary switches HQ 1 trip alarm switch HQ | - | 0 | 0
3VA1140-4EF36-0JA0 |  | 3VA1140-4EF36-0JA0 | 1 | UN | 1 | 10 | C | D | EAR99 | N | 85362010 | 1 | 4042949049449 | 0.9 | KG | 336.6 | 336.6 | LP17 | LP17 | circuit breaker 3VA1 IEC frame 160 breaking capacity class S Icu=36kA @ 415V 3-pole, line protection TM240, ATAM, In=40A overload protection Ir=28A...40A short-circuit protection Ii=5...10 x In clamp connection shunt trip (STL) 110-127V DC, AC 50/60Hz | - | 0 | 0
3VA1140-4EF36-0JC0 |  | 3VA1140-4EF36-0JC0 | 1 | UN | 1 | 10 | C | D | EAR99 | N | 85362010 | 1 | 4042949076971 | 1.05 | KG | 382.5 | 382.5 | LP17 | LP17 | circuit breaker 3VA1 IEC frame 160 breaking capacity class S Icu=36kA @ 415V 3-pole, line protection TM240, ATAM, In=40A overload protection Ir=28A...40A short-circuit protection Ii=5...10 x In clamp connection shunt trip (STL) 110-127V DC, AC 50/60Hz 2 auxiliary switches HQ | - | 0 | 0
3VA1140-4EF36-0JH0 |  | 3VA1140-4EF36-0JH0 | 1 | UN | 1 | 10 | C | D | EAR99 | N | 85362010 | 1 | 4042949089513 | 1.08 | KG | 406.3 | 406.3 | LP17 | LP17 | circuit breaker 3VA1 IEC frame 160 breaking capacity class S Icu=36kA @ 415V 3-pole, line protection TM240, ATAM, In=40A overload protection Ir=28A...40A short-circuit protection Ii=5...10 x In clamp connection shunt trip (STL) 110-127V DC, AC 50/60Hz 2 auxiliary switches HQ 1 trip alarm switch HQ | - | 0 | 0
3VA1140-4EF36-0KA0 |  | 3VA1140-4EF36-0KA0 | 1 | UN | 1 | 10 | C | D | EAR99 | N | 85362010 | 1 | 4042949051534 | 1.05 | KG | 336.6 | 336.6 | LP17 | LP17 | circuit breaker 3VA1 IEC frame 160 breaking capacity class S Icu=36kA @ 415V 3-pole, line protection TM240, ATAM, In=40A overload protection Ir=28A...40A short-circuit protection Ii=5...10 x In clamp connection shunt trip (STL) 220-250V DC, 208-277V AC | - | 0 | 0
3VA1140-4EF36-0KC0 |  | 3VA1140-4EF36-0KC0 | 1 | UN | 1 | 10 | C | D | EAR99 | N | 85362010 | 1 | 4042949079064 | 1.05 | KG | 382.5 | 382.5 | LP17 | LP17 | circuit breaker 3VA1 IEC frame 160 breaking capacity class S Icu=36kA @ 415V 3-pole, line protection TM240, ATAM, In=40A overload protection Ir=28A...40A short-circuit protection Ii=5...10 x In clamp connection shunt trip (STL) 220-250V DC, 208-277V AC 2 auxiliary switches HQ | - | 0 | 0
3VA1140-4EF36-0KH0 |  | 3VA1140-4EF36-0KH0 | 1 | UN | 1 | 10 | C | D | EAR99 | N | 85362010 | 1 | 4042949091608 | 1.08 | KG | 406.3 | 406.3 | LP17 | LP17 | circuit breaker 3VA1 IEC frame 160 breaking capacity class S Icu=36kA @ 415V 3-pole, line protection TM240, ATAM, In=40A overload protection Ir=28A...40A short-circuit protection Ii=5...10 x In clamp connection shunt trip (STL) 220-250V DC, 208-277V AC 2 auxiliary switches HQ 1 trip alarm switch HQ | - | 0 | 0
3VA1140-4EF42-0AA0 |  | 3VA1140-4EF42-0AA0 | 1 | UN | 1 | 5 | B | D | EAR99 | N | 85362010 | 1 | 4042948809112 | 1.184 | KG | 288.6 | 280.4 | LP17 | LP17 | circuit breaker 3VA1 IEC frame 160 breaking capacity class S Icu=36kA @ 415V 4-pole, line protection TM240, ATAM, In=40A overload protection Ir=28A...40A short-circuit protection Ii=5...10 x In N conductor unprotected nut keeper kit | Lista Papel 2020 SI | 0 | 0
3VA1140-4EF46-0AA0 |  | 3VA1140-4EF46-0AA0 | 1 | UN | 1 | 5 | B | D | EAR99 | N | 85362010 | 1 | 4042948820896 | 1.283 | KG | 317.3 | 308.3 | LP17 | LP17 | circuit breaker 3VA1 IEC frame 160 breaking capacity class S Icu=36kA @ 415V 4-pole, line protection TM240, ATAM, In=40A overload protection Ir=28A...40A short-circuit protection Ii=5...10 x In N conductor unprotected clamp connection | Lista Papel 2020 SI | 0 | 0
3VA1140-4GD42-0AA0 |  | 3VA1140-4GD42-0AA0 | 1 | UN | 1 | 5 | B | D | EAR99 | N | 85362010 | 1 | 4042948832059 | 1.21 | KG | 267.3 | 259.9 | LP17 | LP17 | circuit breaker 3VA1 IEC frame 160 breaking capacity class S Icu=36kA @ 415V 4-pole, line protection TM210, FTFM, In=40A overload protection Ir=40A fixed short-circuit protection Ii=10 x In N conductor protection 100% nut keeper kit | Lista Papel 2020 SI | 0 | 0
3VA1140-4GD46-0AA0 |  | 3VA1140-4GD46-0AA0 | 1 | UN | 1 | 5 | B | D | EAR99 | N | 85362010 | 1 | 4042948825020 | 1.17 | KG | 296 | 287.8 | LP17 | LP17 | circuit breaker 3VA1 IEC frame 160 breaking capacity class S Icu=36kA @ 415V 4-pole, line protection TM210, FTFM, In=40A overload protection Ir=40A fixed short-circuit protection Ii=10 x In N conductor protection 100% clamp connection | Lista Papel 2020 SI | 0 | 0
3VA1140-4GE42-0AA0 |  | 3VA1140-4GE42-0AA0 | 1 | UN | 1 | 5 | B | D | EAR99 | N | 85362010 | 1 | 4042948832042 | 1.212 | KG | 273.1 | 265.7 | LP17 | LP17 | circuit breaker 3VA1 IEC frame 160 breaking capacity class S Icu=36kA @ 415V 4-pole, line protection TM220, ATFM, In=40A overload protection Ir=28A...40A short-circuit protection Ii=10 x In N conductor protection 100% nut keeper kit | Lista Papel 2020 SI | 0 | 0
3VA1140-4GE46-0AA0 |  | 3VA1140-4GE46-0AA0 | 1 | UN | 1 | 5 | B | D | EAR99 | N | 85362010 | 1 | 4042948825037 | 1.17 | KG | 301.8 | 293.6 | LP17 | LP17 | circuit breaker 3VA1 IEC frame 160 breaking capacity class S Icu=36kA @ 415V 4-pole, line protection TM220, ATFM, In=40A overload protection Ir=28A...40A short-circuit protection Ii=10 x In N conductor protection 100% clamp connection | Lista Papel 2020 SI | 0 | 0
3VA1140-4GF42-0AA0 |  | 3VA1140-4GF42-0AA0 | 1 | UN | 1 | 5 | B | D | EAR99 | N | 85362010 | 1 | 4042948832035 | 1.216 | KG | 288.6 | 280.4 | LP17 | LP17 | circuit breaker 3VA1 IEC frame 160 breaking capacity class S Icu=36kA @ 415V 4-pole, line protection TM240, ATAM, In=40A overload protection Ir=28A...40A short-circuit protection Ii=5...10 x In N conductor protection 100% nut keeper kit | Lista Papel 2020 SI | 0 | 0
3VA1140-4GF46-0AA0 |  | 3VA1140-4GF46-0AA0 | 1 | UN | 1 | 5 | B | D | EAR99 | N | 85362010 | 1 | 4042948824412 | 1.308 | KG | 317.3 | 308.3 | LP17 | LP17 | circuit breaker 3VA1 IEC frame 160 breaking capacity class S Icu=36kA @ 415V 4-pole, line protection TM240, ATAM, In=40A overload protection Ir=28A...40A short-circuit protection Ii=5...10 x In N conductor protection 100% clamp connection | Lista Papel 2020 SI | 0 | 0
3VA1140-4GF46-0AF0 |  | 3VA1140-4GF46-0AF0 | 1 | UN | 1 | 10 | C | D | EAR99 | N | 85362010 | 1 | 4042949329244 | 1.364 | KG | 375.7 | 375.7 | LP17 | LP17 | circuit breaker 3VA1 IEC frame 160 breaking capacity class S Icu=36kA @ 415V 4-pole, line protection TM240, ATAM, In=40A overload protection Ir=28A...40A short-circuit protection Ii=5...10 x In N conductor protection 100% clamp connection circuit breaker 3VA1 IEC frame 160 breaking capacity class S Icu=36kA @ 415V 4-pole, line protection TM240, ATAM, In=40A overload protection Ir=28A...40A short-circuit 1 AUXILIARY SWITCH CHANGEOVER H 1 TRIP ALARM SWITCH CHANGEOVER |  | 0 | 0
3VA1140-5ED12-0AA0 |  | 3VA1140-5ED12-0AA0 | 1 | UN | 1 | 5 | B | D | EAR99 | N | 85362010 | 1 | 4042948867808 | 382 | G | 117.3 | 117.3 | LP17 | LP17 | circuit breaker 3VA1 IEC frame 160 breaking capacity class M Icu=55kA @ 240V 1-pole, line protection TM210, FTFM, In=40A overload protection Ir=40A fixed short-circuit protection Ii=10 x In nut keeper kit | - | 0 | 0
3VA1140-5ED16-0AA0 |  | 3VA1140-5ED16-0AA0 | 1 | UN | 1 | 5 | B | D | EAR99 | N | 85362010 | 1 | 4042948867792 | 406 | G | 125.8 | 125.8 | LP17 | LP17 | circuit breaker 3VA1 IEC frame 160 breaking capacity class M Icu=55kA @ 240V 1-pole, line protection TM210, FTFM, In=40A overload protection Ir=40A fixed short-circuit protection Ii=10 x In clamp connection | - | 0 | 0
3VA1140-5ED22-0AA0 |  | 3VA1140-5ED22-0AA0 | 1 | UN | 1 | 5 | B | D | EAR99 | N | 85362010 | 1 | 4042948867785 | 0.669 | KG | 212.5 | 212.5 | LP17 | LP17 | circuit breaker 3VA1 IEC frame 160 breaking capacity class M Icu=55kA @ 415V 2-pole, line protection TM210, FTFM, In=40A overload protection Ir=40A fixed short-circuit protection Ii=10 x In nut keeper kit | - | 0 | 0
3VA1140-5ED26-0AA0 |  | 3VA1140-5ED26-0AA0 | 1 | UN | 1 | 5 | B | D | EAR99 | N | 85362010 | 1 | 4042948867778 | 0.669 | KG | 228.65 | 228.65 | LP17 | LP17 | circuit breaker 3VA1 IEC frame 160 breaking capacity class M Icu=55kA @ 415V 2-pole, line protection TM210, FTFM, In=40A overload protection Ir=40A fixed short-circuit protection Ii=10 x In clamp connection | - | 0 | 0
3VA1140-5ED32-0AA0 |  | 3VA1140-5ED32-0AA0 | 1 | UN | 1 | 5 | B | D | EAR99 | N | 85362010 | 1 | 4042948812440 | 955 | G | 227.1 | 220.6 | LP17 | LP17 | circuit breaker 3VA1 IEC frame 160 breaking capacity class M Icu=55kA @ 415V 3-pole, line protection TM210, FTFM, In=40A overload protection Ir=40A fixed short-circuit protection Ii=10 x In nut keeper kit | Lista Papel 2020 SI | 0 | 0
3VA1140-5ED36-0AA0 |  | 3VA1140-5ED36-0AA0 | 1 | UN | 1 | 5 | B | D | EAR99 | N | 85362010 | 1 | 4042948821527 | 1.018 | KG | 249.3 | 241.9 | LP17 | LP17 | circuit breaker 3VA1 IEC frame 160 breaking capacity class M Icu=55kA @ 415V 3-pole, line protection TM210, FTFM, In=40A overload protection Ir=40A fixed short-circuit protection Ii=10 x In clamp connection | Lista Papel 2020 SI | 0 | 0
3VA1140-5ED42-0AA0 |  | 3VA1140-5ED42-0AA0 | 1 | UN | 1 | 5 | B | D | EAR99 | N | 85362010 | 1 | 4042948813324 | 1.192 | KG | 294.4 | 286.2 | LP17 | LP17 | circuit breaker 3VA1 IEC frame 160 breaking capacity class M Icu=55kA @ 415V 4-pole, line protection TM210, FTFM, In=40A overload protection Ir=40A fixed short-circuit protection Ii=10 x In N conductor unprotected nut keeper kit | Lista Papel 2020 SI | 0 | 0
3VA1140-5ED46-0AA0 |  | 3VA1140-5ED46-0AA0 | 1 | UN | 1 | 5 | B | D | EAR99 | N | 85362010 | 1 | 4042948822401 | 1.272 | KG | 323.9 | 314.9 | LP17 | LP17 | circuit breaker 3VA1 IEC frame 160 breaking capacity class M Icu=55kA @ 415V 4-pole, line protection TM210, FTFM, In=40A overload protection Ir=40A fixed short-circuit protection Ii=10 x In N conductor unprotected clamp connection | Lista Papel 2020 SI | 0 | 0
3VA1140-5EE32-0AA0 |  | 3VA1140-5EE32-0AA0 | 1 | UN | 1 | 2 | A | D | EAR99 | N | 85362010 | 1 | 4042948812457 | 974 | G | 231.2 | 224.7 | LP17 | LP17 | circuit breaker 3VA1 IEC frame 160 breaking capacity class M Icu=55kA @ 415V 3-pole, line protection TM220, ATFM, In=40A overload protection Ir=28A...40A short-circuit protection Ii=10 x In nut keeper kit | Lista Papel 2020 SI | 0 | 0
3VA1140-5EE32-0BM0 |  | 3VA1140-5EE32-0BM0 | 1 | UN | 1 | 10 | C | D | EAR99 | N | 85362010 | 1 | 4042949323471 | 1.099 | KG | 454.75 | 454.75 | LP17 | LP17 | circuit breaker 3VA1 IEC frame 160 breaking capacity class M Icu=55kA @ 415V 3-pole, line protection TM220, ATFM, In=40A overload protection Ir=28A...40A short-circuit protection Ii=10 x In nut keeper kit undervoltage release (UVR) 24V DC 2 auxiliary switches HQ 1 short circuit alarm switch HQ | - | 0 | 0
3VA1140-5EE36-0AA0 |  | 3VA1140-5EE36-0AA0 | 1 | UN | 1 | 5 | B | D | EAR99 | N | 85362010 | 1 | 4042948821534 | 1.024 | KG | 253.4 | 246 | LP17 | LP17 | circuit breaker 3VA1 IEC frame 160 breaking capacity class M Icu=55kA @ 415V 3-pole, line protection TM220, ATFM, In=40A overload protection Ir=28A...40A short-circuit protection Ii=10 x In clamp connection | Lista Papel 2020 SI | 0 | 0
3VA1140-5EE36-0AB0 |  | 3VA1140-5EE36-0AB0 | 1 | UN | 1 | 10 | C | D | EAR99 | N | 85362010 | 1 | 4042949325444 | 1.09 | KG | 332.35 | 332.35 | LP17 | LP17 | circuit breaker 3VA1 IEC frame 160 breaking capacity class M Icu=55kA @ 415V 3-pole, line protection TM220, ATFM, In=40A overload protection Ir=28A...40A short-circuit protection Ii=10 x In clamp connection circuit breaker 3VA1 IEC frame 160 breaking capacity class M Icu=55kA @ 415V 2 auxiliary switches HP | - | 0 | 0
3VA1140-5EE36-0AC0 |  | 3VA1140-5EE36-0AC0 | 1 | UN | 1 | 10 | C | D | EAR99 | N | 85362010 | 1 | 4042949325451 | 1.07 | KG | 309.4 | 309.4 | LP17 | LP17 | circuit breaker 3VA1 IEC frame 160 breaking capacity class M Icu=55kA @ 415V 3-pole, line protection TM220, ATFM, In=40A overload protection Ir=28A...40A short-circuit protection Ii=10 x In clamp connection circuit breaker 3VA1 IEC frame 160 breaking capacity class M Icu=55kA @ 415V 2 auxiliary switches HQ | - | 0 | 0
3VA1140-5EE42-0AA0 |  | 3VA1140-5EE42-0AA0 | 1 | UN | 1 | 5 | B | D | EAR99 | N | 85362010 | 1 | 4042948813331 | 1.209 | KG | 300.9 | 292.7 | LP17 | LP17 | circuit breaker 3VA1 IEC frame 160 breaking capacity class M Icu=55kA @ 415V 4-pole, line protection TM220, ATFM, In=40A overload protection Ir=28A...40A short-circuit protection Ii=10 x In N conductor unprotected nut keeper kit | Lista Papel 2020 SI | 0 | 0
3VA1140-5EE46-0AA0 |  | 3VA1140-5EE46-0AA0 | 1 | UN | 1 | 5 | B | D | EAR99 | N | 85362010 | 1 | 4042948822418 | 1.27 | KG | 328.8 | 319.8 | LP17 | LP17 | circuit breaker 3VA1 IEC frame 160 breaking capacity class M Icu=55kA @ 415V 4-pole, line protection TM220, ATFM, In=40A overload protection Ir=28A...40A short-circuit protection Ii=10 x In N conductor unprotected clamp connection | Lista Papel 2020 SI | 0 | 0
3VA1140-5EF32-0AA0 |  | 3VA1140-5EF32-0AA0 | 1 | UN | 1 | 2 | A | D | EAR99 | N | 85362010 | 1 | 4042948808689 | 972 | G | 243.5 | 237 | LP17 | LP17 | circuit breaker 3VA1 IEC frame 160 breaking capacity class M Icu=55kA @ 415V 3-pole, line protection TM240, ATAM, In=40A overload protection Ir=28A...40A short-circuit protection Ii=5...10 x In nut keeper kit | Lista Papel 2020 SI | 0 | 0
3VA1140-5EF32-0AB0 |  | 3VA1140-5EF32-0AB0 | 1 | UN | 1 | 10 | C | D | EAR99 | N | 85362010 | 1 | 4042949053613 | 0.96 | KG | 322.15 | 322.15 | LP17 | LP17 | circuit breaker 3VA1 IEC frame 160 breaking capacity class M Icu=55kA @ 415V 3-pole, line protection TM240, ATAM, In=40A overload protection Ir=28A...40A short-circuit protection Ii=5...10 x In nut keeper kit 2 auxiliary switches HP | - | 0 | 0
3VA1140-5EF32-0AC0 |  | 3VA1140-5EF32-0AC0 | 1 | UN | 1 | 10 | C | D | EAR99 | N | 85362010 | 1 | 4042949055709 | 0.96 | KG | 300.05 | 300.05 | LP17 | LP17 | circuit breaker 3VA1 IEC frame 160 breaking capacity class M Icu=55kA @ 415V 3-pole, line protection TM240, ATAM, In=40A overload protection Ir=28A...40A short-circuit protection Ii=5...10 x In nut keeper kit 2 auxiliary switches HQ | - | 0 | 0
3VA1140-5EF32-0AD0 |  | 3VA1140-5EF32-0AD0 | 1 | UN | 1 | 10 | C | D | EAR99 | N | 85362010 | 1 | 4042949057796 | 0.99 | KG | 322.15 | 322.15 | LP17 | LP17 | circuit breaker 3VA1 IEC frame 160 breaking capacity class M Icu=55kA @ 415V 3-pole, line protection TM240, ATAM, In=40A overload protection Ir=28A...40A short-circuit protection Ii=5...10 x In nut keeper kit 3 auxiliary switches HQ | - | 0 | 0
3VA1140-5EF32-0AE0 |  | 3VA1140-5EF32-0AE0 | 1 | UN | 1 | 10 | C | D | EAR99 | N | 85362010 | 1 | 4042949059882 | 1.02 | KG | 345.95 | 345.95 | LP17 | LP17 | circuit breaker 3VA1 IEC frame 160 breaking capacity class M Icu=55kA @ 415V 3-pole, line protection TM240, ATAM, In=40A overload protection Ir=28A...40A short-circuit protection Ii=5...10 x In nut keeper kit 4 auxiliary switches HQ | - | 0 | 0
3VA1140-5EF32-0AF0 |  | 3VA1140-5EF32-0AF0 | 1 | UN | 1 | 10 | C | D | EAR99 | N | 85362010 | 1 | 4042949061977 | 0.96 | KG | 300.05 | 300.05 | LP17 | LP17 | circuit breaker 3VA1 IEC frame 160 breaking capacity class M Icu=55kA @ 415V 3-pole, line protection TM240, ATAM, In=40A overload protection Ir=28A...40A short-circuit protection Ii=5...10 x In nut keeper kit 1 auxiliary switch HQ 1 trip alarm switch HQ | - | 0 | 0
3VA1140-5EF32-0AG0 |  | 3VA1140-5EF32-0AG0 | 1 | UN | 1 | 10 | C | D | EAR99 | N | 85362010 | 1 | 4042949064060 | 0.96 | KG | 322.15 | 322.15 | LP17 | LP17 | circuit breaker 3VA1 IEC frame 160 breaking capacity class M Icu=55kA @ 415V 3-pole, line protection TM240, ATAM, In=40A overload protection Ir=28A...40A short-circuit protection Ii=5...10 x In nut keeper kit 1 auxiliary switch HP 1 trip alarm switch HP | - | 0 | 0
3VA1140-5EF32-0AH0 |  | 3VA1140-5EF32-0AH0 | 1 | UN | 1 | 10 | C | D | EAR99 | N | 85362010 | 1 | 4042949066156 | 0.99 | KG | 322.15 | 322.15 | LP17 | LP17 | circuit breaker 3VA1 IEC frame 160 breaking capacity class M Icu=55kA @ 415V 3-pole, line protection TM240, ATAM, In=40A overload protection Ir=28A...40A short-circuit protection Ii=5...10 x In nut keeper kit 2 auxiliary switches HQ 1 trip alarm switch HQ | - | 0 | 0
3VA1140-5EF32-0BA0 |  | 3VA1140-5EF32-0BA0 | 1 | UN | 1 | 10 | C | D | EAR99 | N | 85362010 | 1 | 4042949041078 | 0.9 | KG | 362.1 | 362.1 | LP17 | LP17 | circuit breaker 3VA1 IEC frame 160 breaking capacity class M Icu=55kA @ 415V 3-pole, line protection TM240, ATAM, In=40A overload protection Ir=28A...40A short-circuit protection Ii=5...10 x In nut keeper kit undervoltage release (UVR) 24V DC | - | 0 | 0
3VA1140-5EF32-0BC0 |  | 3VA1140-5EF32-0BC0 | 1 | UN | 1 | 10 | C | D | EAR99 | N | 85362010 | 1 | 4042949068600 | 1.05 | KG | 408.85 | 408.85 | LP17 | LP17 | circuit breaker 3VA1 IEC frame 160 breaking capacity class M Icu=55kA @ 415V 3-pole, line protection TM240, ATAM, In=40A overload protection Ir=28A...40A short-circuit protection Ii=5...10 x In nut keeper kit undervoltage release (UVR) 24V DC 2 auxiliary switches HQ | - | 0 | 0
3VA1140-5EF32-0BH0 |  | 3VA1140-5EF32-0BH0 | 1 | UN | 1 | 10 | C | D | EAR99 | N | 85362010 | 1 | 4042949081142 | 1.05 | KG | 431.8 | 431.8 | LP17 | LP17 | circuit breaker 3VA1 IEC frame 160 breaking capacity class M Icu=55kA @ 415V 3-pole, line protection TM240, ATAM, In=40A overload protection Ir=28A...40A short-circuit protection Ii=5...10 x In nut keeper kit undervoltage release (UVR) 24V DC 2 auxiliary switches HQ 1 trip alarm switch HQ | - | 0 | 0
3VA1140-5EF32-0CA0 |  | 3VA1140-5EF32-0CA0 | 1 | UN | 1 | 10 | C | D | EAR99 | N | 85362010 | 1 | 4042949043164 | 0.9 | KG | 362.1 | 362.1 | LP17 | LP17 | circuit breaker 3VA1 IEC frame 160 breaking capacity class M Icu=55kA @ 415V 3-pole, line protection TM240, ATAM, In=40A overload protection Ir=28A...40A short-circuit protection Ii=5...10 x In nut keeper kit undervoltage release (UVR) 120-127V AC 50/60Hz | - | 0 | 0
3VA1140-5EF32-0CC0 |  | 3VA1140-5EF32-0CC0 | 1 | UN | 1 | 10 | C | D | EAR99 | N | 85362010 | 1 | 4042949070696 | 1.05 | KG | 408.85 | 408.85 | LP17 | LP17 | circuit breaker 3VA1 IEC frame 160 breaking capacity class M Icu=55kA @ 415V 3-pole, line protection TM240, ATAM, In=40A overload protection Ir=28A...40A short-circuit protection Ii=5...10 x In nut keeper kit undervoltage release (UVR) 120-127V AC 50/60Hz 2 auxiliary switches HQ | - | 0 | 0
3VA1140-5EF32-0CH0 |  | 3VA1140-5EF32-0CH0 | 1 | UN | 1 | 10 | C | D | EAR99 | N | 85362010 | 1 | 4042949083238 | 1.08 | KG | 431.8 | 431.8 | LP17 | LP17 | circuit breaker 3VA1 IEC frame 160 breaking capacity class M Icu=55kA @ 415V 3-pole, line protection TM240, ATAM, In=40A overload protection Ir=28A...40A short-circuit protection Ii=5...10 x In nut keeper kit undervoltage release (UVR) 120-127V AC 50/60Hz 2 auxiliary switches HQ 1 trip alarm switch HQ | - | 0 | 0
3VA1140-5EF32-0DA0 |  | 3VA1140-5EF32-0DA0 | 1 | UN | 1 | 10 | C | D | EAR99 | N | 85362010 | 1 | 4042949045250 | 0.9 | KG | 362.1 | 362.1 | LP17 | LP17 | circuit breaker 3VA1 IEC frame 160 breaking capacity class M Icu=55kA @ 415V 3-pole, line protection TM240, ATAM, In=40A overload protection Ir=28A...40A short-circuit protection Ii=5...10 x In nut keeper kit undervoltage release (UVR) 208-230V AC 50/60Hz | - | 0 | 0
3VA1140-5EF32-0DC0 |  | 3VA1140-5EF32-0DC0 | 1 | UN | 1 | 10 | C | D | EAR99 | N | 85362010 | 1 | 4042949072782 | 1.05 | KG | 408.85 | 408.85 | LP17 | LP17 | circuit breaker 3VA1 IEC frame 160 breaking capacity class M Icu=55kA @ 415V 3-pole, line protection TM240, ATAM, In=40A overload protection Ir=28A...40A short-circuit protection Ii=5...10 x In nut keeper kit undervoltage release (UVR) 208-230V AC 50/60Hz 2 auxiliary switches HQ | - | 0 | 0
3VA1140-5EF32-0DH0 |  | 3VA1140-5EF32-0DH0 | 1 | UN | 1 | 10 | C | D | EAR99 | N | 85362010 | 1 | 4042949085324 | 1.08 | KG | 431.8 | 431.8 | LP17 | LP17 | circuit breaker 3VA1 IEC frame 160 breaking capacity class M Icu=55kA @ 415V 3-pole, line protection TM240, ATAM, In=40A overload protection Ir=28A...40A short-circuit protection Ii=5...10 x In nut keeper kit undervoltage release (UVR) 208-230V AC 50/60Hz 2 auxiliary switches HQ 1 trip alarm switch HQ | - | 0 | 0
3VA1140-5EF32-0HA0 |  | 3VA1140-5EF32-0HA0 | 1 | UN | 1 | 10 | C | D | EAR99 | N | 85362010 | 1 | 4042949047346 | 0.9 | KG | 337.45 | 337.45 | LP17 | LP17 | circuit breaker 3VA1 IEC frame 160 breaking capacity class M Icu=55kA @ 415V 3-pole, line protection TM240, ATAM, In=40A overload protection Ir=28A...40A short-circuit protection Ii=5...10 x In nut keeper kit shunt trip (STL) 12-30V DC, 24V AC 50/60Hz | - | 0 | 0
3VA1140-5EF32-0HC0 |  | 3VA1140-5EF32-0HC0 | 1 | UN | 1 | 10 | C | D | EAR99 | N | 85362010 | 1 | 4042949074878 | 1.05 | KG | 383.35 | 383.35 | LP17 | LP17 | circuit breaker 3VA1 IEC frame 160 breaking capacity class M Icu=55kA @ 415V 3-pole, line protection TM240, ATAM, In=40A overload protection Ir=28A...40A short-circuit protection Ii=5...10 x In nut keeper kit shunt trip (STL) 12-30V DC, 24V AC 50/60Hz 2 auxiliary switches HQ | - | 0 | 0
3VA1140-5EF32-0HH0 |  | 3VA1140-5EF32-0HH0 | 1 | UN | 1 | 10 | C | D | EAR99 | N | 85362010 | 1 | 4042949087410 | 1.08 | KG | 408 | 408 | LP17 | LP17 | circuit breaker 3VA1 IEC frame 160 breaking capacity class M Icu=55kA @ 415V 3-pole, line protection TM240, ATAM, In=40A overload protection Ir=28A...40A short-circuit protection Ii=5...10 x In nut keeper kit shunt trip (STL) 12-30V DC, 24V AC 50/60Hz 2 auxiliary switches HQ 1 trip alarm switch HQ | - | 0 | 0
3VA1140-5EF32-0JA0 |  | 3VA1140-5EF32-0JA0 | 1 | UN | 1 | 10 | C | D | EAR99 | N | 85362010 | 1 | 4042949049432 | 0.9 | KG | 337.45 | 337.45 | LP17 | LP17 | circuit breaker 3VA1 IEC frame 160 breaking capacity class M Icu=55kA @ 415V 3-pole, line protection TM240, ATAM, In=40A overload protection Ir=28A...40A short-circuit protection Ii=5...10 x In nut keeper kit shunt trip (STL) 110-127V DC, AC 50/60Hz | - | 0 | 0
3VA1140-5EF32-0JC0 |  | 3VA1140-5EF32-0JC0 | 1 | UN | 1 | 10 | C | D | EAR99 | N | 85362010 | 1 | 4042949076964 | 1.05 | KG | 383.35 | 383.35 | LP17 | LP17 | circuit breaker 3VA1 IEC frame 160 breaking capacity class M Icu=55kA @ 415V 3-pole, line protection TM240, ATAM, In=40A overload protection Ir=28A...40A short-circuit protection Ii=5...10 x In nut keeper kit shunt trip (STL) 110-127V DC, AC 50/60Hz 2 auxiliary switches HQ | - | 0 | 0
3VA1140-5EF32-0JH0 |  | 3VA1140-5EF32-0JH0 | 1 | UN | 1 | 10 | C | D | EAR99 | N | 85362010 | 1 | 4042949089506 | 1.08 | KG | 408 | 408 | LP17 | LP17 | circuit breaker 3VA1 IEC frame 160 breaking capacity class M Icu=55kA @ 415V 3-pole, line protection TM240, ATAM, In=40A overload protection Ir=28A...40A short-circuit protection Ii=5...10 x In nut keeper kit shunt trip (STL) 110-127V DC, AC 50/60Hz 2 auxiliary switches HQ 1 trip alarm switch HQ | - | 0 | 0
3VA1140-5EF32-0KA0 |  | 3VA1140-5EF32-0KA0 | 1 | UN | 1 | 10 | C | D | EAR99 | N | 85362010 | 1 | 4042949051527 | 1.05 | KG | 337.45 | 337.45 | LP17 | LP17 | circuit breaker 3VA1 IEC frame 160 breaking capacity class M Icu=55kA @ 415V 3-pole, line protection TM240, ATAM, In=40A overload protection Ir=28A...40A short-circuit protection Ii=5...10 x In nut keeper kit shunt trip (STL) 220-250V DC, 208-277V AC | - | 0 | 0
3VA1140-5EF32-0KC0 |  | 3VA1140-5EF32-0KC0 | 1 | UN | 1 | 10 | C | D | EAR99 | N | 85362010 | 1 | 4042949079057 | 1.05 | KG | 383.35 | 383.35 | LP17 | LP17 | circuit breaker 3VA1 IEC frame 160 breaking capacity class M Icu=55kA @ 415V 3-pole, line protection TM240, ATAM, In=40A overload protection Ir=28A...40A short-circuit protection Ii=5...10 x In nut keeper kit shunt trip (STL) 220-250V DC, 208-277V AC 2 auxiliary switches HQ | - | 0 | 0
3VA1140-5EF32-0KH0 |  | 3VA1140-5EF32-0KH0 | 1 | UN | 1 | 10 | C | D | EAR99 | N | 85362010 | 1 | 4042949091592 | 1.08 | KG | 408 | 408 | LP17 | LP17 | circuit breaker 3VA1 IEC frame 160 breaking capacity class M Icu=55kA @ 415V 3-pole, line protection TM240, ATAM, In=40A overload protection Ir=28A...40A short-circuit protection Ii=5...10 x In nut keeper kit shunt trip (STL) 220-250V DC, 208-277V AC 2 auxiliary switches HQ 1 trip alarm switch HQ | - | 0 | 0
3VA1140-5EF36-0AA0 |  | 3VA1140-5EF36-0AA0 | 1 | UN | 1 | 5 | B | D | EAR99 | N | 85362010 | 1 | 4042948820469 | 1.025 | KG | 264.9 | 257.5 | LP17 | LP17 | circuit breaker 3VA1 IEC frame 160 breaking capacity class M Icu=55kA @ 415V 3-pole, line protection TM240, ATAM, In=40A overload protection Ir=28A...40A short-circuit protection Ii=5...10 x In clamp connection | Lista Papel 2020 SI | 0 | 0
3VA1140-5EF36-0AB0 |  | 3VA1140-5EF36-0AB0 | 1 | UN | 1 | 10 | C | D | EAR99 | N | 85362010 | 1 | 4042949053606 | 0.96 | KG | 344.25 | 344.25 | LP17 | LP17 | circuit breaker 3VA1 IEC frame 160 breaking capacity class M Icu=55kA @ 415V 3-pole, line protection TM240, ATAM, In=40A overload protection Ir=28A...40A short-circuit protection Ii=5...10 x In clamp connection 2 auxiliary switches HP | - | 0 | 0
3VA1140-5EF36-0AC0 |  | 3VA1140-5EF36-0AC0 | 1 | UN | 1 | 10 | C | D | EAR99 | N | 85362010 | 1 | 4042949055693 | 0.96 | KG | 320.45 | 320.45 | LP17 | LP17 | circuit breaker 3VA1 IEC frame 160 breaking capacity class M Icu=55kA @ 415V 3-pole, line protection TM240, ATAM, In=40A overload protection Ir=28A...40A short-circuit protection Ii=5...10 x In clamp connection 2 auxiliary switches HQ | - | 0 | 0
3VA1140-5EF36-0AD0 |  | 3VA1140-5EF36-0AD0 | 1 | UN | 1 | 10 | C | D | EAR99 | N | 85362010 | 1 | 4042949057789 | 0.99 | KG | 344.25 | 344.25 | LP17 | LP17 | circuit breaker 3VA1 IEC frame 160 breaking capacity class M Icu=55kA @ 415V 3-pole, line protection TM240, ATAM, In=40A overload protection Ir=28A...40A short-circuit protection Ii=5...10 x In clamp connection 3 auxiliary switches HQ | - | 0 | 0
3VA1140-5EF36-0AE0 |  | 3VA1140-5EF36-0AE0 | 1 | UN | 1 | 10 | C | D | EAR99 | N | 85362010 | 1 | 4042949059875 | 1.02 | KG | 368.9 | 368.9 | LP17 | LP17 | circuit breaker 3VA1 IEC frame 160 breaking capacity class M Icu=55kA @ 415V 3-pole, line protection TM240, ATAM, In=40A overload protection Ir=28A...40A short-circuit protection Ii=5...10 x In clamp connection 4 auxiliary switches HQ | - | 0 | 0
3VA1140-5EF36-0AF0 |  | 3VA1140-5EF36-0AF0 | 1 | UN | 1 | 10 | C | D | EAR99 | N | 85362010 | 1 | 4042949061960 | 0.96 | KG | 320.45 | 320.45 | LP17 | LP17 | circuit breaker 3VA1 IEC frame 160 breaking capacity class M Icu=55kA @ 415V 3-pole, line protection TM240, ATAM, In=40A overload protection Ir=28A...40A short-circuit protection Ii=5...10 x In clamp connection 1 auxiliary switch HQ 1 trip alarm switch HQ | - | 0 | 0
3VA1140-5EF36-0AG0 |  | 3VA1140-5EF36-0AG0 | 1 | UN | 1 | 10 | C | D | EAR99 | N | 85362010 | 1 | 4042949064053 | 0.96 | KG | 344.25 | 344.25 | LP17 | LP17 | circuit breaker 3VA1 IEC frame 160 breaking capacity class M Icu=55kA @ 415V 3-pole, line protection TM240, ATAM, In=40A overload protection Ir=28A...40A short-circuit protection Ii=5...10 x In clamp connection 1 auxiliary switch HP 1 trip alarm switch HP | - | 0 | 0
3VA1140-5EF36-0AH0 |  | 3VA1140-5EF36-0AH0 | 1 | UN | 1 | 10 | C | D | EAR99 | N | 85362010 | 1 | 4042949066149 | 0.99 | KG | 344.25 | 344.25 | LP17 | LP17 | circuit breaker 3VA1 IEC frame 160 breaking capacity class M Icu=55kA @ 415V 3-pole, line protection TM240, ATAM, In=40A overload protection Ir=28A...40A short-circuit protection Ii=5...10 x In clamp connection 2 auxiliary switches HQ 1 trip alarm switch HQ | - | 0 | 0
3VA1140-5EF36-0BA0 |  | 3VA1140-5EF36-0BA0 | 1 | UN | 1 | 10 | C | D | EAR99 | N | 85362010 | 1 | 4042949041061 | 0.9 | KG | 383.35 | 383.35 | LP17 | LP17 | circuit breaker 3VA1 IEC frame 160 breaking capacity class M Icu=55kA @ 415V 3-pole, line protection TM240, ATAM, In=40A overload protection Ir=28A...40A short-circuit protection Ii=5...10 x In clamp connection undervoltage release (UVR) 24V DC | - | 0 | 0
3VA1140-5EF36-0BC0 |  | 3VA1140-5EF36-0BC0 | 1 | UN | 1 | 10 | C | D | EAR99 | N | 85362010 | 1 | 4042949068594 | 1.05 | KG | 430.1 | 430.1 | LP17 | LP17 | circuit breaker 3VA1 IEC frame 160 breaking capacity class M Icu=55kA @ 415V 3-pole, line protection TM240, ATAM, In=40A overload protection Ir=28A...40A short-circuit protection Ii=5...10 x In clamp connection undervoltage release (UVR) 24V DC 2 auxiliary switches HQ | - | 0 | 0
3VA1140-5EF36-0BH0 |  | 3VA1140-5EF36-0BH0 | 1 | UN | 1 | 10 | C | D | EAR99 | N | 85362010 | 1 | 4042949081135 | 1.05 | KG | 453.9 | 453.9 | LP17 | LP17 | circuit breaker 3VA1 IEC frame 160 breaking capacity class M Icu=55kA @ 415V 3-pole, line protection TM240, ATAM, In=40A overload protection Ir=28A...40A short-circuit protection Ii=5...10 x In clamp connection undervoltage release (UVR) 24V DC 2 auxiliary switches HQ 1 trip alarm switch HQ | - | 0 | 0
3VA1140-5EF36-0CA0 |  | 3VA1140-5EF36-0CA0 | 1 | UN | 1 | 10 | C | D | EAR99 | N | 85362010 | 1 | 4042949043157 | 0.9 | KG | 383.35 | 383.35 | LP17 | LP17 | circuit breaker 3VA1 IEC frame 160 breaking capacity class M Icu=55kA @ 415V 3-pole, line protection TM240, ATAM, In=40A overload protection Ir=28A...40A short-circuit protection Ii=5...10 x In clamp connection undervoltage release (UVR) 120-127V AC 50/60Hz | - | 0 | 0
3VA1140-5EF36-0CC0 |  | 3VA1140-5EF36-0CC0 | 1 | UN | 1 | 10 | C | D | EAR99 | N | 85362010 | 1 | 4042949070689 | 1.05 | KG | 430.1 | 430.1 | LP17 | LP17 | circuit breaker 3VA1 IEC frame 160 breaking capacity class M Icu=55kA @ 415V 3-pole, line protection TM240, ATAM, In=40A overload protection Ir=28A...40A short-circuit protection Ii=5...10 x In clamp connection undervoltage release (UVR) 120-127V AC 50/60Hz 2 auxiliary switches HQ | - | 0 | 0
3VA1140-5EF36-0CH0 |  | 3VA1140-5EF36-0CH0 | 1 | UN | 1 | 10 | C | D | EAR99 | N | 85362010 | 1 | 4042949083221 | 1.08 | KG | 453.9 | 453.9 | LP17 | LP17 | circuit breaker 3VA1 IEC frame 160 breaking capacity class M Icu=55kA @ 415V 3-pole, line protection TM240, ATAM, In=40A overload protection Ir=28A...40A short-circuit protection Ii=5...10 x In clamp connection undervoltage release (UVR) 120-127V AC 50/60Hz 2 auxiliary switches HQ 1 trip alarm switch HQ | - | 0 | 0
3VA1140-5EF36-0DA0 |  | 3VA1140-5EF36-0DA0 | 1 | UN | 1 | 10 | C | D | EAR99 | N | 85362010 | 1 | 4042949045243 | 0.9 | KG | 383.35 | 383.35 | LP17 | LP17 | circuit breaker 3VA1 IEC frame 160 breaking capacity class M Icu=55kA @ 415V 3-pole, line protection TM240, ATAM, In=40A overload protection Ir=28A...40A short-circuit protection Ii=5...10 x In clamp connection undervoltage release (UVR) 208-230V AC 50/60Hz | - | 0 | 0
3VA1140-5EF36-0DC0 |  | 3VA1140-5EF36-0DC0 | 1 | UN | 1 | 10 | C | D | EAR99 | N | 85362010 | 1 | 4042949072775 | 1.05 | KG | 430.1 | 430.1 | LP17 | LP17 | circuit breaker 3VA1 IEC frame 160 breaking capacity class M Icu=55kA @ 415V 3-pole, line protection TM240, ATAM, In=40A overload protection Ir=28A...40A short-circuit protection Ii=5...10 x In clamp connection undervoltage release (UVR) 208-230V AC 50/60Hz 2 auxiliary switches HQ | - | 0 | 0
3VA1140-5EF36-0DH0 |  | 3VA1140-5EF36-0DH0 | 1 | UN | 1 | 10 | C | D | EAR99 | N | 85362010 | 1 | 4042949085317 | 1.08 | KG | 453.9 | 453.9 | LP17 | LP17 | circuit breaker 3VA1 IEC frame 160 breaking capacity class M Icu=55kA @ 415V 3-pole, line protection TM240, ATAM, In=40A overload protection Ir=28A...40A short-circuit protection Ii=5...10 x In clamp connection undervoltage release (UVR) 208-230V AC 50/60Hz 2 auxiliary switches HQ 1 trip alarm switch HQ | - | 0 | 0
3VA1140-5EF36-0HA0 |  | 3VA1140-5EF36-0HA0 | 1 | UN | 1 | 10 | C | D | EAR99 | N | 85362010 | 1 | 4042949047339 | 0.9 | KG | 358.7 | 358.7 | LP17 | LP17 | circuit breaker 3VA1 IEC frame 160 breaking capacity class M Icu=55kA @ 415V 3-pole, line protection TM240, ATAM, In=40A overload protection Ir=28A...40A short-circuit protection Ii=5...10 x In clamp connection shunt trip (STL) 12-30V DC, 24V AC 50/60Hz | - | 0 | 0
3VA1140-5EF36-0HC0 |  | 3VA1140-5EF36-0HC0 | 1 | UN | 1 | 10 | C | D | EAR99 | N | 85362010 | 1 | 4042949074861 | 1.05 | KG | 405.45 | 405.45 | LP17 | LP17 | circuit breaker 3VA1 IEC frame 160 breaking capacity class M Icu=55kA @ 415V 3-pole, line protection TM240, ATAM, In=40A overload protection Ir=28A...40A short-circuit protection Ii=5...10 x In clamp connection shunt trip (STL) 12-30V DC, 24V AC 50/60Hz 2 auxiliary switches HQ | - | 0 | 0
3VA1140-5EF36-0HH0 |  | 3VA1140-5EF36-0HH0 | 1 | UN | 1 | 10 | C | D | EAR99 | N | 85362010 | 1 | 4042949087403 | 1.08 | KG | 429.25 | 429.25 | LP17 | LP17 | circuit breaker 3VA1 IEC frame 160 breaking capacity class M Icu=55kA @ 415V 3-pole, line protection TM240, ATAM, In=40A overload protection Ir=28A...40A short-circuit protection Ii=5...10 x In clamp connection shunt trip (STL) 12-30V DC, 24V AC 50/60Hz 2 auxiliary switches HQ 1 trip alarm switch HQ | - | 0 | 0
3VA1140-5EF36-0JA0 |  | 3VA1140-5EF36-0JA0 | 1 | UN | 1 | 10 | C | D | EAR99 | N | 85362010 | 1 | 4042949049425 | 0.9 | KG | 358.7 | 358.7 | LP17 | LP17 | circuit breaker 3VA1 IEC frame 160 breaking capacity class M Icu=55kA @ 415V 3-pole, line protection TM240, ATAM, In=40A overload protection Ir=28A...40A short-circuit protection Ii=5...10 x In clamp connection shunt trip (STL) 110-127V DC, AC 50/60Hz | - | 0 | 0
3VA1140-5EF36-0JC0 |  | 3VA1140-5EF36-0JC0 | 1 | UN | 1 | 10 | C | D | EAR99 | N | 85362010 | 1 | 4042949076957 | 1.05 | KG | 405.45 | 405.45 | LP17 | LP17 | circuit breaker 3VA1 IEC frame 160 breaking capacity class M Icu=55kA @ 415V 3-pole, line protection TM240, ATAM, In=40A overload protection Ir=28A...40A short-circuit protection Ii=5...10 x In clamp connection shunt trip (STL) 110-127V DC, AC 50/60Hz 2 auxiliary switches HQ | - | 0 | 0
3VA1140-5EF36-0JH0 |  | 3VA1140-5EF36-0JH0 | 1 | UN | 1 | 10 | C | D | EAR99 | N | 85362010 | 1 | 4042949089490 | 1.08 | KG | 429.25 | 429.25 | LP17 | LP17 | circuit breaker 3VA1 IEC frame 160 breaking capacity class M Icu=55kA @ 415V 3-pole, line protection TM240, ATAM, In=40A overload protection Ir=28A...40A short-circuit protection Ii=5...10 x In clamp connection shunt trip (STL) 110-127V DC, AC 50/60Hz 2 auxiliary switches HQ 1 trip alarm switch HQ | - | 0 | 0
3VA1140-5EF36-0KA0 |  | 3VA1140-5EF36-0KA0 | 1 | UN | 1 | 10 | C | D | EAR99 | N | 85362010 | 1 | 4042949051510 | 1.05 | KG | 358.7 | 358.7 | LP17 | LP17 | circuit breaker 3VA1 IEC frame 160 breaking capacity class M Icu=55kA @ 415V 3-pole, line protection TM240, ATAM, In=40A overload protection Ir=28A...40A short-circuit protection Ii=5...10 x In clamp connection shunt trip (STL) 220-250V DC, 208-277V AC | - | 0 | 0
3VA1140-5EF36-0KC0 |  | 3VA1140-5EF36-0KC0 | 1 | UN | 1 | 10 | C | D | EAR99 | N | 85362010 | 1 | 4042949079040 | 1.05 | KG | 405.45 | 405.45 | LP17 | LP17 | circuit breaker 3VA1 IEC frame 160 breaking capacity class M Icu=55kA @ 415V 3-pole, line protection TM240, ATAM, In=40A overload protection Ir=28A...40A short-circuit protection Ii=5...10 x In clamp connection shunt trip (STL) 220-250V DC, 208-277V AC 2 auxiliary switches HQ | - | 0 | 0
3VA1140-5EF36-0KH0 |  | 3VA1140-5EF36-0KH0 | 1 | UN | 1 | 10 | C | D | EAR99 | N | 85362010 | 1 | 4042949091585 | 1.08 | KG | 429.25 | 429.25 | LP17 | LP17 | circuit breaker 3VA1 IEC frame 160 breaking capacity class M Icu=55kA @ 415V 3-pole, line protection TM240, ATAM, In=40A overload protection Ir=28A...40A short-circuit protection Ii=5...10 x In clamp connection shunt trip (STL) 220-250V DC, 208-277V AC 2 auxiliary switches HQ 1 trip alarm switch HQ | - | 0 | 0
3VA1140-5EF42-0AA0 |  | 3VA1140-5EF42-0AA0 | 1 | UN | 1 | 5 | B | D | EAR99 | N | 85362010 | 1 | 4042948809129 | 1.183 | KG | 317.3 | 308.3 | LP17 | LP17 | circuit breaker 3VA1 IEC frame 160 breaking capacity class M Icu=55kA @ 415V 4-pole, line protection TM240, ATAM, In=40A overload protection Ir=28A...40A short-circuit protection Ii=5...10 x In N conductor unprotected nut keeper kit | Lista Papel 2020 SI | 0 | 0
3VA1140-5EF46-0AA0 |  | 3VA1140-5EF46-0AA0 | 1 | UN | 1 | 5 | B | D | EAR99 | N | 85362010 | 1 | 4042948820902 | 1.275 | KG | 345.2 | 335.4 | LP17 | LP17 | circuit breaker 3VA1 IEC frame 160 breaking capacity class M Icu=55kA @ 415V 4-pole, line protection TM240, ATAM, In=40A overload protection Ir=28A...40A short-circuit protection Ii=5...10 x In N conductor unprotected clamp connection | Lista Papel 2020 SI | 0 | 0
3VA1140-5GD42-0AA0 |  | 3VA1140-5GD42-0AA0 | 1 | UN | 1 | 5 | B | D | EAR99 | N | 85362010 | 1 | 4042948832028 | 1.2 | KG | 294.4 | 286.2 | LP17 | LP17 | circuit breaker 3VA1 IEC frame 160 breaking capacity class M Icu=55kA @ 415V 4-pole, line protection TM210, FTFM, In=40A overload protection Ir=40A fixed short-circuit protection Ii=10 x In N conductor protection 100% nut keeper kit | Lista Papel 2020 SI | 0 | 0
3VA1140-5GD42-0DA0 |  | 3VA1140-5GD42-0DA0 | 1 | UN | 1 | 10 | C | D | EAR99 | N | 85362010 | 1 | 4042949326472 | 1.284 | KG | 414.8 | 414.8 | LP17 | LP17 | circuit breaker 3VA1 IEC frame 160 breaking capacity class M Icu=55kA @ 415V 4-pole, line protection TM210, FTFM, In=40A overload protection Ir=40A fixed short-circuit protection Ii=10 x In N conductor protection 100% nut keeper kit circuit breaker 3VA1 IEC frame 160 undervoltage release 208-230V AC 50/60Hz | - | 0 | 0
3VA1140-5GD46-0AA0 |  | 3VA1140-5GD46-0AA0 | 1 | UN | 1 | 5 | B | D | EAR99 | N | 85362010 | 1 | 4042948825044 | 1.316 | KG | 323.9 | 314.9 | LP17 | LP17 | circuit breaker 3VA1 IEC frame 160 breaking capacity class M Icu=55kA @ 415V 4-pole, line protection TM210, FTFM, In=40A overload protection Ir=40A fixed short-circuit protection Ii=10 x In N conductor protection 100% clamp connection | Lista Papel 2020 SI | 0 | 0
3VA1140-5GE42-0AA0 |  | 3VA1140-5GE42-0AA0 | 1 | UN | 1 | 5 | B | D | EAR99 | N | 85362010 | 1 | 4042948832011 | 1.213 | KG | 300.9 | 292.7 | LP17 | LP17 | circuit breaker 3VA1 IEC frame 160 breaking capacity class M Icu=55kA @ 415V 4-pole, line protection TM220, ATFM, In=40A overload protection Ir=28A...40A short-circuit protection Ii=10 x In N conductor protection 100% nut keeper kit | Lista Papel 2020 SI | 0 | 0
3VA1140-5GE46-0AA0 |  | 3VA1140-5GE46-0AA0 | 1 | UN | 1 | 5 | B | D | EAR99 | N | 85362010 | 1 | 4042948825051 | 1.17 | KG | 328.8 | 319.8 | LP17 | LP17 | circuit breaker 3VA1 IEC frame 160 breaking capacity class M Icu=55kA @ 415V 4-pole, line protection TM220, ATFM, In=40A overload protection Ir=28A...40A short-circuit protection Ii=10 x In N conductor protection 100% clamp connection | Lista Papel 2020 SI | 0 | 0
3VA1140-5GF42-0AA0 |  | 3VA1140-5GF42-0AA0 | 1 | UN | 1 | 5 | B | D | EAR99 | N | 85362010 | 1 | 4042948832004 | 1.236 | KG | 317.3 | 308.3 | LP17 | LP17 | circuit breaker 3VA1 IEC frame 160 breaking capacity class M Icu=55kA @ 415V 4-pole, line protection TM240, ATAM, In=40A overload protection Ir=28A...40A short-circuit protection Ii=5...10 x In N conductor protection 100% nut keeper kit | Lista Papel 2020 SI | 0 | 0
3VA1140-5GF46-0AA0 |  | 3VA1140-5GF46-0AA0 | 1 | UN | 1 | 5 | B | D | EAR99 | N | 85362010 | 1 | 4042948824429 | 1.17 | KG | 345.2 | 335.4 | LP17 | LP17 | circuit breaker 3VA1 IEC frame 160 breaking capacity class M Icu=55kA @ 415V 4-pole, line protection TM240, ATAM, In=40A overload protection Ir=28A...40A short-circuit protection Ii=5...10 x In N conductor protection 100% clamp connection | Lista Papel 2020 SI | 0 | 0
3VA1140-5MH32-0AA0 |  | 3VA1140-5MH32-0AA0 | 1 | UN | 1 | 5 | B | D | EAR99 | N | 85362010 | 1 | 4042948828298 | 0.935 | KG | 243.5 | 237 | LP17 | LP17 | circuit breaker 3VA1 IEC frame 160 breaking capacity class M Icu=55kA @ 415V 3-pole, starter protection TM120M, AM, In=40A without overload protection short-circuit protection Ii=7...16 x In nut keeper kit | Lista Papel 2020 SI | 0 | 0
3VA1140-5MH36-0AA0 |  | 3VA1140-5MH36-0AA0 | 1 | UN | 1 | 5 | B | D | EAR99 | N | 85362010 | 1 | 4042948828281 | 999 | G | 264.9 | 257.5 | LP17 | LP17 | circuit breaker 3VA1 IEC frame 160 breaking capacity class M Icu=55kA @ 415V 3-pole, starter protection TM120M, AM, In=40A without overload protection short-circuit protection Ii=7...16 x In clamp connection | Lista Papel 2020 SI | 0 | 0
3VA1140-6ED32-0AA0 |  | 3VA1140-6ED32-0AA0 | 1 | UN | 1 | 5 | B | D | EAR99 | N | 85362010 | 1 | 4042948812464 | 972 | G | 248.5 | 241.1 | LP17 | LP17 | circuit breaker 3VA1 IEC frame 160 breaking capacity class H Icu=70kA @ 415V 3-pole, line protection TM210, FTFM, In=40A overload protection Ir=40A fixed short-circuit protection Ii=10 x In nut keeper kit | Lista Papel 2020 SI | 0 | 0
3VA1140-6ED36-0AA0 |  | 3VA1140-6ED36-0AA0 | 1 | UN | 1 | 5 | B | D | EAR99 | N | 85362010 | 1 | 4042948821541 | 1.017 | KG | 268.1 | 260.8 | LP17 | LP17 | circuit breaker 3VA1 IEC frame 160 breaking capacity class H Icu=70kA @ 415V 3-pole, line protection TM210, FTFM, In=40A overload protection Ir=40A fixed short-circuit protection Ii=10 x In clamp connection | Lista Papel 2020 SI | 0 | 0
3VA1140-6ED42-0AA0 |  | 3VA1140-6ED42-0AA0 | 1 | UN | 1 | 5 | B | D | EAR99 | N | 85362010 | 1 | 4042948813348 | 1.186 | KG | 321.4 | 312.4 | LP17 | LP17 | circuit breaker 3VA1 IEC frame 160 breaking capacity class H Icu=70kA @ 415V 4-pole, line protection TM210, FTFM, In=40A overload protection Ir=40A fixed short-circuit protection Ii=10 x In N conductor unprotected nut keeper kit | Lista Papel 2020 SI | 0 | 0
3VA1140-6ED46-0AA0 |  | 3VA1140-6ED46-0AA0 | 1 | UN | 1 | 5 | B | D | EAR99 | N | 85362010 | 1 | 4042948822425 | 1.269 | KG | 350.1 | 340.3 | LP17 | LP17 | circuit breaker 3VA1 IEC frame 160 breaking capacity class H Icu=70kA @ 415V 4-pole, line protection TM210, FTFM, In=40A overload protection Ir=40A fixed short-circuit protection Ii=10 x In N conductor unprotected clamp connection | Lista Papel 2020 SI | 0 | 0
3VA1140-6EE32-0AA0 |  | 3VA1140-6EE32-0AA0 | 1 | UN | 1 | 5 | B | D | EAR99 | N | 85362010 | 1 | 4042948812471 | 959 | G | 253.4 | 246 | LP17 | LP17 | circuit breaker 3VA1 IEC frame 160 breaking capacity class H Icu=70kA @ 415V 3-pole, line protection TM220, ATFM, In=40A overload protection Ir=28A...40A short-circuit protection Ii=10 x In nut keeper kit | Lista Papel 2020 SI | 0 | 0
3VA1140-6EE36-0AA0 |  | 3VA1140-6EE36-0AA0 | 1 | UN | 1 | 5 | B | D | EAR99 | N | 85362010 | 1 | 4042948821558 | 1.028 | KG | 273.1 | 265.7 | LP17 | LP17 | circuit breaker 3VA1 IEC frame 160 breaking capacity class H Icu=70kA @ 415V 3-pole, line protection TM220, ATFM, In=40A overload protection Ir=28A...40A short-circuit protection Ii=10 x In clamp connection | Lista Papel 2020 SI | 0 | 0
3VA1140-6EE42-0AA0 |  | 3VA1140-6EE42-0AA0 | 1 | UN | 1 | 5 | B | D | EAR99 | N | 85362010 | 1 | 4042948813355 | 1.2 | KG | 328.8 | 319.8 | LP17 | LP17 | circuit breaker 3VA1 IEC frame 160 breaking capacity class H Icu=70kA @ 415V 4-pole, line protection TM220, ATFM, In=40A overload protection Ir=28A...40A short-circuit protection Ii=10 x In N conductor unprotected nut keeper kit | Lista Papel 2020 SI | 0 | 0
3VA1140-6EE46-0AA0 |  | 3VA1140-6EE46-0AA0 | 1 | UN | 1 | 5 | B | D | EAR99 | N | 85362010 | 1 | 4042948822432 | 1.17 | KG | 356.7 | 346.9 | LP17 | LP17 | circuit breaker 3VA1 IEC frame 160 breaking capacity class H Icu=70kA @ 415V 4-pole, line protection TM220, ATFM, In=40A overload protection Ir=28A...40A short-circuit protection Ii=10 x In N conductor unprotected clamp connection | Lista Papel 2020 SI | 0 | 0
3VA1140-6EF32-0AA0 |  | 3VA1140-6EF32-0AA0 | 1 | UN | 1 | 5 | B | D | EAR99 | N | 85362010 | 1 | 4042948808696 | 972 | G | 265.7 | 258.3 | LP17 | LP17 | circuit breaker 3VA1 IEC frame 160 breaking capacity class H Icu=70kA @ 415V 3-pole, line protection TM240, ATAM, In=40A overload protection Ir=28A...40A short-circuit protection Ii=5...10 x In nut keeper kit | Lista Papel 2020 SI | 0 | 0
3VA1140-6EF32-0AB0 |  | 3VA1140-6EF32-0AB0 | 1 | UN | 1 | 10 | C | D | EAR99 | N | 85362010 | 1 | 4042949053590 | 0.96 | KG | 345.1 | 345.1 | LP17 | LP17 | circuit breaker 3VA1 IEC frame 160 breaking capacity class H Icu=70kA @ 415V 3-pole, line protection TM240, ATAM, In=40A overload protection Ir=28A...40A short-circuit protection Ii=5...10 x In nut keeper kit 2 auxiliary switches HP | - | 0 | 0
3VA1140-6EF32-0AC0 |  | 3VA1140-6EF32-0AC0 | 1 | UN | 1 | 10 | C | D | EAR99 | N | 85362010 | 1 | 4042949055686 | 0.96 | KG | 321.3 | 321.3 | LP17 | LP17 | circuit breaker 3VA1 IEC frame 160 breaking capacity class H Icu=70kA @ 415V 3-pole, line protection TM240, ATAM, In=40A overload protection Ir=28A...40A short-circuit protection Ii=5...10 x In nut keeper kit 2 auxiliary switches HQ | - | 0 | 0
3VA1140-6EF32-0AD0 |  | 3VA1140-6EF32-0AD0 | 1 | UN | 1 | 10 | C | D | EAR99 | N | 85362010 | 1 | 4042949057772 | 0.99 | KG | 345.1 | 345.1 | LP17 | LP17 | circuit breaker 3VA1 IEC frame 160 breaking capacity class H Icu=70kA @ 415V 3-pole, line protection TM240, ATAM, In=40A overload protection Ir=28A...40A short-circuit protection Ii=5...10 x In nut keeper kit 3 auxiliary switches HQ | - | 0 | 0
3VA1140-6EF32-0AE0 |  | 3VA1140-6EF32-0AE0 | 1 | UN | 1 | 10 | C | D | EAR99 | N | 85362010 | 1 | 4042949059868 | 1.02 | KG | 369.75 | 369.75 | LP17 | LP17 | circuit breaker 3VA1 IEC frame 160 breaking capacity class H Icu=70kA @ 415V 3-pole, line protection TM240, ATAM, In=40A overload protection Ir=28A...40A short-circuit protection Ii=5...10 x In nut keeper kit 4 auxiliary switches HQ | - | 0 | 0
3VA1140-6EF32-0AF0 |  | 3VA1140-6EF32-0AF0 | 1 | UN | 1 | 10 | C | D | EAR99 | N | 85362010 | 1 | 4042949061953 | 0.96 | KG | 321.3 | 321.3 | LP17 | LP17 | circuit breaker 3VA1 IEC frame 160 breaking capacity class H Icu=70kA @ 415V 3-pole, line protection TM240, ATAM, In=40A overload protection Ir=28A...40A short-circuit protection Ii=5...10 x In nut keeper kit 1 auxiliary switch HQ 1 trip alarm switch HQ | - | 0 | 0
3VA1140-6EF32-0AG0 |  | 3VA1140-6EF32-0AG0 | 1 | UN | 1 | 10 | C | D | EAR99 | N | 85362010 | 1 | 4042949064046 | 0.96 | KG | 345.1 | 345.1 | LP17 | LP17 | circuit breaker 3VA1 IEC frame 160 breaking capacity class H Icu=70kA @ 415V 3-pole, line protection TM240, ATAM, In=40A overload protection Ir=28A...40A short-circuit protection Ii=5...10 x In nut keeper kit 1 auxiliary switch HP 1 trip alarm switch HP | - | 0 | 0
3VA1140-6EF32-0AH0 |  | 3VA1140-6EF32-0AH0 | 1 | UN | 1 | 10 | C | D | EAR99 | N | 85362010 | 1 | 4042949066132 | 0.99 | KG | 345.1 | 345.1 | LP17 | LP17 | circuit breaker 3VA1 IEC frame 160 breaking capacity class H Icu=70kA @ 415V 3-pole, line protection TM240, ATAM, In=40A overload protection Ir=28A...40A short-circuit protection Ii=5...10 x In nut keeper kit 2 auxiliary switches HQ 1 trip alarm switch HQ | - | 0 | 0
3VA1140-6EF32-0BA0 |  | 3VA1140-6EF32-0BA0 | 1 | UN | 1 | 10 | C | D | EAR99 | N | 85362010 | 1 | 4042949041054 | 0.9 | KG | 384.2 | 384.2 | LP17 | LP17 | circuit breaker 3VA1 IEC frame 160 breaking capacity class H Icu=70kA @ 415V 3-pole, line protection TM240, ATAM, In=40A overload protection Ir=28A...40A short-circuit protection Ii=5...10 x In nut keeper kit undervoltage release (UVR) 24V DC | - | 0 | 0
3VA1140-6EF32-0BC0 |  | 3VA1140-6EF32-0BC0 | 1 | UN | 1 | 10 | C | D | EAR99 | N | 85362010 | 1 | 4042949068587 | 1.05 | KG | 430.95 | 430.95 | LP17 | LP17 | circuit breaker 3VA1 IEC frame 160 breaking capacity class H Icu=70kA @ 415V 3-pole, line protection TM240, ATAM, In=40A overload protection Ir=28A...40A short-circuit protection Ii=5...10 x In nut keeper kit undervoltage release (UVR) 24V DC 2 auxiliary switches HQ | - | 0 | 0
3VA1140-6EF32-0BH0 |  | 3VA1140-6EF32-0BH0 | 1 | UN | 1 | 10 | C | D | EAR99 | N | 85362010 | 1 | 4042949081128 | 1.05 | KG | 454.75 | 454.75 | LP17 | LP17 | circuit breaker 3VA1 IEC frame 160 breaking capacity class H Icu=70kA @ 415V 3-pole, line protection TM240, ATAM, In=40A overload protection Ir=28A...40A short-circuit protection Ii=5...10 x In nut keeper kit undervoltage release (UVR) 24V DC 2 auxiliary switches HQ 1 trip alarm switch HQ | - | 0 | 0
3VA1140-6EF32-0CA0 |  | 3VA1140-6EF32-0CA0 | 1 | UN | 1 | 10 | C | D | EAR99 | N | 85362010 | 1 | 4042949043140 | 0.9 | KG | 384.2 | 384.2 | LP17 | LP17 | circuit breaker 3VA1 IEC frame 160 breaking capacity class H Icu=70kA @ 415V 3-pole, line protection TM240, ATAM, In=40A overload protection Ir=28A...40A short-circuit protection Ii=5...10 x In nut keeper kit undervoltage release (UVR) 120-127V AC 50/60Hz | - | 0 | 0
3VA1140-6EF32-0CC0 |  | 3VA1140-6EF32-0CC0 | 1 | UN | 1 | 10 | C | D | EAR99 | N | 85362010 | 1 | 4042949070672 | 1.05 | KG | 430.95 | 430.95 | LP17 | LP17 | circuit breaker 3VA1 IEC frame 160 breaking capacity class H Icu=70kA @ 415V 3-pole, line protection TM240, ATAM, In=40A overload protection Ir=28A...40A short-circuit protection Ii=5...10 x In nut keeper kit undervoltage release (UVR) 120-127V AC 50/60Hz 2 auxiliary switches HQ | - | 0 | 0
3VA1140-6EF32-0CH0 |  | 3VA1140-6EF32-0CH0 | 1 | UN | 1 | 10 | C | D | EAR99 | N | 85362010 | 1 | 4042949083214 | 1.08 | KG | 454.75 | 454.75 | LP17 | LP17 | circuit breaker 3VA1 IEC frame 160 breaking capacity class H Icu=70kA @ 415V 3-pole, line protection TM240, ATAM, In=40A overload protection Ir=28A...40A short-circuit protection Ii=5...10 x In nut keeper kit undervoltage release (UVR) 120-127V AC 50/60Hz 2 auxiliary switches HQ 1 trip alarm switch HQ | - | 0 | 0
3VA1140-6EF32-0DA0 |  | 3VA1140-6EF32-0DA0 | 1 | UN | 1 | 10 | C | D | EAR99 | N | 85362010 | 1 | 4042949045236 | 0.9 | KG | 384.2 | 384.2 | LP17 | LP17 | circuit breaker 3VA1 IEC frame 160 breaking capacity class H Icu=70kA @ 415V 3-pole, line protection TM240, ATAM, In=40A overload protection Ir=28A...40A short-circuit protection Ii=5...10 x In nut keeper kit undervoltage release (UVR) 208-230V AC 50/60Hz | - | 0 | 0
3VA1140-6EF32-0DC0 |  | 3VA1140-6EF32-0DC0 | 1 | UN | 1 | 10 | C | D | EAR99 | N | 85362010 | 1 | 4042949072768 | 1.05 | KG | 430.95 | 430.95 | LP17 | LP17 | circuit breaker 3VA1 IEC frame 160 breaking capacity class H Icu=70kA @ 415V 3-pole, line protection TM240, ATAM, In=40A overload protection Ir=28A...40A short-circuit protection Ii=5...10 x In nut keeper kit undervoltage release (UVR) 208-230V AC 50/60Hz 2 auxiliary switches HQ | - | 0 | 0
3VA1140-6EF32-0DH0 |  | 3VA1140-6EF32-0DH0 | 1 | UN | 1 | 10 | C | D | EAR99 | N | 85362010 | 1 | 4042949085300 | 1.08 | KG | 454.75 | 454.75 | LP17 | LP17 | circuit breaker 3VA1 IEC frame 160 breaking capacity class H Icu=70kA @ 415V 3-pole, line protection TM240, ATAM, In=40A overload protection Ir=28A...40A short-circuit protection Ii=5...10 x In nut keeper kit undervoltage release (UVR) 208-230V AC 50/60Hz 2 auxiliary switches HQ 1 trip alarm switch HQ | - | 0 | 0
3VA1140-6EF32-0HA0 |  | 3VA1140-6EF32-0HA0 | 1 | UN | 1 | 10 | C | D | EAR99 | N | 85362010 | 1 | 4042949047322 | 0.9 | KG | 359.55 | 359.55 | LP17 | LP17 | circuit breaker 3VA1 IEC frame 160 breaking capacity class H Icu=70kA @ 415V 3-pole, line protection TM240, ATAM, In=40A overload protection Ir=28A...40A short-circuit protection Ii=5...10 x In nut keeper kit shunt trip (STL) 12-30V DC, 24V AC 50/60Hz | - | 0 | 0
3VA1140-6EF32-0HC0 |  | 3VA1140-6EF32-0HC0 | 1 | UN | 1 | 10 | C | D | EAR99 | N | 85362010 | 1 | 4042949074854 | 1.05 | KG | 406.3 | 406.3 | LP17 | LP17 | circuit breaker 3VA1 IEC frame 160 breaking capacity class H Icu=70kA @ 415V 3-pole, line protection TM240, ATAM, In=40A overload protection Ir=28A...40A short-circuit protection Ii=5...10 x In nut keeper kit shunt trip (STL) 12-30V DC, 24V AC 50/60Hz 2 auxiliary switches HQ | - | 0 | 0
3VA1140-6EF32-0HH0 |  | 3VA1140-6EF32-0HH0 | 1 | UN | 1 | 10 | C | D | EAR99 | N | 85362010 | 1 | 4042949087397 | 1.08 | KG | 430.1 | 430.1 | LP17 | LP17 | circuit breaker 3VA1 IEC frame 160 breaking capacity class H Icu=70kA @ 415V 3-pole, line protection TM240, ATAM, In=40A overload protection Ir=28A...40A short-circuit protection Ii=5...10 x In nut keeper kit shunt trip (STL) 12-30V DC, 24V AC 50/60Hz 2 auxiliary switches HQ 1 trip alarm switch HQ | - | 0 | 0
3VA1140-6EF32-0JA0 |  | 3VA1140-6EF32-0JA0 | 1 | UN | 1 | 10 | C | D | EAR99 | N | 85362010 | 1 | 4042949049418 | 0.9 | KG | 359.55 | 359.55 | LP17 | LP17 | circuit breaker 3VA1 IEC frame 160 breaking capacity class H Icu=70kA @ 415V 3-pole, line protection TM240, ATAM, In=40A overload protection Ir=28A...40A short-circuit protection Ii=5...10 x In nut keeper kit shunt trip (STL) 110-127V DC, AC 50/60Hz | - | 0 | 0
3VA1140-6EF32-0JC0 |  | 3VA1140-6EF32-0JC0 | 1 | UN | 1 | 10 | C | D | EAR99 | N | 85362010 | 1 | 4042949076940 | 1.05 | KG | 406.3 | 406.3 | LP17 | LP17 | circuit breaker 3VA1 IEC frame 160 breaking capacity class H Icu=70kA @ 415V 3-pole, line protection TM240, ATAM, In=40A overload protection Ir=28A...40A short-circuit protection Ii=5...10 x In nut keeper kit shunt trip (STL) 110-127V DC, AC 50/60Hz 2 auxiliary switches HQ | - | 0 | 0
3VA1140-6EF32-0JH0 |  | 3VA1140-6EF32-0JH0 | 1 | UN | 1 | 10 | C | D | EAR99 | N | 85362010 | 1 | 4042949089483 | 1.08 | KG | 430.1 | 430.1 | LP17 | LP17 | circuit breaker 3VA1 IEC frame 160 breaking capacity class H Icu=70kA @ 415V 3-pole, line protection TM240, ATAM, In=40A overload protection Ir=28A...40A short-circuit protection Ii=5...10 x In nut keeper kit shunt trip (STL) 110-127V DC, AC 50/60Hz 2 auxiliary switches HQ 1 trip alarm switch HQ | - | 0 | 0
3VA1140-6EF32-0KA0 |  | 3VA1140-6EF32-0KA0 | 1 | UN | 1 | 10 | C | D | EAR99 | N | 85362010 | 1 | 4042949051503 | 1.05 | KG | 359.55 | 359.55 | LP17 | LP17 | circuit breaker 3VA1 IEC frame 160 breaking capacity class H Icu=70kA @ 415V 3-pole, line protection TM240, ATAM, In=40A overload protection Ir=28A...40A short-circuit protection Ii=5...10 x In nut keeper kit shunt trip (STL) 220-250V DC, 208-277V AC | - | 0 | 0
3VA1140-6EF32-0KC0 |  | 3VA1140-6EF32-0KC0 | 1 | UN | 1 | 10 | C | D | EAR99 | N | 85362010 | 1 | 4042949079033 | 1.05 | KG | 406.3 | 406.3 | LP17 | LP17 | circuit breaker 3VA1 IEC frame 160 breaking capacity class H Icu=70kA @ 415V 3-pole, line protection TM240, ATAM, In=40A overload protection Ir=28A...40A short-circuit protection Ii=5...10 x In nut keeper kit shunt trip (STL) 220-250V DC, 208-277V AC 2 auxiliary switches HQ | - | 0 | 0
3VA1140-6EF32-0KH0 |  | 3VA1140-6EF32-0KH0 | 1 | UN | 1 | 10 | C | D | EAR99 | N | 85362010 | 1 | 4042949091578 | 1.08 | KG | 430.1 | 430.1 | LP17 | LP17 | circuit breaker 3VA1 IEC frame 160 breaking capacity class H Icu=70kA @ 415V 3-pole, line protection TM240, ATAM, In=40A overload protection Ir=28A...40A short-circuit protection Ii=5...10 x In nut keeper kit shunt trip (STL) 220-250V DC, 208-277V AC 2 auxiliary switches HQ 1 trip alarm switch HQ | - | 0 | 0
3VA1140-6EF36-0AA0 |  | 3VA1140-6EF36-0AA0 | 1 | UN | 1 | 5 | B | D | EAR99 | N | 85362010 | 1 | 4042948820476 | 1.034 | KG | 287.8 | 279.6 | LP17 | LP17 | circuit breaker 3VA1 IEC frame 160 breaking capacity class H Icu=70kA @ 415V 3-pole, line protection TM240, ATAM, In=40A overload protection Ir=28A...40A short-circuit protection Ii=5...10 x In clamp connection | Lista Papel 2020 SI | 0 | 0
3VA1140-6EF36-0AB0 |  | 3VA1140-6EF36-0AB0 | 1 | UN | 1 | 10 | C | D | EAR99 | N | 85362010 | 1 | 4042949053583 | 0.96 | KG | 368.05 | 368.05 | LP17 | LP17 | circuit breaker 3VA1 IEC frame 160 breaking capacity class H Icu=70kA @ 415V 3-pole, line protection TM240, ATAM, In=40A overload protection Ir=28A...40A short-circuit protection Ii=5...10 x In clamp connection 2 auxiliary switches HP | - | 0 | 0
3VA1140-6EF36-0AC0 |  | 3VA1140-6EF36-0AC0 | 1 | UN | 1 | 10 | C | D | EAR99 | N | 85362010 | 1 | 4042949055679 | 0.96 | KG | 343.4 | 343.4 | LP17 | LP17 | circuit breaker 3VA1 IEC frame 160 breaking capacity class H Icu=70kA @ 415V 3-pole, line protection TM240, ATAM, In=40A overload protection Ir=28A...40A short-circuit protection Ii=5...10 x In clamp connection 2 auxiliary switches HQ | - | 0 | 0
3VA1140-6EF36-0AD0 |  | 3VA1140-6EF36-0AD0 | 1 | UN | 1 | 10 | C | D | EAR99 | N | 85362010 | 1 | 4042949057765 | 0.99 | KG | 368.05 | 368.05 | LP17 | LP17 | circuit breaker 3VA1 IEC frame 160 breaking capacity class H Icu=70kA @ 415V 3-pole, line protection TM240, ATAM, In=40A overload protection Ir=28A...40A short-circuit protection Ii=5...10 x In clamp connection 3 auxiliary switches HQ | - | 0 | 0
3VA1140-6EF36-0AE0 |  | 3VA1140-6EF36-0AE0 | 1 | UN | 1 | 10 | C | D | EAR99 | N | 85362010 | 1 | 4042949059851 | 1.02 | KG | 391 | 391 | LP17 | LP17 | circuit breaker 3VA1 IEC frame 160 breaking capacity class H Icu=70kA @ 415V 3-pole, line protection TM240, ATAM, In=40A overload protection Ir=28A...40A short-circuit protection Ii=5...10 x In clamp connection 4 auxiliary switches HQ | - | 0 | 0
3VA1140-6EF36-0AF0 |  | 3VA1140-6EF36-0AF0 | 1 | UN | 1 | 10 | C | D | EAR99 | N | 85362010 | 1 | 4042949061946 | 0.96 | KG | 343.4 | 343.4 | LP17 | LP17 | circuit breaker 3VA1 IEC frame 160 breaking capacity class H Icu=70kA @ 415V 3-pole, line protection TM240, ATAM, In=40A overload protection Ir=28A...40A short-circuit protection Ii=5...10 x In clamp connection 1 auxiliary switch HQ 1 trip alarm switch HQ | - | 0 | 0
3VA1140-6EF36-0AG0 |  | 3VA1140-6EF36-0AG0 | 1 | UN | 1 | 10 | C | D | EAR99 | N | 85362010 | 1 | 4042949064039 | 0.96 | KG | 368.05 | 368.05 | LP17 | LP17 | circuit breaker 3VA1 IEC frame 160 breaking capacity class H Icu=70kA @ 415V 3-pole, line protection TM240, ATAM, In=40A overload protection Ir=28A...40A short-circuit protection Ii=5...10 x In clamp connection 1 auxiliary switch HP 1 trip alarm switch HP | - | 0 | 0
3VA1140-6EF36-0AH0 |  | 3VA1140-6EF36-0AH0 | 1 | UN | 1 | 10 | C | D | EAR99 | N | 85362010 | 1 | 4042949066125 | 0.99 | KG | 368.05 | 368.05 | LP17 | LP17 | circuit breaker 3VA1 IEC frame 160 breaking capacity class H Icu=70kA @ 415V 3-pole, line protection TM240, ATAM, In=40A overload protection Ir=28A...40A short-circuit protection Ii=5...10 x In clamp connection 2 auxiliary switches HQ 1 trip alarm switch HQ | - | 0 | 0
3VA1140-6EF36-0BA0 |  | 3VA1140-6EF36-0BA0 | 1 | UN | 1 | 10 | C | D | EAR99 | N | 85362010 | 1 | 4042949041047 | 0.9 | KG | 406.3 | 406.3 | LP17 | LP17 | circuit breaker 3VA1 IEC frame 160 breaking capacity class H Icu=70kA @ 415V 3-pole, line protection TM240, ATAM, In=40A overload protection Ir=28A...40A short-circuit protection Ii=5...10 x In clamp connection undervoltage release (UVR) 24V DC | - | 0 | 0
3VA1140-6EF36-0BC0 |  | 3VA1140-6EF36-0BC0 | 1 | UN | 1 | 10 | C | D | EAR99 | N | 85362010 | 1 | 4042949068570 | 1.05 | KG | 453.05 | 453.05 | LP17 | LP17 | circuit breaker 3VA1 IEC frame 160 breaking capacity class H Icu=70kA @ 415V 3-pole, line protection TM240, ATAM, In=40A overload protection Ir=28A...40A short-circuit protection Ii=5...10 x In clamp connection undervoltage release (UVR) 24V DC 2 auxiliary switches HQ | - | 0 | 0
3VA1140-6EF36-0BH0 |  | 3VA1140-6EF36-0BH0 | 1 | UN | 1 | 10 | C | D | EAR99 | N | 85362010 | 1 | 4042949081111 | 1.05 | KG | 476 | 476 | LP17 | LP17 | circuit breaker 3VA1 IEC frame 160 breaking capacity class H Icu=70kA @ 415V 3-pole, line protection TM240, ATAM, In=40A overload protection Ir=28A...40A short-circuit protection Ii=5...10 x In clamp connection undervoltage release (UVR) 24V DC 2 auxiliary switches HQ 1 trip alarm switch HQ | - | 0 | 0
3VA1140-6EF36-0CA0 |  | 3VA1140-6EF36-0CA0 | 1 | UN | 1 | 10 | C | D | EAR99 | N | 85362010 | 1 | 4042949043133 | 0.9 | KG | 406.3 | 406.3 | LP17 | LP17 | circuit breaker 3VA1 IEC frame 160 breaking capacity class H Icu=70kA @ 415V 3-pole, line protection TM240, ATAM, In=40A overload protection Ir=28A...40A short-circuit protection Ii=5...10 x In clamp connection undervoltage release (UVR) 120-127V AC 50/60Hz | - | 0 | 0
3VA1140-6EF36-0CC0 |  | 3VA1140-6EF36-0CC0 | 1 | UN | 1 | 10 | C | D | EAR99 | N | 85362010 | 1 | 4042949070665 | 1.05 | KG | 453.05 | 453.05 | LP17 | LP17 | circuit breaker 3VA1 IEC frame 160 breaking capacity class H Icu=70kA @ 415V 3-pole, line protection TM240, ATAM, In=40A overload protection Ir=28A...40A short-circuit protection Ii=5...10 x In clamp connection undervoltage release (UVR) 120-127V AC 50/60Hz 2 auxiliary switches HQ | - | 0 | 0
3VA1140-6EF36-0CH0 |  | 3VA1140-6EF36-0CH0 | 1 | UN | 1 | 10 | C | D | EAR99 | N | 85362010 | 1 | 4042949083207 | 1.08 | KG | 476 | 476 | LP17 | LP17 | circuit breaker 3VA1 IEC frame 160 breaking capacity class H Icu=70kA @ 415V 3-pole, line protection TM240, ATAM, In=40A overload protection Ir=28A...40A short-circuit protection Ii=5...10 x In clamp connection undervoltage release (UVR) 120-127V AC 50/60Hz 2 auxiliary switches HQ 1 trip alarm switch HQ | - | 0 | 0
3VA1140-6EF36-0DA0 |  | 3VA1140-6EF36-0DA0 | 1 | UN | 1 | 10 | C | D | EAR99 | N | 85362010 | 1 | 4042949045229 | 0.9 | KG | 406.3 | 406.3 | LP17 | LP17 | circuit breaker 3VA1 IEC frame 160 breaking capacity class H Icu=70kA @ 415V 3-pole, line protection TM240, ATAM, In=40A overload protection Ir=28A...40A short-circuit protection Ii=5...10 x In clamp connection undervoltage release (UVR) 208-230V AC 50/60Hz | - | 0 | 0
3VA1140-6EF36-0DC0 |  | 3VA1140-6EF36-0DC0 | 1 | UN | 1 | 10 | C | D | EAR99 | N | 85362010 | 1 | 4042949072751 | 1.05 | KG | 453.05 | 453.05 | LP17 | LP17 | circuit breaker 3VA1 IEC frame 160 breaking capacity class H Icu=70kA @ 415V 3-pole, line protection TM240, ATAM, In=40A overload protection Ir=28A...40A short-circuit protection Ii=5...10 x In clamp connection undervoltage release (UVR) 208-230V AC 50/60Hz 2 auxiliary switches HQ | - | 0 | 0
3VA1140-6EF36-0DH0 |  | 3VA1140-6EF36-0DH0 | 1 | UN | 1 | 10 | C | D | EAR99 | N | 85362010 | 1 | 4042949085294 | 1.08 | KG | 476 | 476 | LP17 | LP17 | circuit breaker 3VA1 IEC frame 160 breaking capacity class H Icu=70kA @ 415V 3-pole, line protection TM240, ATAM, In=40A overload protection Ir=28A...40A short-circuit protection Ii=5...10 x In clamp connection undervoltage release (UVR) 208-230V AC 50/60Hz 2 auxiliary switches HQ 1 trip alarm switch HQ | - | 0 | 0
3VA1140-6EF36-0HA0 |  | 3VA1140-6EF36-0HA0 | 1 | UN | 1 | 10 | C | D | EAR99 | N | 85362010 | 1 | 4042949047315 | 0.9 | KG | 381.65 | 381.65 | LP17 | LP17 | circuit breaker 3VA1 IEC frame 160 breaking capacity class H Icu=70kA @ 415V 3-pole, line protection TM240, ATAM, In=40A overload protection Ir=28A...40A short-circuit protection Ii=5...10 x In clamp connection shunt trip (STL) 12-30V DC, 24V AC 50/60Hz | - | 0 | 0
3VA1140-6EF36-0HC0 |  | 3VA1140-6EF36-0HC0 | 1 | UN | 1 | 10 | C | D | EAR99 | N | 85362010 | 1 | 4042949074847 | 1.05 | KG | 428.4 | 428.4 | LP17 | LP17 | circuit breaker 3VA1 IEC frame 160 breaking capacity class H Icu=70kA @ 415V 3-pole, line protection TM240, ATAM, In=40A overload protection Ir=28A...40A short-circuit protection Ii=5...10 x In clamp connection shunt trip (STL) 12-30V DC, 24V AC 50/60Hz 2 auxiliary switches HQ | - | 0 | 0
3VA1140-6EF36-0HH0 |  | 3VA1140-6EF36-0HH0 | 1 | UN | 1 | 10 | C | D | EAR99 | N | 85362010 | 1 | 4042949087380 | 1.08 | KG | 451.35 | 451.35 | LP17 | LP17 | circuit breaker 3VA1 IEC frame 160 breaking capacity class H Icu=70kA @ 415V 3-pole, line protection TM240, ATAM, In=40A overload protection Ir=28A...40A short-circuit protection Ii=5...10 x In clamp connection shunt trip (STL) 12-30V DC, 24V AC 50/60Hz 2 auxiliary switches HQ 1 trip alarm switch HQ | - | 0 | 0
3VA1140-6EF36-0JA0 |  | 3VA1140-6EF36-0JA0 | 1 | UN | 1 | 10 | C | D | EAR99 | N | 85362010 | 1 | 4042949049401 | 0.9 | KG | 381.65 | 381.65 | LP17 | LP17 | circuit breaker 3VA1 IEC frame 160 breaking capacity class H Icu=70kA @ 415V 3-pole, line protection TM240, ATAM, In=40A overload protection Ir=28A...40A short-circuit protection Ii=5...10 x In clamp connection shunt trip (STL) 110-127V DC, AC 50/60Hz | - | 0 | 0
3VA1140-6EF36-0JC0 |  | 3VA1140-6EF36-0JC0 | 1 | UN | 1 | 10 | C | D | EAR99 | N | 85362010 | 1 | 4042949076933 | 1.05 | KG | 428.4 | 428.4 | LP17 | LP17 | circuit breaker 3VA1 IEC frame 160 breaking capacity class H Icu=70kA @ 415V 3-pole, line protection TM240, ATAM, In=40A overload protection Ir=28A...40A short-circuit protection Ii=5...10 x In clamp connection shunt trip (STL) 110-127V DC, AC 50/60Hz 2 auxiliary switches HQ | - | 0 | 0
3VA1140-6EF36-0JH0 |  | 3VA1140-6EF36-0JH0 | 1 | UN | 1 | 10 | C | D | EAR99 | N | 85362010 | 1 | 4042949089476 | 1.08 | KG | 451.35 | 451.35 | LP17 | LP17 | circuit breaker 3VA1 IEC frame 160 breaking capacity class H Icu=70kA @ 415V 3-pole, line protection TM240, ATAM, In=40A overload protection Ir=28A...40A short-circuit protection Ii=5...10 x In clamp connection shunt trip (STL) 110-127V DC, AC 50/60Hz 2 auxiliary switches HQ 1 trip alarm switch HQ | - | 0 | 0
3VA1140-6EF36-0KA0 |  | 3VA1140-6EF36-0KA0 | 1 | UN | 1 | 10 | C | D | EAR99 | N | 85362010 | 1 | 4042949051497 | 1.05 | KG | 381.65 | 381.65 | LP17 | LP17 | circuit breaker 3VA1 IEC frame 160 breaking capacity class H Icu=70kA @ 415V 3-pole, line protection TM240, ATAM, In=40A overload protection Ir=28A...40A short-circuit protection Ii=5...10 x In clamp connection shunt trip (STL) 220-250V DC, 208-277V AC | - | 0 | 0
3VA1140-6EF36-0KC0 |  | 3VA1140-6EF36-0KC0 | 1 | UN | 1 | 10 | C | D | EAR99 | N | 85362010 | 1 | 4042949079026 | 1.05 | KG | 428.4 | 428.4 | LP17 | LP17 | circuit breaker 3VA1 IEC frame 160 breaking capacity class H Icu=70kA @ 415V 3-pole, line protection TM240, ATAM, In=40A overload protection Ir=28A...40A short-circuit protection Ii=5...10 x In clamp connection shunt trip (STL) 220-250V DC, 208-277V AC 2 auxiliary switches HQ | - | 0 | 0
3VA1140-6EF36-0KH0 |  | 3VA1140-6EF36-0KH0 | 1 | UN | 1 | 10 | C | D | EAR99 | N | 85362010 | 1 | 4042949091561 | 1.08 | KG | 451.35 | 451.35 | LP17 | LP17 | circuit breaker 3VA1 IEC frame 160 breaking capacity class H Icu=70kA @ 415V 3-pole, line protection TM240, ATAM, In=40A overload protection Ir=28A...40A short-circuit protection Ii=5...10 x In clamp connection shunt trip (STL) 220-250V DC, 208-277V AC 2 auxiliary switches HQ 1 trip alarm switch HQ | - | 0 | 0
3VA1140-6EF42-0AA0 |  | 3VA1140-6EF42-0AA0 | 1 | UN | 1 | 5 | B | D | EAR99 | N | 85362010 | 1 | 4042948809136 | 1.2 | KG | 346 | 336.2 | LP17 | LP17 | circuit breaker 3VA1 IEC frame 160 breaking capacity class H Icu=70kA @ 415V 4-pole, line protection TM240, ATAM, In=40A overload protection Ir=28A...40A short-circuit protection Ii=5...10 x In N conductor unprotected nut keeper kit | Lista Papel 2020 SI | 0 | 0
3VA1140-6EF46-0AA0 |  | 3VA1140-6EF46-0AA0 | 1 | UN | 1 | 5 | B | D | EAR99 | N | 85362010 | 1 | 4042948820919 | 1.273 | KG | 373.1 | 362.4 | LP17 | LP17 | circuit breaker 3VA1 IEC frame 160 breaking capacity class H Icu=70kA @ 415V 4-pole, line protection TM240, ATAM, In=40A overload protection Ir=28A...40A short-circuit protection Ii=5...10 x In N conductor unprotected clamp connection | Lista Papel 2020 SI | 0 | 0
3VA1140-6GD42-0AA0 |  | 3VA1140-6GD42-0AA0 | 1 | UN | 1 | 5 | B | D | EAR99 | N | 85362010 | 1 | 4042948831991 | 1.21 | KG | 321.4 | 312.4 | LP17 | LP17 | circuit breaker 3VA1 IEC frame 160 breaking capacity class H Icu=70kA @ 415V 4-pole, line protection TM210, FTFM, In=40A overload protection Ir=40A fixed short-circuit protection Ii=10 x In N conductor protection 100% nut keeper kit | Lista Papel 2020 SI | 0 | 0
3VA1140-6GD46-0AA0 |  | 3VA1140-6GD46-0AA0 | 1 | UN | 1 | 5 | B | D | EAR99 | N | 85362010 | 1 | 4042948825068 | 1.17 | KG | 350.1 | 340.3 | LP17 | LP17 | circuit breaker 3VA1 IEC frame 160 breaking capacity class H Icu=70kA @ 415V 4-pole, line protection TM210, FTFM, In=40A overload protection Ir=40A fixed short-circuit protection Ii=10 x In N conductor protection 100% clamp connection | Lista Papel 2020 SI | 0 | 0
3VA1140-6GE42-0AA0 |  | 3VA1140-6GE42-0AA0 | 1 | UN | 1 | 5 | B | D | EAR99 | N | 85362010 | 1 | 4042948831984 | 1.2 | KG | 328.8 | 319.8 | LP17 | LP17 | circuit breaker 3VA1 IEC frame 160 breaking capacity class H Icu=70kA @ 415V 4-pole, line protection TM220, ATFM, In=40A overload protection Ir=28A...40A short-circuit protection Ii=10 x In N conductor protection 100% nut keeper kit | Lista Papel 2020 SI | 0 | 0
3VA1140-6GE46-0AA0 |  | 3VA1140-6GE46-0AA0 | 1 | UN | 1 | 5 | B | D | EAR99 | N | 85362010 | 1 | 4042948825075 | 1.303 | KG | 356.7 | 346.9 | LP17 | LP17 | circuit breaker 3VA1 IEC frame 160 breaking capacity class H Icu=70kA @ 415V 4-pole, line protection TM220, ATFM, In=40A overload protection Ir=28A...40A short-circuit protection Ii=10 x In N conductor protection 100% clamp connection | Lista Papel 2020 SI | 0 | 0
3VA1140-6GF42-0AA0 |  | 3VA1140-6GF42-0AA0 | 1 | UN | 1 | 5 | B | D | EAR99 | N | 85362010 | 1 | 4042948831977 | 1.225 | KG | 346 | 336.2 | LP17 | LP17 | circuit breaker 3VA1 IEC frame 160 breaking capacity class H Icu=70kA @ 415V 4-pole, line protection TM240, ATAM, In=40A overload protection Ir=28A...40A short-circuit protection Ii=5...10 x In N conductor protection 100% nut keeper kit | Lista Papel 2020 SI | 0 | 0
3VA1140-6GF46-0AA0 |  | 3VA1140-6GF46-0AA0 | 1 | UN | 1 | 5 | B | D | EAR99 | N | 85362010 | 1 | 4042948824436 | 1.3 | KG | 373.1 | 362.4 | LP17 | LP17 | circuit breaker 3VA1 IEC frame 160 breaking capacity class H Icu=70kA @ 415V 4-pole, line protection TM240, ATAM, In=40A overload protection Ir=28A...40A short-circuit protection Ii=5...10 x In N conductor protection 100% clamp connection | Lista Papel 2020 SI | 0 | 0
3VA1140-6GF46-0KF0 |  | 3VA1140-6GF46-0KF0 | 1 | UN | 1 | 10 | C | D | EAR99 | N | 85362010 | 1 | 4042949323389 | 1.301 | KG | 516.8 | 516.8 | LP17 | LP17 | circuit breaker 3VA1 IEC frame 160 breaking capacity class H Icu=70kA @ 415V 4-pole, line protection TM240, ATAM, In=40A overload protection Ir=28A...40A short-circuit protection Ii=5...10 x In N conductor protection 100% clamp connection shunt trip (STL) 220-250V DC; 208-277V AC 1 auxiliary switch HQ 1 trip alarm switch HQ | - | 0 | 0
3VA1140-6MH32-0AA0 |  | 3VA1140-6MH32-0AA0 | 1 | UN | 1 | 5 | B | D | EAR99 | N | 85362010 | 1 | 4042948828274 | 959 | G | 265.7 | 258.3 | LP17 | LP17 | circuit breaker 3VA1 IEC frame 160 breaking capacity class H Icu=70kA @ 415V 3-pole, starter protection TM120M, AM, In=40A without overload protection short-circuit protection Ii=7...16 x In nut keeper kit | Lista Papel 2020 SI | 0 | 0
3VA1140-6MH36-0AA0 |  | 3VA1140-6MH36-0AA0 | 1 | UN | 1 | 5 | B | D | EAR99 | N | 85362010 | 1 | 4042948828267 | 0.9 | KG | 287.8 | 279.6 | LP17 | LP17 | circuit breaker 3VA1 IEC frame 160 breaking capacity class H Icu=70kA @ 415V 3-pole, starter protection TM120M, AM, In=40A without overload protection short-circuit protection Ii=7...16 x In clamp connection | Lista Papel 2020 SI | 0 | 0
3VA1150-3ED12-0AA0 |  | 3VA1150-3ED12-0AA0 | 1 | UN | 1 | 5 | B | D | EAR99 | N | 85362010 | 1 | 4042948829493 | 379 | G | 95.1 | 92.7 | LP17 | LP17 | circuit breaker 3VA1 IEC frame 160 breaking capacity class N Icu=25kA @ 240V 1-pole, line protection TM210, FTFM, In=50A overload protection Ir=50A fixed short-circuit protection Ii=10 x In nut keeper kit | Lista Papel 2020 SI | 0 | 0
3VA1150-3ED16-0AA0 |  | 3VA1150-3ED16-0AA0 | 1 | UN | 1 | 5 | B | D | EAR99 | N | 85362010 | 1 | 4042948829486 | 402 | G | 102.5 | 99.2 | LP17 | LP17 | circuit breaker 3VA1 IEC frame 160 breaking capacity class N Icu=25kA @ 240V 1-pole, line protection TM210, FTFM, In=50A overload protection Ir=50A fixed short-circuit protection Ii=10 x In clamp connection | Lista Papel 2020 SI | 0 | 0
3VA1150-3ED22-0AA0 |  | 3VA1150-3ED22-0AA0 | 1 | UN | 1 | 5 | B | D | EAR99 | N | 85362010 | 1 | 4042948829479 | 646 | G | 171.4 | 166.5 | LP17 | LP17 | circuit breaker 3VA1 IEC frame 160 breaking capacity class N Icu=25kA @ 415V 2-pole, line protection TM210, FTFM, In=50A overload protection Ir=50A fixed short-circuit protection Ii=10 x In nut keeper kit | Lista Papel 2020 SI | 0 | 0
3VA1150-3ED26-0AA0 |  | 3VA1150-3ED26-0AA0 | 1 | UN | 1 | 5 | B | D | EAR99 | N | 85362010 | 1 | 4042948829462 | 0.679 | KG | 184.5 | 179.6 | LP17 | LP17 | circuit breaker 3VA1 IEC frame 160 breaking capacity class N Icu=25kA @ 415V 2-pole, line protection TM210, FTFM, In=50A overload protection Ir=50A fixed short-circuit protection Ii=10 x In clamp connection | Lista Papel 2020 SI | 0 | 0
3VA1150-3ED32-0AA0 |  | 3VA1150-3ED32-0AA0 | 1 | UN | 1 | 5 | B | D | EAR99 | N | 85362010 | 1 | 4042948812488 | 969 | G | 190.2 | 184.5 | LP17 | LP17 | circuit breaker 3VA1 IEC frame 160 breaking capacity class N Icu=25kA @ 415V 3-pole, line protection TM210, FTFM, In=50A overload protection Ir=50A fixed short-circuit protection Ii=10 x In nut keeper kit | Lista Papel 2020 SI | 0 | 0
3VA1150-3ED36-0AA0 |  | 3VA1150-3ED36-0AA0 | 1 | UN | 1 | 5 | B | D | EAR99 | N | 85362010 | 1 | 4042948821565 | 1.017 | KG | 209.9 | 204.2 | LP17 | LP17 | circuit breaker 3VA1 IEC frame 160 breaking capacity class N Icu=25kA @ 415V 3-pole, line protection TM210, FTFM, In=50A overload protection Ir=50A fixed short-circuit protection Ii=10 x In clamp connection | Lista Papel 2020 SI | 0 | 0
3VA1150-3ED42-0AA0 |  | 3VA1150-3ED42-0AA0 | 1 | UN | 1 | 5 | B | D | EAR99 | N | 85362010 | 1 | 4042948813362 | 1.2 | KG | 248.5 | 241.1 | LP17 | LP17 | circuit breaker 3VA1 IEC frame 160 breaking capacity class N Icu=25kA @ 415V 4-pole, line protection TM210, FTFM, In=50A overload protection Ir=50A fixed short-circuit protection Ii=10 x In N conductor unprotected nut keeper kit | Lista Papel 2020 SI | 0 | 0
3VA1150-3ED46-0AA0 |  | 3VA1150-3ED46-0AA0 | 1 | UN | 1 | 5 | B | D | EAR99 | N | 85362010 | 1 | 4042948822449 | 1.273 | KG | 273.9 | 266.5 | LP17 | LP17 | circuit breaker 3VA1 IEC frame 160 breaking capacity class N Icu=25kA @ 415V 4-pole, line protection TM210, FTFM, In=50A overload protection Ir=50A fixed short-circuit protection Ii=10 x In N conductor unprotected clamp connection | Lista Papel 2020 SI | 0 | 0
3VA1150-3EE32-0AA0 |  | 3VA1150-3EE32-0AA0 | 1 | UN | 1 | 5 | B | D | EAR99 | N | 85362010 | 1 | 4042948812495 | 956 | G | 193.5 | 187.8 | LP17 | LP17 | circuit breaker 3VA1 IEC frame 160 breaking capacity class N Icu=25kA @ 415V 3-pole, line protection TM220, ATFM, In=50A overload protection Ir=35A...50A short-circuit protection Ii=10 x In nut keeper kit | Lista Papel 2020 SI | 0 | 0
3VA1150-3EE36-0AA0 |  | 3VA1150-3EE36-0AA0 | 1 | UN | 1 | 2 | A | D | EAR99 | N | 85362010 | 1 | 4042948821572 | 1.033 | KG | 214.8 | 209.1 | LP17 | LP17 | circuit breaker 3VA1 IEC frame 160 breaking capacity class N Icu=25kA @ 415V 3-pole, line protection TM220, ATFM, In=50A overload protection Ir=35A...50A short-circuit protection Ii=10 x In clamp connection | Lista Papel 2020 SI | 0 | 0
3VA1150-3EE42-0AA0 |  | 3VA1150-3EE42-0AA0 | 1 | UN | 1 | 5 | B | D | EAR99 | N | 85362010 | 1 | 4042948813379 | 1.191 | KG | 252.6 | 245.2 | LP17 | LP17 | circuit breaker 3VA1 IEC frame 160 breaking capacity class N Icu=25kA @ 415V 4-pole, line protection TM220, ATFM, In=50A overload protection Ir=35A...50A short-circuit protection Ii=10 x In N conductor unprotected nut keeper kit | Lista Papel 2020 SI | 0 | 0
3VA1150-3EE46-0AA0 |  | 3VA1150-3EE46-0AA0 | 1 | UN | 1 | 5 | B | D | EAR99 | N | 85362010 | 1 | 4042948822456 | 1.269 | KG | 281.3 | 273.1 | LP17 | LP17 | circuit breaker 3VA1 IEC frame 160 breaking capacity class N Icu=25kA @ 415V 4-pole, line protection TM220, ATFM, In=50A overload protection Ir=35A...50A short-circuit protection Ii=10 x In N conductor unprotected clamp connection | Lista Papel 2020 SI | 0 | 0
3VA1150-3EF32-0AA0 |  | 3VA1150-3EF32-0AA0 | 1 | UN | 1 | 5 | B | D | EAR99 | N | 85362010 | 1 | 4042948808702 | 962 | G | 204.2 | 198.4 | LP17 | LP17 | circuit breaker 3VA1 IEC frame 160 breaking capacity class N Icu=25kA @ 415V 3-pole, line protection TM240, ATAM, In=50A overload protection Ir=35A...50A short-circuit protection Ii=5...10 x In nut keeper kit | Lista Papel 2020 SI | 0 | 0
3VA1150-3EF32-0AB0 |  | 3VA1150-3EF32-0AB0 | 1 | UN | 1 | 10 | C | D | EAR99 | N | 85362010 | 1 | 4042949053576 | 0.96 | KG | 281.35 | 281.35 | LP17 | LP17 | circuit breaker 3VA1 IEC frame 160 breaking capacity class N Icu=25kA @ 415V 3-pole, line protection TM240, ATAM, In=50A overload protection Ir=35A...50A short-circuit protection Ii=5...10 x In nut keeper kit 2 auxiliary switches HP | - | 0 | 0
3VA1150-3EF32-0AC0 |  | 3VA1150-3EF32-0AC0 | 1 | UN | 1 | 10 | C | D | EAR99 | N | 85362010 | 1 | 4042949055662 | 0.96 | KG | 259.25 | 259.25 | LP17 | LP17 | circuit breaker 3VA1 IEC frame 160 breaking capacity class N Icu=25kA @ 415V 3-pole, line protection TM240, ATAM, In=50A overload protection Ir=35A...50A short-circuit protection Ii=5...10 x In nut keeper kit 2 auxiliary switches HQ | - | 0 | 0
3VA1150-3EF32-0AD0 |  | 3VA1150-3EF32-0AD0 | 1 | UN | 1 | 10 | C | D | EAR99 | N | 85362010 | 1 | 4042949057758 | 0.99 | KG | 281.35 | 281.35 | LP17 | LP17 | circuit breaker 3VA1 IEC frame 160 breaking capacity class N Icu=25kA @ 415V 3-pole, line protection TM240, ATAM, In=50A overload protection Ir=35A...50A short-circuit protection Ii=5...10 x In nut keeper kit 3 auxiliary switches HQ | - | 0 | 0
3VA1150-3EF32-0AE0 |  | 3VA1150-3EF32-0AE0 | 1 | UN | 1 | 10 | C | D | EAR99 | N | 85362010 | 1 | 4042949059844 | 1.02 | KG | 305.15 | 305.15 | LP17 | LP17 | circuit breaker 3VA1 IEC frame 160 breaking capacity class N Icu=25kA @ 415V 3-pole, line protection TM240, ATAM, In=50A overload protection Ir=35A...50A short-circuit protection Ii=5...10 x In nut keeper kit 4 auxiliary switches HQ | - | 0 | 0
3VA1150-3EF32-0AF0 |  | 3VA1150-3EF32-0AF0 | 1 | UN | 1 | 10 | C | D | EAR99 | N | 85362010 | 1 | 4042949061939 | 0.96 | KG | 259.25 | 259.25 | LP17 | LP17 | circuit breaker 3VA1 IEC frame 160 breaking capacity class N Icu=25kA @ 415V 3-pole, line protection TM240, ATAM, In=50A overload protection Ir=35A...50A short-circuit protection Ii=5...10 x In nut keeper kit 1 auxiliary switch HQ 1 trip alarm switch HQ | - | 0 | 0
3VA1150-3EF32-0AG0 |  | 3VA1150-3EF32-0AG0 | 1 | UN | 1 | 10 | C | D | EAR99 | N | 85362010 | 1 | 4042949064022 | 0.96 | KG | 281.35 | 281.35 | LP17 | LP17 | circuit breaker 3VA1 IEC frame 160 breaking capacity class N Icu=25kA @ 415V 3-pole, line protection TM240, ATAM, In=50A overload protection Ir=35A...50A short-circuit protection Ii=5...10 x In nut keeper kit 1 auxiliary switch HP 1 trip alarm switch HP | - | 0 | 0
3VA1150-3EF32-0AH0 |  | 3VA1150-3EF32-0AH0 | 1 | UN | 1 | 10 | C | D | EAR99 | N | 85362010 | 1 | 4042949066118 | 0.99 | KG | 281.35 | 281.35 | LP17 | LP17 | circuit breaker 3VA1 IEC frame 160 breaking capacity class N Icu=25kA @ 415V 3-pole, line protection TM240, ATAM, In=50A overload protection Ir=35A...50A short-circuit protection Ii=5...10 x In nut keeper kit 2 auxiliary switches HQ 1 trip alarm switch HQ | - | 0 | 0
3VA1150-3EF32-0BA0 |  | 3VA1150-3EF32-0BA0 | 1 | UN | 1 | 10 | C | D | EAR99 | N | 85362010 | 1 | 4042949041030 | 0.9 | KG | 319.6 | 319.6 | LP17 | LP17 | circuit breaker 3VA1 IEC frame 160 breaking capacity class N Icu=25kA @ 415V 3-pole, line protection TM240, ATAM, In=50A overload protection Ir=35A...50A short-circuit protection Ii=5...10 x In nut keeper kit undervoltage release (UVR) 24V DC | - | 0 | 0
3VA1150-3EF32-0BC0 |  | 3VA1150-3EF32-0BC0 | 1 | UN | 1 | 10 | C | D | EAR99 | N | 85362010 | 1 | 4042949068563 | 1.05 | KG | 367.2 | 367.2 | LP17 | LP17 | circuit breaker 3VA1 IEC frame 160 breaking capacity class N Icu=25kA @ 415V 3-pole, line protection TM240, ATAM, In=50A overload protection Ir=35A...50A short-circuit protection Ii=5...10 x In nut keeper kit undervoltage release (UVR) 24V DC 2 auxiliary switches HQ | - | 0 | 0
3VA1150-3EF32-0BH0 |  | 3VA1150-3EF32-0BH0 | 1 | UN | 1 | 10 | C | D | EAR99 | N | 85362010 | 1 | 4042949081104 | 1.05 | KG | 390.15 | 390.15 | LP17 | LP17 | circuit breaker 3VA1 IEC frame 160 breaking capacity class N Icu=25kA @ 415V 3-pole, line protection TM240, ATAM, In=50A overload protection Ir=35A...50A short-circuit protection Ii=5...10 x In nut keeper kit undervoltage release (UVR) 24V DC 2 auxiliary switches HQ 1 trip alarm switch HQ | - | 0 | 0
3VA1150-3EF32-0CA0 |  | 3VA1150-3EF32-0CA0 | 1 | UN | 1 | 10 | C | D | EAR99 | N | 85362010 | 1 | 4042949043126 | 0.9 | KG | 319.6 | 319.6 | LP17 | LP17 | circuit breaker 3VA1 IEC frame 160 breaking capacity class N Icu=25kA @ 415V 3-pole, line protection TM240, ATAM, In=50A overload protection Ir=35A...50A short-circuit protection Ii=5...10 x In nut keeper kit undervoltage release (UVR) 120-127V AC 50/60Hz | - | 0 | 0
3VA1150-3EF32-0CC0 |  | 3VA1150-3EF32-0CC0 | 1 | UN | 1 | 10 | C | D | EAR99 | N | 85362010 | 1 | 4042949070658 | 1.05 | KG | 367.2 | 367.2 | LP17 | LP17 | circuit breaker 3VA1 IEC frame 160 breaking capacity class N Icu=25kA @ 415V 3-pole, line protection TM240, ATAM, In=50A overload protection Ir=35A...50A short-circuit protection Ii=5...10 x In nut keeper kit undervoltage release (UVR) 120-127V AC 50/60Hz 2 auxiliary switches HQ | - | 0 | 0
3VA1150-3EF32-0CH0 |  | 3VA1150-3EF32-0CH0 | 1 | UN | 1 | 10 | C | D | EAR99 | N | 85362010 | 1 | 4042949083191 | 1.08 | KG | 390.15 | 390.15 | LP17 | LP17 | circuit breaker 3VA1 IEC frame 160 breaking capacity class N Icu=25kA @ 415V 3-pole, line protection TM240, ATAM, In=50A overload protection Ir=35A...50A short-circuit protection Ii=5...10 x In nut keeper kit undervoltage release (UVR) 120-127V AC 50/60Hz 2 auxiliary switches HQ 1 trip alarm switch HQ | - | 0 | 0
3VA1150-3EF32-0DA0 |  | 3VA1150-3EF32-0DA0 | 1 | UN | 1 | 10 | C | D | EAR99 | N | 85362010 | 1 | 4042949045212 | 0.9 | KG | 319.6 | 319.6 | LP17 | LP17 | circuit breaker 3VA1 IEC frame 160 breaking capacity class N Icu=25kA @ 415V 3-pole, line protection TM240, ATAM, In=50A overload protection Ir=35A...50A short-circuit protection Ii=5...10 x In nut keeper kit undervoltage release (UVR) 208-230V AC 50/60Hz | - | 0 | 0
3VA1150-3EF32-0DC0 |  | 3VA1150-3EF32-0DC0 | 1 | UN | 1 | 10 | C | D | EAR99 | N | 85362010 | 1 | 4042949072744 | 1.05 | KG | 367.2 | 367.2 | LP17 | LP17 | circuit breaker 3VA1 IEC frame 160 breaking capacity class N Icu=25kA @ 415V 3-pole, line protection TM240, ATAM, In=50A overload protection Ir=35A...50A short-circuit protection Ii=5...10 x In nut keeper kit undervoltage release (UVR) 208-230V AC 50/60Hz 2 auxiliary switches HQ | - | 0 | 0
3VA1150-3EF32-0DH0 |  | 3VA1150-3EF32-0DH0 | 1 | UN | 1 | 10 | C | D | EAR99 | N | 85362010 | 1 | 4042949085287 | 1.08 | KG | 390.15 | 390.15 | LP17 | LP17 | circuit breaker 3VA1 IEC frame 160 breaking capacity class N Icu=25kA @ 415V 3-pole, line protection TM240, ATAM, In=50A overload protection Ir=35A...50A short-circuit protection Ii=5...10 x In nut keeper kit undervoltage release (UVR) 208-230V AC 50/60Hz 2 auxiliary switches HQ 1 trip alarm switch HQ | - | 0 | 0
3VA1150-3EF32-0HA0 |  | 3VA1150-3EF32-0HA0 | 1 | UN | 1 | 10 | C | D | EAR99 | N | 85362010 | 1 | 4042949047308 | 0.9 | KG | 295.8 | 295.8 | LP17 | LP17 | circuit breaker 3VA1 IEC frame 160 breaking capacity class N Icu=25kA @ 415V 3-pole, line protection TM240, ATAM, In=50A overload protection Ir=35A...50A short-circuit protection Ii=5...10 x In nut keeper kit shunt trip (STL) 12-30V DC, 24V AC 50/60Hz | - | 0 | 0
3VA1150-3EF32-0HC0 |  | 3VA1150-3EF32-0HC0 | 1 | UN | 1 | 10 | C | D | EAR99 | N | 85362010 | 1 | 4042949074830 | 1.05 | KG | 341.7 | 341.7 | LP17 | LP17 | circuit breaker 3VA1 IEC frame 160 breaking capacity class N Icu=25kA @ 415V 3-pole, line protection TM240, ATAM, In=50A overload protection Ir=35A...50A short-circuit protection Ii=5...10 x In nut keeper kit shunt trip (STL) 12-30V DC, 24V AC 50/60Hz 2 auxiliary switches HQ | - | 0 | 0
3VA1150-3EF32-0HH0 |  | 3VA1150-3EF32-0HH0 | 1 | UN | 1 | 10 | C | D | EAR99 | N | 85362010 | 1 | 4042949087373 | 1.08 | KG | 366.35 | 366.35 | LP17 | LP17 | circuit breaker 3VA1 IEC frame 160 breaking capacity class N Icu=25kA @ 415V 3-pole, line protection TM240, ATAM, In=50A overload protection Ir=35A...50A short-circuit protection Ii=5...10 x In nut keeper kit shunt trip (STL) 12-30V DC, 24V AC 50/60Hz 2 auxiliary switches HQ 1 trip alarm switch HQ | - | 0 | 0
3VA1150-3EF32-0JA0 |  | 3VA1150-3EF32-0JA0 | 1 | UN | 1 | 10 | C | D | EAR99 | N | 85362010 | 1 | 4042949049395 | 0.9 | KG | 295.8 | 295.8 | LP17 | LP17 | circuit breaker 3VA1 IEC frame 160 breaking capacity class N Icu=25kA @ 415V 3-pole, line protection TM240, ATAM, In=50A overload protection Ir=35A...50A short-circuit protection Ii=5...10 x In nut keeper kit shunt trip (STL) 110-127V DC, AC 50/60Hz | - | 0 | 0
3VA1150-3EF32-0JC0 |  | 3VA1150-3EF32-0JC0 | 1 | UN | 1 | 10 | C | D | EAR99 | N | 85362010 | 1 | 4042949076926 | 1.05 | KG | 341.7 | 341.7 | LP17 | LP17 | circuit breaker 3VA1 IEC frame 160 breaking capacity class N Icu=25kA @ 415V 3-pole, line protection TM240, ATAM, In=50A overload protection Ir=35A...50A short-circuit protection Ii=5...10 x In nut keeper kit shunt trip (STL) 110-127V DC, AC 50/60Hz 2 auxiliary switches HQ | - | 0 | 0
3VA1150-3EF32-0JH0 |  | 3VA1150-3EF32-0JH0 | 1 | UN | 1 | 10 | C | D | EAR99 | N | 85362010 | 1 | 4042949089469 | 1.08 | KG | 366.35 | 366.35 | LP17 | LP17 | circuit breaker 3VA1 IEC frame 160 breaking capacity class N Icu=25kA @ 415V 3-pole, line protection TM240, ATAM, In=50A overload protection Ir=35A...50A short-circuit protection Ii=5...10 x In nut keeper kit shunt trip (STL) 110-127V DC, AC 50/60Hz 2 auxiliary switches HQ 1 trip alarm switch HQ | - | 0 | 0
3VA1150-3EF32-0KA0 |  | 3VA1150-3EF32-0KA0 | 1 | UN | 1 | 10 | C | D | EAR99 | N | 85362010 | 1 | 4042949051480 | 1.05 | KG | 295.8 | 295.8 | LP17 | LP17 | circuit breaker 3VA1 IEC frame 160 breaking capacity class N Icu=25kA @ 415V 3-pole, line protection TM240, ATAM, In=50A overload protection Ir=35A...50A short-circuit protection Ii=5...10 x In nut keeper kit shunt trip (STL) 220-250V DC, 208-277V AC | - | 0 | 0
3VA1150-3EF32-0KC0 |  | 3VA1150-3EF32-0KC0 | 1 | UN | 1 | 10 | C | D | EAR99 | N | 85362010 | 1 | 4042949079019 | 1.05 | KG | 341.7 | 341.7 | LP17 | LP17 | circuit breaker 3VA1 IEC frame 160 breaking capacity class N Icu=25kA @ 415V 3-pole, line protection TM240, ATAM, In=50A overload protection Ir=35A...50A short-circuit protection Ii=5...10 x In nut keeper kit shunt trip (STL) 220-250V DC, 208-277V AC 2 auxiliary switches HQ | - | 0 | 0
3VA1150-3EF32-0KH0 |  | 3VA1150-3EF32-0KH0 | 1 | UN | 1 | 10 | C | D | EAR99 | N | 85362010 | 1 | 4042949091554 | 1.08 | KG | 366.35 | 366.35 | LP17 | LP17 | circuit breaker 3VA1 IEC frame 160 breaking capacity class N Icu=25kA @ 415V 3-pole, line protection TM240, ATAM, In=50A overload protection Ir=35A...50A short-circuit protection Ii=5...10 x In nut keeper kit shunt trip (STL) 220-250V DC, 208-277V AC 2 auxiliary switches HQ 1 trip alarm switch HQ | - | 0 | 0
3VA1150-3EF36-0AA0 |  | 3VA1150-3EF36-0AA0 | 1 | UN | 1 | 5 | B | D | EAR99 | N | 85362010 | 1 | 4042948820483 | 1.013 | KG | 225.5 | 218.9 | LP17 | LP17 | circuit breaker 3VA1 IEC frame 160 breaking capacity class N Icu=25kA @ 415V 3-pole, line protection TM240, ATAM, In=50A overload protection Ir=35A...50A short-circuit protection Ii=5...10 x In clamp connection | Lista Papel 2020 SI | 0 | 0
3VA1150-3EF36-0AB0 |  | 3VA1150-3EF36-0AB0 | 1 | UN | 1 | 10 | C | D | EAR99 | N | 85362010 | 1 | 4042949053569 | 0.96 | KG | 303.45 | 303.45 | LP17 | LP17 | circuit breaker 3VA1 IEC frame 160 breaking capacity class N Icu=25kA @ 415V 3-pole, line protection TM240, ATAM, In=50A overload protection Ir=35A...50A short-circuit protection Ii=5...10 x In clamp connection 2 auxiliary switches HP | - | 0 | 0
3VA1150-3EF36-0AC0 |  | 3VA1150-3EF36-0AC0 | 1 | UN | 1 | 10 | C | D | EAR99 | N | 85362010 | 1 | 4042949055655 | 0.96 | KG | 278.8 | 278.8 | LP17 | LP17 | circuit breaker 3VA1 IEC frame 160 breaking capacity class N Icu=25kA @ 415V 3-pole, line protection TM240, ATAM, In=50A overload protection Ir=35A...50A short-circuit protection Ii=5...10 x In clamp connection 2 auxiliary switches HQ | - | 0 | 0
3VA1150-3EF36-0AD0 |  | 3VA1150-3EF36-0AD0 | 1 | UN | 1 | 10 | C | D | EAR99 | N | 85362010 | 1 | 4042949057741 | 0.99 | KG | 303.45 | 303.45 | LP17 | LP17 | circuit breaker 3VA1 IEC frame 160 breaking capacity class N Icu=25kA @ 415V 3-pole, line protection TM240, ATAM, In=50A overload protection Ir=35A...50A short-circuit protection Ii=5...10 x In clamp connection 3 auxiliary switches HQ | - | 0 | 0
3VA1150-3EF36-0AE0 |  | 3VA1150-3EF36-0AE0 | 1 | UN | 1 | 10 | C | D | EAR99 | N | 85362010 | 1 | 4042949059837 | 1.02 | KG | 328.1 | 328.1 | LP17 | LP17 | circuit breaker 3VA1 IEC frame 160 breaking capacity class N Icu=25kA @ 415V 3-pole, line protection TM240, ATAM, In=50A overload protection Ir=35A...50A short-circuit protection Ii=5...10 x In clamp connection 4 auxiliary switches HQ | - | 0 | 0
3VA1150-3EF36-0AF0 |  | 3VA1150-3EF36-0AF0 | 1 | UN | 1 | 10 | C | D | EAR99 | N | 85362010 | 1 | 4042949061922 | 0.96 | KG | 278.8 | 278.8 | LP17 | LP17 | circuit breaker 3VA1 IEC frame 160 breaking capacity class N Icu=25kA @ 415V 3-pole, line protection TM240, ATAM, In=50A overload protection Ir=35A...50A short-circuit protection Ii=5...10 x In clamp connection 1 auxiliary switch HQ 1 trip alarm switch HQ | - | 0 | 0
3VA1150-3EF36-0AG0 |  | 3VA1150-3EF36-0AG0 | 1 | UN | 1 | 10 | C | D | EAR99 | N | 85362010 | 1 | 4042949064015 | 0.96 | KG | 303.45 | 303.45 | LP17 | LP17 | circuit breaker 3VA1 IEC frame 160 breaking capacity class N Icu=25kA @ 415V 3-pole, line protection TM240, ATAM, In=50A overload protection Ir=35A...50A short-circuit protection Ii=5...10 x In clamp connection 1 auxiliary switch HP 1 trip alarm switch HP | - | 0 | 0
3VA1150-3EF36-0AH0 |  | 3VA1150-3EF36-0AH0 | 1 | UN | 1 | 10 | C | D | EAR99 | N | 85362010 | 1 | 4042949066101 | 0.99 | KG | 303.45 | 303.45 | LP17 | LP17 | circuit breaker 3VA1 IEC frame 160 breaking capacity class N Icu=25kA @ 415V 3-pole, line protection TM240, ATAM, In=50A overload protection Ir=35A...50A short-circuit protection Ii=5...10 x In clamp connection 2 auxiliary switches HQ 1 trip alarm switch HQ | - | 0 | 0
3VA1150-3EF36-0BA0 |  | 3VA1150-3EF36-0BA0 | 1 | UN | 1 | 10 | C | D | EAR99 | N | 85362010 | 1 | 4042949041023 | 0.9 | KG | 341.7 | 341.7 | LP17 | LP17 | circuit breaker 3VA1 IEC frame 160 breaking capacity class N Icu=25kA @ 415V 3-pole, line protection TM240, ATAM, In=50A overload protection Ir=35A...50A short-circuit protection Ii=5...10 x In clamp connection undervoltage release (UVR) 24V DC | - | 0 | 0
3VA1150-3EF36-0BC0 |  | 3VA1150-3EF36-0BC0 | 1 | UN | 1 | 10 | C | D | EAR99 | N | 85362010 | 1 | 4042949068556 | 1.05 | KG | 387.6 | 387.6 | LP17 | LP17 | circuit breaker 3VA1 IEC frame 160 breaking capacity class N Icu=25kA @ 415V 3-pole, line protection TM240, ATAM, In=50A overload protection Ir=35A...50A short-circuit protection Ii=5...10 x In clamp connection undervoltage release (UVR) 24V DC 2 auxiliary switches HQ | - | 0 | 0
3VA1150-3EF36-0BH0 |  | 3VA1150-3EF36-0BH0 | 1 | UN | 1 | 10 | C | D | EAR99 | N | 85362010 | 1 | 4042949081098 | 1.05 | KG | 412.25 | 412.25 | LP17 | LP17 | circuit breaker 3VA1 IEC frame 160 breaking capacity class N Icu=25kA @ 415V 3-pole, line protection TM240, ATAM, In=50A overload protection Ir=35A...50A short-circuit protection Ii=5...10 x In clamp connection undervoltage release (UVR) 24V DC 2 auxiliary switches HQ 1 trip alarm switch HQ | - | 0 | 0
3VA1150-3EF36-0CA0 |  | 3VA1150-3EF36-0CA0 | 1 | UN | 1 | 10 | C | D | EAR99 | N | 85362010 | 1 | 4042949043119 | 0.9 | KG | 341.7 | 341.7 | LP17 | LP17 | circuit breaker 3VA1 IEC frame 160 breaking capacity class N Icu=25kA @ 415V 3-pole, line protection TM240, ATAM, In=50A overload protection Ir=35A...50A short-circuit protection Ii=5...10 x In clamp connection undervoltage release (UVR) 120-127V AC 50/60Hz | - | 0 | 0
3VA1150-3EF36-0CC0 |  | 3VA1150-3EF36-0CC0 | 1 | UN | 1 | 10 | C | D | EAR99 | N | 85362010 | 1 | 4042949070641 | 1.05 | KG | 387.6 | 387.6 | LP17 | LP17 | circuit breaker 3VA1 IEC frame 160 breaking capacity class N Icu=25kA @ 415V 3-pole, line protection TM240, ATAM, In=50A overload protection Ir=35A...50A short-circuit protection Ii=5...10 x In clamp connection undervoltage release (UVR) 120-127V AC 50/60Hz 2 auxiliary switches HQ | - | 0 | 0
3VA1150-3EF36-0CH0 |  | 3VA1150-3EF36-0CH0 | 1 | UN | 1 | 10 | C | D | EAR99 | N | 85362010 | 1 | 4042949083184 | 1.08 | KG | 412.25 | 412.25 | LP17 | LP17 | circuit breaker 3VA1 IEC frame 160 breaking capacity class N Icu=25kA @ 415V 3-pole, line protection TM240, ATAM, In=50A overload protection Ir=35A...50A short-circuit protection Ii=5...10 x In clamp connection undervoltage release (UVR) 120-127V AC 50/60Hz 2 auxiliary switches HQ 1 trip alarm switch HQ | - | 0 | 0
3VA1150-3EF36-0DA0 |  | 3VA1150-3EF36-0DA0 | 1 | UN | 1 | 10 | C | D | EAR99 | N | 85362010 | 1 | 4042949045205 | 0.9 | KG | 341.7 | 341.7 | LP17 | LP17 | circuit breaker 3VA1 IEC frame 160 breaking capacity class N Icu=25kA @ 415V 3-pole, line protection TM240, ATAM, In=50A overload protection Ir=35A...50A short-circuit protection Ii=5...10 x In clamp connection undervoltage release (UVR) 208-230V AC 50/60Hz | - | 0 | 0
3VA1150-3EF36-0DC0 |  | 3VA1150-3EF36-0DC0 | 1 | UN | 1 | 10 | C | D | EAR99 | N | 85362010 | 1 | 4042949072737 | 1.05 | KG | 387.6 | 387.6 | LP17 | LP17 | circuit breaker 3VA1 IEC frame 160 breaking capacity class N Icu=25kA @ 415V 3-pole, line protection TM240, ATAM, In=50A overload protection Ir=35A...50A short-circuit protection Ii=5...10 x In clamp connection undervoltage release (UVR) 208-230V AC 50/60Hz 2 auxiliary switches HQ | - | 0 | 0
3VA1150-3EF36-0DH0 |  | 3VA1150-3EF36-0DH0 | 1 | UN | 1 | 10 | C | D | EAR99 | N | 85362010 | 1 | 4042949085270 | 1.08 | KG | 412.25 | 412.25 | LP17 | LP17 | circuit breaker 3VA1 IEC frame 160 breaking capacity class N Icu=25kA @ 415V 3-pole, line protection TM240, ATAM, In=50A overload protection Ir=35A...50A short-circuit protection Ii=5...10 x In clamp connection undervoltage release (UVR) 208-230V AC 50/60Hz 2 auxiliary switches HQ 1 trip alarm switch HQ | - | 0 | 0
3VA1150-3EF36-0HA0 |  | 3VA1150-3EF36-0HA0 | 1 | UN | 1 | 10 | C | D | EAR99 | N | 85362010 | 1 | 4042949047292 | 0.9 | KG | 316.2 | 316.2 | LP17 | LP17 | circuit breaker 3VA1 IEC frame 160 breaking capacity class N Icu=25kA @ 415V 3-pole, line protection TM240, ATAM, In=50A overload protection Ir=35A...50A short-circuit protection Ii=5...10 x In clamp connection shunt trip (STL) 12-30V DC, 24V AC 50/60Hz | - | 0 | 0
3VA1150-3EF36-0HC0 |  | 3VA1150-3EF36-0HC0 | 1 | UN | 1 | 10 | C | D | EAR99 | N | 85362010 | 1 | 4042949074823 | 1.05 | KG | 363.8 | 363.8 | LP17 | LP17 | circuit breaker 3VA1 IEC frame 160 breaking capacity class N Icu=25kA @ 415V 3-pole, line protection TM240, ATAM, In=50A overload protection Ir=35A...50A short-circuit protection Ii=5...10 x In clamp connection shunt trip (STL) 12-30V DC, 24V AC 50/60Hz 2 auxiliary switches HQ | - | 0 | 0
3VA1150-3EF36-0HH0 |  | 3VA1150-3EF36-0HH0 | 1 | UN | 1 | 10 | C | D | EAR99 | N | 85362010 | 1 | 4042949087366 | 1.08 | KG | 386.75 | 386.75 | LP17 | LP17 | circuit breaker 3VA1 IEC frame 160 breaking capacity class N Icu=25kA @ 415V 3-pole, line protection TM240, ATAM, In=50A overload protection Ir=35A...50A short-circuit protection Ii=5...10 x In clamp connection shunt trip (STL) 12-30V DC, 24V AC 50/60Hz 2 auxiliary switches HQ 1 trip alarm switch HQ | - | 0 | 0
3VA1150-3EF36-0JA0 |  | 3VA1150-3EF36-0JA0 | 1 | UN | 1 | 10 | C | D | EAR99 | N | 85362010 | 1 | 4042949049388 | 0.9 | KG | 316.2 | 316.2 | LP17 | LP17 | circuit breaker 3VA1 IEC frame 160 breaking capacity class N Icu=25kA @ 415V 3-pole, line protection TM240, ATAM, In=50A overload protection Ir=35A...50A short-circuit protection Ii=5...10 x In clamp connection shunt trip (STL) 110-127V DC, AC 50/60Hz | - | 0 | 0
3VA1150-3EF36-0JC0 |  | 3VA1150-3EF36-0JC0 | 1 | UN | 1 | 10 | C | D | EAR99 | N | 85362010 | 1 | 4042949076919 | 1.05 | KG | 363.8 | 363.8 | LP17 | LP17 | circuit breaker 3VA1 IEC frame 160 breaking capacity class N Icu=25kA @ 415V 3-pole, line protection TM240, ATAM, In=50A overload protection Ir=35A...50A short-circuit protection Ii=5...10 x In clamp connection shunt trip (STL) 110-127V DC, AC 50/60Hz 2 auxiliary switches HQ | - | 0 | 0
3VA1150-3EF36-0JH0 |  | 3VA1150-3EF36-0JH0 | 1 | UN | 1 | 10 | C | D | EAR99 | N | 85362010 | 1 | 4042949089452 | 1.08 | KG | 386.75 | 386.75 | LP17 | LP17 | circuit breaker 3VA1 IEC frame 160 breaking capacity class N Icu=25kA @ 415V 3-pole, line protection TM240, ATAM, In=50A overload protection Ir=35A...50A short-circuit protection Ii=5...10 x In clamp connection shunt trip (STL) 110-127V DC, AC 50/60Hz 2 auxiliary switches HQ 1 trip alarm switch HQ | - | 0 | 0
3VA1150-3EF36-0KA0 |  | 3VA1150-3EF36-0KA0 | 1 | UN | 1 | 10 | C | D | EAR99 | N | 85362010 | 1 | 4042949051473 | 1.05 | KG | 316.2 | 316.2 | LP17 | LP17 | circuit breaker 3VA1 IEC frame 160 breaking capacity class N Icu=25kA @ 415V 3-pole, line protection TM240, ATAM, In=50A overload protection Ir=35A...50A short-circuit protection Ii=5...10 x In clamp connection shunt trip (STL) 220-250V DC, 208-277V AC | - | 0 | 0
3VA1150-3EF36-0KC0 |  | 3VA1150-3EF36-0KC0 | 1 | UN | 1 | 10 | C | D | EAR99 | N | 85362010 | 1 | 4042949079002 | 1.05 | KG | 363.8 | 363.8 | LP17 | LP17 | circuit breaker 3VA1 IEC frame 160 breaking capacity class N Icu=25kA @ 415V 3-pole, line protection TM240, ATAM, In=50A overload protection Ir=35A...50A short-circuit protection Ii=5...10 x In clamp connection shunt trip (STL) 220-250V DC, 208-277V AC 2 auxiliary switches HQ | - | 0 | 0
3VA1150-3EF36-0KH0 |  | 3VA1150-3EF36-0KH0 | 1 | UN | 1 | 10 | C | D | EAR99 | N | 85362010 | 1 | 4042949091547 | 1.08 | KG | 386.75 | 386.75 | LP17 | LP17 | circuit breaker 3VA1 IEC frame 160 breaking capacity class N Icu=25kA @ 415V 3-pole, line protection TM240, ATAM, In=50A overload protection Ir=35A...50A short-circuit protection Ii=5...10 x In clamp connection shunt trip (STL) 220-250V DC, 208-277V AC 2 auxiliary switches HQ 1 trip alarm switch HQ | - | 0 | 0
3VA1150-3EF42-0AA0 |  | 3VA1150-3EF42-0AA0 | 1 | UN | 1 | 5 | B | D | EAR99 | N | 85362010 | 1 | 4042948809143 | 1.181 | KG | 264.9 | 257.5 | LP17 | LP17 | circuit breaker 3VA1 IEC frame 160 breaking capacity class N Icu=25kA @ 415V 4-pole, line protection TM240, ATAM, In=50A overload protection Ir=35A...50A short-circuit protection Ii=5...10 x In N conductor unprotected nut keeper kit | Lista Papel 2020 SI | 0 | 0
3VA1150-3EF46-0AA0 |  | 3VA1150-3EF46-0AA0 | 1 | UN | 1 | 5 | B | D | EAR99 | N | 85362010 | 1 | 4042948820926 | 1.27 | KG | 293.6 | 285.4 | LP17 | LP17 | circuit breaker 3VA1 IEC frame 160 breaking capacity class N Icu=25kA @ 415V 4-pole, line protection TM240, ATAM, In=50A overload protection Ir=35A...50A short-circuit protection Ii=5...10 x In N conductor unprotected clamp connection | Lista Papel 2020 SI | 0 | 0
3VA1150-3GD42-0AA0 |  | 3VA1150-3GD42-0AA0 | 1 | UN | 1 | 5 | B | D | EAR99 | N | 85362010 | 1 | 4042948831960 | 1.2 | KG | 248.5 | 241.1 | LP17 | LP17 | circuit breaker 3VA1 IEC frame 160 breaking capacity class N Icu=25kA @ 415V 4-pole, line protection TM210, FTFM, In=50A overload protection Ir=50A fixed short-circuit protection Ii=10 x In N conductor protection 100% nut keeper kit | Lista Papel 2020 SI | 0 | 0
3VA1150-3GD46-0AA0 |  | 3VA1150-3GD46-0AA0 | 1 | UN | 1 | 5 | B | D | EAR99 | N | 85362010 | 1 | 4042948825082 | 1.301 | KG | 273.9 | 266.5 | LP17 | LP17 | circuit breaker 3VA1 IEC frame 160 breaking capacity class N Icu=25kA @ 415V 4-pole, line protection TM210, FTFM, In=50A overload protection Ir=50A fixed short-circuit protection Ii=10 x In N conductor protection 100% clamp connection | Lista Papel 2020 SI | 0 | 0
3VA1150-3GE42-0AA0 |  | 3VA1150-3GE42-0AA0 | 1 | UN | 1 | 5 | B | D | EAR99 | N | 85362010 | 1 | 4042948831953 | 1.2 | KG | 252.6 | 245.2 | LP17 | LP17 | circuit breaker 3VA1 IEC frame 160 breaking capacity class N Icu=25kA @ 415V 4-pole, line protection TM220, ATFM, In=50A overload protection Ir=35A...50A short-circuit protection Ii=10 x In N conductor protection 100% nut keeper kit | Lista Papel 2020 SI | 0 | 0
3VA1150-3GE46-0AA0 |  | 3VA1150-3GE46-0AA0 | 1 | UN | 1 | 5 | B | D | EAR99 | N | 85362010 | 1 | 4042948825099 | 1.301 | KG | 281.3 | 273.1 | LP17 | LP17 | circuit breaker 3VA1 IEC frame 160 breaking capacity class N Icu=25kA @ 415V 4-pole, line protection TM220, ATFM, In=50A overload protection Ir=35A...50A short-circuit protection Ii=10 x In N conductor protection 100% clamp connection | Lista Papel 2020 SI | 0 | 0
3VA1150-3GF42-0AA0 |  | 3VA1150-3GF42-0AA0 | 1 | UN | 1 | 5 | B | D | EAR99 | N | 85362010 | 1 | 4042948831946 | 1.2 | KG | 264.9 | 257.5 | LP17 | LP17 | circuit breaker 3VA1 IEC frame 160 breaking capacity class N Icu=25kA @ 415V 4-pole, line protection TM240, ATAM, In=50A overload protection Ir=35A...50A short-circuit protection Ii=5...10 x In N conductor protection 100% nut keeper kit | Lista Papel 2020 SI | 0 | 0
3VA1150-3GF46-0AA0 |  | 3VA1150-3GF46-0AA0 | 1 | UN | 1 | 5 | B | D | EAR99 | N | 85362010 | 1 | 4042948824443 | 1.307 | KG | 293.6 | 285.4 | LP17 | LP17 | circuit breaker 3VA1 IEC frame 160 breaking capacity class N Icu=25kA @ 415V 4-pole, line protection TM240, ATAM, In=50A overload protection Ir=35A...50A short-circuit protection Ii=5...10 x In N conductor protection 100% clamp connection | Lista Papel 2020 SI | 0 | 0
3VA1150-4ED12-0AA0 |  | 3VA1150-4ED12-0AA0 | 1 | UN | 1 | 5 | B | D | EAR99 | N | 85362010 | 1 | 4042948829455 | 0.376 | KG | 103.3 | 100 | LP17 | LP17 | circuit breaker 3VA1 IEC frame 160 breaking capacity class S Icu=36kA @ 240V 1-pole, line protection TM210, FTFM, In=50A overload protection Ir=50A fixed short-circuit protection Ii=10 x In nut keeper kit | Lista Papel 2020 SI | 0 | 0
3VA1150-4ED16-0AA0 |  | 3VA1150-4ED16-0AA0 | 1 | UN | 1 | 5 | B | D | EAR99 | N | 85362010 | 1 | 4042948829448 | 0.402 | KG | 109.9 | 106.6 | LP17 | LP17 | circuit breaker 3VA1 IEC frame 160 breaking capacity class S Icu=36kA @ 240V 1-pole, line protection TM210, FTFM, In=50A overload protection Ir=50A fixed short-circuit protection Ii=10 x In clamp connection | Lista Papel 2020 SI | 0 | 0
3VA1150-4ED22-0AA0 |  | 3VA1150-4ED22-0AA0 | 1 | UN | 1 | 5 | B | D | EAR99 | N | 85362010 | 1 | 4042948829431 | 0.636 | KG | 185.3 | 180.4 | LP17 | LP17 | circuit breaker 3VA1 IEC frame 160 breaking capacity class S Icu=36kA @ 415V 2-pole, line protection TM210, FTFM, In=50A overload protection Ir=50A fixed short-circuit protection Ii=10 x In nut keeper kit | Lista Papel 2020 SI | 0 | 0
3VA1150-4ED26-0AA0 |  | 3VA1150-4ED26-0AA0 | 1 | UN | 1 | 5 | B | D | EAR99 | N | 85362010 | 1 | 4042948829424 | 0.687 | KG | 199.3 | 193.5 | LP17 | LP17 | circuit breaker 3VA1 IEC frame 160 breaking capacity class S Icu=36kA @ 415V 2-pole, line protection TM210, FTFM, In=50A overload protection Ir=50A fixed short-circuit protection Ii=10 x In clamp connection | Lista Papel 2020 SI | 0 | 0
3VA1150-4ED32-0AA0 |  | 3VA1150-4ED32-0AA0 | 1 | UN | 1 | 5 | B | D | EAR99 | N | 85362010 | 1 | 4042948812501 | 953 | G | 205.8 | 200.1 | LP17 | LP17 | circuit breaker 3VA1 IEC frame 160 breaking capacity class S Icu=36kA @ 415V 3-pole, line protection TM210, FTFM, In=50A overload protection Ir=50A fixed short-circuit protection Ii=10 x In nut keeper kit | Lista Papel 2020 SI | 0 | 0
3VA1150-4ED36-0AA0 |  | 3VA1150-4ED36-0AA0 | 1 | UN | 1 | 5 | B | D | EAR99 | N | 85362010 | 1 | 4042948821589 | 1.024 | KG | 227.1 | 220.6 | LP17 | LP17 | circuit breaker 3VA1 IEC frame 160 breaking capacity class S Icu=36kA @ 415V 3-pole, line protection TM210, FTFM, In=50A overload protection Ir=50A fixed short-circuit protection Ii=10 x In clamp connection | Lista Papel 2020 SI | 0 | 0
3VA1150-4ED42-0AA0 |  | 3VA1150-4ED42-0AA0 | 1 | UN | 1 | 5 | B | D | EAR99 | N | 85362010 | 1 | 4042948813386 | 1.184 | KG | 267.3 | 259.9 | LP17 | LP17 | circuit breaker 3VA1 IEC frame 160 breaking capacity class S Icu=36kA @ 415V 4-pole, line protection TM210, FTFM, In=50A overload protection Ir=50A fixed short-circuit protection Ii=10 x In N conductor unprotected nut keeper kit | Lista Papel 2020 SI | 0 | 0
3VA1150-4ED46-0AA0 |  | 3VA1150-4ED46-0AA0 | 1 | UN | 1 | 2 | A | D | EAR99 | N | 85362010 | 1 | 4042948822463 | 1.287 | KG | 296 | 287.8 | LP17 | LP17 | circuit breaker 3VA1 IEC frame 160 breaking capacity class S Icu=36kA @ 415V 4-pole, line protection TM210, FTFM, In=50A overload protection Ir=50A fixed short-circuit protection Ii=10 x In N conductor unprotected clamp connection | Lista Papel 2020 SI | 0 | 0
3VA1150-4EE32-0AA0 |  | 3VA1150-4EE32-0AA0 | 1 | UN | 1 | 5 | B | D | EAR99 | N | 85362010 | 1 | 4042948812518 | 971 | G | 209.9 | 204.2 | LP17 | LP17 | circuit breaker 3VA1 IEC frame 160 breaking capacity class S Icu=36kA @ 415V 3-pole, line protection TM220, ATFM, In=50A overload protection Ir=35A...50A short-circuit protection Ii=10 x In nut keeper kit | Lista Papel 2020 SI | 0 | 0
3VA1150-4EE36-0AA0 |  | 3VA1150-4EE36-0AA0 | 1 | UN | 1 | 5 | B | D | EAR99 | N | 85362010 | 1 | 4042948821596 | 1.016 | KG | 231.2 | 224.7 | LP17 | LP17 | circuit breaker 3VA1 IEC frame 160 breaking capacity class S Icu=36kA @ 415V 3-pole, line protection TM220, ATFM, In=50A overload protection Ir=35A...50A short-circuit protection Ii=10 x In clamp connection | Lista Papel 2020 SI | 0 | 0
3VA1150-4EE42-0AA0 |  | 3VA1150-4EE42-0AA0 | 1 | UN | 1 | 5 | B | D | EAR99 | N | 85362010 | 1 | 4042948813393 | 1.187 | KG | 273.1 | 265.7 | LP17 | LP17 | circuit breaker 3VA1 IEC frame 160 breaking capacity class S Icu=36kA @ 415V 4-pole, line protection TM220, ATFM, In=50A overload protection Ir=35A...50A short-circuit protection Ii=10 x In N conductor unprotected nut keeper kit | Lista Papel 2020 SI | 0 | 0
3VA1150-4EE46-0AA0 |  | 3VA1150-4EE46-0AA0 | 1 | UN | 1 | 5 | B | D | EAR99 | N | 85362010 | 1 | 4042948822470 | 1.294 | KG | 301.8 | 293.6 | LP17 | LP17 | circuit breaker 3VA1 IEC frame 160 breaking capacity class S Icu=36kA @ 415V 4-pole, line protection TM220, ATFM, In=50A overload protection Ir=35A...50A short-circuit protection Ii=10 x In N conductor unprotected clamp connection | Lista Papel 2020 SI | 0 | 0
3VA1150-4EF32-0AA0 |  | 3VA1150-4EF32-0AA0 | 1 | UN | 1 | 5 | B | D | EAR99 | N | 85362010 | 1 | 4042948808719 | 971 | G | 222.2 | 215.7 | LP17 | LP17 | circuit breaker 3VA1 IEC frame 160 breaking capacity class S Icu=36kA @ 415V 3-pole, line protection TM240, ATAM, In=50A overload protection Ir=35A...50A short-circuit protection Ii=5...10 x In nut keeper kit | Lista Papel 2020 SI | 0 | 0
3VA1150-4EF32-0AB0 |  | 3VA1150-4EF32-0AB0 | 1 | UN | 1 | 10 | C | D | EAR99 | N | 85362010 | 1 | 4042949053552 | 0.96 | KG | 300.05 | 300.05 | LP17 | LP17 | circuit breaker 3VA1 IEC frame 160 breaking capacity class S Icu=36kA @ 415V 3-pole, line protection TM240, ATAM, In=50A overload protection Ir=35A...50A short-circuit protection Ii=5...10 x In nut keeper kit 2 auxiliary switches HP | - | 0 | 0
3VA1150-4EF32-0AC0 |  | 3VA1150-4EF32-0AC0 | 1 | UN | 1 | 10 | C | D | EAR99 | N | 85362010 | 1 | 4042949055648 | 0.96 | KG | 275.4 | 275.4 | LP17 | LP17 | circuit breaker 3VA1 IEC frame 160 breaking capacity class S Icu=36kA @ 415V 3-pole, line protection TM240, ATAM, In=50A overload protection Ir=35A...50A short-circuit protection Ii=5...10 x In nut keeper kit 2 auxiliary switches HQ | - | 0 | 0
3VA1150-4EF32-0AD0 |  | 3VA1150-4EF32-0AD0 | 1 | UN | 1 | 10 | C | D | EAR99 | N | 85362010 | 1 | 4042949057734 | 0.99 | KG | 300.05 | 300.05 | LP17 | LP17 | circuit breaker 3VA1 IEC frame 160 breaking capacity class S Icu=36kA @ 415V 3-pole, line protection TM240, ATAM, In=50A overload protection Ir=35A...50A short-circuit protection Ii=5...10 x In nut keeper kit 3 auxiliary switches HQ | - | 0 | 0
3VA1150-4EF32-0AE0 |  | 3VA1150-4EF32-0AE0 | 1 | UN | 1 | 10 | C | D | EAR99 | N | 85362010 | 1 | 4042949059820 | 1.02 | KG | 322.15 | 322.15 | LP17 | LP17 | circuit breaker 3VA1 IEC frame 160 breaking capacity class S Icu=36kA @ 415V 3-pole, line protection TM240, ATAM, In=50A overload protection Ir=35A...50A short-circuit protection Ii=5...10 x In nut keeper kit 4 auxiliary switches HQ | - | 0 | 0
3VA1150-4EF32-0AF0 |  | 3VA1150-4EF32-0AF0 | 1 | UN | 1 | 10 | C | D | EAR99 | N | 85362010 | 1 | 4042949061915 | 0.96 | KG | 275.4 | 275.4 | LP17 | LP17 | circuit breaker 3VA1 IEC frame 160 breaking capacity class S Icu=36kA @ 415V 3-pole, line protection TM240, ATAM, In=50A overload protection Ir=35A...50A short-circuit protection Ii=5...10 x In nut keeper kit 1 auxiliary switch HQ 1 trip alarm switch HQ | - | 0 | 0
3VA1150-4EF32-0AG0 |  | 3VA1150-4EF32-0AG0 | 1 | UN | 1 | 10 | C | D | EAR99 | N | 85362010 | 1 | 4042949064008 | 0.96 | KG | 300.05 | 300.05 | LP17 | LP17 | circuit breaker 3VA1 IEC frame 160 breaking capacity class S Icu=36kA @ 415V 3-pole, line protection TM240, ATAM, In=50A overload protection Ir=35A...50A short-circuit protection Ii=5...10 x In nut keeper kit 1 auxiliary switch HP 1 trip alarm switch HP | - | 0 | 0
3VA1150-4EF32-0AH0 |  | 3VA1150-4EF32-0AH0 | 1 | UN | 1 | 10 | C | D | EAR99 | N | 85362010 | 1 | 4042949066095 | 0.99 | KG | 300.05 | 300.05 | LP17 | LP17 | circuit breaker 3VA1 IEC frame 160 breaking capacity class S Icu=36kA @ 415V 3-pole, line protection TM240, ATAM, In=50A overload protection Ir=35A...50A short-circuit protection Ii=5...10 x In nut keeper kit 2 auxiliary switches HQ 1 trip alarm switch HQ | - | 0 | 0
3VA1150-4EF32-0BA0 |  | 3VA1150-4EF32-0BA0 | 1 | UN | 1 | 10 | C | D | EAR99 | N | 85362010 | 1 | 4042949041016 | 0.9 | KG | 338.3 | 338.3 | LP17 | LP17 | circuit breaker 3VA1 IEC frame 160 breaking capacity class S Icu=36kA @ 415V 3-pole, line protection TM240, ATAM, In=50A overload protection Ir=35A...50A short-circuit protection Ii=5...10 x In nut keeper kit undervoltage release (UVR) 24V DC | - | 0 | 0
3VA1150-4EF32-0BC0 |  | 3VA1150-4EF32-0BC0 | 1 | UN | 1 | 10 | C | D | EAR99 | N | 85362010 | 1 | 4042949068549 | 1.05 | KG | 384.2 | 384.2 | LP17 | LP17 | circuit breaker 3VA1 IEC frame 160 breaking capacity class S Icu=36kA @ 415V 3-pole, line protection TM240, ATAM, In=50A overload protection Ir=35A...50A short-circuit protection Ii=5...10 x In nut keeper kit undervoltage release (UVR) 24V DC 2 auxiliary switches HQ | - | 0 | 0
3VA1150-4EF32-0BH0 |  | 3VA1150-4EF32-0BH0 | 1 | UN | 1 | 10 | C | D | EAR99 | N | 85362010 | 1 | 4042949081081 | 1.05 | KG | 408.85 | 408.85 | LP17 | LP17 | circuit breaker 3VA1 IEC frame 160 breaking capacity class S Icu=36kA @ 415V 3-pole, line protection TM240, ATAM, In=50A overload protection Ir=35A...50A short-circuit protection Ii=5...10 x In nut keeper kit undervoltage release (UVR) 24V DC 2 auxiliary switches HQ 1 trip alarm switch HQ | - | 0 | 0
3VA1150-4EF32-0CA0 |  | 3VA1150-4EF32-0CA0 | 1 | UN | 1 | 10 | C | D | EAR99 | N | 85362010 | 1 | 4042949043102 | 0.9 | KG | 338.3 | 338.3 | LP17 | LP17 | circuit breaker 3VA1 IEC frame 160 breaking capacity class S Icu=36kA @ 415V 3-pole, line protection TM240, ATAM, In=50A overload protection Ir=35A...50A short-circuit protection Ii=5...10 x In nut keeper kit undervoltage release (UVR) 120-127V AC 50/60Hz | - | 0 | 0
3VA1150-4EF32-0CC0 |  | 3VA1150-4EF32-0CC0 | 1 | UN | 1 | 10 | C | D | EAR99 | N | 85362010 | 1 | 4042949070634 | 1.05 | KG | 384.2 | 384.2 | LP17 | LP17 | circuit breaker 3VA1 IEC frame 160 breaking capacity class S Icu=36kA @ 415V 3-pole, line protection TM240, ATAM, In=50A overload protection Ir=35A...50A short-circuit protection Ii=5...10 x In nut keeper kit undervoltage release (UVR) 120-127V AC 50/60Hz 2 auxiliary switches HQ | - | 0 | 0
3VA1150-4EF32-0CH0 |  | 3VA1150-4EF32-0CH0 | 1 | UN | 1 | 10 | C | D | EAR99 | N | 85362010 | 1 | 4042949083177 | 1.08 | KG | 408.85 | 408.85 | LP17 | LP17 | circuit breaker 3VA1 IEC frame 160 breaking capacity class S Icu=36kA @ 415V 3-pole, line protection TM240, ATAM, In=50A overload protection Ir=35A...50A short-circuit protection Ii=5...10 x In nut keeper kit undervoltage release (UVR) 120-127V AC 50/60Hz 2 auxiliary switches HQ 1 trip alarm switch HQ | - | 0 | 0
3VA1150-4EF32-0DA0 |  | 3VA1150-4EF32-0DA0 | 1 | UN | 1 | 10 | C | D | EAR99 | N | 85362010 | 1 | 4042949045199 | 0.9 | KG | 338.3 | 338.3 | LP17 | LP17 | circuit breaker 3VA1 IEC frame 160 breaking capacity class S Icu=36kA @ 415V 3-pole, line protection TM240, ATAM, In=50A overload protection Ir=35A...50A short-circuit protection Ii=5...10 x In nut keeper kit undervoltage release (UVR) 208-230V AC 50/60Hz | - | 0 | 0
3VA1150-4EF32-0DC0 |  | 3VA1150-4EF32-0DC0 | 1 | UN | 1 | 10 | C | D | EAR99 | N | 85362010 | 1 | 4042949072720 | 1.05 | KG | 384.2 | 384.2 | LP17 | LP17 | circuit breaker 3VA1 IEC frame 160 breaking capacity class S Icu=36kA @ 415V 3-pole, line protection TM240, ATAM, In=50A overload protection Ir=35A...50A short-circuit protection Ii=5...10 x In nut keeper kit undervoltage release (UVR) 208-230V AC 50/60Hz 2 auxiliary switches HQ | - | 0 | 0
3VA1150-4EF32-0DH0 |  | 3VA1150-4EF32-0DH0 | 1 | UN | 1 | 10 | C | D | EAR99 | N | 85362010 | 1 | 4042949085263 | 1.08 | KG | 408.85 | 408.85 | LP17 | LP17 | circuit breaker 3VA1 IEC frame 160 breaking capacity class S Icu=36kA @ 415V 3-pole, line protection TM240, ATAM, In=50A overload protection Ir=35A...50A short-circuit protection Ii=5...10 x In nut keeper kit undervoltage release (UVR) 208-230V AC 50/60Hz 2 auxiliary switches HQ 1 trip alarm switch HQ | - | 0 | 0
3VA1150-4EF32-0HA0 |  | 3VA1150-4EF32-0HA0 | 1 | UN | 1 | 10 | C | D | EAR99 | N | 85362010 | 1 | 4042949047285 | 0.9 | KG | 312.8 | 312.8 | LP17 | LP17 | circuit breaker 3VA1 IEC frame 160 breaking capacity class S Icu=36kA @ 415V 3-pole, line protection TM240, ATAM, In=50A overload protection Ir=35A...50A short-circuit protection Ii=5...10 x In nut keeper kit shunt trip (STL) 12-30V DC, 24V AC 50/60Hz | - | 0 | 0
3VA1150-4EF32-0HC0 |  | 3VA1150-4EF32-0HC0 | 1 | UN | 1 | 10 | C | D | EAR99 | N | 85362010 | 1 | 4042949074816 | 1.05 | KG | 359.55 | 359.55 | LP17 | LP17 | circuit breaker 3VA1 IEC frame 160 breaking capacity class S Icu=36kA @ 415V 3-pole, line protection TM240, ATAM, In=50A overload protection Ir=35A...50A short-circuit protection Ii=5...10 x In nut keeper kit shunt trip (STL) 12-30V DC, 24V AC 50/60Hz 2 auxiliary switches HQ | - | 0 | 0
3VA1150-4EF32-0HH0 |  | 3VA1150-4EF32-0HH0 | 1 | UN | 1 | 10 | C | D | EAR99 | N | 85362010 | 1 | 4042949087359 | 1.08 | KG | 383.35 | 383.35 | LP17 | LP17 | circuit breaker 3VA1 IEC frame 160 breaking capacity class S Icu=36kA @ 415V 3-pole, line protection TM240, ATAM, In=50A overload protection Ir=35A...50A short-circuit protection Ii=5...10 x In nut keeper kit shunt trip (STL) 12-30V DC, 24V AC 50/60Hz 2 auxiliary switches HQ 1 trip alarm switch HQ | - | 0 | 0
3VA1150-4EF32-0JA0 |  | 3VA1150-4EF32-0JA0 | 1 | UN | 1 | 10 | C | D | EAR99 | N | 85362010 | 1 | 4042949049371 | 0.9 | KG | 312.8 | 312.8 | LP17 | LP17 | circuit breaker 3VA1 IEC frame 160 breaking capacity class S Icu=36kA @ 415V 3-pole, line protection TM240, ATAM, In=50A overload protection Ir=35A...50A short-circuit protection Ii=5...10 x In nut keeper kit shunt trip (STL) 110-127V DC, AC 50/60Hz | - | 0 | 0
3VA1150-4EF32-0JC0 |  | 3VA1150-4EF32-0JC0 | 1 | UN | 1 | 10 | C | D | EAR99 | N | 85362010 | 1 | 4042949076902 | 1.05 | KG | 359.55 | 359.55 | LP17 | LP17 | circuit breaker 3VA1 IEC frame 160 breaking capacity class S Icu=36kA @ 415V 3-pole, line protection TM240, ATAM, In=50A overload protection Ir=35A...50A short-circuit protection Ii=5...10 x In nut keeper kit shunt trip (STL) 110-127V DC, AC 50/60Hz 2 auxiliary switches HQ | - | 0 | 0
3VA1150-4EF32-0JH0 |  | 3VA1150-4EF32-0JH0 | 1 | UN | 1 | 10 | C | D | EAR99 | N | 85362010 | 1 | 4042949089445 | 1.08 | KG | 383.35 | 383.35 | LP17 | LP17 | circuit breaker 3VA1 IEC frame 160 breaking capacity class S Icu=36kA @ 415V 3-pole, line protection TM240, ATAM, In=50A overload protection Ir=35A...50A short-circuit protection Ii=5...10 x In nut keeper kit shunt trip (STL) 110-127V DC, AC 50/60Hz 2 auxiliary switches HQ 1 trip alarm switch HQ | - | 0 | 0
3VA1150-4EF32-0KA0 |  | 3VA1150-4EF32-0KA0 | 1 | UN | 1 | 10 | C | D | EAR99 | N | 85362010 | 1 | 4042949051466 | 1.05 | KG | 312.8 | 312.8 | LP17 | LP17 | circuit breaker 3VA1 IEC frame 160 breaking capacity class S Icu=36kA @ 415V 3-pole, line protection TM240, ATAM, In=50A overload protection Ir=35A...50A short-circuit protection Ii=5...10 x In nut keeper kit shunt trip (STL) 220-250V DC, 208-277V AC | - | 0 | 0
3VA1150-4EF32-0KC0 |  | 3VA1150-4EF32-0KC0 | 1 | UN | 1 | 10 | C | D | EAR99 | N | 85362010 | 1 | 4042949078999 | 1.05 | KG | 359.55 | 359.55 | LP17 | LP17 | circuit breaker 3VA1 IEC frame 160 breaking capacity class S Icu=36kA @ 415V 3-pole, line protection TM240, ATAM, In=50A overload protection Ir=35A...50A short-circuit protection Ii=5...10 x In nut keeper kit shunt trip (STL) 220-250V DC, 208-277V AC 2 auxiliary switches HQ | - | 0 | 0
3VA1150-4EF32-0KH0 |  | 3VA1150-4EF32-0KH0 | 1 | UN | 1 | 10 | C | D | EAR99 | N | 85362010 | 1 | 4042949091530 | 1.08 | KG | 383.35 | 383.35 | LP17 | LP17 | circuit breaker 3VA1 IEC frame 160 breaking capacity class S Icu=36kA @ 415V 3-pole, line protection TM240, ATAM, In=50A overload protection Ir=35A...50A short-circuit protection Ii=5...10 x In nut keeper kit shunt trip (STL) 220-250V DC, 208-277V AC 2 auxiliary switches HQ 1 trip alarm switch HQ | - | 0 | 0
3VA1150-4EF36-0AA0 |  | 3VA1150-4EF36-0AA0 | 1 | UN | 1 | 5 | B | D | EAR99 | N | 85362010 | 1 | 4042948820490 | 1.025 | KG | 242.7 | 236.2 | LP17 | LP17 | circuit breaker 3VA1 IEC frame 160 breaking capacity class S Icu=36kA @ 415V 3-pole, line protection TM240, ATAM, In=50A overload protection Ir=35A...50A short-circuit protection Ii=5...10 x In clamp connection | Lista Papel 2020 SI | 0 | 0
3VA1150-4EF36-0AB0 |  | 3VA1150-4EF36-0AB0 | 1 | UN | 1 | 10 | C | D | EAR99 | N | 85362010 | 1 | 4042949053545 | 0.96 | KG | 321.3 | 321.3 | LP17 | LP17 | circuit breaker 3VA1 IEC frame 160 breaking capacity class S Icu=36kA @ 415V 3-pole, line protection TM240, ATAM, In=50A overload protection Ir=35A...50A short-circuit protection Ii=5...10 x In clamp connection 2 auxiliary switches HP | - | 0 | 0
3VA1150-4EF36-0AC0 |  | 3VA1150-4EF36-0AC0 | 1 | UN | 1 | 10 | C | D | EAR99 | N | 85362010 | 1 | 4042949055631 | 0.96 | KG | 299.2 | 299.2 | LP17 | LP17 | circuit breaker 3VA1 IEC frame 160 breaking capacity class S Icu=36kA @ 415V 3-pole, line protection TM240, ATAM, In=50A overload protection Ir=35A...50A short-circuit protection Ii=5...10 x In clamp connection 2 auxiliary switches HQ | - | 0 | 0
3VA1150-4EF36-0AD0 |  | 3VA1150-4EF36-0AD0 | 1 | UN | 1 | 10 | C | D | EAR99 | N | 85362010 | 1 | 4042949057727 | 0.99 | KG | 321.3 | 321.3 | LP17 | LP17 | circuit breaker 3VA1 IEC frame 160 breaking capacity class S Icu=36kA @ 415V 3-pole, line protection TM240, ATAM, In=50A overload protection Ir=35A...50A short-circuit protection Ii=5...10 x In clamp connection 3 auxiliary switches HQ | - | 0 | 0
3VA1150-4EF36-0AE0 |  | 3VA1150-4EF36-0AE0 | 1 | UN | 1 | 10 | C | D | EAR99 | N | 85362010 | 1 | 4042949059813 | 1.02 | KG | 345.1 | 345.1 | LP17 | LP17 | circuit breaker 3VA1 IEC frame 160 breaking capacity class S Icu=36kA @ 415V 3-pole, line protection TM240, ATAM, In=50A overload protection Ir=35A...50A short-circuit protection Ii=5...10 x In clamp connection 4 auxiliary switches HQ | - | 0 | 0
3VA1150-4EF36-0AF0 |  | 3VA1150-4EF36-0AF0 | 1 | UN | 1 | 10 | C | D | EAR99 | N | 85362010 | 1 | 4042949061908 | 0.96 | KG | 299.2 | 299.2 | LP17 | LP17 | circuit breaker 3VA1 IEC frame 160 breaking capacity class S Icu=36kA @ 415V 3-pole, line protection TM240, ATAM, In=50A overload protection Ir=35A...50A short-circuit protection Ii=5...10 x In clamp connection 1 auxiliary switch HQ 1 trip alarm switch HQ | - | 0 | 0
3VA1150-4EF36-0AG0 |  | 3VA1150-4EF36-0AG0 | 1 | UN | 1 | 10 | C | D | EAR99 | N | 85362010 | 1 | 4042949063995 | 0.96 | KG | 321.3 | 321.3 | LP17 | LP17 | circuit breaker 3VA1 IEC frame 160 breaking capacity class S Icu=36kA @ 415V 3-pole, line protection TM240, ATAM, In=50A overload protection Ir=35A...50A short-circuit protection Ii=5...10 x In clamp connection 1 auxiliary switch HP 1 trip alarm switch HP | - | 0 | 0
3VA1150-4EF36-0AH0 |  | 3VA1150-4EF36-0AH0 | 1 | UN | 1 | 10 | C | D | EAR99 | N | 85362010 | 1 | 4042949066088 | 0.99 | KG | 321.3 | 321.3 | LP17 | LP17 | circuit breaker 3VA1 IEC frame 160 breaking capacity class S Icu=36kA @ 415V 3-pole, line protection TM240, ATAM, In=50A overload protection Ir=35A...50A short-circuit protection Ii=5...10 x In clamp connection 2 auxiliary switches HQ 1 trip alarm switch HQ | - | 0 | 0
3VA1150-4EF36-0BA0 |  | 3VA1150-4EF36-0BA0 | 1 | UN | 1 | 10 | C | D | EAR99 | N | 85362010 | 1 | 4042949041009 | 0.9 | KG | 360.4 | 360.4 | LP17 | LP17 | circuit breaker 3VA1 IEC frame 160 breaking capacity class S Icu=36kA @ 415V 3-pole, line protection TM240, ATAM, In=50A overload protection Ir=35A...50A short-circuit protection Ii=5...10 x In clamp connection undervoltage release (UVR) 24V DC | - | 0 | 0
3VA1150-4EF36-0BC0 |  | 3VA1150-4EF36-0BC0 | 1 | UN | 1 | 10 | C | D | EAR99 | N | 85362010 | 1 | 4042949068532 | 1.05 | KG | 408 | 408 | LP17 | LP17 | circuit breaker 3VA1 IEC frame 160 breaking capacity class S Icu=36kA @ 415V 3-pole, line protection TM240, ATAM, In=50A overload protection Ir=35A...50A short-circuit protection Ii=5...10 x In clamp connection undervoltage release (UVR) 24V DC 2 auxiliary switches HQ | - | 0 | 0
3VA1150-4EF36-0BH0 |  | 3VA1150-4EF36-0BH0 | 1 | UN | 1 | 10 | C | D | EAR99 | N | 85362010 | 1 | 4042949081074 | 1.05 | KG | 430.95 | 430.95 | LP17 | LP17 | circuit breaker 3VA1 IEC frame 160 breaking capacity class S Icu=36kA @ 415V 3-pole, line protection TM240, ATAM, In=50A overload protection Ir=35A...50A short-circuit protection Ii=5...10 x In clamp connection undervoltage release (UVR) 24V DC 2 auxiliary switches HQ 1 trip alarm switch HQ | - | 0 | 0
3VA1150-4EF36-0CA0 |  | 3VA1150-4EF36-0CA0 | 1 | UN | 1 | 10 | C | D | EAR99 | N | 85362010 | 1 | 4042949043096 | 0.9 | KG | 360.4 | 360.4 | LP17 | LP17 | circuit breaker 3VA1 IEC frame 160 breaking capacity class S Icu=36kA @ 415V 3-pole, line protection TM240, ATAM, In=50A overload protection Ir=35A...50A short-circuit protection Ii=5...10 x In clamp connection undervoltage release (UVR) 120-127V AC 50/60Hz | - | 0 | 0
3VA1150-4EF36-0CC0 |  | 3VA1150-4EF36-0CC0 | 1 | UN | 1 | 10 | C | D | EAR99 | N | 85362010 | 1 | 4042949070627 | 1.05 | KG | 408 | 408 | LP17 | LP17 | circuit breaker 3VA1 IEC frame 160 breaking capacity class S Icu=36kA @ 415V 3-pole, line protection TM240, ATAM, In=50A overload protection Ir=35A...50A short-circuit protection Ii=5...10 x In clamp connection undervoltage release (UVR) 120-127V AC 50/60Hz 2 auxiliary switches HQ | - | 0 | 0
3VA1150-4EF36-0CH0 |  | 3VA1150-4EF36-0CH0 | 1 | UN | 1 | 10 | C | D | EAR99 | N | 85362010 | 1 | 4042949083160 | 1.08 | KG | 430.95 | 430.95 | LP17 | LP17 | circuit breaker 3VA1 IEC frame 160 breaking capacity class S Icu=36kA @ 415V 3-pole, line protection TM240, ATAM, In=50A overload protection Ir=35A...50A short-circuit protection Ii=5...10 x In clamp connection undervoltage release (UVR) 120-127V AC 50/60Hz 2 auxiliary switches HQ 1 trip alarm switch HQ | - | 0 | 0
3VA1150-4EF36-0DA0 |  | 3VA1150-4EF36-0DA0 | 1 | UN | 1 | 10 | C | D | EAR99 | N | 85362010 | 1 | 4042949045182 | 0.9 | KG | 360.4 | 360.4 | LP17 | LP17 | circuit breaker 3VA1 IEC frame 160 breaking capacity class S Icu=36kA @ 415V 3-pole, line protection TM240, ATAM, In=50A overload protection Ir=35A...50A short-circuit protection Ii=5...10 x In clamp connection undervoltage release (UVR) 208-230V AC 50/60Hz | - | 0 | 0
3VA1150-4EF36-0DC0 |  | 3VA1150-4EF36-0DC0 | 1 | UN | 1 | 10 | C | D | EAR99 | N | 85362010 | 1 | 4042949072713 | 1.05 | KG | 408 | 408 | LP17 | LP17 | circuit breaker 3VA1 IEC frame 160 breaking capacity class S Icu=36kA @ 415V 3-pole, line protection TM240, ATAM, In=50A overload protection Ir=35A...50A short-circuit protection Ii=5...10 x In clamp connection undervoltage release (UVR) 208-230V AC 50/60Hz 2 auxiliary switches HQ | - | 0 | 0
3VA1150-4EF36-0DH0 |  | 3VA1150-4EF36-0DH0 | 1 | UN | 1 | 10 | C | D | EAR99 | N | 85362010 | 1 | 4042949085256 | 1.08 | KG | 430.95 | 430.95 | LP17 | LP17 | circuit breaker 3VA1 IEC frame 160 breaking capacity class S Icu=36kA @ 415V 3-pole, line protection TM240, ATAM, In=50A overload protection Ir=35A...50A short-circuit protection Ii=5...10 x In clamp connection undervoltage release (UVR) 208-230V AC 50/60Hz 2 auxiliary switches HQ 1 trip alarm switch HQ | - | 0 | 0
3VA1150-4EF36-0HA0 |  | 3VA1150-4EF36-0HA0 | 1 | UN | 1 | 10 | C | D | EAR99 | N | 85362010 | 1 | 4042949047278 | 0.9 | KG | 336.6 | 336.6 | LP17 | LP17 | circuit breaker 3VA1 IEC frame 160 breaking capacity class S Icu=36kA @ 415V 3-pole, line protection TM240, ATAM, In=50A overload protection Ir=35A...50A short-circuit protection Ii=5...10 x In clamp connection shunt trip (STL) 12-30V DC, 24V AC 50/60Hz | - | 0 | 0
3VA1150-4EF36-0HC0 |  | 3VA1150-4EF36-0HC0 | 1 | UN | 1 | 10 | C | D | EAR99 | N | 85362010 | 1 | 4042949074809 | 1.05 | KG | 382.5 | 382.5 | LP17 | LP17 | circuit breaker 3VA1 IEC frame 160 breaking capacity class S Icu=36kA @ 415V 3-pole, line protection TM240, ATAM, In=50A overload protection Ir=35A...50A short-circuit protection Ii=5...10 x In clamp connection shunt trip (STL) 12-30V DC, 24V AC 50/60Hz 2 auxiliary switches HQ | - | 0 | 0
3VA1150-4EF36-0HH0 |  | 3VA1150-4EF36-0HH0 | 1 | UN | 1 | 10 | C | D | EAR99 | N | 85362010 | 1 | 4042949087342 | 1.08 | KG | 406.3 | 406.3 | LP17 | LP17 | circuit breaker 3VA1 IEC frame 160 breaking capacity class S Icu=36kA @ 415V 3-pole, line protection TM240, ATAM, In=50A overload protection Ir=35A...50A short-circuit protection Ii=5...10 x In clamp connection shunt trip (STL) 12-30V DC, 24V AC 50/60Hz 2 auxiliary switches HQ 1 trip alarm switch HQ | - | 0 | 0
3VA1150-4EF36-0JA0 |  | 3VA1150-4EF36-0JA0 | 1 | UN | 1 | 10 | C | D | EAR99 | N | 85362010 | 1 | 4042949049364 | 0.9 | KG | 336.6 | 336.6 | LP17 | LP17 | circuit breaker 3VA1 IEC frame 160 breaking capacity class S Icu=36kA @ 415V 3-pole, line protection TM240, ATAM, In=50A overload protection Ir=35A...50A short-circuit protection Ii=5...10 x In clamp connection shunt trip (STL) 110-127V DC, AC 50/60Hz | - | 0 | 0
3VA1150-4EF36-0JC0 |  | 3VA1150-4EF36-0JC0 | 1 | UN | 1 | 10 | C | D | EAR99 | N | 85362010 | 1 | 4042949076896 | 1.05 | KG | 382.5 | 382.5 | LP17 | LP17 | circuit breaker 3VA1 IEC frame 160 breaking capacity class S Icu=36kA @ 415V 3-pole, line protection TM240, ATAM, In=50A overload protection Ir=35A...50A short-circuit protection Ii=5...10 x In clamp connection shunt trip (STL) 110-127V DC, AC 50/60Hz 2 auxiliary switches HQ | - | 0 | 0
3VA1150-4EF36-0JH0 |  | 3VA1150-4EF36-0JH0 | 1 | UN | 1 | 10 | C | D | EAR99 | N | 85362010 | 1 | 4042949089438 | 1.08 | KG | 406.3 | 406.3 | LP17 | LP17 | circuit breaker 3VA1 IEC frame 160 breaking capacity class S Icu=36kA @ 415V 3-pole, line protection TM240, ATAM, In=50A overload protection Ir=35A...50A short-circuit protection Ii=5...10 x In clamp connection shunt trip (STL) 110-127V DC, AC 50/60Hz 2 auxiliary switches HQ 1 trip alarm switch HQ | - | 0 | 0
3VA1150-4EF36-0KA0 |  | 3VA1150-4EF36-0KA0 | 1 | UN | 1 | 10 | C | D | EAR99 | N | 85362010 | 1 | 4042949051459 | 1.05 | KG | 336.6 | 336.6 | LP17 | LP17 | circuit breaker 3VA1 IEC frame 160 breaking capacity class S Icu=36kA @ 415V 3-pole, line protection TM240, ATAM, In=50A overload protection Ir=35A...50A short-circuit protection Ii=5...10 x In clamp connection shunt trip (STL) 220-250V DC, 208-277V AC | - | 0 | 0
3VA1150-4EF36-0KC0 |  | 3VA1150-4EF36-0KC0 | 1 | UN | 1 | 10 | C | D | EAR99 | N | 85362010 | 1 | 4042949078982 | 1.05 | KG | 382.5 | 382.5 | LP17 | LP17 | circuit breaker 3VA1 IEC frame 160 breaking capacity class S Icu=36kA @ 415V 3-pole, line protection TM240, ATAM, In=50A overload protection Ir=35A...50A short-circuit protection Ii=5...10 x In clamp connection shunt trip (STL) 220-250V DC, 208-277V AC 2 auxiliary switches HQ | - | 0 | 0
3VA1150-4EF36-0KH0 |  | 3VA1150-4EF36-0KH0 | 1 | UN | 1 | 10 | C | D | EAR99 | N | 85362010 | 1 | 4042949091523 | 1.08 | KG | 406.3 | 406.3 | LP17 | LP17 | circuit breaker 3VA1 IEC frame 160 breaking capacity class S Icu=36kA @ 415V 3-pole, line protection TM240, ATAM, In=50A overload protection Ir=35A...50A short-circuit protection Ii=5...10 x In clamp connection shunt trip (STL) 220-250V DC, 208-277V AC 2 auxiliary switches HQ 1 trip alarm switch HQ | - | 0 | 0
3VA1150-4EF42-0AA0 |  | 3VA1150-4EF42-0AA0 | 1 | UN | 1 | 5 | B | D | EAR99 | N | 85362010 | 1 | 4042948809150 | 1.192 | KG | 288.6 | 280.4 | LP17 | LP17 | circuit breaker 3VA1 IEC frame 160 breaking capacity class S Icu=36kA @ 415V 4-pole, line protection TM240, ATAM, In=50A overload protection Ir=35A...50A short-circuit protection Ii=5...10 x In N conductor unprotected nut keeper kit | Lista Papel 2020 SI | 0 | 0
3VA1150-4EF46-0AA0 |  | 3VA1150-4EF46-0AA0 | 1 | UN | 1 | 5 | B | D | EAR99 | N | 85362010 | 1 | 4042948820933 | 1.267 | KG | 317.3 | 308.3 | LP17 | LP17 | circuit breaker 3VA1 IEC frame 160 breaking capacity class S Icu=36kA @ 415V 4-pole, line protection TM240, ATAM, In=50A overload protection Ir=35A...50A short-circuit protection Ii=5...10 x In N conductor unprotected clamp connection | Lista Papel 2020 SI | 0 | 0
3VA1150-4GD42-0AA0 |  | 3VA1150-4GD42-0AA0 | 1 | UN | 1 | 5 | B | D | EAR99 | N | 85362010 | 1 | 4042948831939 | 1.2 | KG | 267.3 | 259.9 | LP17 | LP17 | circuit breaker 3VA1 IEC frame 160 breaking capacity class S Icu=36kA @ 415V 4-pole, line protection TM210, FTFM, In=50A overload protection Ir=50A fixed short-circuit protection Ii=10 x In N conductor protection 100% nut keeper kit | Lista Papel 2020 SI | 0 | 0
3VA1150-4GD46-0AA0 |  | 3VA1150-4GD46-0AA0 | 1 | UN | 1 | 5 | B | D | EAR99 | N | 85362010 | 1 | 4042948825105 | 1.17 | KG | 296 | 287.8 | LP17 | LP17 | circuit breaker 3VA1 IEC frame 160 breaking capacity class S Icu=36kA @ 415V 4-pole, line protection TM210, FTFM, In=50A overload protection Ir=50A fixed short-circuit protection Ii=10 x In N conductor protection 100% clamp connection | Lista Papel 2020 SI | 0 | 0
3VA1150-4GE42-0AA0 |  | 3VA1150-4GE42-0AA0 | 1 | UN | 1 | 5 | B | D | EAR99 | N | 85362010 | 1 | 4042948831922 | 1.213 | KG | 273.1 | 265.7 | LP17 | LP17 | circuit breaker 3VA1 IEC frame 160 breaking capacity class S Icu=36kA @ 415V 4-pole, line protection TM220, ATFM, In=50A overload protection Ir=35A...50A short-circuit protection Ii=10 x In N conductor protection 100% nut keeper kit | Lista Papel 2020 SI | 0 | 0
3VA1150-4GE46-0AA0 |  | 3VA1150-4GE46-0AA0 | 1 | UN | 1 | 5 | B | D | EAR99 | N | 85362010 | 1 | 4042948825112 | 1.17 | KG | 301.8 | 293.6 | LP17 | LP17 | circuit breaker 3VA1 IEC frame 160 breaking capacity class S Icu=36kA @ 415V 4-pole, line protection TM220, ATFM, In=50A overload protection Ir=35A...50A short-circuit protection Ii=10 x In N conductor protection 100% clamp connection | Lista Papel 2020 SI | 0 | 0
3VA1150-4GF42-0AA0 |  | 3VA1150-4GF42-0AA0 | 1 | UN | 1 | 5 | B | D | EAR99 | N | 85362010 | 1 | 4042948831915 | 1.2 | KG | 288.6 | 280.4 | LP17 | LP17 | circuit breaker 3VA1 IEC frame 160 breaking capacity class S Icu=36kA @ 415V 4-pole, line protection TM240, ATAM, In=50A overload protection Ir=35A...50A short-circuit protection Ii=5...10 x In N conductor protection 100% nut keeper kit | Lista Papel 2020 SI | 0 | 0
3VA1150-4GF46-0AA0 |  | 3VA1150-4GF46-0AA0 | 1 | UN | 1 | 5 | B | D | EAR99 | N | 85362010 | 1 | 4042948824450 | 1.305 | KG | 317.3 | 308.3 | LP17 | LP17 | circuit breaker 3VA1 IEC frame 160 breaking capacity class S Icu=36kA @ 415V 4-pole, line protection TM240, ATAM, In=50A overload protection Ir=35A...50A short-circuit protection Ii=5...10 x In N conductor protection 100% clamp connection | Lista Papel 2020 SI | 0 | 0
3VA1150-5ED12-0AA0 |  | 3VA1150-5ED12-0AA0 | 1 | UN | 1 | 5 | B | D | EAR99 | N | 85362010 | 1 | 4042948867761 | 0.353 | KG | 117.3 | 117.3 | LP17 | LP17 | circuit breaker 3VA1 IEC frame 160 breaking capacity class M Icu=55kA @ 240V 1-pole, line protection TM210, FTFM, In=50A overload protection Ir=50A fixed short-circuit protection Ii=10 x In nut keeper kit | - | 0 | 0
3VA1150-5ED16-0AA0 |  | 3VA1150-5ED16-0AA0 | 1 | UN | 1 | 5 | B | D | EAR99 | N | 85362010 | 1 | 4042948867754 | 0.352 | KG | 125.8 | 125.8 | LP17 | LP17 | circuit breaker 3VA1 IEC frame 160 breaking capacity class M Icu=55kA @ 240V 1-pole, line protection TM210, FTFM, In=50A overload protection Ir=50A fixed short-circuit protection Ii=10 x In clamp connection | - | 0 | 0
3VA1150-5ED22-0AA0 |  | 3VA1150-5ED22-0AA0 | 1 | UN | 1 | 5 | B | D | EAR99 | N | 85362010 | 1 | 4042948867747 | 0.669 | KG | 212.5 | 212.5 | LP17 | LP17 | circuit breaker 3VA1 IEC frame 160 breaking capacity class M Icu=55kA @ 415V 2-pole, line protection TM210, FTFM, In=50A overload protection Ir=50A fixed short-circuit protection Ii=10 x In nut keeper kit | - | 0 | 0
3VA1150-5ED26-0AA0 |  | 3VA1150-5ED26-0AA0 | 1 | UN | 1 | 5 | B | D | EAR99 | N | 85362010 | 1 | 4042948867730 | 0.669 | KG | 228.65 | 228.65 | LP17 | LP17 | circuit breaker 3VA1 IEC frame 160 breaking capacity class M Icu=55kA @ 415V 2-pole, line protection TM210, FTFM, In=50A overload protection Ir=50A fixed short-circuit protection Ii=10 x In clamp connection | - | 0 | 0
3VA1150-5ED32-0AA0 |  | 3VA1150-5ED32-0AA0 | 1 | UN | 1 | 5 | B | D | EAR99 | N | 85362010 | 1 | 4042948812525 | 975 | G | 227.1 | 220.6 | LP17 | LP17 | circuit breaker 3VA1 IEC frame 160 breaking capacity class M Icu=55kA @ 415V 3-pole, line protection TM210, FTFM, In=50A overload protection Ir=50A fixed short-circuit protection Ii=10 x In nut keeper kit | Lista Papel 2020 SI | 0 | 0
3VA1150-5ED32-0DA0 |  | 3VA1150-5ED32-0DA0 | 1 | UN | 1 | 10 | C | D | EAR99 | N | 85362010 | 1 | 4042949323501 | 0.874 | KG | 335.75 | 335.75 | LP17 | LP17 | circuit breaker 3VA1 IEC frame 160 breaking capacity class M Icu=55kA @ 415V 3-pole, line protection TM210, FTFM, In=50A overload protection Ir=50A fixed short-circuit protection Ii=10 x In nut keeper kit undervoltage release (UVR) 208-230V AC 50/60Hz | - | 0 | 0
3VA1150-5ED36-0AA0 |  | 3VA1150-5ED36-0AA0 | 1 | UN | 1 | 2 | A | D | EAR99 | N | 85362010 | 1 | 4042948821602 | 1.033 | KG | 249.3 | 241.9 | LP17 | LP17 | circuit breaker 3VA1 IEC frame 160 breaking capacity class M Icu=55kA @ 415V 3-pole, line protection TM210, FTFM, In=50A overload protection Ir=50A fixed short-circuit protection Ii=10 x In clamp connection | Lista Papel 2020 SI | 0 | 0
3VA1150-5ED42-0AA0 |  | 3VA1150-5ED42-0AA0 | 1 | UN | 1 | 5 | B | D | EAR99 | N | 85362010 | 1 | 4042948813409 | 1.196 | KG | 294.4 | 286.2 | LP17 | LP17 | circuit breaker 3VA1 IEC frame 160 breaking capacity class M Icu=55kA @ 415V 4-pole, line protection TM210, FTFM, In=50A overload protection Ir=50A fixed short-circuit protection Ii=10 x In N conductor unprotected nut keeper kit | Lista Papel 2020 SI | 0 | 0
3VA1150-5ED46-0AA0 |  | 3VA1150-5ED46-0AA0 | 1 | UN | 1 | 5 | B | D | EAR99 | N | 85362010 | 1 | 4042948822487 | 1.271 | KG | 323.9 | 314.9 | LP17 | LP17 | circuit breaker 3VA1 IEC frame 160 breaking capacity class M Icu=55kA @ 415V 4-pole, line protection TM210, FTFM, In=50A overload protection Ir=50A fixed short-circuit protection Ii=10 x In N conductor unprotected clamp connection | Lista Papel 2020 SI | 0 | 0
3VA1150-5EE32-0AA0 |  | 3VA1150-5EE32-0AA0 | 1 | UN | 1 | 5 | B | D | EAR99 | N | 85362010 | 1 | 4042948812532 | 958 | G | 231.2 | 224.7 | LP17 | LP17 | circuit breaker 3VA1 IEC frame 160 breaking capacity class M Icu=55kA @ 415V 3-pole, line protection TM220, ATFM, In=50A overload protection Ir=35A...50A short-circuit protection Ii=10 x In nut keeper kit | Lista Papel 2020 SI | 0 | 0
3VA1150-5EE36-0AA0 |  | 3VA1150-5EE36-0AA0 | 1 | UN | 1 | 5 | B | D | EAR99 | N | 85362010 | 1 | 4042948821619 | 1.024 | KG | 253.4 | 246 | LP17 | LP17 | circuit breaker 3VA1 IEC frame 160 breaking capacity class M Icu=55kA @ 415V 3-pole, line protection TM220, ATFM, In=50A overload protection Ir=35A...50A short-circuit protection Ii=10 x In clamp connection | Lista Papel 2020 SI | 0 | 0
3VA1150-5EE36-0AC0 |  | 3VA1150-5EE36-0AC0 | 1 | UN | 1 | 10 | C | D | EAR99 | N | 85362010 | 1 | 4042949326533 | 1.07 | KG | 308.55 | 308.55 | LP17 | LP17 | circuit breaker 3VA1 IEC frame 160 breaking capacity class M Icu=55kA @ 415V 3-pole, line protection TM220, ATFM, In=50A overload protection Ir=35A...50A short-circuit protection Ii=10 x In clamp connection circuit breaker 3VA1 IEC frame 160 breaking capacity class M Icu=55kA @ 415V 2 auxiliary switches HQ | - | 0 | 0
3VA1150-5EE42-0AA0 |  | 3VA1150-5EE42-0AA0 | 1 | UN | 1 | 5 | B | D | EAR99 | N | 85362010 | 1 | 4042948813416 | 1.2 | KG | 300.9 | 292.7 | LP17 | LP17 | circuit breaker 3VA1 IEC frame 160 breaking capacity class M Icu=55kA @ 415V 4-pole, line protection TM220, ATFM, In=50A overload protection Ir=35A...50A short-circuit protection Ii=10 x In N conductor unprotected nut keeper kit | Lista Papel 2020 SI | 0 | 0
3VA1150-5EE46-0AA0 |  | 3VA1150-5EE46-0AA0 | 1 | UN | 1 | 5 | B | D | EAR99 | N | 85362010 | 1 | 4042948822494 | 1.286 | KG | 328.8 | 319.8 | LP17 | LP17 | circuit breaker 3VA1 IEC frame 160 breaking capacity class M Icu=55kA @ 415V 4-pole, line protection TM220, ATFM, In=50A overload protection Ir=35A...50A short-circuit protection Ii=10 x In N conductor unprotected clamp connection | Lista Papel 2020 SI | 0 | 0
3VA1150-5EF32-0AA0 |  | 3VA1150-5EF32-0AA0 | 1 | UN | 1 | 2 | A | D | EAR99 | N | 85362010 | 1 | 4042948808726 | 972 | G | 243.5 | 237 | LP17 | LP17 | circuit breaker 3VA1 IEC frame 160 breaking capacity class M Icu=55kA @ 415V 3-pole, line protection TM240, ATAM, In=50A overload protection Ir=35A...50A short-circuit protection Ii=5...10 x In nut keeper kit | Lista Papel 2020 SI | 0 | 0
3VA1150-5EF32-0AB0 |  | 3VA1150-5EF32-0AB0 | 1 | UN | 1 | 10 | C | D | EAR99 | N | 85362010 | 1 | 4042949053538 | 0.96 | KG | 322.15 | 322.15 | LP17 | LP17 | circuit breaker 3VA1 IEC frame 160 breaking capacity class M Icu=55kA @ 415V 3-pole, line protection TM240, ATAM, In=50A overload protection Ir=35A...50A short-circuit protection Ii=5...10 x In nut keeper kit 2 auxiliary switches HP | - | 0 | 0
3VA1150-5EF32-0AC0 |  | 3VA1150-5EF32-0AC0 | 1 | UN | 1 | 10 | C | D | EAR99 | N | 85362010 | 1 | 4042949055624 | 0.96 | KG | 300.05 | 300.05 | LP17 | LP17 | circuit breaker 3VA1 IEC frame 160 breaking capacity class M Icu=55kA @ 415V 3-pole, line protection TM240, ATAM, In=50A overload protection Ir=35A...50A short-circuit protection Ii=5...10 x In nut keeper kit 2 auxiliary switches HQ | - | 0 | 0
3VA1150-5EF32-0AD0 |  | 3VA1150-5EF32-0AD0 | 1 | UN | 1 | 10 | C | D | EAR99 | N | 85362010 | 1 | 4042949057710 | 0.99 | KG | 322.15 | 322.15 | LP17 | LP17 | circuit breaker 3VA1 IEC frame 160 breaking capacity class M Icu=55kA @ 415V 3-pole, line protection TM240, ATAM, In=50A overload protection Ir=35A...50A short-circuit protection Ii=5...10 x In nut keeper kit 3 auxiliary switches HQ | - | 0 | 0
3VA1150-5EF32-0AE0 |  | 3VA1150-5EF32-0AE0 | 1 | UN | 1 | 10 | C | D | EAR99 | N | 85362010 | 1 | 4042949059806 | 1.02 | KG | 345.95 | 345.95 | LP17 | LP17 | circuit breaker 3VA1 IEC frame 160 breaking capacity class M Icu=55kA @ 415V 3-pole, line protection TM240, ATAM, In=50A overload protection Ir=35A...50A short-circuit protection Ii=5...10 x In nut keeper kit 4 auxiliary switches HQ | - | 0 | 0
3VA1150-5EF32-0AF0 |  | 3VA1150-5EF32-0AF0 | 1 | UN | 1 | 10 | C | D | EAR99 | N | 85362010 | 1 | 4042949061892 | 0.96 | KG | 300.05 | 300.05 | LP17 | LP17 | circuit breaker 3VA1 IEC frame 160 breaking capacity class M Icu=55kA @ 415V 3-pole, line protection TM240, ATAM, In=50A overload protection Ir=35A...50A short-circuit protection Ii=5...10 x In nut keeper kit 1 auxiliary switch HQ 1 trip alarm switch HQ | - | 0 | 0
3VA1150-5EF32-0AG0 |  | 3VA1150-5EF32-0AG0 | 1 | UN | 1 | 10 | C | D | EAR99 | N | 85362010 | 1 | 4042949063988 | 0.96 | KG | 322.15 | 322.15 | LP17 | LP17 | circuit breaker 3VA1 IEC frame 160 breaking capacity class M Icu=55kA @ 415V 3-pole, line protection TM240, ATAM, In=50A overload protection Ir=35A...50A short-circuit protection Ii=5...10 x In nut keeper kit 1 auxiliary switch HP 1 trip alarm switch HP | - | 0 | 0
3VA1150-5EF32-0AH0 |  | 3VA1150-5EF32-0AH0 | 1 | UN | 1 | 10 | C | D | EAR99 | N | 85362010 | 1 | 4042949066071 | 0.99 | KG | 322.15 | 322.15 | LP17 | LP17 | circuit breaker 3VA1 IEC frame 160 breaking capacity class M Icu=55kA @ 415V 3-pole, line protection TM240, ATAM, In=50A overload protection Ir=35A...50A short-circuit protection Ii=5...10 x In nut keeper kit 2 auxiliary switches HQ 1 trip alarm switch HQ | - | 0 | 0
3VA1150-5EF32-0BA0 |  | 3VA1150-5EF32-0BA0 | 1 | UN | 1 | 10 | C | D | EAR99 | N | 85362010 | 1 | 4042949040996 | 0.9 | KG | 362.1 | 362.1 | LP17 | LP17 | circuit breaker 3VA1 IEC frame 160 breaking capacity class M Icu=55kA @ 415V 3-pole, line protection TM240, ATAM, In=50A overload protection Ir=35A...50A short-circuit protection Ii=5...10 x In nut keeper kit undervoltage release (UVR) 24V DC | - | 0 | 0
3VA1150-5EF32-0BC0 |  | 3VA1150-5EF32-0BC0 | 1 | UN | 1 | 10 | C | D | EAR99 | N | 85362010 | 1 | 4042949068525 | 1.05 | KG | 408.85 | 408.85 | LP17 | LP17 | circuit breaker 3VA1 IEC frame 160 breaking capacity class M Icu=55kA @ 415V 3-pole, line protection TM240, ATAM, In=50A overload protection Ir=35A...50A short-circuit protection Ii=5...10 x In nut keeper kit undervoltage release (UVR) 24V DC 2 auxiliary switches HQ | - | 0 | 0
3VA1150-5EF32-0BH0 |  | 3VA1150-5EF32-0BH0 | 1 | UN | 1 | 10 | C | D | EAR99 | N | 85362010 | 1 | 4042949081067 | 1.05 | KG | 431.8 | 431.8 | LP17 | LP17 | circuit breaker 3VA1 IEC frame 160 breaking capacity class M Icu=55kA @ 415V 3-pole, line protection TM240, ATAM, In=50A overload protection Ir=35A...50A short-circuit protection Ii=5...10 x In nut keeper kit undervoltage release (UVR) 24V DC 2 auxiliary switches HQ 1 trip alarm switch HQ | - | 0 | 0
3VA1150-5EF32-0CA0 |  | 3VA1150-5EF32-0CA0 | 1 | UN | 1 | 10 | C | D | EAR99 | N | 85362010 | 1 | 4042949043089 | 0.9 | KG | 362.1 | 362.1 | LP17 | LP17 | circuit breaker 3VA1 IEC frame 160 breaking capacity class M Icu=55kA @ 415V 3-pole, line protection TM240, ATAM, In=50A overload protection Ir=35A...50A short-circuit protection Ii=5...10 x In nut keeper kit undervoltage release (UVR) 120-127V AC 50/60Hz | - | 0 | 0
3VA1150-5EF32-0CC0 |  | 3VA1150-5EF32-0CC0 | 1 | UN | 1 | 10 | C | D | EAR99 | N | 85362010 | 1 | 4042949070610 | 1.05 | KG | 408.85 | 408.85 | LP17 | LP17 | circuit breaker 3VA1 IEC frame 160 breaking capacity class M Icu=55kA @ 415V 3-pole, line protection TM240, ATAM, In=50A overload protection Ir=35A...50A short-circuit protection Ii=5...10 x In nut keeper kit undervoltage release (UVR) 120-127V AC 50/60Hz 2 auxiliary switches HQ | - | 0 | 0
3VA1150-5EF32-0CH0 |  | 3VA1150-5EF32-0CH0 | 1 | UN | 1 | 10 | C | D | EAR99 | N | 85362010 | 1 | 4042949083153 | 1.08 | KG | 431.8 | 431.8 | LP17 | LP17 | circuit breaker 3VA1 IEC frame 160 breaking capacity class M Icu=55kA @ 415V 3-pole, line protection TM240, ATAM, In=50A overload protection Ir=35A...50A short-circuit protection Ii=5...10 x In nut keeper kit undervoltage release (UVR) 120-127V AC 50/60Hz 2 auxiliary switches HQ 1 trip alarm switch HQ | - | 0 | 0
3VA1150-5EF32-0DA0 |  | 3VA1150-5EF32-0DA0 | 1 | UN | 1 | 10 | C | D | EAR99 | N | 85362010 | 1 | 4042949045175 | 0.9 | KG | 362.1 | 362.1 | LP17 | LP17 | circuit breaker 3VA1 IEC frame 160 breaking capacity class M Icu=55kA @ 415V 3-pole, line protection TM240, ATAM, In=50A overload protection Ir=35A...50A short-circuit protection Ii=5...10 x In nut keeper kit undervoltage release (UVR) 208-230V AC 50/60Hz | - | 0 | 0
3VA1150-5EF32-0DC0 |  | 3VA1150-5EF32-0DC0 | 1 | UN | 1 | 10 | C | D | EAR99 | N | 85362010 | 1 | 4042949072706 | 1.05 | KG | 408.85 | 408.85 | LP17 | LP17 | circuit breaker 3VA1 IEC frame 160 breaking capacity class M Icu=55kA @ 415V 3-pole, line protection TM240, ATAM, In=50A overload protection Ir=35A...50A short-circuit protection Ii=5...10 x In nut keeper kit undervoltage release (UVR) 208-230V AC 50/60Hz 2 auxiliary switches HQ | - | 0 | 0
3VA1150-5EF32-0DH0 |  | 3VA1150-5EF32-0DH0 | 1 | UN | 1 | 10 | C | D | EAR99 | N | 85362010 | 1 | 4042949085249 | 1.08 | KG | 431.8 | 431.8 | LP17 | LP17 | circuit breaker 3VA1 IEC frame 160 breaking capacity class M Icu=55kA @ 415V 3-pole, line protection TM240, ATAM, In=50A overload protection Ir=35A...50A short-circuit protection Ii=5...10 x In nut keeper kit undervoltage release (UVR) 208-230V AC 50/60Hz 2 auxiliary switches HQ 1 trip alarm switch HQ | - | 0 | 0
3VA1150-5EF32-0HA0 |  | 3VA1150-5EF32-0HA0 | 1 | UN | 1 | 10 | C | D | EAR99 | N | 85362010 | 1 | 4042949047261 | 0.9 | KG | 337.45 | 337.45 | LP17 | LP17 | circuit breaker 3VA1 IEC frame 160 breaking capacity class M Icu=55kA @ 415V 3-pole, line protection TM240, ATAM, In=50A overload protection Ir=35A...50A short-circuit protection Ii=5...10 x In nut keeper kit shunt trip (STL) 12-30V DC, 24V AC 50/60Hz | - | 0 | 0
3VA1150-5EF32-0HC0 |  | 3VA1150-5EF32-0HC0 | 1 | UN | 1 | 10 | C | D | EAR99 | N | 85362010 | 1 | 4042949074793 | 1.05 | KG | 383.35 | 383.35 | LP17 | LP17 | circuit breaker 3VA1 IEC frame 160 breaking capacity class M Icu=55kA @ 415V 3-pole, line protection TM240, ATAM, In=50A overload protection Ir=35A...50A short-circuit protection Ii=5...10 x In nut keeper kit shunt trip (STL) 12-30V DC, 24V AC 50/60Hz 2 auxiliary switches HQ | - | 0 | 0
3VA1150-5EF32-0HH0 |  | 3VA1150-5EF32-0HH0 | 1 | UN | 1 | 10 | C | D | EAR99 | N | 85362010 | 1 | 4042949087335 | 1.08 | KG | 408 | 408 | LP17 | LP17 | circuit breaker 3VA1 IEC frame 160 breaking capacity class M Icu=55kA @ 415V 3-pole, line protection TM240, ATAM, In=50A overload protection Ir=35A...50A short-circuit protection Ii=5...10 x In nut keeper kit shunt trip (STL) 12-30V DC, 24V AC 50/60Hz 2 auxiliary switches HQ 1 trip alarm switch HQ | - | 0 | 0
3VA1150-5EF32-0JA0 |  | 3VA1150-5EF32-0JA0 | 1 | UN | 1 | 10 | C | D | EAR99 | N | 85362010 | 1 | 4042949049357 | 0.9 | KG | 337.45 | 337.45 | LP17 | LP17 | circuit breaker 3VA1 IEC frame 160 breaking capacity class M Icu=55kA @ 415V 3-pole, line protection TM240, ATAM, In=50A overload protection Ir=35A...50A short-circuit protection Ii=5...10 x In nut keeper kit shunt trip (STL) 110-127V DC, AC 50/60Hz | - | 0 | 0
3VA1150-5EF32-0JC0 |  | 3VA1150-5EF32-0JC0 | 1 | UN | 1 | 10 | C | D | EAR99 | N | 85362010 | 1 | 4042949076889 | 1.05 | KG | 383.35 | 383.35 | LP17 | LP17 | circuit breaker 3VA1 IEC frame 160 breaking capacity class M Icu=55kA @ 415V 3-pole, line protection TM240, ATAM, In=50A overload protection Ir=35A...50A short-circuit protection Ii=5...10 x In nut keeper kit shunt trip (STL) 110-127V DC, AC 50/60Hz 2 auxiliary switches HQ | - | 0 | 0
3VA1150-5EF32-0JH0 |  | 3VA1150-5EF32-0JH0 | 1 | UN | 1 | 10 | C | D | EAR99 | N | 85362010 | 1 | 4042949089421 | 1.08 | KG | 408 | 408 | LP17 | LP17 | circuit breaker 3VA1 IEC frame 160 breaking capacity class M Icu=55kA @ 415V 3-pole, line protection TM240, ATAM, In=50A overload protection Ir=35A...50A short-circuit protection Ii=5...10 x In nut keeper kit shunt trip (STL) 110-127V DC, AC 50/60Hz 2 auxiliary switches HQ 1 trip alarm switch HQ | - | 0 | 0
3VA1150-5EF32-0KA0 |  | 3VA1150-5EF32-0KA0 | 1 | UN | 1 | 10 | C | D | EAR99 | N | 85362010 | 1 | 4042949051442 | 1.05 | KG | 337.45 | 337.45 | LP17 | LP17 | circuit breaker 3VA1 IEC frame 160 breaking capacity class M Icu=55kA @ 415V 3-pole, line protection TM240, ATAM, In=50A overload protection Ir=35A...50A short-circuit protection Ii=5...10 x In nut keeper kit shunt trip (STL) 220-250V DC, 208-277V AC | - | 0 | 0
3VA1150-5EF32-0KC0 |  | 3VA1150-5EF32-0KC0 | 1 | UN | 1 | 10 | C | D | EAR99 | N | 85362010 | 1 | 4042949078975 | 1.05 | KG | 383.35 | 383.35 | LP17 | LP17 | circuit breaker 3VA1 IEC frame 160 breaking capacity class M Icu=55kA @ 415V 3-pole, line protection TM240, ATAM, In=50A overload protection Ir=35A...50A short-circuit protection Ii=5...10 x In nut keeper kit shunt trip (STL) 220-250V DC, 208-277V AC 2 auxiliary switches HQ | - | 0 | 0
3VA1150-5EF32-0KH0 |  | 3VA1150-5EF32-0KH0 | 1 | UN | 1 | 10 | C | D | EAR99 | N | 85362010 | 1 | 4042949091516 | 1.08 | KG | 408 | 408 | LP17 | LP17 | circuit breaker 3VA1 IEC frame 160 breaking capacity class M Icu=55kA @ 415V 3-pole, line protection TM240, ATAM, In=50A overload protection Ir=35A...50A short-circuit protection Ii=5...10 x In nut keeper kit shunt trip (STL) 220-250V DC, 208-277V AC 2 auxiliary switches HQ 1 trip alarm switch HQ | - | 0 | 0
3VA1150-5EF36-0AA0 |  | 3VA1150-5EF36-0AA0 | 1 | UN | 1 | 2 | A | D | EAR99 | N | 85362010 | 1 | 4042948820506 | 1.033 | KG | 264.9 | 257.5 | LP17 | LP17 | circuit breaker 3VA1 IEC frame 160 breaking capacity class M Icu=55kA @ 415V 3-pole, line protection TM240, ATAM, In=50A overload protection Ir=35A...50A short-circuit protection Ii=5...10 x In clamp connection | Lista Papel 2020 SI | 0 | 0
3VA1150-5EF36-0AB0 |  | 3VA1150-5EF36-0AB0 | 1 | UN | 1 | 10 | C | D | EAR99 | N | 85362010 | 1 | 4042949053521 | 1.094 | KG | 344.25 | 344.25 | LP17 | LP17 | circuit breaker 3VA1 IEC frame 160 breaking capacity class M Icu=55kA @ 415V 3-pole, line protection TM240, ATAM, In=50A overload protection Ir=35A...50A short-circuit protection Ii=5...10 x In clamp connection 2 auxiliary switches HP | - | 0 | 0
3VA1150-5EF36-0AC0 |  | 3VA1150-5EF36-0AC0 | 1 | UN | 1 | 10 | C | D | EAR99 | N | 85362010 | 1 | 4042949055617 | 0.96 | KG | 320.45 | 320.45 | LP17 | LP17 | circuit breaker 3VA1 IEC frame 160 breaking capacity class M Icu=55kA @ 415V 3-pole, line protection TM240, ATAM, In=50A overload protection Ir=35A...50A short-circuit protection Ii=5...10 x In clamp connection 2 auxiliary switches HQ | - | 0 | 0
3VA1150-5EF36-0AD0 |  | 3VA1150-5EF36-0AD0 | 1 | UN | 1 | 10 | C | D | EAR99 | N | 85362010 | 1 | 4042949057703 | 0.99 | KG | 344.25 | 344.25 | LP17 | LP17 | circuit breaker 3VA1 IEC frame 160 breaking capacity class M Icu=55kA @ 415V 3-pole, line protection TM240, ATAM, In=50A overload protection Ir=35A...50A short-circuit protection Ii=5...10 x In clamp connection 3 auxiliary switches HQ | - | 0 | 0
3VA1150-5EF36-0AE0 |  | 3VA1150-5EF36-0AE0 | 1 | UN | 1 | 10 | C | D | EAR99 | N | 85362010 | 1 | 4042949059790 | 1.02 | KG | 368.9 | 368.9 | LP17 | LP17 | circuit breaker 3VA1 IEC frame 160 breaking capacity class M Icu=55kA @ 415V 3-pole, line protection TM240, ATAM, In=50A overload protection Ir=35A...50A short-circuit protection Ii=5...10 x In clamp connection 4 auxiliary switches HQ | - | 0 | 0
3VA1150-5EF36-0AF0 |  | 3VA1150-5EF36-0AF0 | 1 | UN | 1 | 10 | C | D | EAR99 | N | 85362010 | 1 | 4042949061885 | 0.96 | KG | 320.45 | 320.45 | LP17 | LP17 | circuit breaker 3VA1 IEC frame 160 breaking capacity class M Icu=55kA @ 415V 3-pole, line protection TM240, ATAM, In=50A overload protection Ir=35A...50A short-circuit protection Ii=5...10 x In clamp connection 1 auxiliary switch HQ 1 trip alarm switch HQ | - | 0 | 0
3VA1150-5EF36-0AG0 |  | 3VA1150-5EF36-0AG0 | 1 | UN | 1 | 10 | C | D | EAR99 | N | 85362010 | 1 | 4042949063971 | 0.96 | KG | 344.25 | 344.25 | LP17 | LP17 | circuit breaker 3VA1 IEC frame 160 breaking capacity class M Icu=55kA @ 415V 3-pole, line protection TM240, ATAM, In=50A overload protection Ir=35A...50A short-circuit protection Ii=5...10 x In clamp connection 1 auxiliary switch HP 1 trip alarm switch HP | - | 0 | 0
3VA1150-5EF36-0AH0 |  | 3VA1150-5EF36-0AH0 | 1 | UN | 1 | 10 | C | D | EAR99 | N | 85362010 | 1 | 4042949066064 | 0.99 | KG | 344.25 | 344.25 | LP17 | LP17 | circuit breaker 3VA1 IEC frame 160 breaking capacity class M Icu=55kA @ 415V 3-pole, line protection TM240, ATAM, In=50A overload protection Ir=35A...50A short-circuit protection Ii=5...10 x In clamp connection 2 auxiliary switches HQ 1 trip alarm switch HQ | - | 0 | 0
3VA1150-5EF36-0BA0 |  | 3VA1150-5EF36-0BA0 | 1 | UN | 1 | 10 | C | D | EAR99 | N | 85362010 | 1 | 4042949040989 | 0.9 | KG | 383.35 | 383.35 | LP17 | LP17 | circuit breaker 3VA1 IEC frame 160 breaking capacity class M Icu=55kA @ 415V 3-pole, line protection TM240, ATAM, In=50A overload protection Ir=35A...50A short-circuit protection Ii=5...10 x In clamp connection undervoltage release (UVR) 24V DC | - | 0 | 0
3VA1150-5EF36-0BC0 |  | 3VA1150-5EF36-0BC0 | 1 | UN | 1 | 10 | C | D | EAR99 | N | 85362010 | 1 | 4042949068518 | 1.05 | KG | 430.1 | 430.1 | LP17 | LP17 | circuit breaker 3VA1 IEC frame 160 breaking capacity class M Icu=55kA @ 415V 3-pole, line protection TM240, ATAM, In=50A overload protection Ir=35A...50A short-circuit protection Ii=5...10 x In clamp connection undervoltage release (UVR) 24V DC 2 auxiliary switches HQ | - | 0 | 0
3VA1150-5EF36-0BH0 |  | 3VA1150-5EF36-0BH0 | 1 | UN | 1 | 10 | C | D | EAR99 | N | 85362010 | 1 | 4042949081050 | 1.05 | KG | 453.9 | 453.9 | LP17 | LP17 | circuit breaker 3VA1 IEC frame 160 breaking capacity class M Icu=55kA @ 415V 3-pole, line protection TM240, ATAM, In=50A overload protection Ir=35A...50A short-circuit protection Ii=5...10 x In clamp connection undervoltage release (UVR) 24V DC 2 auxiliary switches HQ 1 trip alarm switch HQ | - | 0 | 0
3VA1150-5EF36-0CA0 |  | 3VA1150-5EF36-0CA0 | 1 | UN | 1 | 10 | C | D | EAR99 | N | 85362010 | 1 | 4042949043072 | 0.9 | KG | 383.35 | 383.35 | LP17 | LP17 | circuit breaker 3VA1 IEC frame 160 breaking capacity class M Icu=55kA @ 415V 3-pole, line protection TM240, ATAM, In=50A overload protection Ir=35A...50A short-circuit protection Ii=5...10 x In clamp connection undervoltage release (UVR) 120-127V AC 50/60Hz | - | 0 | 0
3VA1150-5EF36-0CC0 |  | 3VA1150-5EF36-0CC0 | 1 | UN | 1 | 10 | C | D | EAR99 | N | 85362010 | 1 | 4042949070603 | 1.05 | KG | 430.1 | 430.1 | LP17 | LP17 | circuit breaker 3VA1 IEC frame 160 breaking capacity class M Icu=55kA @ 415V 3-pole, line protection TM240, ATAM, In=50A overload protection Ir=35A...50A short-circuit protection Ii=5...10 x In clamp connection undervoltage release (UVR) 120-127V AC 50/60Hz 2 auxiliary switches HQ | - | 0 | 0
3VA1150-5EF36-0CH0 |  | 3VA1150-5EF36-0CH0 | 1 | UN | 1 | 10 | C | D | EAR99 | N | 85362010 | 1 | 4042949083146 | 1.08 | KG | 453.9 | 453.9 | LP17 | LP17 | circuit breaker 3VA1 IEC frame 160 breaking capacity class M Icu=55kA @ 415V 3-pole, line protection TM240, ATAM, In=50A overload protection Ir=35A...50A short-circuit protection Ii=5...10 x In clamp connection undervoltage release (UVR) 120-127V AC 50/60Hz 2 auxiliary switches HQ 1 trip alarm switch HQ | - | 0 | 0
3VA1150-5EF36-0DA0 |  | 3VA1150-5EF36-0DA0 | 1 | UN | 1 | 10 | C | D | EAR99 | N | 85362010 | 1 | 4042949045168 | 0.9 | KG | 383.35 | 383.35 | LP17 | LP17 | circuit breaker 3VA1 IEC frame 160 breaking capacity class M Icu=55kA @ 415V 3-pole, line protection TM240, ATAM, In=50A overload protection Ir=35A...50A short-circuit protection Ii=5...10 x In clamp connection undervoltage release (UVR) 208-230V AC 50/60Hz | - | 0 | 0
3VA1150-5EF36-0DC0 |  | 3VA1150-5EF36-0DC0 | 1 | UN | 1 | 10 | C | D | EAR99 | N | 85362010 | 1 | 4042949072690 | 1.05 | KG | 430.1 | 430.1 | LP17 | LP17 | circuit breaker 3VA1 IEC frame 160 breaking capacity class M Icu=55kA @ 415V 3-pole, line protection TM240, ATAM, In=50A overload protection Ir=35A...50A short-circuit protection Ii=5...10 x In clamp connection undervoltage release (UVR) 208-230V AC 50/60Hz 2 auxiliary switches HQ | - | 0 | 0
3VA1150-5EF36-0DH0 |  | 3VA1150-5EF36-0DH0 | 1 | UN | 1 | 10 | C | D | EAR99 | N | 85362010 | 1 | 4042949085232 | 1.08 | KG | 453.9 | 453.9 | LP17 | LP17 | circuit breaker 3VA1 IEC frame 160 breaking capacity class M Icu=55kA @ 415V 3-pole, line protection TM240, ATAM, In=50A overload protection Ir=35A...50A short-circuit protection Ii=5...10 x In clamp connection undervoltage release (UVR) 208-230V AC 50/60Hz 2 auxiliary switches HQ 1 trip alarm switch HQ | - | 0 | 0
3VA1150-5EF36-0HA0 |  | 3VA1150-5EF36-0HA0 | 1 | UN | 1 | 10 | C | D | EAR99 | N | 85362010 | 1 | 4042949047254 | 0.9 | KG | 358.7 | 358.7 | LP17 | LP17 | circuit breaker 3VA1 IEC frame 160 breaking capacity class M Icu=55kA @ 415V 3-pole, line protection TM240, ATAM, In=50A overload protection Ir=35A...50A short-circuit protection Ii=5...10 x In clamp connection shunt trip (STL) 12-30V DC, 24V AC 50/60Hz | - | 0 | 0
3VA1150-5EF36-0HC0 |  | 3VA1150-5EF36-0HC0 | 1 | UN | 1 | 10 | C | D | EAR99 | N | 85362010 | 1 | 4042949074786 | 1.05 | KG | 405.45 | 405.45 | LP17 | LP17 | circuit breaker 3VA1 IEC frame 160 breaking capacity class M Icu=55kA @ 415V 3-pole, line protection TM240, ATAM, In=50A overload protection Ir=35A...50A short-circuit protection Ii=5...10 x In clamp connection shunt trip (STL) 12-30V DC, 24V AC 50/60Hz 2 auxiliary switches HQ | - | 0 | 0
3VA1150-5EF36-0HH0 |  | 3VA1150-5EF36-0HH0 | 1 | UN | 1 | 10 | C | D | EAR99 | N | 85362010 | 1 | 4042949087328 | 1.08 | KG | 429.25 | 429.25 | LP17 | LP17 | circuit breaker 3VA1 IEC frame 160 breaking capacity class M Icu=55kA @ 415V 3-pole, line protection TM240, ATAM, In=50A overload protection Ir=35A...50A short-circuit protection Ii=5...10 x In clamp connection shunt trip (STL) 12-30V DC, 24V AC 50/60Hz 2 auxiliary switches HQ 1 trip alarm switch HQ | - | 0 | 0
3VA1150-5EF36-0JA0 |  | 3VA1150-5EF36-0JA0 | 1 | UN | 1 | 10 | C | D | EAR99 | N | 85362010 | 1 | 4042949049340 | 0.9 | KG | 358.7 | 358.7 | LP17 | LP17 | circuit breaker 3VA1 IEC frame 160 breaking capacity class M Icu=55kA @ 415V 3-pole, line protection TM240, ATAM, In=50A overload protection Ir=35A...50A short-circuit protection Ii=5...10 x In clamp connection shunt trip (STL) 110-127V DC, AC 50/60Hz | - | 0 | 0
3VA1150-5EF36-0JC0 |  | 3VA1150-5EF36-0JC0 | 1 | UN | 1 | 10 | C | D | EAR99 | N | 85362010 | 1 | 4042949076872 | 1.05 | KG | 405.45 | 405.45 | LP17 | LP17 | circuit breaker 3VA1 IEC frame 160 breaking capacity class M Icu=55kA @ 415V 3-pole, line protection TM240, ATAM, In=50A overload protection Ir=35A...50A short-circuit protection Ii=5...10 x In clamp connection shunt trip (STL) 110-127V DC, AC 50/60Hz 2 auxiliary switches HQ | - | 0 | 0
3VA1150-5EF36-0JH0 |  | 3VA1150-5EF36-0JH0 | 1 | UN | 1 | 10 | C | D | EAR99 | N | 85362010 | 1 | 4042949089414 | 1.08 | KG | 429.25 | 429.25 | LP17 | LP17 | circuit breaker 3VA1 IEC frame 160 breaking capacity class M Icu=55kA @ 415V 3-pole, line protection TM240, ATAM, In=50A overload protection Ir=35A...50A short-circuit protection Ii=5...10 x In clamp connection shunt trip (STL) 110-127V DC, AC 50/60Hz 2 auxiliary switches HQ 1 trip alarm switch HQ | - | 0 | 0
3VA1150-5EF36-0KA0 |  | 3VA1150-5EF36-0KA0 | 1 | UN | 1 | 10 | C | D | EAR99 | N | 85362010 | 1 | 4042949051435 | 1.05 | KG | 358.7 | 358.7 | LP17 | LP17 | circuit breaker 3VA1 IEC frame 160 breaking capacity class M Icu=55kA @ 415V 3-pole, line protection TM240, ATAM, In=50A overload protection Ir=35A...50A short-circuit protection Ii=5...10 x In clamp connection shunt trip (STL) 220-250V DC, 208-277V AC | - | 0 | 0
3VA1150-5EF36-0KC0 |  | 3VA1150-5EF36-0KC0 | 1 | UN | 1 | 10 | C | D | EAR99 | N | 85362010 | 1 | 4042949078968 | 1.05 | KG | 405.45 | 405.45 | LP17 | LP17 | circuit breaker 3VA1 IEC frame 160 breaking capacity class M Icu=55kA @ 415V 3-pole, line protection TM240, ATAM, In=50A overload protection Ir=35A...50A short-circuit protection Ii=5...10 x In clamp connection shunt trip (STL) 220-250V DC, 208-277V AC 2 auxiliary switches HQ | - | 0 | 0
3VA1150-5EF36-0KH0 |  | 3VA1150-5EF36-0KH0 | 1 | UN | 1 | 10 | C | D | EAR99 | N | 85362010 | 1 | 4042949091509 | 1.08 | KG | 429.25 | 429.25 | LP17 | LP17 | circuit breaker 3VA1 IEC frame 160 breaking capacity class M Icu=55kA @ 415V 3-pole, line protection TM240, ATAM, In=50A overload protection Ir=35A...50A short-circuit protection Ii=5...10 x In clamp connection shunt trip (STL) 220-250V DC, 208-277V AC 2 auxiliary switches HQ 1 trip alarm switch HQ | - | 0 | 0
3VA1150-5EF42-0AA0 |  | 3VA1150-5EF42-0AA0 | 1 | UN | 1 | 5 | B | D | EAR99 | N | 85362010 | 1 | 4042948809167 | 1.191 | KG | 317.3 | 308.3 | LP17 | LP17 | circuit breaker 3VA1 IEC frame 160 breaking capacity class M Icu=55kA @ 415V 4-pole, line protection TM240, ATAM, In=50A overload protection Ir=35A...50A short-circuit protection Ii=5...10 x In N conductor unprotected nut keeper kit | Lista Papel 2020 SI | 0 | 0
3VA1150-5EF46-0AA0 |  | 3VA1150-5EF46-0AA0 | 1 | UN | 1 | 5 | B | D | EAR99 | N | 85362010 | 1 | 4042948820940 | 1.283 | KG | 345.2 | 335.4 | LP17 | LP17 | circuit breaker 3VA1 IEC frame 160 breaking capacity class M Icu=55kA @ 415V 4-pole, line protection TM240, ATAM, In=50A overload protection Ir=35A...50A short-circuit protection Ii=5...10 x In N conductor unprotected clamp connection | Lista Papel 2020 SI | 0 | 0
3VA1150-5GD42-0AA0 |  | 3VA1150-5GD42-0AA0 | 1 | UN | 1 | 5 | B | D | EAR99 | N | 85362010 | 1 | 4042948831908 | 1.2 | KG | 294.4 | 286.2 | LP17 | LP17 | circuit breaker 3VA1 IEC frame 160 breaking capacity class M Icu=55kA @ 415V 4-pole, line protection TM210, FTFM, In=50A overload protection Ir=50A fixed short-circuit protection Ii=10 x In N conductor protection 100% nut keeper kit | Lista Papel 2020 SI | 0 | 0
3VA1150-5GD46-0AA0 |  | 3VA1150-5GD46-0AA0 | 1 | UN | 1 | 5 | B | D | EAR99 | N | 85362010 | 1 | 4042948825129 | 1.319 | KG | 323.9 | 314.9 | LP17 | LP17 | circuit breaker 3VA1 IEC frame 160 breaking capacity class M Icu=55kA @ 415V 4-pole, line protection TM210, FTFM, In=50A overload protection Ir=50A fixed short-circuit protection Ii=10 x In N conductor protection 100% clamp connection | Lista Papel 2020 SI | 0 | 0
3VA1150-5GE42-0AA0 |  | 3VA1150-5GE42-0AA0 | 1 | UN | 1 | 5 | B | D | EAR99 | N | 85362010 | 1 | 4042948831892 | 1.2 | KG | 300.9 | 292.7 | LP17 | LP17 | circuit breaker 3VA1 IEC frame 160 breaking capacity class M Icu=55kA @ 415V 4-pole, line protection TM220, ATFM, In=50A overload protection Ir=35A...50A short-circuit protection Ii=10 x In N conductor protection 100% nut keeper kit | Lista Papel 2020 SI | 0 | 0
3VA1150-5GE46-0AA0 |  | 3VA1150-5GE46-0AA0 | 1 | UN | 1 | 5 | B | D | EAR99 | N | 85362010 | 1 | 4042948825136 | 1.17 | KG | 328.8 | 319.8 | LP17 | LP17 | circuit breaker 3VA1 IEC frame 160 breaking capacity class M Icu=55kA @ 415V 4-pole, line protection TM220, ATFM, In=50A overload protection Ir=35A...50A short-circuit protection Ii=10 x In N conductor protection 100% clamp connection | Lista Papel 2020 SI | 0 | 0
3VA1150-5GF42-0AA0 |  | 3VA1150-5GF42-0AA0 | 1 | UN | 1 | 5 | B | D | EAR99 | N | 85362010 | 1 | 4042948831885 | 1.218 | KG | 317.3 | 308.3 | LP17 | LP17 | circuit breaker 3VA1 IEC frame 160 breaking capacity class M Icu=55kA @ 415V 4-pole, line protection TM240, ATAM, In=50A overload protection Ir=35A...50A short-circuit protection Ii=5...10 x In N conductor protection 100% nut keeper kit | Lista Papel 2020 SI | 0 | 0
3VA1150-5GF46-0AA0 |  | 3VA1150-5GF46-0AA0 | 1 | UN | 1 | 5 | B | D | EAR99 | N | 85362010 | 1 | 4042948824467 | 1.17 | KG | 345.2 | 335.4 | LP17 | LP17 | circuit breaker 3VA1 IEC frame 160 breaking capacity class M Icu=55kA @ 415V 4-pole, line protection TM240, ATAM, In=50A overload protection Ir=35A...50A short-circuit protection Ii=5...10 x In N conductor protection 100% clamp connection | Lista Papel 2020 SI | 0 | 0
3VA1150-5MH32-0AA0 |  | 3VA1150-5MH32-0AA0 | 1 | UN | 1 | 5 | B | D | EAR99 | N | 85362010 | 1 | 4042948828250 | 0.934 | KG | 243.5 | 237 | LP17 | LP17 | circuit breaker 3VA1 IEC frame 160 breaking capacity class M Icu=55kA @ 415V 3-pole, starter protection TM120M, AM, In=50A without overload protection short-circuit protection Ii=7...16 x In nut keeper kit | Lista Papel 2020 SI | 0 | 0
3VA1150-5MH36-0AA0 |  | 3VA1150-5MH36-0AA0 | 1 | UN | 1 | 5 | B | D | EAR99 | N | 85362010 | 1 | 4042948828243 | 1.006 | KG | 264.9 | 257.5 | LP17 | LP17 | circuit breaker 3VA1 IEC frame 160 breaking capacity class M Icu=55kA @ 415V 3-pole, starter protection TM120M, AM, In=50A without overload protection short-circuit protection Ii=7...16 x In clamp connection | Lista Papel 2020 SI | 0 | 0
3VA1150-6ED32-0AA0 |  | 3VA1150-6ED32-0AA0 | 1 | UN | 1 | 5 | B | D | EAR99 | N | 85362010 | 1 | 4042948812549 | 974 | G | 248.5 | 241.1 | LP17 | LP17 | circuit breaker 3VA1 IEC frame 160 breaking capacity class H Icu=70kA @ 415V 3-pole, line protection TM210, FTFM, In=50A overload protection Ir=50A fixed short-circuit protection Ii=10 x In nut keeper kit | Lista Papel 2020 SI | 0 | 0
3VA1150-6ED36-0AA0 |  | 3VA1150-6ED36-0AA0 | 1 | UN | 1 | 5 | B | D | EAR99 | N | 85362010 | 1 | 4042948821626 | 1.006 | KG | 268.1 | 260.8 | LP17 | LP17 | circuit breaker 3VA1 IEC frame 160 breaking capacity class H Icu=70kA @ 415V 3-pole, line protection TM210, FTFM, In=50A overload protection Ir=50A fixed short-circuit protection Ii=10 x In clamp connection | Lista Papel 2020 SI | 0 | 0
3VA1150-6ED42-0AA0 |  | 3VA1150-6ED42-0AA0 | 1 | UN | 1 | 5 | B | D | EAR99 | N | 85362010 | 1 | 4042948813423 | 1.2 | KG | 321.4 | 312.4 | LP17 | LP17 | circuit breaker 3VA1 IEC frame 160 breaking capacity class H Icu=70kA @ 415V 4-pole, line protection TM210, FTFM, In=50A overload protection Ir=50A fixed short-circuit protection Ii=10 x In N conductor unprotected nut keeper kit | Lista Papel 2020 SI | 0 | 0
3VA1150-6ED46-0AA0 |  | 3VA1150-6ED46-0AA0 | 1 | UN | 1 | 5 | B | D | EAR99 | N | 85362010 | 1 | 4042948822500 | 1.17 | KG | 350.1 | 340.3 | LP17 | LP17 | circuit breaker 3VA1 IEC frame 160 breaking capacity class H Icu=70kA @ 415V 4-pole, line protection TM210, FTFM, In=50A overload protection Ir=50A fixed short-circuit protection Ii=10 x In N conductor unprotected clamp connection | Lista Papel 2020 SI | 0 | 0
3VA1150-6EE32-0AA0 |  | 3VA1150-6EE32-0AA0 | 1 | UN | 1 | 5 | B | D | EAR99 | N | 85362010 | 1 | 4042948812556 | 955 | G | 253.4 | 246 | LP17 | LP17 | circuit breaker 3VA1 IEC frame 160 breaking capacity class H Icu=70kA @ 415V 3-pole, line protection TM220, ATFM, In=50A overload protection Ir=35A...50A short-circuit protection Ii=10 x In nut keeper kit | Lista Papel 2020 SI | 0 | 0
3VA1150-6EE36-0AA0 |  | 3VA1150-6EE36-0AA0 | 1 | UN | 1 | 5 | B | D | EAR99 | N | 85362010 | 1 | 4042948821633 | 1.024 | KG | 273.1 | 265.7 | LP17 | LP17 | circuit breaker 3VA1 IEC frame 160 breaking capacity class H Icu=70kA @ 415V 3-pole, line protection TM220, ATFM, In=50A overload protection Ir=35A...50A short-circuit protection Ii=10 x In clamp connection | Lista Papel 2020 SI | 0 | 0
3VA1150-6EE42-0AA0 |  | 3VA1150-6EE42-0AA0 | 1 | UN | 1 | 5 | B | D | EAR99 | N | 85362010 | 1 | 4042948813430 | 1.2 | KG | 328.8 | 319.8 | LP17 | LP17 | circuit breaker 3VA1 IEC frame 160 breaking capacity class H Icu=70kA @ 415V 4-pole, line protection TM220, ATFM, In=50A overload protection Ir=35A...50A short-circuit protection Ii=10 x In N conductor unprotected nut keeper kit | Lista Papel 2020 SI | 0 | 0
3VA1150-6EE46-0AA0 |  | 3VA1150-6EE46-0AA0 | 1 | UN | 1 | 5 | B | D | EAR99 | N | 85362010 | 1 | 4042948822517 | 1.17 | KG | 356.7 | 346.9 | LP17 | LP17 | circuit breaker 3VA1 IEC frame 160 breaking capacity class H Icu=70kA @ 415V 4-pole, line protection TM220, ATFM, In=50A overload protection Ir=35A...50A short-circuit protection Ii=10 x In N conductor unprotected clamp connection | Lista Papel 2020 SI | 0 | 0
3VA1150-6EF32-0AA0 |  | 3VA1150-6EF32-0AA0 | 1 | UN | 1 | 5 | B | D | EAR99 | N | 85362010 | 1 | 4042948808733 | 975 | G | 265.7 | 258.3 | LP17 | LP17 | circuit breaker 3VA1 IEC frame 160 breaking capacity class H Icu=70kA @ 415V 3-pole, line protection TM240, ATAM, In=50A overload protection Ir=35A...50A short-circuit protection Ii=5...10 x In nut keeper kit | Lista Papel 2020 SI | 0 | 0
3VA1150-6EF32-0AB0 |  | 3VA1150-6EF32-0AB0 | 1 | UN | 1 | 10 | C | D | EAR99 | N | 85362010 | 1 | 4042949053514 | 0.96 | KG | 345.1 | 345.1 | LP17 | LP17 | circuit breaker 3VA1 IEC frame 160 breaking capacity class H Icu=70kA @ 415V 3-pole, line protection TM240, ATAM, In=50A overload protection Ir=35A...50A short-circuit protection Ii=5...10 x In nut keeper kit 2 auxiliary switches HP | - | 0 | 0
3VA1150-6EF32-0AC0 |  | 3VA1150-6EF32-0AC0 | 1 | UN | 1 | 10 | C | D | EAR99 | N | 85362010 | 1 | 4042949055600 | 0.96 | KG | 321.3 | 321.3 | LP17 | LP17 | circuit breaker 3VA1 IEC frame 160 breaking capacity class H Icu=70kA @ 415V 3-pole, line protection TM240, ATAM, In=50A overload protection Ir=35A...50A short-circuit protection Ii=5...10 x In nut keeper kit 2 auxiliary switches HQ | - | 0 | 0
3VA1150-6EF32-0AD0 |  | 3VA1150-6EF32-0AD0 | 1 | UN | 1 | 10 | C | D | EAR99 | N | 85362010 | 1 | 4042949057697 | 0.99 | KG | 345.1 | 345.1 | LP17 | LP17 | circuit breaker 3VA1 IEC frame 160 breaking capacity class H Icu=70kA @ 415V 3-pole, line protection TM240, ATAM, In=50A overload protection Ir=35A...50A short-circuit protection Ii=5...10 x In nut keeper kit 3 auxiliary switches HQ | - | 0 | 0
3VA1150-6EF32-0AE0 |  | 3VA1150-6EF32-0AE0 | 1 | UN | 1 | 10 | C | D | EAR99 | N | 85362010 | 1 | 4042949059783 | 1.02 | KG | 369.75 | 369.75 | LP17 | LP17 | circuit breaker 3VA1 IEC frame 160 breaking capacity class H Icu=70kA @ 415V 3-pole, line protection TM240, ATAM, In=50A overload protection Ir=35A...50A short-circuit protection Ii=5...10 x In nut keeper kit 4 auxiliary switches HQ | - | 0 | 0
3VA1150-6EF32-0AF0 |  | 3VA1150-6EF32-0AF0 | 1 | UN | 1 | 10 | C | D | EAR99 | N | 85362010 | 1 | 4042949061878 | 0.96 | KG | 321.3 | 321.3 | LP17 | LP17 | circuit breaker 3VA1 IEC frame 160 breaking capacity class H Icu=70kA @ 415V 3-pole, line protection TM240, ATAM, In=50A overload protection Ir=35A...50A short-circuit protection Ii=5...10 x In nut keeper kit 1 auxiliary switch HQ 1 trip alarm switch HQ | - | 0 | 0
3VA1150-6EF32-0AG0 |  | 3VA1150-6EF32-0AG0 | 1 | UN | 1 | 10 | C | D | EAR99 | N | 85362010 | 1 | 4042949063964 | 0.96 | KG | 345.1 | 345.1 | LP17 | LP17 | circuit breaker 3VA1 IEC frame 160 breaking capacity class H Icu=70kA @ 415V 3-pole, line protection TM240, ATAM, In=50A overload protection Ir=35A...50A short-circuit protection Ii=5...10 x In nut keeper kit 1 auxiliary switch HP 1 trip alarm switch HP | - | 0 | 0
3VA1150-6EF32-0AH0 |  | 3VA1150-6EF32-0AH0 | 1 | UN | 1 | 10 | C | D | EAR99 | N | 85362010 | 1 | 4042949066057 | 0.99 | KG | 345.1 | 345.1 | LP17 | LP17 | circuit breaker 3VA1 IEC frame 160 breaking capacity class H Icu=70kA @ 415V 3-pole, line protection TM240, ATAM, In=50A overload protection Ir=35A...50A short-circuit protection Ii=5...10 x In nut keeper kit 2 auxiliary switches HQ 1 trip alarm switch HQ | - | 0 | 0
3VA1150-6EF32-0BA0 |  | 3VA1150-6EF32-0BA0 | 1 | UN | 1 | 10 | C | D | EAR99 | N | 85362010 | 1 | 4042949040972 | 0.9 | KG | 384.2 | 384.2 | LP17 | LP17 | circuit breaker 3VA1 IEC frame 160 breaking capacity class H Icu=70kA @ 415V 3-pole, line protection TM240, ATAM, In=50A overload protection Ir=35A...50A short-circuit protection Ii=5...10 x In nut keeper kit undervoltage release (UVR) 24V DC | - | 0 | 0
3VA1150-6EF32-0BC0 |  | 3VA1150-6EF32-0BC0 | 1 | UN | 1 | 10 | C | D | EAR99 | N | 85362010 | 1 | 4042949068501 | 1.05 | KG | 430.95 | 430.95 | LP17 | LP17 | circuit breaker 3VA1 IEC frame 160 breaking capacity class H Icu=70kA @ 415V 3-pole, line protection TM240, ATAM, In=50A overload protection Ir=35A...50A short-circuit protection Ii=5...10 x In nut keeper kit undervoltage release (UVR) 24V DC 2 auxiliary switches HQ | - | 0 | 0
3VA1150-6EF32-0BH0 |  | 3VA1150-6EF32-0BH0 | 1 | UN | 1 | 10 | C | D | EAR99 | N | 85362010 | 1 | 4042949081043 | 1.05 | KG | 454.75 | 454.75 | LP17 | LP17 | circuit breaker 3VA1 IEC frame 160 breaking capacity class H Icu=70kA @ 415V 3-pole, line protection TM240, ATAM, In=50A overload protection Ir=35A...50A short-circuit protection Ii=5...10 x In nut keeper kit undervoltage release (UVR) 24V DC 2 auxiliary switches HQ 1 trip alarm switch HQ | - | 0 | 0
3VA1150-6EF32-0CA0 |  | 3VA1150-6EF32-0CA0 | 1 | UN | 1 | 10 | C | D | EAR99 | N | 85362010 | 1 | 4042949043065 | 0.9 | KG | 384.2 | 384.2 | LP17 | LP17 | circuit breaker 3VA1 IEC frame 160 breaking capacity class H Icu=70kA @ 415V 3-pole, line protection TM240, ATAM, In=50A overload protection Ir=35A...50A short-circuit protection Ii=5...10 x In nut keeper kit undervoltage release (UVR) 120-127V AC 50/60Hz | - | 0 | 0
3VA1150-6EF32-0CC0 |  | 3VA1150-6EF32-0CC0 | 1 | UN | 1 | 10 | C | D | EAR99 | N | 85362010 | 1 | 4042949070597 | 1.05 | KG | 430.95 | 430.95 | LP17 | LP17 | circuit breaker 3VA1 IEC frame 160 breaking capacity class H Icu=70kA @ 415V 3-pole, line protection TM240, ATAM, In=50A overload protection Ir=35A...50A short-circuit protection Ii=5...10 x In nut keeper kit undervoltage release (UVR) 120-127V AC 50/60Hz 2 auxiliary switches HQ | - | 0 | 0
3VA1150-6EF32-0CH0 |  | 3VA1150-6EF32-0CH0 | 1 | UN | 1 | 10 | C | D | EAR99 | N | 85362010 | 1 | 4042949083139 | 1.08 | KG | 454.75 | 454.75 | LP17 | LP17 | circuit breaker 3VA1 IEC frame 160 breaking capacity class H Icu=70kA @ 415V 3-pole, line protection TM240, ATAM, In=50A overload protection Ir=35A...50A short-circuit protection Ii=5...10 x In nut keeper kit undervoltage release (UVR) 120-127V AC 50/60Hz 2 auxiliary switches HQ 1 trip alarm switch HQ | - | 0 | 0
3VA1150-6EF32-0DA0 |  | 3VA1150-6EF32-0DA0 | 1 | UN | 1 | 10 | C | D | EAR99 | N | 85362010 | 1 | 4042949045151 | 0.9 | KG | 384.2 | 384.2 | LP17 | LP17 | circuit breaker 3VA1 IEC frame 160 breaking capacity class H Icu=70kA @ 415V 3-pole, line protection TM240, ATAM, In=50A overload protection Ir=35A...50A short-circuit protection Ii=5...10 x In nut keeper kit undervoltage release (UVR) 208-230V AC 50/60Hz | - | 0 | 0
3VA1150-6EF32-0DC0 |  | 3VA1150-6EF32-0DC0 | 1 | UN | 1 | 10 | C | D | EAR99 | N | 85362010 | 1 | 4042949072683 | 1.05 | KG | 430.95 | 430.95 | LP17 | LP17 | circuit breaker 3VA1 IEC frame 160 breaking capacity class H Icu=70kA @ 415V 3-pole, line protection TM240, ATAM, In=50A overload protection Ir=35A...50A short-circuit protection Ii=5...10 x In nut keeper kit undervoltage release (UVR) 208-230V AC 50/60Hz 2 auxiliary switches HQ | - | 0 | 0
3VA1150-6EF32-0DH0 |  | 3VA1150-6EF32-0DH0 | 1 | UN | 1 | 10 | C | D | EAR99 | N | 85362010 | 1 | 4042949085225 | 1.08 | KG | 454.75 | 454.75 | LP17 | LP17 | circuit breaker 3VA1 IEC frame 160 breaking capacity class H Icu=70kA @ 415V 3-pole, line protection TM240, ATAM, In=50A overload protection Ir=35A...50A short-circuit protection Ii=5...10 x In nut keeper kit undervoltage release (UVR) 208-230V AC 50/60Hz 2 auxiliary switches HQ 1 trip alarm switch HQ | - | 0 | 0
3VA1150-6EF32-0HA0 |  | 3VA1150-6EF32-0HA0 | 1 | UN | 1 | 10 | C | D | EAR99 | N | 85362010 | 1 | 4042949047247 | 0.9 | KG | 359.55 | 359.55 | LP17 | LP17 | circuit breaker 3VA1 IEC frame 160 breaking capacity class H Icu=70kA @ 415V 3-pole, line protection TM240, ATAM, In=50A overload protection Ir=35A...50A short-circuit protection Ii=5...10 x In nut keeper kit shunt trip (STL) 12-30V DC, 24V AC 50/60Hz | - | 0 | 0
3VA1150-6EF32-0HC0 |  | 3VA1150-6EF32-0HC0 | 1 | UN | 1 | 10 | C | D | EAR99 | N | 85362010 | 1 | 4042949074779 | 1.05 | KG | 406.3 | 406.3 | LP17 | LP17 | circuit breaker 3VA1 IEC frame 160 breaking capacity class H Icu=70kA @ 415V 3-pole, line protection TM240, ATAM, In=50A overload protection Ir=35A...50A short-circuit protection Ii=5...10 x In nut keeper kit shunt trip (STL) 12-30V DC, 24V AC 50/60Hz 2 auxiliary switches HQ | - | 0 | 0
3VA1150-6EF32-0HH0 |  | 3VA1150-6EF32-0HH0 | 1 | UN | 1 | 10 | C | D | EAR99 | N | 85362010 | 1 | 4042949087311 | 1.08 | KG | 430.1 | 430.1 | LP17 | LP17 | circuit breaker 3VA1 IEC frame 160 breaking capacity class H Icu=70kA @ 415V 3-pole, line protection TM240, ATAM, In=50A overload protection Ir=35A...50A short-circuit protection Ii=5...10 x In nut keeper kit shunt trip (STL) 12-30V DC, 24V AC 50/60Hz 2 auxiliary switches HQ 1 trip alarm switch HQ | - | 0 | 0
3VA1150-6EF32-0JA0 |  | 3VA1150-6EF32-0JA0 | 1 | UN | 1 | 10 | C | D | EAR99 | N | 85362010 | 1 | 4042949049333 | 0.9 | KG | 359.55 | 359.55 | LP17 | LP17 | circuit breaker 3VA1 IEC frame 160 breaking capacity class H Icu=70kA @ 415V 3-pole, line protection TM240, ATAM, In=50A overload protection Ir=35A...50A short-circuit protection Ii=5...10 x In nut keeper kit shunt trip (STL) 110-127V DC, AC 50/60Hz | - | 0 | 0
3VA1150-6EF32-0JC0 |  | 3VA1150-6EF32-0JC0 | 1 | UN | 1 | 10 | C | D | EAR99 | N | 85362010 | 1 | 4042949076865 | 1.05 | KG | 406.3 | 406.3 | LP17 | LP17 | circuit breaker 3VA1 IEC frame 160 breaking capacity class H Icu=70kA @ 415V 3-pole, line protection TM240, ATAM, In=50A overload protection Ir=35A...50A short-circuit protection Ii=5...10 x In nut keeper kit shunt trip (STL) 110-127V DC, AC 50/60Hz 2 auxiliary switches HQ | - | 0 | 0
3VA1150-6EF32-0JH0 |  | 3VA1150-6EF32-0JH0 | 1 | UN | 1 | 10 | C | D | EAR99 | N | 85362010 | 1 | 4042949089407 | 1.08 | KG | 430.1 | 430.1 | LP17 | LP17 | circuit breaker 3VA1 IEC frame 160 breaking capacity class H Icu=70kA @ 415V 3-pole, line protection TM240, ATAM, In=50A overload protection Ir=35A...50A short-circuit protection Ii=5...10 x In nut keeper kit shunt trip (STL) 110-127V DC, AC 50/60Hz 2 auxiliary switches HQ 1 trip alarm switch HQ | - | 0 | 0
3VA1150-6EF32-0KA0 |  | 3VA1150-6EF32-0KA0 | 1 | UN | 1 | 10 | C | D | EAR99 | N | 85362010 | 1 | 4042949051428 | 1.05 | KG | 359.55 | 359.55 | LP17 | LP17 | circuit breaker 3VA1 IEC frame 160 breaking capacity class H Icu=70kA @ 415V 3-pole, line protection TM240, ATAM, In=50A overload protection Ir=35A...50A short-circuit protection Ii=5...10 x In nut keeper kit shunt trip (STL) 220-250V DC, 208-277V AC | - | 0 | 0
3VA1150-6EF32-0KC0 |  | 3VA1150-6EF32-0KC0 | 1 | UN | 1 | 10 | C | D | EAR99 | N | 85362010 | 1 | 4042949078951 | 1.05 | KG | 406.3 | 406.3 | LP17 | LP17 | circuit breaker 3VA1 IEC frame 160 breaking capacity class H Icu=70kA @ 415V 3-pole, line protection TM240, ATAM, In=50A overload protection Ir=35A...50A short-circuit protection Ii=5...10 x In nut keeper kit shunt trip (STL) 220-250V DC, 208-277V AC 2 auxiliary switches HQ | - | 0 | 0
3VA1150-6EF32-0KH0 |  | 3VA1150-6EF32-0KH0 | 1 | UN | 1 | 10 | C | D | EAR99 | N | 85362010 | 1 | 4042949091493 | 1.08 | KG | 430.1 | 430.1 | LP17 | LP17 | circuit breaker 3VA1 IEC frame 160 breaking capacity class H Icu=70kA @ 415V 3-pole, line protection TM240, ATAM, In=50A overload protection Ir=35A...50A short-circuit protection Ii=5...10 x In nut keeper kit shunt trip (STL) 220-250V DC, 208-277V AC 2 auxiliary switches HQ 1 trip alarm switch HQ | - | 0 | 0
3VA1150-6EF36-0AA0 |  | 3VA1150-6EF36-0AA0 | 1 | UN | 1 | 5 | B | D | EAR99 | N | 85362010 | 1 | 4042948820513 | 1.025 | KG | 287.8 | 279.6 | LP17 | LP17 | circuit breaker 3VA1 IEC frame 160 breaking capacity class H Icu=70kA @ 415V 3-pole, line protection TM240, ATAM, In=50A overload protection Ir=35A...50A short-circuit protection Ii=5...10 x In clamp connection | Lista Papel 2020 SI | 0 | 0
3VA1150-6EF36-0AB0 |  | 3VA1150-6EF36-0AB0 | 1 | UN | 1 | 10 | C | D | EAR99 | N | 85362010 | 1 | 4042949053507 | 0.96 | KG | 368.05 | 368.05 | LP17 | LP17 | circuit breaker 3VA1 IEC frame 160 breaking capacity class H Icu=70kA @ 415V 3-pole, line protection TM240, ATAM, In=50A overload protection Ir=35A...50A short-circuit protection Ii=5...10 x In clamp connection 2 auxiliary switches HP | - | 0 | 0
3VA1150-6EF36-0AC0 |  | 3VA1150-6EF36-0AC0 | 1 | UN | 1 | 10 | C | D | EAR99 | N | 85362010 | 1 | 4042949055594 | 0.96 | KG | 343.4 | 343.4 | LP17 | LP17 | circuit breaker 3VA1 IEC frame 160 breaking capacity class H Icu=70kA @ 415V 3-pole, line protection TM240, ATAM, In=50A overload protection Ir=35A...50A short-circuit protection Ii=5...10 x In clamp connection 2 auxiliary switches HQ | - | 0 | 0
3VA1150-6EF36-0AD0 |  | 3VA1150-6EF36-0AD0 | 1 | UN | 1 | 10 | C | D | EAR99 | N | 85362010 | 1 | 4042949057680 | 0.99 | KG | 368.05 | 368.05 | LP17 | LP17 | circuit breaker 3VA1 IEC frame 160 breaking capacity class H Icu=70kA @ 415V 3-pole, line protection TM240, ATAM, In=50A overload protection Ir=35A...50A short-circuit protection Ii=5...10 x In clamp connection 3 auxiliary switches HQ | - | 0 | 0
3VA1150-6EF36-0AE0 |  | 3VA1150-6EF36-0AE0 | 1 | UN | 1 | 10 | C | D | EAR99 | N | 85362010 | 1 | 4042949059776 | 1.02 | KG | 391 | 391 | LP17 | LP17 | circuit breaker 3VA1 IEC frame 160 breaking capacity class H Icu=70kA @ 415V 3-pole, line protection TM240, ATAM, In=50A overload protection Ir=35A...50A short-circuit protection Ii=5...10 x In clamp connection 4 auxiliary switches HQ | - | 0 | 0
3VA1150-6EF36-0AF0 |  | 3VA1150-6EF36-0AF0 | 1 | UN | 1 | 10 | C | D | EAR99 | N | 85362010 | 1 | 4042949061861 | 0.96 | KG | 343.4 | 343.4 | LP17 | LP17 | circuit breaker 3VA1 IEC frame 160 breaking capacity class H Icu=70kA @ 415V 3-pole, line protection TM240, ATAM, In=50A overload protection Ir=35A...50A short-circuit protection Ii=5...10 x In clamp connection 1 auxiliary switch HQ 1 trip alarm switch HQ | - | 0 | 0
3VA1150-6EF36-0AG0 |  | 3VA1150-6EF36-0AG0 | 1 | UN | 1 | 10 | C | D | EAR99 | N | 85362010 | 1 | 4042949063957 | 0.96 | KG | 368.05 | 368.05 | LP17 | LP17 | circuit breaker 3VA1 IEC frame 160 breaking capacity class H Icu=70kA @ 415V 3-pole, line protection TM240, ATAM, In=50A overload protection Ir=35A...50A short-circuit protection Ii=5...10 x In clamp connection 1 auxiliary switch HP 1 trip alarm switch HP | - | 0 | 0
3VA1150-6EF36-0AH0 |  | 3VA1150-6EF36-0AH0 | 1 | UN | 1 | 10 | C | D | EAR99 | N | 85362010 | 1 | 4042949066040 | 0.99 | KG | 368.05 | 368.05 | LP17 | LP17 | circuit breaker 3VA1 IEC frame 160 breaking capacity class H Icu=70kA @ 415V 3-pole, line protection TM240, ATAM, In=50A overload protection Ir=35A...50A short-circuit protection Ii=5...10 x In clamp connection 2 auxiliary switches HQ 1 trip alarm switch HQ | - | 0 | 0
3VA1150-6EF36-0BA0 |  | 3VA1150-6EF36-0BA0 | 1 | UN | 1 | 10 | C | D | EAR99 | N | 85362010 | 1 | 4042949040965 | 0.9 | KG | 406.3 | 406.3 | LP17 | LP17 | circuit breaker 3VA1 IEC frame 160 breaking capacity class H Icu=70kA @ 415V 3-pole, line protection TM240, ATAM, In=50A overload protection Ir=35A...50A short-circuit protection Ii=5...10 x In clamp connection undervoltage release (UVR) 24V DC | - | 0 | 0
3VA1150-6EF36-0BC0 |  | 3VA1150-6EF36-0BC0 | 1 | UN | 1 | 10 | C | D | EAR99 | N | 85362010 | 1 | 4042949068495 | 1.05 | KG | 453.05 | 453.05 | LP17 | LP17 | circuit breaker 3VA1 IEC frame 160 breaking capacity class H Icu=70kA @ 415V 3-pole, line protection TM240, ATAM, In=50A overload protection Ir=35A...50A short-circuit protection Ii=5...10 x In clamp connection undervoltage release (UVR) 24V DC 2 auxiliary switches HQ | - | 0 | 0
3VA1150-6EF36-0BH0 |  | 3VA1150-6EF36-0BH0 | 1 | UN | 1 | 10 | C | D | EAR99 | N | 85362010 | 1 | 4042949081036 | 1.05 | KG | 476 | 476 | LP17 | LP17 | circuit breaker 3VA1 IEC frame 160 breaking capacity class H Icu=70kA @ 415V 3-pole, line protection TM240, ATAM, In=50A overload protection Ir=35A...50A short-circuit protection Ii=5...10 x In clamp connection undervoltage release (UVR) 24V DC 2 auxiliary switches HQ 1 trip alarm switch HQ | - | 0 | 0
3VA1150-6EF36-0CA0 |  | 3VA1150-6EF36-0CA0 | 1 | UN | 1 | 10 | C | D | EAR99 | N | 85362010 | 1 | 4042949043058 | 0.9 | KG | 406.3 | 406.3 | LP17 | LP17 | circuit breaker 3VA1 IEC frame 160 breaking capacity class H Icu=70kA @ 415V 3-pole, line protection TM240, ATAM, In=50A overload protection Ir=35A...50A short-circuit protection Ii=5...10 x In clamp connection undervoltage release (UVR) 120-127V AC 50/60Hz | - | 0 | 0
3VA1150-6EF36-0CC0 |  | 3VA1150-6EF36-0CC0 | 1 | UN | 1 | 10 | C | D | EAR99 | N | 85362010 | 1 | 4042949070580 | 1.05 | KG | 453.05 | 453.05 | LP17 | LP17 | circuit breaker 3VA1 IEC frame 160 breaking capacity class H Icu=70kA @ 415V 3-pole, line protection TM240, ATAM, In=50A overload protection Ir=35A...50A short-circuit protection Ii=5...10 x In clamp connection undervoltage release (UVR) 120-127V AC 50/60Hz 2 auxiliary switches HQ | - | 0 | 0
3VA1150-6EF36-0CH0 |  | 3VA1150-6EF36-0CH0 | 1 | UN | 1 | 10 | C | D | EAR99 | N | 85362010 | 1 | 4042949083122 | 1.08 | KG | 476 | 476 | LP17 | LP17 | circuit breaker 3VA1 IEC frame 160 breaking capacity class H Icu=70kA @ 415V 3-pole, line protection TM240, ATAM, In=50A overload protection Ir=35A...50A short-circuit protection Ii=5...10 x In clamp connection undervoltage release (UVR) 120-127V AC 50/60Hz 2 auxiliary switches HQ 1 trip alarm switch HQ | - | 0 | 0
3VA1150-6EF36-0DA0 |  | 3VA1150-6EF36-0DA0 | 1 | UN | 1 | 10 | C | D | EAR99 | N | 85362010 | 1 | 4042949045144 | 0.9 | KG | 406.3 | 406.3 | LP17 | LP17 | circuit breaker 3VA1 IEC frame 160 breaking capacity class H Icu=70kA @ 415V 3-pole, line protection TM240, ATAM, In=50A overload protection Ir=35A...50A short-circuit protection Ii=5...10 x In clamp connection undervoltage release (UVR) 208-230V AC 50/60Hz | - | 0 | 0
3VA1150-6EF36-0DC0 |  | 3VA1150-6EF36-0DC0 | 1 | UN | 1 | 10 | C | D | EAR99 | N | 85362010 | 1 | 4042949072676 | 1.05 | KG | 453.05 | 453.05 | LP17 | LP17 | circuit breaker 3VA1 IEC frame 160 breaking capacity class H Icu=70kA @ 415V 3-pole, line protection TM240, ATAM, In=50A overload protection Ir=35A...50A short-circuit protection Ii=5...10 x In clamp connection undervoltage release (UVR) 208-230V AC 50/60Hz 2 auxiliary switches HQ | - | 0 | 0
3VA1150-6EF36-0DH0 |  | 3VA1150-6EF36-0DH0 | 1 | UN | 1 | 10 | C | D | EAR99 | N | 85362010 | 1 | 4042949085218 | 1.08 | KG | 476 | 476 | LP17 | LP17 | circuit breaker 3VA1 IEC frame 160 breaking capacity class H Icu=70kA @ 415V 3-pole, line protection TM240, ATAM, In=50A overload protection Ir=35A...50A short-circuit protection Ii=5...10 x In clamp connection undervoltage release (UVR) 208-230V AC 50/60Hz 2 auxiliary switches HQ 1 trip alarm switch HQ | - | 0 | 0
3VA1150-6EF36-0HA0 |  | 3VA1150-6EF36-0HA0 | 1 | UN | 1 | 10 | C | D | EAR99 | N | 85362010 | 1 | 4042949047230 | 0.9 | KG | 381.65 | 381.65 | LP17 | LP17 | circuit breaker 3VA1 IEC frame 160 breaking capacity class H Icu=70kA @ 415V 3-pole, line protection TM240, ATAM, In=50A overload protection Ir=35A...50A short-circuit protection Ii=5...10 x In clamp connection shunt trip (STL) 12-30V DC, 24V AC 50/60Hz | - | 0 | 0
3VA1150-6EF36-0HC0 |  | 3VA1150-6EF36-0HC0 | 1 | UN | 1 | 10 | C | D | EAR99 | N | 85362010 | 1 | 4042949074762 | 1.05 | KG | 428.4 | 428.4 | LP17 | LP17 | circuit breaker 3VA1 IEC frame 160 breaking capacity class H Icu=70kA @ 415V 3-pole, line protection TM240, ATAM, In=50A overload protection Ir=35A...50A short-circuit protection Ii=5...10 x In clamp connection shunt trip (STL) 12-30V DC, 24V AC 50/60Hz 2 auxiliary switches HQ | - | 0 | 0
3VA1150-6EF36-0HH0 |  | 3VA1150-6EF36-0HH0 | 1 | UN | 1 | 10 | C | D | EAR99 | N | 85362010 | 1 | 4042949087304 | 1.08 | KG | 451.35 | 451.35 | LP17 | LP17 | circuit breaker 3VA1 IEC frame 160 breaking capacity class H Icu=70kA @ 415V 3-pole, line protection TM240, ATAM, In=50A overload protection Ir=35A...50A short-circuit protection Ii=5...10 x In clamp connection shunt trip (STL) 12-30V DC, 24V AC 50/60Hz 2 auxiliary switches HQ 1 trip alarm switch HQ | - | 0 | 0
3VA1150-6EF36-0JA0 |  | 3VA1150-6EF36-0JA0 | 1 | UN | 1 | 10 | C | D | EAR99 | N | 85362010 | 1 | 4042949049326 | 0.9 | KG | 381.65 | 381.65 | LP17 | LP17 | circuit breaker 3VA1 IEC frame 160 breaking capacity class H Icu=70kA @ 415V 3-pole, line protection TM240, ATAM, In=50A overload protection Ir=35A...50A short-circuit protection Ii=5...10 x In clamp connection shunt trip (STL) 110-127V DC, AC 50/60Hz | - | 0 | 0
3VA1150-6EF36-0JC0 |  | 3VA1150-6EF36-0JC0 | 1 | UN | 1 | 10 | C | D | EAR99 | N | 85362010 | 1 | 4042949076858 | 1.05 | KG | 428.4 | 428.4 | LP17 | LP17 | circuit breaker 3VA1 IEC frame 160 breaking capacity class H Icu=70kA @ 415V 3-pole, line protection TM240, ATAM, In=50A overload protection Ir=35A...50A short-circuit protection Ii=5...10 x In clamp connection shunt trip (STL) 110-127V DC, AC 50/60Hz 2 auxiliary switches HQ | - | 0 | 0
3VA1150-6EF36-0JH0 |  | 3VA1150-6EF36-0JH0 | 1 | UN | 1 | 10 | C | D | EAR99 | N | 85362010 | 1 | 4042949089391 | 1.08 | KG | 451.35 | 451.35 | LP17 | LP17 | circuit breaker 3VA1 IEC frame 160 breaking capacity class H Icu=70kA @ 415V 3-pole, line protection TM240, ATAM, In=50A overload protection Ir=35A...50A short-circuit protection Ii=5...10 x In clamp connection shunt trip (STL) 110-127V DC, AC 50/60Hz 2 auxiliary switches HQ 1 trip alarm switch HQ | - | 0 | 0
3VA1150-6EF36-0KA0 |  | 3VA1150-6EF36-0KA0 | 1 | UN | 1 | 10 | C | D | EAR99 | N | 85362010 | 1 | 4042949051411 | 1.05 | KG | 381.65 | 381.65 | LP17 | LP17 | circuit breaker 3VA1 IEC frame 160 breaking capacity class H Icu=70kA @ 415V 3-pole, line protection TM240, ATAM, In=50A overload protection Ir=35A...50A short-circuit protection Ii=5...10 x In clamp connection shunt trip (STL) 220-250V DC, 208-277V AC | - | 0 | 0
3VA1150-6EF36-0KC0 |  | 3VA1150-6EF36-0KC0 | 1 | UN | 1 | 10 | C | D | EAR99 | N | 85362010 | 1 | 4042949078944 | 1.05 | KG | 428.4 | 428.4 | LP17 | LP17 | circuit breaker 3VA1 IEC frame 160 breaking capacity class H Icu=70kA @ 415V 3-pole, line protection TM240, ATAM, In=50A overload protection Ir=35A...50A short-circuit protection Ii=5...10 x In clamp connection shunt trip (STL) 220-250V DC, 208-277V AC 2 auxiliary switches HQ | - | 0 | 0
3VA1150-6EF36-0KH0 |  | 3VA1150-6EF36-0KH0 | 1 | UN | 1 | 10 | C | D | EAR99 | N | 85362010 | 1 | 4042949091486 | 1.08 | KG | 451.35 | 451.35 | LP17 | LP17 | circuit breaker 3VA1 IEC frame 160 breaking capacity class H Icu=70kA @ 415V 3-pole, line protection TM240, ATAM, In=50A overload protection Ir=35A...50A short-circuit protection Ii=5...10 x In clamp connection shunt trip (STL) 220-250V DC, 208-277V AC 2 auxiliary switches HQ 1 trip alarm switch HQ | - | 0 | 0
3VA1150-6EF42-0AA0 |  | 3VA1150-6EF42-0AA0 | 1 | UN | 1 | 5 | B | D | EAR99 | N | 85362010 | 1 | 4042948809174 | 1.2 | KG | 346 | 336.2 | LP17 | LP17 | circuit breaker 3VA1 IEC frame 160 breaking capacity class H Icu=70kA @ 415V 4-pole, line protection TM240, ATAM, In=50A overload protection Ir=35A...50A short-circuit protection Ii=5...10 x In N conductor unprotected nut keeper kit | Lista Papel 2020 SI | 0 | 0
3VA1150-6EF46-0AA0 |  | 3VA1150-6EF46-0AA0 | 1 | UN | 1 | 5 | B | D | EAR99 | N | 85362010 | 1 | 4042948820957 | 1.296 | KG | 373.1 | 362.4 | LP17 | LP17 | circuit breaker 3VA1 IEC frame 160 breaking capacity class H Icu=70kA @ 415V 4-pole, line protection TM240, ATAM, In=50A overload protection Ir=35A...50A short-circuit protection Ii=5...10 x In N conductor unprotected clamp connection | Lista Papel 2020 SI | 0 | 0
3VA1150-6GD42-0AA0 |  | 3VA1150-6GD42-0AA0 | 1 | UN | 1 | 5 | B | D | EAR99 | N | 85362010 | 1 | 4042948831878 | 1.212 | KG | 321.4 | 312.4 | LP17 | LP17 | circuit breaker 3VA1 IEC frame 160 breaking capacity class H Icu=70kA @ 415V 4-pole, line protection TM210, FTFM, In=50A overload protection Ir=50A fixed short-circuit protection Ii=10 x In N conductor protection 100% nut keeper kit | Lista Papel 2020 SI | 0 | 0
3VA1150-6GD46-0AA0 |  | 3VA1150-6GD46-0AA0 | 1 | UN | 1 | 5 | B | D | EAR99 | N | 85362010 | 1 | 4042948825143 | 1.17 | KG | 350.1 | 340.3 | LP17 | LP17 | circuit breaker 3VA1 IEC frame 160 breaking capacity class H Icu=70kA @ 415V 4-pole, line protection TM210, FTFM, In=50A overload protection Ir=50A fixed short-circuit protection Ii=10 x In N conductor protection 100% clamp connection | Lista Papel 2020 SI | 0 | 0
3VA1150-6GE42-0AA0 |  | 3VA1150-6GE42-0AA0 | 1 | UN | 1 | 5 | B | D | EAR99 | N | 85362010 | 1 | 4042948831861 | 1.2 | KG | 328.8 | 319.8 | LP17 | LP17 | circuit breaker 3VA1 IEC frame 160 breaking capacity class H Icu=70kA @ 415V 4-pole, line protection TM220, ATFM, In=50A overload protection Ir=35A...50A short-circuit protection Ii=10 x In N conductor protection 100% nut keeper kit | Lista Papel 2020 SI | 0 | 0
3VA1150-6GE46-0AA0 |  | 3VA1150-6GE46-0AA0 | 1 | UN | 1 | 5 | B | D | EAR99 | N | 85362010 | 1 | 4042948825150 | 1.3 | KG | 356.7 | 346.9 | LP17 | LP17 | circuit breaker 3VA1 IEC frame 160 breaking capacity class H Icu=70kA @ 415V 4-pole, line protection TM220, ATFM, In=50A overload protection Ir=35A...50A short-circuit protection Ii=10 x In N conductor protection 100% clamp connection | Lista Papel 2020 SI | 0 | 0
3VA1150-6GF42-0AA0 |  | 3VA1150-6GF42-0AA0 | 1 | UN | 1 | 5 | B | D | EAR99 | N | 85362010 | 1 | 4042948831854 | 1.2 | KG | 346 | 336.2 | LP17 | LP17 | circuit breaker 3VA1 IEC frame 160 breaking capacity class H Icu=70kA @ 415V 4-pole, line protection TM240, ATAM, In=50A overload protection Ir=35A...50A short-circuit protection Ii=5...10 x In N conductor protection 100% nut keeper kit | Lista Papel 2020 SI | 0 | 0
3VA1150-6GF46-0AA0 |  | 3VA1150-6GF46-0AA0 | 1 | UN | 1 | 5 | B | D | EAR99 | N | 85362010 | 1 | 4042948824474 | 1.315 | KG | 373.1 | 362.4 | LP17 | LP17 | circuit breaker 3VA1 IEC frame 160 breaking capacity class H Icu=70kA @ 415V 4-pole, line protection TM240, ATAM, In=50A overload protection Ir=35A...50A short-circuit protection Ii=5...10 x In N conductor protection 100% clamp connection | Lista Papel 2020 SI | 0 | 0
3VA1150-6GF46-0KF0 |  | 3VA1150-6GF46-0KF0 | 1 | UN | 1 | 10 | C | D | EAR99 | N | 85362010 | 1 | 4042949323846 | 1.301 | KG | 516.8 | 516.8 | LP17 | LP17 | circuit breaker 3VA1 IEC frame 160 breaking capacity class H Icu=70kA @ 415V 4-pole, line protection TM240, ATAM, In=50A overload protection Ir=35A...50A short-circuit protection Ii=5...10 x In N conductor protection 100% clamp connection shunt trip (STL) 220-250V DC; 208-277V AC 1 auxiliary switch HQ 1 trip alarm switch HQ | - | 0 | 0
3VA1150-6MH32-0AA0 |  | 3VA1150-6MH32-0AA0 | 1 | UN | 1 | 5 | B | D | EAR99 | N | 85362010 | 1 | 4042948828236 | 958 | G | 265.7 | 258.3 | LP17 | LP17 | circuit breaker 3VA1 IEC frame 160 breaking capacity class H Icu=70kA @ 415V 3-pole, starter protection TM120M, AM, In=50A without overload protection short-circuit protection Ii=7...16 x In nut keeper kit | Lista Papel 2020 SI | 0 | 0
3VA1150-6MH36-0AA0 |  | 3VA1150-6MH36-0AA0 | 1 | UN | 1 | 5 | B | D | EAR99 | N | 85362010 | 1 | 4042948828229 | 0.9 | KG | 287.8 | 279.6 | LP17 | LP17 | circuit breaker 3VA1 IEC frame 160 breaking capacity class H Icu=70kA @ 415V 3-pole, starter protection TM120M, AM, In=50A without overload protection short-circuit protection Ii=7...16 x In clamp connection | Lista Papel 2020 SI | 0 | 0
3VA1163-1AA32-0AA0 |  | 3VA1163-1AA32-0AA0 | 1 | UN | 1 | 5 | B | D | EAR99 | N | 85362010 | 1 | 4042948800522 | 896 | G | 167.3 | 162.4 | LP17 | LP17 | switch disconnector 3VA1 IEC frame 160 3-pole SD100, In=63A without overload protection w/o short-circuit protection nut keeper kit | Lista Papel 2020 SI | 0 | 0
3VA1163-1AA32-0AB0 |  | 3VA1163-1AA32-0AB0 | 1 | UN | 1 | 10 | C | D | EAR99 | N | 85362010 | 1 | 4042949053163 | 0.96 | KG | 242.25 | 242.25 | LP17 | LP17 | switch disconnector 3VA1 IEC frame 160 3-pole SD100, In=63A without overload protection w/o short-circuit protection nut keeper kit 2 auxiliary switches HP | - | 0 | 0
3VA1163-1AA32-0AC0 |  | 3VA1163-1AA32-0AC0 | 1 | UN | 1 | 10 | C | D | EAR99 | N | 85362010 | 1 | 4042949055259 | 0.96 | KG | 218.45 | 218.45 | LP17 | LP17 | switch disconnector 3VA1 IEC frame 160 3-pole SD100, In=63A without overload protection w/o short-circuit protection nut keeper kit 2 auxiliary switches HQ | - | 0 | 0
3VA1163-1AA32-0AD0 |  | 3VA1163-1AA32-0AD0 | 1 | UN | 1 | 10 | C | D | EAR99 | N | 85362010 | 1 | 4042949057345 | 0.99 | KG | 242.25 | 242.25 | LP17 | LP17 | switch disconnector 3VA1 IEC frame 160 3-pole SD100, In=63A without overload protection w/o short-circuit protection nut keeper kit 3 auxiliary switches HQ | - | 0 | 0
3VA1163-1AA32-0AE0 |  | 3VA1163-1AA32-0AE0 | 1 | UN | 1 | 10 | C | D | EAR99 | N | 85362010 | 1 | 4042949059431 | 1.02 | KG | 266.9 | 266.9 | LP17 | LP17 | switch disconnector 3VA1 IEC frame 160 3-pole SD100, In=63A without overload protection w/o short-circuit protection nut keeper kit 4 auxiliary switches HQ | - | 0 | 0
3VA1163-1AA32-0AF0 |  | 3VA1163-1AA32-0AF0 | 1 | UN | 1 | 10 | C | D | EAR99 | N | 85362010 | 1 | 4042949061526 | 0.96 | KG | 218.45 | 218.45 | LP17 | LP17 | switch disconnector 3VA1 IEC frame 160 3-pole SD100, In=63A without overload protection w/o short-circuit protection nut keeper kit 1 auxiliary switch HQ 1 trip alarm switch HQ | - | 0 | 0
3VA1163-1AA32-0AG0 |  | 3VA1163-1AA32-0AG0 | 1 | UN | 1 | 10 | C | D | EAR99 | N | 85362010 | 1 | 4042949063612 | 0.96 | KG | 242.25 | 242.25 | LP17 | LP17 | switch disconnector 3VA1 IEC frame 160 3-pole SD100, In=63A without overload protection w/o short-circuit protection nut keeper kit 1 auxiliary switch HP 1 trip alarm switch HP | - | 0 | 0
3VA1163-1AA32-0AH0 |  | 3VA1163-1AA32-0AH0 | 1 | UN | 1 | 10 | C | D | EAR99 | N | 85362010 | 1 | 4042949065708 | 0.99 | KG | 242.25 | 242.25 | LP17 | LP17 | switch disconnector 3VA1 IEC frame 160 3-pole SD100, In=63A without overload protection w/o short-circuit protection nut keeper kit 2 auxiliary switches HQ 1 trip alarm switch HQ | - | 0 | 0
3VA1163-1AA32-0BA0 |  | 3VA1163-1AA32-0BA0 | 1 | UN | 1 | 10 | C | D | EAR99 | N | 85362010 | 1 | 4042949040620 | 0.9 | KG | 281.35 | 281.35 | LP17 | LP17 | switch disconnector 3VA1 IEC frame 160 3-pole SD100, In=63A without overload protection w/o short-circuit protection nut keeper kit undervoltage release (UVR) 24V DC | - | 0 | 0
3VA1163-1AA32-0BC0 |  | 3VA1163-1AA32-0BC0 | 1 | UN | 1 | 10 | C | D | EAR99 | N | 85362010 | 1 | 4042949068150 | 1.05 | KG | 328.95 | 328.95 | LP17 | LP17 | switch disconnector 3VA1 IEC frame 160 3-pole SD100, In=63A without overload protection w/o short-circuit protection nut keeper kit undervoltage release (UVR) 24V DC 2 auxiliary switches HQ | - | 0 | 0
3VA1163-1AA32-0BH0 |  | 3VA1163-1AA32-0BH0 | 1 | UN | 1 | 10 | C | D | EAR99 | N | 85362010 | 1 | 4042949080695 | 1.05 | KG | 351.9 | 351.9 | LP17 | LP17 | switch disconnector 3VA1 IEC frame 160 3-pole SD100, In=63A without overload protection w/o short-circuit protection nut keeper kit undervoltage release (UVR) 24V DC 2 auxiliary switches HQ 1 trip alarm switch HQ | - | 0 | 0
3VA1163-1AA32-0CA0 |  | 3VA1163-1AA32-0CA0 | 1 | UN | 1 | 10 | C | D | EAR99 | N | 85362010 | 1 | 4042949042716 | 0.8 | KG | 281.35 | 281.35 | LP17 | LP17 | switch disconnector 3VA1 IEC frame 160 3-pole SD100, In=63A without overload protection w/o short-circuit protection nut keeper kit undervoltage release (UVR) 120-127V AC 50/60Hz | - | 0 | 0
3VA1163-1AA32-0CC0 |  | 3VA1163-1AA32-0CC0 | 1 | UN | 1 | 10 | C | D | EAR99 | N | 85362010 | 1 | 4042949070245 | 1.05 | KG | 328.95 | 328.95 | LP17 | LP17 | switch disconnector 3VA1 IEC frame 160 3-pole SD100, In=63A without overload protection w/o short-circuit protection nut keeper kit undervoltage release (UVR) 120-127V AC 50/60Hz 2 auxiliary switches HQ | - | 0 | 0
3VA1163-1AA32-0CH0 |  | 3VA1163-1AA32-0CH0 | 1 | UN | 1 | 10 | C | D | EAR99 | N | 85362010 | 1 | 4042949082781 | 1.08 | KG | 351.9 | 351.9 | LP17 | LP17 | switch disconnector 3VA1 IEC frame 160 3-pole SD100, In=63A without overload protection w/o short-circuit protection nut keeper kit undervoltage release (UVR) 120-127V AC 50/60Hz 2 auxiliary switches HQ 1 trip alarm switch HQ | - | 0 | 0
3VA1163-1AA32-0DA0 |  | 3VA1163-1AA32-0DA0 | 1 | UN | 1 | 10 | C | D | EAR99 | N | 85362010 | 1 | 4042949044802 | 0.8 | KG | 281.35 | 281.35 | LP17 | LP17 | switch disconnector 3VA1 IEC frame 160 3-pole SD100, In=63A without overload protection w/o short-circuit protection nut keeper kit undervoltage release (UVR) 208-230V AC 50/60Hz | - | 0 | 0
3VA1163-1AA32-0DC0 |  | 3VA1163-1AA32-0DC0 | 1 | UN | 1 | 10 | C | D | EAR99 | N | 85362010 | 1 | 4042949072331 | 1.05 | KG | 328.95 | 328.95 | LP17 | LP17 | switch disconnector 3VA1 IEC frame 160 3-pole SD100, In=63A without overload protection w/o short-circuit protection nut keeper kit undervoltage release (UVR) 208-230V AC 50/60Hz 2 auxiliary switches HQ | - | 0 | 0
3VA1163-1AA32-0DH0 |  | 3VA1163-1AA32-0DH0 | 1 | UN | 1 | 10 | C | D | EAR99 | N | 85362010 | 1 | 4042949084877 | 1.08 | KG | 351.9 | 351.9 | LP17 | LP17 | switch disconnector 3VA1 IEC frame 160 3-pole SD100, In=63A without overload protection w/o short-circuit protection nut keeper kit undervoltage release (UVR) 208-230V AC 50/60Hz 2 auxiliary switches HQ 1 trip alarm switch HQ | - | 0 | 0
3VA1163-1AA32-0HA0 |  | 3VA1163-1AA32-0HA0 | 1 | UN | 1 | 10 | C | D | EAR99 | N | 85362010 | 1 | 4042949046899 | 0.8 | KG | 258.4 | 258.4 | LP17 | LP17 | switch disconnector 3VA1 IEC frame 160 3-pole SD100, In=63A without overload protection w/o short-circuit protection nut keeper kit shunt trip (STL) 12-30V DC; 24 V AC 50/60 Hz | - | 0 | 0
3VA1163-1AA32-0HC0 |  | 3VA1163-1AA32-0HC0 | 1 | UN | 1 | 10 | C | D | EAR99 | N | 85362010 | 1 | 4042949074427 | 1.05 | KG | 303.45 | 303.45 | LP17 | LP17 | switch disconnector 3VA1 IEC frame 160 3-pole SD100, In=63A without overload protection w/o short-circuit protection nut keeper kit shunt trip (STL) 12-30V DC; 24 V AC 50/60 Hz 2 auxiliary switches HQ | - | 0 | 0
3VA1163-1AA32-0HH0 |  | 3VA1163-1AA32-0HH0 | 1 | UN | 1 | 10 | C | D | EAR99 | N | 85362010 | 1 | 4042949086963 | 1.08 | KG | 328.1 | 328.1 | LP17 | LP17 | switch disconnector 3VA1 IEC frame 160 3-pole SD100, In=63A without overload protection w/o short-circuit protection nut keeper kit shunt trip (STL) 12-30V DC; 24 V AC 50/60 Hz 2 auxiliary switches HQ 1 trip alarm switch HQ | - | 0 | 0
3VA1163-1AA32-0JA0 |  | 3VA1163-1AA32-0JA0 | 1 | UN | 1 | 10 | C | D | EAR99 | N | 85362010 | 1 | 4042949048985 | 0.8 | KG | 258.4 | 258.4 | LP17 | LP17 | switch disconnector 3VA1 IEC frame 160 3-pole SD100, In=63A without overload protection w/o short-circuit protection nut keeper kit shunt trip (STL) 110-127V DC, AC 50/60Hz | - | 0 | 0
3VA1163-1AA32-0JC0 |  | 3VA1163-1AA32-0JC0 | 1 | UN | 1 | 10 | C | D | EAR99 | N | 85362010 | 1 | 4042949076513 | 1.05 | KG | 303.45 | 303.45 | LP17 | LP17 | switch disconnector 3VA1 IEC frame 160 3-pole SD100, In=63A without overload protection w/o short-circuit protection nut keeper kit shunt trip (STL) 110-127V DC, AC 50/60Hz 2 auxiliary switches HQ | - | 0 | 0
3VA1163-1AA32-0JH0 |  | 3VA1163-1AA32-0JH0 | 1 | UN | 1 | 10 | C | D | EAR99 | N | 85362010 | 1 | 4042949089056 | 1.08 | KG | 328.1 | 328.1 | LP17 | LP17 | switch disconnector 3VA1 IEC frame 160 3-pole SD100, In=63A without overload protection w/o short-circuit protection nut keeper kit shunt trip (STL) 110-127V DC, AC 50/60Hz 2 auxiliary switches HQ 1 trip alarm switch HQ | - | 0 | 0
3VA1163-1AA32-0KA0 |  | 3VA1163-1AA32-0KA0 | 1 | UN | 1 | 10 | C | D | EAR99 | N | 85362010 | 1 | 4042949051077 | 1.05 | KG | 258.4 | 258.4 | LP17 | LP17 | switch disconnector 3VA1 IEC frame 160 3-pole SD100, In=63A without overload protection w/o short-circuit protection nut keeper kit shunt trip (STL) 220-250V DC; 208-277V AC | - | 0 | 0
3VA1163-1AA32-0KC0 |  | 3VA1163-1AA32-0KC0 | 1 | UN | 1 | 10 | C | D | EAR99 | N | 85362010 | 1 | 4042949078609 | 1.05 | KG | 303.45 | 303.45 | LP17 | LP17 | switch disconnector 3VA1 IEC frame 160 3-pole SD100, In=63A without overload protection w/o short-circuit protection nut keeper kit shunt trip (STL) 220-250V DC; 208-277V AC 2 auxiliary switches HQ | - | 0 | 0
3VA1163-1AA32-0KH0 |  | 3VA1163-1AA32-0KH0 | 1 | UN | 1 | 10 | C | D | EAR99 | N | 85362010 | 1 | 4042949091141 | 1.08 | KG | 328.1 | 328.1 | LP17 | LP17 | switch disconnector 3VA1 IEC frame 160 3-pole SD100, In=63A without overload protection w/o short-circuit protection nut keeper kit shunt trip (STL) 220-250V DC; 208-277V AC 2 auxiliary switches HQ 1 trip alarm switch HQ | - | 0 | 0
3VA1163-1AA36-0AA0 |  | 3VA1163-1AA36-0AA0 | 1 | UN | 1 | 2 | A | D | EAR99 | N | 85362010 | 1 | 4042948800607 | 961 | G | 187.8 | 182.9 | LP17 | LP17 | switch disconnector 3VA1 IEC frame 160 3-pole SD100, In=63A without overload protection w/o short-circuit protection clamp connection | Lista Papel 2020 SI | 0 | 0
3VA1163-1AA36-0AB0 |  | 3VA1163-1AA36-0AB0 | 1 | UN | 1 | 10 | C | D | EAR99 | N | 85362010 | 1 | 4042949053156 | 0.96 | KG | 265.2 | 265.2 | LP17 | LP17 | switch disconnector 3VA1 IEC frame 160 3-pole SD100, In=63A without overload protection w/o short-circuit protection clamp connection 2 auxiliary switches HP | - | 0 | 0
3VA1163-1AA36-0AC0 |  | 3VA1163-1AA36-0AC0 | 1 | UN | 1 | 10 | C | D | EAR99 | N | 85362010 | 1 | 4042949055242 | 0.96 | KG | 240.55 | 240.55 | LP17 | LP17 | switch disconnector 3VA1 IEC frame 160 3-pole SD100, In=63A without overload protection w/o short-circuit protection clamp connection 2 auxiliary switches HQ | - | 0 | 0
3VA1163-1AA36-0AD0 |  | 3VA1163-1AA36-0AD0 | 1 | UN | 1 | 10 | C | D | EAR99 | N | 85362010 | 1 | 4042949057338 | 0.99 | KG | 265.2 | 265.2 | LP17 | LP17 | switch disconnector 3VA1 IEC frame 160 3-pole SD100, In=63A without overload protection w/o short-circuit protection clamp connection 3 auxiliary switches HQ | - | 0 | 0
3VA1163-1AA36-0AE0 |  | 3VA1163-1AA36-0AE0 | 1 | UN | 1 | 10 | C | D | EAR99 | N | 85362010 | 1 | 4042949059424 | 1.02 | KG | 289 | 289 | LP17 | LP17 | switch disconnector 3VA1 IEC frame 160 3-pole SD100, In=63A without overload protection w/o short-circuit protection clamp connection 4 auxiliary switches HQ | - | 0 | 0
3VA1163-1AA36-0AF0 |  | 3VA1163-1AA36-0AF0 | 1 | UN | 1 | 10 | C | D | EAR99 | N | 85362010 | 1 | 4042949061519 | 0.96 | KG | 240.55 | 240.55 | LP17 | LP17 | switch disconnector 3VA1 IEC frame 160 3-pole SD100, In=63A without overload protection w/o short-circuit protection clamp connection 1 auxiliary switch HQ 1 trip alarm switch HQ | - | 0 | 0
3VA1163-1AA36-0AG0 |  | 3VA1163-1AA36-0AG0 | 1 | UN | 1 | 10 | C | D | EAR99 | N | 85362010 | 1 | 4042949063605 | 0.96 | KG | 265.2 | 265.2 | LP17 | LP17 | switch disconnector 3VA1 IEC frame 160 3-pole SD100, In=63A without overload protection w/o short-circuit protection clamp connection 1 auxiliary switch HP 1 trip alarm switch HP | - | 0 | 0
3VA1163-1AA36-0AH0 |  | 3VA1163-1AA36-0AH0 | 1 | UN | 1 | 10 | C | D | EAR99 | N | 85362010 | 1 | 4042949065692 | 0.99 | KG | 265.2 | 265.2 | LP17 | LP17 | switch disconnector 3VA1 IEC frame 160 3-pole SD100, In=63A without overload protection w/o short-circuit protection clamp connection 2 auxiliary switches HQ 1 trip alarm switch HQ | - | 0 | 0
3VA1163-1AA36-0BA0 |  | 3VA1163-1AA36-0BA0 | 1 | UN | 1 | 10 | C | D | EAR99 | N | 85362010 | 1 | 4042949040613 | 0.9 | KG | 303.45 | 303.45 | LP17 | LP17 | switch disconnector 3VA1 IEC frame 160 3-pole SD100, In=63A without overload protection w/o short-circuit protection clamp connection undervoltage release (UVR) 24V DC | - | 0 | 0
3VA1163-1AA36-0BC0 |  | 3VA1163-1AA36-0BC0 | 1 | UN | 1 | 10 | C | D | EAR99 | N | 85362010 | 1 | 4042949068143 | 1.05 | KG | 350.2 | 350.2 | LP17 | LP17 | switch disconnector 3VA1 IEC frame 160 3-pole SD100, In=63A without overload protection w/o short-circuit protection clamp connection undervoltage release (UVR) 24V DC 2 auxiliary switches HQ | - | 0 | 0
3VA1163-1AA36-0BH0 |  | 3VA1163-1AA36-0BH0 | 1 | UN | 1 | 10 | C | D | EAR99 | N | 85362010 | 1 | 4042949080688 | 1.05 | KG | 373.15 | 373.15 | LP17 | LP17 | switch disconnector 3VA1 IEC frame 160 3-pole SD100, In=63A without overload protection w/o short-circuit protection clamp connection undervoltage release (UVR) 24V DC 2 auxiliary switches HQ 1 trip alarm switch HQ | - | 0 | 0
3VA1163-1AA36-0CA0 |  | 3VA1163-1AA36-0CA0 | 1 | UN | 1 | 10 | C | D | EAR99 | N | 85362010 | 1 | 4042949042709 | 0.8 | KG | 303.45 | 303.45 | LP17 | LP17 | switch disconnector 3VA1 IEC frame 160 3-pole SD100, In=63A without overload protection w/o short-circuit protection clamp connection undervoltage release (UVR) 120-127V AC 50/60Hz | - | 0 | 0
3VA1163-1AA36-0CC0 |  | 3VA1163-1AA36-0CC0 | 1 | UN | 1 | 10 | C | D | EAR99 | N | 85362010 | 1 | 4042949070238 | 1.05 | KG | 350.2 | 350.2 | LP17 | LP17 | switch disconnector 3VA1 IEC frame 160 3-pole SD100, In=63A without overload protection w/o short-circuit protection clamp connection undervoltage release (UVR) 120-127V AC 50/60Hz 2 auxiliary switches HQ | - | 0 | 0
3VA1163-1AA36-0CH0 |  | 3VA1163-1AA36-0CH0 | 1 | UN | 1 | 10 | C | D | EAR99 | N | 85362010 | 1 | 4042949082774 | 1.08 | KG | 373.15 | 373.15 | LP17 | LP17 | switch disconnector 3VA1 IEC frame 160 3-pole SD100, In=63A without overload protection w/o short-circuit protection clamp connection undervoltage release (UVR) 120-127V AC 50/60Hz 2 auxiliary switches HQ 1 trip alarm switch HQ | - | 0 | 0
3VA1163-1AA36-0DA0 |  | 3VA1163-1AA36-0DA0 | 1 | UN | 1 | 10 | C | D | EAR99 | N | 85362010 | 1 | 4042949044796 | 0.8 | KG | 303.45 | 303.45 | LP17 | LP17 | switch disconnector 3VA1 IEC frame 160 3-pole SD100, In=63A without overload protection w/o short-circuit protection clamp connection undervoltage release (UVR) 208-230V AC 50/60Hz | - | 0 | 0
3VA1163-1AA36-0DC0 |  | 3VA1163-1AA36-0DC0 | 1 | UN | 1 | 10 | C | D | EAR99 | N | 85362010 | 1 | 4042949072324 | 1.05 | KG | 350.2 | 350.2 | LP17 | LP17 | switch disconnector 3VA1 IEC frame 160 3-pole SD100, In=63A without overload protection w/o short-circuit protection clamp connection undervoltage release (UVR) 208-230V AC 50/60Hz 2 auxiliary switches HQ | - | 0 | 0
3VA1163-1AA36-0DH0 |  | 3VA1163-1AA36-0DH0 | 1 | UN | 1 | 10 | C | D | EAR99 | N | 85362010 | 1 | 4042949084860 | 1.08 | KG | 373.15 | 373.15 | LP17 | LP17 | switch disconnector 3VA1 IEC frame 160 3-pole SD100, In=63A without overload protection w/o short-circuit protection clamp connection undervoltage release (UVR) 208-230V AC 50/60Hz 2 auxiliary switches HQ 1 trip alarm switch HQ | - | 0 | 0
3VA1163-1AA36-0HA0 |  | 3VA1163-1AA36-0HA0 | 1 | UN | 1 | 10 | C | D | EAR99 | N | 85362010 | 1 | 4042949046882 | 0.8 | KG | 277.95 | 277.95 | LP17 | LP17 | switch disconnector 3VA1 IEC frame 160 3-pole SD100, In=63A without overload protection w/o short-circuit protection clamp connection shunt trip (STL) 12-30V DC; 24 V AC 50/60 Hz | - | 0 | 0
3VA1163-1AA36-0HC0 |  | 3VA1163-1AA36-0HC0 | 1 | UN | 1 | 10 | C | D | EAR99 | N | 85362010 | 1 | 4042949074410 | 1.05 | KG | 325.55 | 325.55 | LP17 | LP17 | switch disconnector 3VA1 IEC frame 160 3-pole SD100, In=63A without overload protection w/o short-circuit protection clamp connection shunt trip (STL) 12-30V DC; 24 V AC 50/60 Hz 2 auxiliary switches HQ | - | 0 | 0
3VA1163-1AA36-0HH0 |  | 3VA1163-1AA36-0HH0 | 1 | UN | 1 | 10 | C | D | EAR99 | N | 85362010 | 1 | 4042949086956 | 1.08 | KG | 348.5 | 348.5 | LP17 | LP17 | switch disconnector 3VA1 IEC frame 160 3-pole SD100, In=63A without overload protection w/o short-circuit protection clamp connection shunt trip (STL) 12-30V DC; 24 V AC 50/60 Hz 2 auxiliary switches HQ 1 trip alarm switch HQ | - | 0 | 0
3VA1163-1AA36-0JA0 |  | 3VA1163-1AA36-0JA0 | 1 | UN | 1 | 10 | C | D | EAR99 | N | 85362010 | 1 | 4042949048978 | 0.8 | KG | 277.95 | 277.95 | LP17 | LP17 | switch disconnector 3VA1 IEC frame 160 3-pole SD100, In=63A without overload protection w/o short-circuit protection clamp connection shunt trip (STL) 110-127V DC, AC 50/60Hz | - | 0 | 0
3VA1163-1AA36-0JC0 |  | 3VA1163-1AA36-0JC0 | 1 | UN | 1 | 10 | C | D | EAR99 | N | 85362010 | 1 | 4042949076506 | 1.05 | KG | 325.55 | 325.55 | LP17 | LP17 | switch disconnector 3VA1 IEC frame 160 3-pole SD100, In=63A without overload protection w/o short-circuit protection clamp connection shunt trip (STL) 110-127V DC, AC 50/60Hz 2 auxiliary switches HQ | - | 0 | 0
3VA1163-1AA36-0JH0 |  | 3VA1163-1AA36-0JH0 | 1 | UN | 1 | 10 | C | D | EAR99 | N | 85362010 | 1 | 4042949089049 | 1.08 | KG | 348.5 | 348.5 | LP17 | LP17 | switch disconnector 3VA1 IEC frame 160 3-pole SD100, In=63A without overload protection w/o short-circuit protection clamp connection shunt trip (STL) 110-127V DC, AC 50/60Hz 2 auxiliary switches HQ 1 trip alarm switch HQ | - | 0 | 0
3VA1163-1AA36-0KA0 |  | 3VA1163-1AA36-0KA0 | 1 | UN | 1 | 10 | C | D | EAR99 | N | 85362010 | 1 | 4042949051060 | 1.05 | KG | 277.95 | 277.95 | LP17 | LP17 | switch disconnector 3VA1 IEC frame 160 3-pole SD100, In=63A without overload protection w/o short-circuit protection clamp connection shunt trip (STL) 220-250V DC; 208-277V AC | - | 0 | 0
3VA1163-1AA36-0KC0 |  | 3VA1163-1AA36-0KC0 | 1 | UN | 1 | 10 | C | D | EAR99 | N | 85362010 | 1 | 4042949078593 | 1.05 | KG | 325.55 | 325.55 | LP17 | LP17 | switch disconnector 3VA1 IEC frame 160 3-pole SD100, In=63A without overload protection w/o short-circuit protection clamp connection shunt trip (STL) 220-250V DC; 208-277V AC 2 auxiliary switches HQ | - | 0 | 0
3VA1163-1AA36-0KH0 |  | 3VA1163-1AA36-0KH0 | 1 | UN | 1 | 10 | C | D | EAR99 | N | 85362010 | 1 | 4042949091134 | 1.08 | KG | 348.5 | 348.5 | LP17 | LP17 | switch disconnector 3VA1 IEC frame 160 3-pole SD100, In=63A without overload protection w/o short-circuit protection clamp connection shunt trip (STL) 220-250V DC; 208-277V AC 2 auxiliary switches HQ 1 trip alarm switch HQ | - | 0 | 0
3VA1163-1AA42-0AA0 |  | 3VA1163-1AA42-0AA0 | 1 | UN | 1 | 5 | B | D | EAR99 | N | 85362010 | 1 | 4042948800553 | 1.149 | KG | 216.5 | 210.7 | LP17 | LP17 | switch disconnector 3VA1 IEC frame 160 4-pole SD100, In=63A without overload protection w/o short-circuit protection nut keeper kit | Lista Papel 2020 SI | 0 | 0
3VA1163-1AA42-0AB0 |  | 3VA1163-1AA42-0AB0 | 1 | UN | 1 | 10 | C | D | EAR99 | N | 85362010 | 1 | 4042949053149 | 1.26 | KG | 294.95 | 294.95 | LP17 | LP17 | switch disconnector 3VA1 IEC frame 160 4-pole SD100, In=63A without overload protection w/o short-circuit protection nut keeper kit 2 auxiliary switches HP | - | 0 | 0
3VA1163-1AA42-0AC0 |  | 3VA1163-1AA42-0AC0 | 1 | UN | 1 | 10 | C | D | EAR99 | N | 85362010 | 1 | 4042949055235 | 1.26 | KG | 270.3 | 270.3 | LP17 | LP17 | switch disconnector 3VA1 IEC frame 160 4-pole SD100, In=63A without overload protection w/o short-circuit protection nut keeper kit 2 auxiliary switches HQ | - | 0 | 0
3VA1163-1AA42-0AD0 |  | 3VA1163-1AA42-0AD0 | 1 | UN | 1 | 10 | C | D | EAR99 | N | 85362010 | 1 | 4042949057321 | 1.29 | KG | 294.95 | 294.95 | LP17 | LP17 | switch disconnector 3VA1 IEC frame 160 4-pole SD100, In=63A without overload protection w/o short-circuit protection nut keeper kit 3 auxiliary switches HQ | - | 0 | 0
3VA1163-1AA42-0AE0 |  | 3VA1163-1AA42-0AE0 | 1 | UN | 1 | 10 | C | D | EAR99 | N | 85362010 | 1 | 4042949059417 | 1.32 | KG | 317.9 | 317.9 | LP17 | LP17 | switch disconnector 3VA1 IEC frame 160 4-pole SD100, In=63A without overload protection w/o short-circuit protection nut keeper kit 4 auxiliary switches HQ | - | 0 | 0
3VA1163-1AA42-0AF0 |  | 3VA1163-1AA42-0AF0 | 1 | UN | 1 | 10 | C | D | EAR99 | N | 85362010 | 1 | 4042949061502 | 1.26 | KG | 270.3 | 270.3 | LP17 | LP17 | switch disconnector 3VA1 IEC frame 160 4-pole SD100, In=63A without overload protection w/o short-circuit protection nut keeper kit 1 auxiliary switch HQ 1 trip alarm switch HQ | - | 0 | 0
3VA1163-1AA42-0AG0 |  | 3VA1163-1AA42-0AG0 | 1 | UN | 1 | 10 | C | D | EAR99 | N | 85362010 | 1 | 4042949063599 | 1.26 | KG | 294.95 | 294.95 | LP17 | LP17 | switch disconnector 3VA1 IEC frame 160 4-pole SD100, In=63A without overload protection w/o short-circuit protection nut keeper kit 1 auxiliary switch HP 1 trip alarm switch HP | - | 0 | 0
3VA1163-1AA42-0AH0 |  | 3VA1163-1AA42-0AH0 | 1 | UN | 1 | 10 | C | D | EAR99 | N | 85362010 | 1 | 4042949065685 | 1.29 | KG | 294.95 | 294.95 | LP17 | LP17 | switch disconnector 3VA1 IEC frame 160 4-pole SD100, In=63A without overload protection w/o short-circuit protection nut keeper kit 2 auxiliary switches HQ 1 trip alarm switch HQ | - | 0 | 0
3VA1163-1AA42-0BA0 |  | 3VA1163-1AA42-0BA0 | 1 | UN | 1 | 10 | C | D | EAR99 | N | 85362010 | 1 | 4042949040606 | 1.1 | KG | 333.2 | 333.2 | LP17 | LP17 | switch disconnector 3VA1 IEC frame 160 4-pole SD100, In=63A without overload protection w/o short-circuit protection nut keeper kit undervoltage release (UVR) 24V DC | - | 0 | 0
3VA1163-1AA42-0BC0 |  | 3VA1163-1AA42-0BC0 | 1 | UN | 1 | 10 | C | D | EAR99 | N | 85362010 | 1 | 4042949068136 | 1.35 | KG | 379.95 | 379.95 | LP17 | LP17 | switch disconnector 3VA1 IEC frame 160 4-pole SD100, In=63A without overload protection w/o short-circuit protection nut keeper kit undervoltage release (UVR) 24V DC 2 auxiliary switches HQ | - | 0 | 0
3VA1163-1AA42-0BH0 |  | 3VA1163-1AA42-0BH0 | 1 | UN | 1 | 10 | C | D | EAR99 | N | 85362010 | 1 | 4042949080671 | 1.38 | KG | 403.75 | 403.75 | LP17 | LP17 | switch disconnector 3VA1 IEC frame 160 4-pole SD100, In=63A without overload protection w/o short-circuit protection nut keeper kit undervoltage release (UVR) 24V DC 2 auxiliary switches HQ 1 trip alarm switch HQ | - | 0 | 0
3VA1163-1AA42-0CA0 |  | 3VA1163-1AA42-0CA0 | 1 | UN | 1 | 10 | C | D | EAR99 | N | 85362010 | 1 | 4042949042693 | 1.1 | KG | 333.2 | 333.2 | LP17 | LP17 | switch disconnector 3VA1 IEC frame 160 4-pole SD100, In=63A without overload protection w/o short-circuit protection nut keeper kit undervoltage release (UVR) 120-127V AC 50/60Hz | - | 0 | 0
3VA1163-1AA42-0CC0 |  | 3VA1163-1AA42-0CC0 | 1 | UN | 1 | 10 | C | D | EAR99 | N | 85362010 | 1 | 4042949070221 | 1.35 | KG | 379.95 | 379.95 | LP17 | LP17 | switch disconnector 3VA1 IEC frame 160 4-pole SD100, In=63A without overload protection w/o short-circuit protection nut keeper kit undervoltage release (UVR) 120-127V AC 50/60Hz 2 auxiliary switches HQ | - | 0 | 0
3VA1163-1AA42-0CH0 |  | 3VA1163-1AA42-0CH0 | 1 | UN | 1 | 10 | C | D | EAR99 | N | 85362010 | 1 | 4042949082767 | 1.38 | KG | 403.75 | 403.75 | LP17 | LP17 | switch disconnector 3VA1 IEC frame 160 4-pole SD100, In=63A without overload protection w/o short-circuit protection nut keeper kit undervoltage release (UVR) 120-127V AC 50/60Hz 2 auxiliary switches HQ 1 trip alarm switch HQ | - | 0 | 0
3VA1163-1AA42-0DA0 |  | 3VA1163-1AA42-0DA0 | 1 | UN | 1 | 10 | C | D | EAR99 | N | 85362010 | 1 | 4042949044789 | 1.1 | KG | 333.2 | 333.2 | LP17 | LP17 | switch disconnector 3VA1 IEC frame 160 4-pole SD100, In=63A without overload protection w/o short-circuit protection nut keeper kit undervoltage release (UVR) 208-230V AC 50/60Hz | - | 0 | 0
3VA1163-1AA42-0DC0 |  | 3VA1163-1AA42-0DC0 | 1 | UN | 1 | 10 | C | D | EAR99 | N | 85362010 | 1 | 4042949072317 | 1.35 | KG | 379.95 | 379.95 | LP17 | LP17 | switch disconnector 3VA1 IEC frame 160 4-pole SD100, In=63A without overload protection w/o short-circuit protection nut keeper kit undervoltage release (UVR) 208-230V AC 50/60Hz 2 auxiliary switches HQ | - | 0 | 0
3VA1163-1AA42-0DH0 |  | 3VA1163-1AA42-0DH0 | 1 | UN | 1 | 10 | C | D | EAR99 | N | 85362010 | 1 | 4042949084853 | 1.38 | KG | 403.75 | 403.75 | LP17 | LP17 | switch disconnector 3VA1 IEC frame 160 4-pole SD100, In=63A without overload protection w/o short-circuit protection nut keeper kit undervoltage release (UVR) 208-230V AC 50/60Hz 2 auxiliary switches HQ 1 trip alarm switch HQ | - | 0 | 0
3VA1163-1AA42-0HA0 |  | 3VA1163-1AA42-0HA0 | 1 | UN | 1 | 10 | C | D | EAR99 | N | 85362010 | 1 | 4042949046875 | 1.1 | KG | 308.55 | 308.55 | LP17 | LP17 | switch disconnector 3VA1 IEC frame 160 4-pole SD100, In=63A without overload protection w/o short-circuit protection nut keeper kit shunt trip (STL) 12-30V DC; 24 V AC 50/60 Hz | - | 0 | 0
3VA1163-1AA42-0HC0 |  | 3VA1163-1AA42-0HC0 | 1 | UN | 1 | 10 | C | D | EAR99 | N | 85362010 | 1 | 4042949074403 | 1.35 | KG | 354.45 | 354.45 | LP17 | LP17 | switch disconnector 3VA1 IEC frame 160 4-pole SD100, In=63A without overload protection w/o short-circuit protection nut keeper kit shunt trip (STL) 12-30V DC; 24 V AC 50/60 Hz 2 auxiliary switches HQ | - | 0 | 0
3VA1163-1AA42-0HH0 |  | 3VA1163-1AA42-0HH0 | 1 | UN | 1 | 10 | C | D | EAR99 | N | 85362010 | 1 | 4042949086949 | 1.38 | KG | 379.1 | 379.1 | LP17 | LP17 | switch disconnector 3VA1 IEC frame 160 4-pole SD100, In=63A without overload protection w/o short-circuit protection nut keeper kit shunt trip (STL) 12-30V DC; 24 V AC 50/60 Hz 2 auxiliary switches HQ 1 trip alarm switch HQ | - | 0 | 0
3VA1163-1AA42-0JA0 |  | 3VA1163-1AA42-0JA0 | 1 | UN | 1 | 10 | C | D | EAR99 | N | 85362010 | 1 | 4042949048961 | 1.1 | KG | 308.55 | 308.55 | LP17 | LP17 | switch disconnector 3VA1 IEC frame 160 4-pole SD100, In=63A without overload protection w/o short-circuit protection nut keeper kit shunt trip (STL) 110-127V DC, AC 50/60Hz | - | 0 | 0
3VA1163-1AA42-0JC0 |  | 3VA1163-1AA42-0JC0 | 1 | UN | 1 | 10 | C | D | EAR99 | N | 85362010 | 1 | 4042949076490 | 1.35 | KG | 354.45 | 354.45 | LP17 | LP17 | switch disconnector 3VA1 IEC frame 160 4-pole SD100, In=63A without overload protection w/o short-circuit protection nut keeper kit shunt trip (STL) 110-127V DC, AC 50/60Hz 2 auxiliary switches HQ | - | 0 | 0
3VA1163-1AA42-0JH0 |  | 3VA1163-1AA42-0JH0 | 1 | UN | 1 | 10 | C | D | EAR99 | N | 85362010 | 1 | 4042949089032 | 1.38 | KG | 379.1 | 379.1 | LP17 | LP17 | switch disconnector 3VA1 IEC frame 160 4-pole SD100, In=63A without overload protection w/o short-circuit protection nut keeper kit shunt trip (STL) 110-127V DC, AC 50/60Hz 2 auxiliary switches HQ 1 trip alarm switch HQ | - | 0 | 0
3VA1163-1AA42-0KA0 |  | 3VA1163-1AA42-0KA0 | 1 | UN | 1 | 10 | C | D | EAR99 | N | 85362010 | 1 | 4042949051053 | 1.35 | KG | 308.55 | 308.55 | LP17 | LP17 | switch disconnector 3VA1 IEC frame 160 4-pole SD100, In=63A without overload protection w/o short-circuit protection nut keeper kit shunt trip (STL) 220-250V DC; 208-277V AC | - | 0 | 0
3VA1163-1AA42-0KC0 |  | 3VA1163-1AA42-0KC0 | 1 | UN | 1 | 10 | C | D | EAR99 | N | 85362010 | 1 | 4042949078586 | 1.35 | KG | 354.45 | 354.45 | LP17 | LP17 | switch disconnector 3VA1 IEC frame 160 4-pole SD100, In=63A without overload protection w/o short-circuit protection nut keeper kit shunt trip (STL) 220-250V DC; 208-277V AC 2 auxiliary switches HQ | - | 0 | 0
3VA1163-1AA42-0KH0 |  | 3VA1163-1AA42-0KH0 | 1 | UN | 1 | 10 | C | D | EAR99 | N | 85362010 | 1 | 4042949091127 | 1.38 | KG | 379.1 | 379.1 | LP17 | LP17 | switch disconnector 3VA1 IEC frame 160 4-pole SD100, In=63A without overload protection w/o short-circuit protection nut keeper kit shunt trip (STL) 220-250V DC; 208-277V AC 2 auxiliary switches HQ 1 trip alarm switch HQ | - | 0 | 0
3VA1163-1AA46-0AA0 |  | 3VA1163-1AA46-0AA0 | 1 | UN | 1 | 5 | B | D | EAR99 | N | 85362010 | 1 | 4042948800638 | 1.231 | KG | 244.4 | 237.8 | LP17 | LP17 | switch disconnector 3VA1 IEC frame 160 4-pole SD100, In=63A without overload protection w/o short-circuit protection clamp connection | Lista Papel 2020 SI | 0 | 0
3VA1163-1AA46-0AC0 |  | 3VA1163-1AA46-0AC0 | 1 | UN | 1 | 10 | C | D | EAR99 | N | 85362010 | 1 | 4042949326564 | 1.148 | KG | 300.05 | 300.05 | LP17 | LP17 | switch disconnector 3VA1 IEC frame 160 4-pole SD100, In=63A without overload protection w/o short-circuit protection clamp connection switch disconnector 3VA1 IEC frame 160 4-pole SD100, In=63A without overload protection w/o short-circuit protection clamp connection 2 auxiliary switches HQ | - | 0 | 0
3VA1163-1AA46-0HA0 |  | 3VA1163-1AA46-0HA0 | 1 | UN | 1 | 10 | C | D | EAR99 | N | 85362010 | 1 | 4042949325987 | 1.186 | KG | 337.45 | 337.45 | LP17 | LP17 | switch disconnector 3VA1 IEC frame 160 4-pole SD100, In=63A without overload protection w/o short-circuit protection clamp connection switch disconnector 3VA1 IEC frame 160 4-pole SD100, In=63A without overload protection w/o short-circuit protection clamp connection shunt trip left 24V AC 50/60Hz/24-30V DC | - | 0 | 0
3VA1163-3ED12-0AA0 |  | 3VA1163-3ED12-0AA0 | 1 | UN | 1 | 5 | B | D | EAR99 | N | 85362010 | 1 | 4042948829417 | 386 | G | 95.1 | 92.7 | LP17 | LP17 | circuit breaker 3VA1 IEC frame 160 breaking capacity class N Icu=25kA @ 240V 1-pole, line protection TM210, FTFM, In=63A overload protection Ir=63A fixed short-circuit protection Ii=10 x In nut keeper kit | Lista Papel 2020 SI | 0 | 0
3VA1163-3ED16-0AA0 |  | 3VA1163-3ED16-0AA0 | 1 | UN | 1 | 5 | B | D | EAR99 | N | 85362010 | 1 | 4042948829400 | 402 | G | 102.5 | 99.2 | LP17 | LP17 | circuit breaker 3VA1 IEC frame 160 breaking capacity class N Icu=25kA @ 240V 1-pole, line protection TM210, FTFM, In=63A overload protection Ir=63A fixed short-circuit protection Ii=10 x In clamp connection | Lista Papel 2020 SI | 0 | 0
3VA1163-3ED22-0AA0 |  | 3VA1163-3ED22-0AA0 | 1 | UN | 1 | 5 | B | D | EAR99 | N | 85362010 | 1 | 4042948829394 | 663 | G | 171.4 | 166.5 | LP17 | LP17 | circuit breaker 3VA1 IEC frame 160 breaking capacity class N Icu=25kA @ 415V 2-pole, line protection TM210, FTFM, In=63A overload protection Ir=63A fixed short-circuit protection Ii=10 x In nut keeper kit | Lista Papel 2020 SI | 0 | 0
3VA1163-3ED26-0AA0 |  | 3VA1163-3ED26-0AA0 | 1 | UN | 1 | 5 | B | D | EAR99 | N | 85362010 | 1 | 4042948829387 | 694 | G | 184.5 | 179.6 | LP17 | LP17 | circuit breaker 3VA1 IEC frame 160 breaking capacity class N Icu=25kA @ 415V 2-pole, line protection TM210, FTFM, In=63A overload protection Ir=63A fixed short-circuit protection Ii=10 x In clamp connection | Lista Papel 2020 SI | 0 | 0
3VA1163-3ED32-0AA0 |  | 3VA1163-3ED32-0AA0 | 1 | UN | 1 | 5 | B | D | EAR99 | N | 85362010 | 1 | 4042948812563 | 969 | G | 190.2 | 184.5 | LP17 | LP17 | circuit breaker 3VA1 IEC frame 160 breaking capacity class N Icu=25kA @ 415V 3-pole, line protection TM210, FTFM, In=63A overload protection Ir=63A fixed short-circuit protection Ii=10 x In nut keeper kit | Lista Papel 2020 SI | 0 | 0
3VA1163-3ED36-0AA0 |  | 3VA1163-3ED36-0AA0 | 1 | UN | 1 | 2 | A | D | EAR99 | N | 85362010 | 1 | 4042948821640 | 1.023 | KG | 209.9 | 204.2 | LP17 | LP17 | circuit breaker 3VA1 IEC frame 160 breaking capacity class N Icu=25kA @ 415V 3-pole, line protection TM210, FTFM, In=63A overload protection Ir=63A fixed short-circuit protection Ii=10 x In clamp connection | Lista Papel 2020 SI | 0 | 0
3VA1163-3ED42-0AA0 |  | 3VA1163-3ED42-0AA0 | 1 | UN | 1 | 5 | B | D | EAR99 | N | 85362010 | 1 | 4042948813447 | 1.183 | KG | 248.5 | 241.1 | LP17 | LP17 | circuit breaker 3VA1 IEC frame 160 breaking capacity class N Icu=25kA @ 415V 4-pole, line protection TM210, FTFM, In=63A overload protection Ir=63A fixed short-circuit protection Ii=10 x In N conductor unprotected nut keeper kit | Lista Papel 2020 SI | 0 | 0
3VA1163-3ED46-0AA0 |  | 3VA1163-3ED46-0AA0 | 1 | UN | 1 | 5 | B | D | EAR99 | N | 85362010 | 1 | 4042948822524 | 1.263 | KG | 273.9 | 266.5 | LP17 | LP17 | circuit breaker 3VA1 IEC frame 160 breaking capacity class N Icu=25kA @ 415V 4-pole, line protection TM210, FTFM, In=63A overload protection Ir=63A fixed short-circuit protection Ii=10 x In N conductor unprotected clamp connection | Lista Papel 2020 SI | 0 | 0
3VA1163-3EE32-0AA0 |  | 3VA1163-3EE32-0AA0 | 1 | UN | 1 | 2 | A | D | EAR99 | N | 85362010 | 1 | 4042948812570 | 970 | G | 193.5 | 187.8 | LP17 | LP17 | circuit breaker 3VA1 IEC frame 160 breaking capacity class N Icu=25kA @ 415V 3-pole, line protection TM220, ATFM, In=63A overload protection Ir=44A...63A short-circuit protection Ii=10 x In nut keeper kit | Lista Papel 2020 SI | 0 | 0
3VA1163-3EE36-0AA0 |  | 3VA1163-3EE36-0AA0 | 1 | UN | 1 | 2 | A | D | EAR99 | N | 85362010 | 1 | 4042948821657 | 1.031 | KG | 214.8 | 209.1 | LP17 | LP17 | circuit breaker 3VA1 IEC frame 160 breaking capacity class N Icu=25kA @ 415V 3-pole, line protection TM220, ATFM, In=63A overload protection Ir=44A...63A short-circuit protection Ii=10 x In clamp connection | Lista Papel 2020 SI | 0 | 0
3VA1163-3EE42-0AA0 |  | 3VA1163-3EE42-0AA0 | 1 | UN | 1 | 5 | B | D | EAR99 | N | 85362010 | 1 | 4042948813454 | 1.196 | KG | 252.6 | 245.2 | LP17 | LP17 | circuit breaker 3VA1 IEC frame 160 breaking capacity class N Icu=25kA @ 415V 4-pole, line protection TM220, ATFM, In=63A overload protection Ir=44A...63A short-circuit protection Ii=10 x In N conductor unprotected nut keeper kit | Lista Papel 2020 SI | 0 | 0
3VA1163-3EE46-0AA0 |  | 3VA1163-3EE46-0AA0 | 1 | UN | 1 | 5 | B | D | EAR99 | N | 85362010 | 1 | 4042948822531 | 1.269 | KG | 281.3 | 273.1 | LP17 | LP17 | circuit breaker 3VA1 IEC frame 160 breaking capacity class N Icu=25kA @ 415V 4-pole, line protection TM220, ATFM, In=63A overload protection Ir=44A...63A short-circuit protection Ii=10 x In N conductor unprotected clamp connection | Lista Papel 2020 SI | 0 | 0
3VA1163-3EF32-0AA0 |  | 3VA1163-3EF32-0AA0 | 1 | UN | 1 | 2 | A | D | EAR99 | N | 85362010 | 1 | 4042948808740 | 957 | G | 204.2 | 198.4 | LP17 | LP17 | circuit breaker 3VA1 IEC frame 160 breaking capacity class N Icu=25kA @ 415V 3-pole, line protection TM240, ATAM, In=63A overload protection Ir=44A...63A short-circuit protection Ii=5...10 x In nut keeper kit | Lista Papel 2020 SI | 0 | 0
3VA1163-3EF32-0AB0 |  | 3VA1163-3EF32-0AB0 | 1 | UN | 1 | 10 | C | D | EAR99 | N | 85362010 | 1 | 4042949053491 | 0.96 | KG | 281.35 | 281.35 | LP17 | LP17 | circuit breaker 3VA1 IEC frame 160 breaking capacity class N Icu=25kA @ 415V 3-pole, line protection TM240, ATAM, In=63A overload protection Ir=44A...63A short-circuit protection Ii=5...10 x In nut keeper kit 2 auxiliary switches HP | - | 0 | 0
3VA1163-3EF32-0AC0 |  | 3VA1163-3EF32-0AC0 | 1 | UN | 1 | 10 | C | D | EAR99 | N | 85362010 | 1 | 4042949055587 | 0.96 | KG | 259.25 | 259.25 | LP17 | LP17 | circuit breaker 3VA1 IEC frame 160 breaking capacity class N Icu=25kA @ 415V 3-pole, line protection TM240, ATAM, In=63A overload protection Ir=44A...63A short-circuit protection Ii=5...10 x In nut keeper kit 2 auxiliary switches HQ | - | 0 | 0
3VA1163-3EF32-0AD0 |  | 3VA1163-3EF32-0AD0 | 1 | UN | 1 | 10 | C | D | EAR99 | N | 85362010 | 1 | 4042949057673 | 0.99 | KG | 281.35 | 281.35 | LP17 | LP17 | circuit breaker 3VA1 IEC frame 160 breaking capacity class N Icu=25kA @ 415V 3-pole, line protection TM240, ATAM, In=63A overload protection Ir=44A...63A short-circuit protection Ii=5...10 x In nut keeper kit 3 auxiliary switches HQ | - | 0 | 0
3VA1163-3EF32-0AE0 |  | 3VA1163-3EF32-0AE0 | 1 | UN | 1 | 10 | C | D | EAR99 | N | 85362010 | 1 | 4042949059769 | 1.02 | KG | 305.15 | 305.15 | LP17 | LP17 | circuit breaker 3VA1 IEC frame 160 breaking capacity class N Icu=25kA @ 415V 3-pole, line protection TM240, ATAM, In=63A overload protection Ir=44A...63A short-circuit protection Ii=5...10 x In nut keeper kit 4 auxiliary switches HQ | - | 0 | 0
3VA1163-3EF32-0AF0 |  | 3VA1163-3EF32-0AF0 | 1 | UN | 1 | 10 | C | D | EAR99 | N | 85362010 | 1 | 4042949061854 | 0.96 | KG | 259.25 | 259.25 | LP17 | LP17 | circuit breaker 3VA1 IEC frame 160 breaking capacity class N Icu=25kA @ 415V 3-pole, line protection TM240, ATAM, In=63A overload protection Ir=44A...63A short-circuit protection Ii=5...10 x In nut keeper kit 1 auxiliary switch HQ 1 trip alarm switch HQ | - | 0 | 0
3VA1163-3EF32-0AG0 |  | 3VA1163-3EF32-0AG0 | 1 | UN | 1 | 10 | C | D | EAR99 | N | 85362010 | 1 | 4042949063940 | 0.96 | KG | 281.35 | 281.35 | LP17 | LP17 | circuit breaker 3VA1 IEC frame 160 breaking capacity class N Icu=25kA @ 415V 3-pole, line protection TM240, ATAM, In=63A overload protection Ir=44A...63A short-circuit protection Ii=5...10 x In nut keeper kit 1 auxiliary switch HP 1 trip alarm switch HP | - | 0 | 0
3VA1163-3EF32-0AH0 |  | 3VA1163-3EF32-0AH0 | 1 | UN | 1 | 10 | C | D | EAR99 | N | 85362010 | 1 | 4042949066033 | 0.99 | KG | 281.35 | 281.35 | LP17 | LP17 | circuit breaker 3VA1 IEC frame 160 breaking capacity class N Icu=25kA @ 415V 3-pole, line protection TM240, ATAM, In=63A overload protection Ir=44A...63A short-circuit protection Ii=5...10 x In nut keeper kit 2 auxiliary switches HQ 1 trip alarm switch HQ | - | 0 | 0
3VA1163-3EF32-0BA0 |  | 3VA1163-3EF32-0BA0 | 1 | UN | 1 | 10 | C | D | EAR99 | N | 85362010 | 1 | 4042949040958 | 0.9 | KG | 319.6 | 319.6 | LP17 | LP17 | circuit breaker 3VA1 IEC frame 160 breaking capacity class N Icu=25kA @ 415V 3-pole, line protection TM240, ATAM, In=63A overload protection Ir=44A...63A short-circuit protection Ii=5...10 x In nut keeper kit undervoltage release (UVR) 24V DC | - | 0 | 0
3VA1163-3EF32-0BC0 |  | 3VA1163-3EF32-0BC0 | 1 | UN | 1 | 10 | C | D | EAR99 | N | 85362010 | 1 | 4042949068488 | 1.05 | KG | 367.2 | 367.2 | LP17 | LP17 | circuit breaker 3VA1 IEC frame 160 breaking capacity class N Icu=25kA @ 415V 3-pole, line protection TM240, ATAM, In=63A overload protection Ir=44A...63A short-circuit protection Ii=5...10 x In nut keeper kit undervoltage release (UVR) 24V DC 2 auxiliary switches HQ | - | 0 | 0
3VA1163-3EF32-0BH0 |  | 3VA1163-3EF32-0BH0 | 1 | UN | 1 | 10 | C | D | EAR99 | N | 85362010 | 1 | 4042949081029 | 1.05 | KG | 390.15 | 390.15 | LP17 | LP17 | circuit breaker 3VA1 IEC frame 160 breaking capacity class N Icu=25kA @ 415V 3-pole, line protection TM240, ATAM, In=63A overload protection Ir=44A...63A short-circuit protection Ii=5...10 x In nut keeper kit undervoltage release (UVR) 24V DC 2 auxiliary switches HQ 1 trip alarm switch HQ | - | 0 | 0
3VA1163-3EF32-0CA0 |  | 3VA1163-3EF32-0CA0 | 1 | UN | 1 | 10 | C | D | EAR99 | N | 85362010 | 1 | 4042949043041 | 0.9 | KG | 319.6 | 319.6 | LP17 | LP17 | circuit breaker 3VA1 IEC frame 160 breaking capacity class N Icu=25kA @ 415V 3-pole, line protection TM240, ATAM, In=63A overload protection Ir=44A...63A short-circuit protection Ii=5...10 x In nut keeper kit undervoltage release (UVR) 120-127V AC 50/60Hz | - | 0 | 0
3VA1163-3EF32-0CC0 |  | 3VA1163-3EF32-0CC0 | 1 | UN | 1 | 10 | C | D | EAR99 | N | 85362010 | 1 | 4042949070573 | 1.05 | KG | 367.2 | 367.2 | LP17 | LP17 | circuit breaker 3VA1 IEC frame 160 breaking capacity class N Icu=25kA @ 415V 3-pole, line protection TM240, ATAM, In=63A overload protection Ir=44A...63A short-circuit protection Ii=5...10 x In nut keeper kit undervoltage release (UVR) 120-127V AC 50/60Hz 2 auxiliary switches HQ | - | 0 | 0
3VA1163-3EF32-0CH0 |  | 3VA1163-3EF32-0CH0 | 1 | UN | 1 | 10 | C | D | EAR99 | N | 85362010 | 1 | 4042949083115 | 1.08 | KG | 390.15 | 390.15 | LP17 | LP17 | circuit breaker 3VA1 IEC frame 160 breaking capacity class N Icu=25kA @ 415V 3-pole, line protection TM240, ATAM, In=63A overload protection Ir=44A...63A short-circuit protection Ii=5...10 x In nut keeper kit undervoltage release (UVR) 120-127V AC 50/60Hz 2 auxiliary switches HQ 1 trip alarm switch HQ | - | 0 | 0
3VA1163-3EF32-0DA0 |  | 3VA1163-3EF32-0DA0 | 1 | UN | 1 | 10 | C | D | EAR99 | N | 85362010 | 1 | 4042949045137 | 0.9 | KG | 319.6 | 319.6 | LP17 | LP17 | circuit breaker 3VA1 IEC frame 160 breaking capacity class N Icu=25kA @ 415V 3-pole, line protection TM240, ATAM, In=63A overload protection Ir=44A...63A short-circuit protection Ii=5...10 x In nut keeper kit undervoltage release (UVR) 208-230V AC 50/60Hz | - | 0 | 0
3VA1163-3EF32-0DC0 |  | 3VA1163-3EF32-0DC0 | 1 | UN | 1 | 10 | C | D | EAR99 | N | 85362010 | 1 | 4042949072669 | 1.05 | KG | 367.2 | 367.2 | LP17 | LP17 | circuit breaker 3VA1 IEC frame 160 breaking capacity class N Icu=25kA @ 415V 3-pole, line protection TM240, ATAM, In=63A overload protection Ir=44A...63A short-circuit protection Ii=5...10 x In nut keeper kit undervoltage release (UVR) 208-230V AC 50/60Hz 2 auxiliary switches HQ | - | 0 | 0
3VA1163-3EF32-0DH0 |  | 3VA1163-3EF32-0DH0 | 1 | UN | 1 | 10 | C | D | EAR99 | N | 85362010 | 1 | 4042949085201 | 1.08 | KG | 390.15 | 390.15 | LP17 | LP17 | circuit breaker 3VA1 IEC frame 160 breaking capacity class N Icu=25kA @ 415V 3-pole, line protection TM240, ATAM, In=63A overload protection Ir=44A...63A short-circuit protection Ii=5...10 x In nut keeper kit undervoltage release (UVR) 208-230V AC 50/60Hz 2 auxiliary switches HQ 1 trip alarm switch HQ | - | 0 | 0
3VA1163-3EF32-0HA0 |  | 3VA1163-3EF32-0HA0 | 1 | UN | 1 | 10 | C | D | EAR99 | N | 85362010 | 1 | 4042949047223 | 0.9 | KG | 295.8 | 295.8 | LP17 | LP17 | circuit breaker 3VA1 IEC frame 160 breaking capacity class N Icu=25kA @ 415V 3-pole, line protection TM240, ATAM, In=63A overload protection Ir=44A...63A short-circuit protection Ii=5...10 x In nut keeper kit shunt trip (STL) 12-30V DC, 24V AC 50/60Hz | - | 0 | 0
3VA1163-3EF32-0HC0 |  | 3VA1163-3EF32-0HC0 | 1 | UN | 1 | 10 | C | D | EAR99 | N | 85362010 | 1 | 4042949074755 | 1.05 | KG | 341.7 | 341.7 | LP17 | LP17 | circuit breaker 3VA1 IEC frame 160 breaking capacity class N Icu=25kA @ 415V 3-pole, line protection TM240, ATAM, In=63A overload protection Ir=44A...63A short-circuit protection Ii=5...10 x In nut keeper kit shunt trip (STL) 12-30V DC, 24V AC 50/60Hz 2 auxiliary switches HQ | - | 0 | 0
3VA1163-3EF32-0HH0 |  | 3VA1163-3EF32-0HH0 | 1 | UN | 1 | 10 | C | D | EAR99 | N | 85362010 | 1 | 4042949087298 | 1.08 | KG | 366.35 | 366.35 | LP17 | LP17 | circuit breaker 3VA1 IEC frame 160 breaking capacity class N Icu=25kA @ 415V 3-pole, line protection TM240, ATAM, In=63A overload protection Ir=44A...63A short-circuit protection Ii=5...10 x In nut keeper kit shunt trip (STL) 12-30V DC, 24V AC 50/60Hz 2 auxiliary switches HQ 1 trip alarm switch HQ | - | 0 | 0
3VA1163-3EF32-0JA0 |  | 3VA1163-3EF32-0JA0 | 1 | UN | 1 | 10 | C | D | EAR99 | N | 85362010 | 1 | 4042949049319 | 0.9 | KG | 295.8 | 295.8 | LP17 | LP17 | circuit breaker 3VA1 IEC frame 160 breaking capacity class N Icu=25kA @ 415V 3-pole, line protection TM240, ATAM, In=63A overload protection Ir=44A...63A short-circuit protection Ii=5...10 x In nut keeper kit shunt trip (STL) 110-127V DC, AC 50/60Hz | - | 0 | 0
3VA1163-3EF32-0JC0 |  | 3VA1163-3EF32-0JC0 | 1 | UN | 1 | 10 | C | D | EAR99 | N | 85362010 | 1 | 4042949076841 | 1.05 | KG | 341.7 | 341.7 | LP17 | LP17 | circuit breaker 3VA1 IEC frame 160 breaking capacity class N Icu=25kA @ 415V 3-pole, line protection TM240, ATAM, In=63A overload protection Ir=44A...63A short-circuit protection Ii=5...10 x In nut keeper kit shunt trip (STL) 110-127V DC, AC 50/60Hz 2 auxiliary switches HQ | - | 0 | 0
3VA1163-3EF32-0JH0 |  | 3VA1163-3EF32-0JH0 | 1 | UN | 1 | 10 | C | D | EAR99 | N | 85362010 | 1 | 4042949089384 | 1.08 | KG | 366.35 | 366.35 | LP17 | LP17 | circuit breaker 3VA1 IEC frame 160 breaking capacity class N Icu=25kA @ 415V 3-pole, line protection TM240, ATAM, In=63A overload protection Ir=44A...63A short-circuit protection Ii=5...10 x In nut keeper kit shunt trip (STL) 110-127V DC, AC 50/60Hz 2 auxiliary switches HQ 1 trip alarm switch HQ | - | 0 | 0
3VA1163-3EF32-0KA0 |  | 3VA1163-3EF32-0KA0 | 1 | UN | 1 | 10 | C | D | EAR99 | N | 85362010 | 1 | 4042949051404 | 1.05 | KG | 295.8 | 295.8 | LP17 | LP17 | circuit breaker 3VA1 IEC frame 160 breaking capacity class N Icu=25kA @ 415V 3-pole, line protection TM240, ATAM, In=63A overload protection Ir=44A...63A short-circuit protection Ii=5...10 x In nut keeper kit shunt trip (STL) 220-250V DC, 208-277V AC | - | 0 | 0
3VA1163-3EF32-0KC0 |  | 3VA1163-3EF32-0KC0 | 1 | UN | 1 | 10 | C | D | EAR99 | N | 85362010 | 1 | 4042949078937 | 1.05 | KG | 341.7 | 341.7 | LP17 | LP17 | circuit breaker 3VA1 IEC frame 160 breaking capacity class N Icu=25kA @ 415V 3-pole, line protection TM240, ATAM, In=63A overload protection Ir=44A...63A short-circuit protection Ii=5...10 x In nut keeper kit shunt trip (STL) 220-250V DC, 208-277V AC 2 auxiliary switches HQ | - | 0 | 0
3VA1163-3EF32-0KH0 |  | 3VA1163-3EF32-0KH0 | 1 | UN | 1 | 10 | C | D | EAR99 | N | 85362010 | 1 | 4042949091479 | 1.08 | KG | 366.35 | 366.35 | LP17 | LP17 | circuit breaker 3VA1 IEC frame 160 breaking capacity class N Icu=25kA @ 415V 3-pole, line protection TM240, ATAM, In=63A overload protection Ir=44A...63A short-circuit protection Ii=5...10 x In nut keeper kit shunt trip (STL) 220-250V DC, 208-277V AC 2 auxiliary switches HQ 1 trip alarm switch HQ | - | 0 | 0
3VA1163-3EF36-0AA0 |  | 3VA1163-3EF36-0AA0 | 1 | UN | 1 | 2 | A | D | EAR99 | N | 85362010 | 1 | 4042948820520 | 1.019 | KG | 225.5 | 218.9 | LP17 | LP17 | circuit breaker 3VA1 IEC frame 160 breaking capacity class N Icu=25kA @ 415V 3-pole, line protection TM240, ATAM, In=63A overload protection Ir=44A...63A short-circuit protection Ii=5...10 x In clamp connection | Lista Papel 2020 SI | 0 | 0
3VA1163-3EF36-0AB0 |  | 3VA1163-3EF36-0AB0 | 1 | UN | 1 | 10 | C | D | EAR99 | N | 85362010 | 1 | 4042949053484 | 0.96 | KG | 303.45 | 303.45 | LP17 | LP17 | circuit breaker 3VA1 IEC frame 160 breaking capacity class N Icu=25kA @ 415V 3-pole, line protection TM240, ATAM, In=63A overload protection Ir=44A...63A short-circuit protection Ii=5...10 x In clamp connection 2 auxiliary switches HP | - | 0 | 0
3VA1163-3EF36-0AC0 |  | 3VA1163-3EF36-0AC0 | 1 | UN | 1 | 10 | C | D | EAR99 | N | 85362010 | 1 | 4042949055570 | 0.96 | KG | 278.8 | 278.8 | LP17 | LP17 | circuit breaker 3VA1 IEC frame 160 breaking capacity class N Icu=25kA @ 415V 3-pole, line protection TM240, ATAM, In=63A overload protection Ir=44A...63A short-circuit protection Ii=5...10 x In clamp connection 2 auxiliary switches HQ | - | 0 | 0
3VA1163-3EF36-0AD0 |  | 3VA1163-3EF36-0AD0 | 1 | UN | 1 | 10 | C | D | EAR99 | N | 85362010 | 1 | 4042949057666 | 0.99 | KG | 303.45 | 303.45 | LP17 | LP17 | circuit breaker 3VA1 IEC frame 160 breaking capacity class N Icu=25kA @ 415V 3-pole, line protection TM240, ATAM, In=63A overload protection Ir=44A...63A short-circuit protection Ii=5...10 x In clamp connection 3 auxiliary switches HQ | - | 0 | 0
3VA1163-3EF36-0AE0 |  | 3VA1163-3EF36-0AE0 | 1 | UN | 1 | 10 | C | D | EAR99 | N | 85362010 | 1 | 4042949059752 | 1.02 | KG | 328.1 | 328.1 | LP17 | LP17 | circuit breaker 3VA1 IEC frame 160 breaking capacity class N Icu=25kA @ 415V 3-pole, line protection TM240, ATAM, In=63A overload protection Ir=44A...63A short-circuit protection Ii=5...10 x In clamp connection 4 auxiliary switches HQ | - | 0 | 0
3VA1163-3EF36-0AF0 |  | 3VA1163-3EF36-0AF0 | 1 | UN | 1 | 10 | C | D | EAR99 | N | 85362010 | 1 | 4042949061847 | 0.96 | KG | 278.8 | 278.8 | LP17 | LP17 | circuit breaker 3VA1 IEC frame 160 breaking capacity class N Icu=25kA @ 415V 3-pole, line protection TM240, ATAM, In=63A overload protection Ir=44A...63A short-circuit protection Ii=5...10 x In clamp connection 1 auxiliary switch HQ 1 trip alarm switch HQ | - | 0 | 0
3VA1163-3EF36-0AG0 |  | 3VA1163-3EF36-0AG0 | 1 | UN | 1 | 10 | C | D | EAR99 | N | 85362010 | 1 | 4042949063933 | 0.96 | KG | 303.45 | 303.45 | LP17 | LP17 | circuit breaker 3VA1 IEC frame 160 breaking capacity class N Icu=25kA @ 415V 3-pole, line protection TM240, ATAM, In=63A overload protection Ir=44A...63A short-circuit protection Ii=5...10 x In clamp connection 1 auxiliary switch HP 1 trip alarm switch HP | - | 0 | 0
3VA1163-3EF36-0AH0 |  | 3VA1163-3EF36-0AH0 | 1 | UN | 1 | 10 | C | D | EAR99 | N | 85362010 | 1 | 4042949066026 | 0.99 | KG | 303.45 | 303.45 | LP17 | LP17 | circuit breaker 3VA1 IEC frame 160 breaking capacity class N Icu=25kA @ 415V 3-pole, line protection TM240, ATAM, In=63A overload protection Ir=44A...63A short-circuit protection Ii=5...10 x In clamp connection 2 auxiliary switches HQ 1 trip alarm switch HQ | - | 0 | 0
3VA1163-3EF36-0BA0 |  | 3VA1163-3EF36-0BA0 | 1 | UN | 1 | 10 | C | D | EAR99 | N | 85362010 | 1 | 4042949040941 | 0.9 | KG | 341.7 | 341.7 | LP17 | LP17 | circuit breaker 3VA1 IEC frame 160 breaking capacity class N Icu=25kA @ 415V 3-pole, line protection TM240, ATAM, In=63A overload protection Ir=44A...63A short-circuit protection Ii=5...10 x In clamp connection undervoltage release (UVR) 24V DC | - | 0 | 0
3VA1163-3EF36-0BC0 |  | 3VA1163-3EF36-0BC0 | 1 | UN | 1 | 10 | C | D | EAR99 | N | 85362010 | 1 | 4042949068471 | 1.05 | KG | 387.6 | 387.6 | LP17 | LP17 | circuit breaker 3VA1 IEC frame 160 breaking capacity class N Icu=25kA @ 415V 3-pole, line protection TM240, ATAM, In=63A overload protection Ir=44A...63A short-circuit protection Ii=5...10 x In clamp connection undervoltage release (UVR) 24V DC 2 auxiliary switches HQ | - | 0 | 0
3VA1163-3EF36-0BH0 |  | 3VA1163-3EF36-0BH0 | 1 | UN | 1 | 10 | C | D | EAR99 | N | 85362010 | 1 | 4042949081012 | 1.05 | KG | 412.25 | 412.25 | LP17 | LP17 | circuit breaker 3VA1 IEC frame 160 breaking capacity class N Icu=25kA @ 415V 3-pole, line protection TM240, ATAM, In=63A overload protection Ir=44A...63A short-circuit protection Ii=5...10 x In clamp connection undervoltage release (UVR) 24V DC 2 auxiliary switches HQ 1 trip alarm switch HQ | - | 0 | 0
3VA1163-3EF36-0CA0 |  | 3VA1163-3EF36-0CA0 | 1 | UN | 1 | 10 | C | D | EAR99 | N | 85362010 | 1 | 4042949043034 | 0.9 | KG | 341.7 | 341.7 | LP17 | LP17 | circuit breaker 3VA1 IEC frame 160 breaking capacity class N Icu=25kA @ 415V 3-pole, line protection TM240, ATAM, In=63A overload protection Ir=44A...63A short-circuit protection Ii=5...10 x In clamp connection undervoltage release (UVR) 120-127V AC 50/60Hz | - | 0 | 0
3VA1163-3EF36-0CC0 |  | 3VA1163-3EF36-0CC0 | 1 | UN | 1 | 10 | C | D | EAR99 | N | 85362010 | 1 | 4042949070566 | 1.05 | KG | 387.6 | 387.6 | LP17 | LP17 | circuit breaker 3VA1 IEC frame 160 breaking capacity class N Icu=25kA @ 415V 3-pole, line protection TM240, ATAM, In=63A overload protection Ir=44A...63A short-circuit protection Ii=5...10 x In clamp connection undervoltage release (UVR) 120-127V AC 50/60Hz 2 auxiliary switches HQ | - | 0 | 0
3VA1163-3EF36-0CH0 |  | 3VA1163-3EF36-0CH0 | 1 | UN | 1 | 10 | C | D | EAR99 | N | 85362010 | 1 | 4042949083108 | 1.08 | KG | 412.25 | 412.25 | LP17 | LP17 | circuit breaker 3VA1 IEC frame 160 breaking capacity class N Icu=25kA @ 415V 3-pole, line protection TM240, ATAM, In=63A overload protection Ir=44A...63A short-circuit protection Ii=5...10 x In clamp connection undervoltage release (UVR) 120-127V AC 50/60Hz 2 auxiliary switches HQ 1 trip alarm switch HQ | - | 0 | 0
3VA1163-3EF36-0DA0 |  | 3VA1163-3EF36-0DA0 | 1 | UN | 1 | 10 | C | D | EAR99 | N | 85362010 | 1 | 4042949045120 | 0.9 | KG | 341.7 | 341.7 | LP17 | LP17 | circuit breaker 3VA1 IEC frame 160 breaking capacity class N Icu=25kA @ 415V 3-pole, line protection TM240, ATAM, In=63A overload protection Ir=44A...63A short-circuit protection Ii=5...10 x In clamp connection undervoltage release (UVR) 208-230V AC 50/60Hz | - | 0 | 0
3VA1163-3EF36-0DC0 |  | 3VA1163-3EF36-0DC0 | 1 | UN | 1 | 10 | C | D | EAR99 | N | 85362010 | 1 | 4042949072652 | 1.05 | KG | 387.6 | 387.6 | LP17 | LP17 | circuit breaker 3VA1 IEC frame 160 breaking capacity class N Icu=25kA @ 415V 3-pole, line protection TM240, ATAM, In=63A overload protection Ir=44A...63A short-circuit protection Ii=5...10 x In clamp connection undervoltage release (UVR) 208-230V AC 50/60Hz 2 auxiliary switches HQ | - | 0 | 0
3VA1163-3EF36-0DH0 |  | 3VA1163-3EF36-0DH0 | 1 | UN | 1 | 10 | C | D | EAR99 | N | 85362010 | 1 | 4042949085195 | 1.08 | KG | 412.25 | 412.25 | LP17 | LP17 | circuit breaker 3VA1 IEC frame 160 breaking capacity class N Icu=25kA @ 415V 3-pole, line protection TM240, ATAM, In=63A overload protection Ir=44A...63A short-circuit protection Ii=5...10 x In clamp connection undervoltage release (UVR) 208-230V AC 50/60Hz 2 auxiliary switches HQ 1 trip alarm switch HQ | - | 0 | 0
3VA1163-3EF36-0HA0 |  | 3VA1163-3EF36-0HA0 | 1 | UN | 1 | 10 | C | D | EAR99 | N | 85362010 | 1 | 4042949047216 | 0.9 | KG | 316.2 | 316.2 | LP17 | LP17 | circuit breaker 3VA1 IEC frame 160 breaking capacity class N Icu=25kA @ 415V 3-pole, line protection TM240, ATAM, In=63A overload protection Ir=44A...63A short-circuit protection Ii=5...10 x In clamp connection shunt trip (STL) 12-30V DC, 24V AC 50/60Hz | - | 0 | 0
3VA1163-3EF36-0HC0 |  | 3VA1163-3EF36-0HC0 | 1 | UN | 1 | 10 | C | D | EAR99 | N | 85362010 | 1 | 4042949074748 | 1.05 | KG | 363.8 | 363.8 | LP17 | LP17 | circuit breaker 3VA1 IEC frame 160 breaking capacity class N Icu=25kA @ 415V 3-pole, line protection TM240, ATAM, In=63A overload protection Ir=44A...63A short-circuit protection Ii=5...10 x In clamp connection shunt trip (STL) 12-30V DC, 24V AC 50/60Hz 2 auxiliary switches HQ | - | 0 | 0
3VA1163-3EF36-0HH0 |  | 3VA1163-3EF36-0HH0 | 1 | UN | 1 | 10 | C | D | EAR99 | N | 85362010 | 1 | 4042949087281 | 1.08 | KG | 386.75 | 386.75 | LP17 | LP17 | circuit breaker 3VA1 IEC frame 160 breaking capacity class N Icu=25kA @ 415V 3-pole, line protection TM240, ATAM, In=63A overload protection Ir=44A...63A short-circuit protection Ii=5...10 x In clamp connection shunt trip (STL) 12-30V DC, 24V AC 50/60Hz 2 auxiliary switches HQ 1 trip alarm switch HQ | - | 0 | 0
3VA1163-3EF36-0JA0 |  | 3VA1163-3EF36-0JA0 | 1 | UN | 1 | 10 | C | D | EAR99 | N | 85362010 | 1 | 4042949049302 | 0.9 | KG | 316.2 | 316.2 | LP17 | LP17 | circuit breaker 3VA1 IEC frame 160 breaking capacity class N Icu=25kA @ 415V 3-pole, line protection TM240, ATAM, In=63A overload protection Ir=44A...63A short-circuit protection Ii=5...10 x In clamp connection shunt trip (STL) 110-127V DC, AC 50/60Hz | - | 0 | 0
3VA1163-3EF36-0JC0 |  | 3VA1163-3EF36-0JC0 | 1 | UN | 1 | 10 | C | D | EAR99 | N | 85362010 | 1 | 4042949076834 | 1.05 | KG | 363.8 | 363.8 | LP17 | LP17 | circuit breaker 3VA1 IEC frame 160 breaking capacity class N Icu=25kA @ 415V 3-pole, line protection TM240, ATAM, In=63A overload protection Ir=44A...63A short-circuit protection Ii=5...10 x In clamp connection shunt trip (STL) 110-127V DC, AC 50/60Hz 2 auxiliary switches HQ | - | 0 | 0
3VA1163-3EF36-0JH0 |  | 3VA1163-3EF36-0JH0 | 1 | UN | 1 | 10 | C | D | EAR99 | N | 85362010 | 1 | 4042949089377 | 1.08 | KG | 386.75 | 386.75 | LP17 | LP17 | circuit breaker 3VA1 IEC frame 160 breaking capacity class N Icu=25kA @ 415V 3-pole, line protection TM240, ATAM, In=63A overload protection Ir=44A...63A short-circuit protection Ii=5...10 x In clamp connection shunt trip (STL) 110-127V DC, AC 50/60Hz 2 auxiliary switches HQ 1 trip alarm switch HQ | - | 0 | 0
3VA1163-3EF36-0KA0 |  | 3VA1163-3EF36-0KA0 | 1 | UN | 1 | 10 | C | D | EAR99 | N | 85362010 | 1 | 4042949051398 | 1.05 | KG | 316.2 | 316.2 | LP17 | LP17 | circuit breaker 3VA1 IEC frame 160 breaking capacity class N Icu=25kA @ 415V 3-pole, line protection TM240, ATAM, In=63A overload protection Ir=44A...63A short-circuit protection Ii=5...10 x In clamp connection shunt trip (STL) 220-250V DC, 208-277V AC | - | 0 | 0
3VA1163-3EF36-0KC0 |  | 3VA1163-3EF36-0KC0 | 1 | UN | 1 | 10 | C | D | EAR99 | N | 85362010 | 1 | 4042949078920 | 1.05 | KG | 363.8 | 363.8 | LP17 | LP17 | circuit breaker 3VA1 IEC frame 160 breaking capacity class N Icu=25kA @ 415V 3-pole, line protection TM240, ATAM, In=63A overload protection Ir=44A...63A short-circuit protection Ii=5...10 x In clamp connection shunt trip (STL) 220-250V DC, 208-277V AC 2 auxiliary switches HQ | - | 0 | 0
3VA1163-3EF36-0KH0 |  | 3VA1163-3EF36-0KH0 | 1 | UN | 1 | 10 | C | D | EAR99 | N | 85362010 | 1 | 4042949091462 | 1.08 | KG | 386.75 | 386.75 | LP17 | LP17 | circuit breaker 3VA1 IEC frame 160 breaking capacity class N Icu=25kA @ 415V 3-pole, line protection TM240, ATAM, In=63A overload protection Ir=44A...63A short-circuit protection Ii=5...10 x In clamp connection shunt trip (STL) 220-250V DC, 208-277V AC 2 auxiliary switches HQ 1 trip alarm switch HQ | - | 0 | 0
3VA1163-3EF42-0AA0 |  | 3VA1163-3EF42-0AA0 | 1 | UN | 1 | 5 | B | D | EAR99 | N | 85362010 | 1 | 4042948809181 | 1.19 | KG | 264.9 | 257.5 | LP17 | LP17 | circuit breaker 3VA1 IEC frame 160 breaking capacity class N Icu=25kA @ 415V 4-pole, line protection TM240, ATAM, In=63A overload protection Ir=44A...63A short-circuit protection Ii=5...10 x In N conductor unprotected nut keeper kit | Lista Papel 2020 SI | 0 | 0
3VA1163-3EF46-0AA0 |  | 3VA1163-3EF46-0AA0 | 1 | UN | 1 | 5 | B | D | EAR99 | N | 85362010 | 1 | 4042948820964 | 1.281 | KG | 293.6 | 285.4 | LP17 | LP17 | circuit breaker 3VA1 IEC frame 160 breaking capacity class N Icu=25kA @ 415V 4-pole, line protection TM240, ATAM, In=63A overload protection Ir=44A...63A short-circuit protection Ii=5...10 x In N conductor unprotected clamp connection | Lista Papel 2020 SI | 0 | 0
3VA1163-3GD42-0AA0 |  | 3VA1163-3GD42-0AA0 | 1 | UN | 1 | 5 | B | D | EAR99 | N | 85362010 | 1 | 4042948831847 | 1.225 | KG | 248.5 | 241.1 | LP17 | LP17 | circuit breaker 3VA1 IEC frame 160 breaking capacity class N Icu=25kA @ 415V 4-pole, line protection TM210, FTFM, In=63A overload protection Ir=63A fixed short-circuit protection Ii=10 x In N conductor protection 100% nut keeper kit | Lista Papel 2020 SI | 0 | 0
3VA1163-3GD46-0AA0 |  | 3VA1163-3GD46-0AA0 | 1 | UN | 1 | 2 | A | D | EAR99 | N | 85362010 | 1 | 4042948825167 | 1.299 | KG | 273.9 | 266.5 | LP17 | LP17 | circuit breaker 3VA1 IEC frame 160 breaking capacity class N Icu=25kA @ 415V 4-pole, line protection TM210, FTFM, In=63A overload protection Ir=63A fixed short-circuit protection Ii=10 x In N conductor protection 100% clamp connection | Lista Papel 2020 SI | 0 | 0
3VA1163-3GE42-0AA0 |  | 3VA1163-3GE42-0AA0 | 1 | UN | 1 | 5 | B | D | EAR99 | N | 85362010 | 1 | 4042948831830 | 1.224 | KG | 252.6 | 245.2 | LP17 | LP17 | circuit breaker 3VA1 IEC frame 160 breaking capacity class N Icu=25kA @ 415V 4-pole, line protection TM220, ATFM, In=63A overload protection Ir=44A...63A short-circuit protection Ii=10 x In N conductor protection 100% nut keeper kit | Lista Papel 2020 SI | 0 | 0
3VA1163-3GE46-0AA0 |  | 3VA1163-3GE46-0AA0 | 1 | UN | 1 | 5 | B | D | EAR99 | N | 85362010 | 1 | 4042948825174 | 1.3 | KG | 281.3 | 273.1 | LP17 | LP17 | circuit breaker 3VA1 IEC frame 160 breaking capacity class N Icu=25kA @ 415V 4-pole, line protection TM220, ATFM, In=63A overload protection Ir=44A...63A short-circuit protection Ii=10 x In N conductor protection 100% clamp connection | Lista Papel 2020 SI | 0 | 0
3VA1163-3GF42-0AA0 |  | 3VA1163-3GF42-0AA0 | 1 | UN | 1 | 5 | B | D | EAR99 | N | 85362010 | 1 | 4042948831823 | 1.217 | KG | 264.9 | 257.5 | LP17 | LP17 | circuit breaker 3VA1 IEC frame 160 breaking capacity class N Icu=25kA @ 415V 4-pole, line protection TM240, ATAM, In=63A overload protection Ir=44A...63A short-circuit protection Ii=5...10 x In N conductor protection 100% nut keeper kit | Lista Papel 2020 SI | 0 | 0
3VA1163-3GF46-0AA0 |  | 3VA1163-3GF46-0AA0 | 1 | UN | 1 | 5 | B | D | EAR99 | N | 85362010 | 1 | 4042948824481 | 1.308 | KG | 293.6 | 285.4 | LP17 | LP17 | circuit breaker 3VA1 IEC frame 160 breaking capacity class N Icu=25kA @ 415V 4-pole, line protection TM240, ATAM, In=63A overload protection Ir=44A...63A short-circuit protection Ii=5...10 x In N conductor protection 100% clamp connection | Lista Papel 2020 SI | 0 | 0
3VA1163-4ED12-0AA0 |  | 3VA1163-4ED12-0AA0 | 1 | UN | 1 | 5 | B | D | EAR99 | N | 85362010 | 1 | 4042948829370 | 0.383 | KG | 103.3 | 100 | LP17 | LP17 | circuit breaker 3VA1 IEC frame 160 breaking capacity class S Icu=36kA @ 240V 1-pole, line protection TM210, FTFM, In=63A overload protection Ir=63A fixed short-circuit protection Ii=10 x In nut keeper kit | Lista Papel 2020 SI | 0 | 0
3VA1163-4ED16-0AA0 |  | 3VA1163-4ED16-0AA0 | 1 | UN | 1 | 5 | B | D | EAR99 | N | 85362010 | 1 | 4042948829363 | 0.397 | KG | 109.9 | 106.6 | LP17 | LP17 | circuit breaker 3VA1 IEC frame 160 breaking capacity class S Icu=36kA @ 240V 1-pole, line protection TM210, FTFM, In=63A overload protection Ir=63A fixed short-circuit protection Ii=10 x In clamp connection | Lista Papel 2020 SI | 0 | 0
3VA1163-4ED22-0AA0 |  | 3VA1163-4ED22-0AA0 | 1 | UN | 1 | 5 | B | D | EAR99 | N | 85362010 | 1 | 4042948829356 | 0.641 | KG | 185.3 | 180.4 | LP17 | LP17 | circuit breaker 3VA1 IEC frame 160 breaking capacity class S Icu=36kA @ 415V 2-pole, line protection TM210, FTFM, In=63A overload protection Ir=63A fixed short-circuit protection Ii=10 x In nut keeper kit | Lista Papel 2020 SI | 0 | 0
3VA1163-4ED26-0AA0 |  | 3VA1163-4ED26-0AA0 | 1 | UN | 1 | 5 | B | D | EAR99 | N | 85362010 | 1 | 4042948829349 | 0.693 | KG | 199.3 | 193.5 | LP17 | LP17 | circuit breaker 3VA1 IEC frame 160 breaking capacity class S Icu=36kA @ 415V 2-pole, line protection TM210, FTFM, In=63A overload protection Ir=63A fixed short-circuit protection Ii=10 x In clamp connection | Lista Papel 2020 SI | 0 | 0
3VA1163-4ED32-0AA0 |  | 3VA1163-4ED32-0AA0 | 1 | UN | 1 | 5 | B | D | EAR99 | N | 85362010 | 1 | 4042948812587 | 954 | G | 205.8 | 200.1 | LP17 | LP17 | circuit breaker 3VA1 IEC frame 160 breaking capacity class S Icu=36kA @ 415V 3-pole, line protection TM210, FTFM, In=63A overload protection Ir=63A fixed short-circuit protection Ii=10 x In nut keeper kit | Lista Papel 2020 SI | 0 | 0
3VA1163-4ED36-0AA0 |  | 3VA1163-4ED36-0AA0 | 1 | UN | 1 | 5 | B | D | EAR99 | N | 85362010 | 1 | 4042948821664 | 1.026 | KG | 227.1 | 220.6 | LP17 | LP17 | circuit breaker 3VA1 IEC frame 160 breaking capacity class S Icu=36kA @ 415V 3-pole, line protection TM210, FTFM, In=63A overload protection Ir=63A fixed short-circuit protection Ii=10 x In clamp connection | Lista Papel 2020 SI | 0 | 0
3VA1163-4ED42-0AA0 |  | 3VA1163-4ED42-0AA0 | 1 | UN | 1 | 5 | B | D | EAR99 | N | 85362010 | 1 | 4042948813461 | 1.186 | KG | 267.3 | 259.9 | LP17 | LP17 | circuit breaker 3VA1 IEC frame 160 breaking capacity class S Icu=36kA @ 415V 4-pole, line protection TM210, FTFM, In=63A overload protection Ir=63A fixed short-circuit protection Ii=10 x In N conductor unprotected nut keeper kit | Lista Papel 2020 SI | 0 | 0
3VA1163-4ED46-0AA0 |  | 3VA1163-4ED46-0AA0 | 1 | UN | 1 | 2 | A | D | EAR99 | N | 85362010 | 1 | 4042948822548 | 1.294 | KG | 296 | 287.8 | LP17 | LP17 | circuit breaker 3VA1 IEC frame 160 breaking capacity class S Icu=36kA @ 415V 4-pole, line protection TM210, FTFM, In=63A overload protection Ir=63A fixed short-circuit protection Ii=10 x In N conductor unprotected clamp connection | Lista Papel 2020 SI | 0 | 0
3VA1163-4EE32-0AA0 |  | 3VA1163-4EE32-0AA0 | 1 | UN | 1 | 2 | A | D | EAR99 | N | 85362010 | 1 | 4042948812594 | 972 | G | 209.9 | 204.2 | LP17 | LP17 | circuit breaker 3VA1 IEC frame 160 breaking capacity class S Icu=36kA @ 415V 3-pole, line protection TM220, ATFM, In=63A overload protection Ir=44A...63A short-circuit protection Ii=10 x In nut keeper kit | Lista Papel 2020 SI | 0 | 0
3VA1163-4EE36-0AA0 |  | 3VA1163-4EE36-0AA0 | 1 | UN | 1 | 2 | A | D | EAR99 | N | 85362010 | 1 | 4042948821671 | 1.02 | KG | 231.2 | 224.7 | LP17 | LP17 | circuit breaker 3VA1 IEC frame 160 breaking capacity class S Icu=36kA @ 415V 3-pole, line protection TM220, ATFM, In=63A overload protection Ir=44A...63A short-circuit protection Ii=10 x In clamp connection | Lista Papel 2020 SI | 0 | 0
3VA1163-4EE42-0AA0 |  | 3VA1163-4EE42-0AA0 | 1 | UN | 1 | 5 | B | D | EAR99 | N | 85362010 | 1 | 4042948813478 | 1.187 | KG | 273.1 | 265.7 | LP17 | LP17 | circuit breaker 3VA1 IEC frame 160 breaking capacity class S Icu=36kA @ 415V 4-pole, line protection TM220, ATFM, In=63A overload protection Ir=44A...63A short-circuit protection Ii=10 x In N conductor unprotected nut keeper kit | Lista Papel 2020 SI | 0 | 0
3VA1163-4EE46-0AA0 |  | 3VA1163-4EE46-0AA0 | 1 | UN | 1 | 5 | B | D | EAR99 | N | 85362010 | 1 | 4042948822555 | 1.273 | KG | 301.8 | 293.6 | LP17 | LP17 | circuit breaker 3VA1 IEC frame 160 breaking capacity class S Icu=36kA @ 415V 4-pole, line protection TM220, ATFM, In=63A overload protection Ir=44A...63A short-circuit protection Ii=10 x In N conductor unprotected clamp connection | Lista Papel 2020 SI | 0 | 0
3VA1163-4EF32-0AA0 |  | 3VA1163-4EF32-0AA0 | 1 | UN | 1 | 2 | A | D | EAR99 | N | 85362010 | 1 | 4042948808757 | 973 | G | 222.2 | 215.7 | LP17 | LP17 | circuit breaker 3VA1 IEC frame 160 breaking capacity class S Icu=36kA @ 415V 3-pole, line protection TM240, ATAM, In=63A overload protection Ir=44A...63A short-circuit protection Ii=5...10 x In nut keeper kit | Lista Papel 2020 SI | 0 | 0
3VA1163-4EF32-0AB0 |  | 3VA1163-4EF32-0AB0 | 1 | UN | 1 | 10 | C | D | EAR99 | N | 85362010 | 1 | 4042949053477 | 0.96 | KG | 300.05 | 300.05 | LP17 | LP17 | circuit breaker 3VA1 IEC frame 160 breaking capacity class S Icu=36kA @ 415V 3-pole, line protection TM240, ATAM, In=63A overload protection Ir=44A...63A short-circuit protection Ii=5...10 x In nut keeper kit 2 auxiliary switches HP | - | 0 | 0
3VA1163-4EF32-0AC0 |  | 3VA1163-4EF32-0AC0 | 1 | UN | 1 | 10 | C | D | EAR99 | N | 85362010 | 1 | 4042949055563 | 0.96 | KG | 275.4 | 275.4 | LP17 | LP17 | circuit breaker 3VA1 IEC frame 160 breaking capacity class S Icu=36kA @ 415V 3-pole, line protection TM240, ATAM, In=63A overload protection Ir=44A...63A short-circuit protection Ii=5...10 x In nut keeper kit 2 auxiliary switches HQ | - | 0 | 0
3VA1163-4EF32-0AD0 |  | 3VA1163-4EF32-0AD0 | 1 | UN | 1 | 10 | C | D | EAR99 | N | 85362010 | 1 | 4042949057659 | 0.99 | KG | 300.05 | 300.05 | LP17 | LP17 | circuit breaker 3VA1 IEC frame 160 breaking capacity class S Icu=36kA @ 415V 3-pole, line protection TM240, ATAM, In=63A overload protection Ir=44A...63A short-circuit protection Ii=5...10 x In nut keeper kit 3 auxiliary switches HQ | - | 0 | 0
3VA1163-4EF32-0AE0 |  | 3VA1163-4EF32-0AE0 | 1 | UN | 1 | 10 | C | D | EAR99 | N | 85362010 | 1 | 4042949059745 | 1.02 | KG | 322.15 | 322.15 | LP17 | LP17 | circuit breaker 3VA1 IEC frame 160 breaking capacity class S Icu=36kA @ 415V 3-pole, line protection TM240, ATAM, In=63A overload protection Ir=44A...63A short-circuit protection Ii=5...10 x In nut keeper kit 4 auxiliary switches HQ | - | 0 | 0
3VA1163-4EF32-0AF0 |  | 3VA1163-4EF32-0AF0 | 1 | UN | 1 | 10 | C | D | EAR99 | N | 85362010 | 1 | 4042949061830 | 0.96 | KG | 275.4 | 275.4 | LP17 | LP17 | circuit breaker 3VA1 IEC frame 160 breaking capacity class S Icu=36kA @ 415V 3-pole, line protection TM240, ATAM, In=63A overload protection Ir=44A...63A short-circuit protection Ii=5...10 x In nut keeper kit 1 auxiliary switch HQ 1 trip alarm switch HQ | - | 0 | 0
3VA1163-4EF32-0AG0 |  | 3VA1163-4EF32-0AG0 | 1 | UN | 1 | 10 | C | D | EAR99 | N | 85362010 | 1 | 4042949063926 | 0.96 | KG | 300.05 | 300.05 | LP17 | LP17 | circuit breaker 3VA1 IEC frame 160 breaking capacity class S Icu=36kA @ 415V 3-pole, line protection TM240, ATAM, In=63A overload protection Ir=44A...63A short-circuit protection Ii=5...10 x In nut keeper kit 1 auxiliary switch HP 1 trip alarm switch HP | - | 0 | 0
3VA1163-4EF32-0AH0 |  | 3VA1163-4EF32-0AH0 | 1 | UN | 1 | 10 | C | D | EAR99 | N | 85362010 | 1 | 4042949066019 | 0.99 | KG | 300.05 | 300.05 | LP17 | LP17 | circuit breaker 3VA1 IEC frame 160 breaking capacity class S Icu=36kA @ 415V 3-pole, line protection TM240, ATAM, In=63A overload protection Ir=44A...63A short-circuit protection Ii=5...10 x In nut keeper kit 2 auxiliary switches HQ 1 trip alarm switch HQ | - | 0 | 0
3VA1163-4EF32-0BA0 |  | 3VA1163-4EF32-0BA0 | 1 | UN | 1 | 10 | C | D | EAR99 | N | 85362010 | 1 | 4042949040934 | 0.9 | KG | 338.3 | 338.3 | LP17 | LP17 | circuit breaker 3VA1 IEC frame 160 breaking capacity class S Icu=36kA @ 415V 3-pole, line protection TM240, ATAM, In=63A overload protection Ir=44A...63A short-circuit protection Ii=5...10 x In nut keeper kit undervoltage release (UVR) 24V DC | - | 0 | 0
3VA1163-4EF32-0BC0 |  | 3VA1163-4EF32-0BC0 | 1 | UN | 1 | 10 | C | D | EAR99 | N | 85362010 | 1 | 4042949068464 | 1.05 | KG | 384.2 | 384.2 | LP17 | LP17 | circuit breaker 3VA1 IEC frame 160 breaking capacity class S Icu=36kA @ 415V 3-pole, line protection TM240, ATAM, In=63A overload protection Ir=44A...63A short-circuit protection Ii=5...10 x In nut keeper kit undervoltage release (UVR) 24V DC 2 auxiliary switches HQ | - | 0 | 0
3VA1163-4EF32-0BH0 |  | 3VA1163-4EF32-0BH0 | 1 | UN | 1 | 10 | C | D | EAR99 | N | 85362010 | 1 | 4042949081005 | 1.05 | KG | 408.85 | 408.85 | LP17 | LP17 | circuit breaker 3VA1 IEC frame 160 breaking capacity class S Icu=36kA @ 415V 3-pole, line protection TM240, ATAM, In=63A overload protection Ir=44A...63A short-circuit protection Ii=5...10 x In nut keeper kit undervoltage release (UVR) 24V DC 2 auxiliary switches HQ 1 trip alarm switch HQ | - | 0 | 0
3VA1163-4EF32-0CA0 |  | 3VA1163-4EF32-0CA0 | 1 | UN | 1 | 10 | C | D | EAR99 | N | 85362010 | 1 | 4042949043027 | 0.9 | KG | 338.3 | 338.3 | LP17 | LP17 | circuit breaker 3VA1 IEC frame 160 breaking capacity class S Icu=36kA @ 415V 3-pole, line protection TM240, ATAM, In=63A overload protection Ir=44A...63A short-circuit protection Ii=5...10 x In nut keeper kit undervoltage release (UVR) 120-127V AC 50/60Hz | - | 0 | 0
3VA1163-4EF32-0CC0 |  | 3VA1163-4EF32-0CC0 | 1 | UN | 1 | 10 | C | D | EAR99 | N | 85362010 | 1 | 4042949070559 | 1.05 | KG | 384.2 | 384.2 | LP17 | LP17 | circuit breaker 3VA1 IEC frame 160 breaking capacity class S Icu=36kA @ 415V 3-pole, line protection TM240, ATAM, In=63A overload protection Ir=44A...63A short-circuit protection Ii=5...10 x In nut keeper kit undervoltage release (UVR) 120-127V AC 50/60Hz 2 auxiliary switches HQ | - | 0 | 0
3VA1163-4EF32-0CH0 |  | 3VA1163-4EF32-0CH0 | 1 | UN | 1 | 10 | C | D | EAR99 | N | 85362010 | 1 | 4042949083092 | 1.08 | KG | 408.85 | 408.85 | LP17 | LP17 | circuit breaker 3VA1 IEC frame 160 breaking capacity class S Icu=36kA @ 415V 3-pole, line protection TM240, ATAM, In=63A overload protection Ir=44A...63A short-circuit protection Ii=5...10 x In nut keeper kit undervoltage release (UVR) 120-127V AC 50/60Hz 2 auxiliary switches HQ 1 trip alarm switch HQ | - | 0 | 0
3VA1163-4EF32-0DA0 |  | 3VA1163-4EF32-0DA0 | 1 | UN | 1 | 10 | C | D | EAR99 | N | 85362010 | 1 | 4042949045113 | 0.9 | KG | 338.3 | 338.3 | LP17 | LP17 | circuit breaker 3VA1 IEC frame 160 breaking capacity class S Icu=36kA @ 415V 3-pole, line protection TM240, ATAM, In=63A overload protection Ir=44A...63A short-circuit protection Ii=5...10 x In nut keeper kit undervoltage release (UVR) 208-230V AC 50/60Hz | - | 0 | 0
3VA1163-4EF32-0DC0 |  | 3VA1163-4EF32-0DC0 | 1 | UN | 1 | 10 | C | D | EAR99 | N | 85362010 | 1 | 4042949072645 | 1.05 | KG | 384.2 | 384.2 | LP17 | LP17 | circuit breaker 3VA1 IEC frame 160 breaking capacity class S Icu=36kA @ 415V 3-pole, line protection TM240, ATAM, In=63A overload protection Ir=44A...63A short-circuit protection Ii=5...10 x In nut keeper kit undervoltage release (UVR) 208-230V AC 50/60Hz 2 auxiliary switches HQ | - | 0 | 0
3VA1163-4EF32-0DH0 |  | 3VA1163-4EF32-0DH0 | 1 | UN | 1 | 10 | C | D | EAR99 | N | 85362010 | 1 | 4042949085188 | 1.08 | KG | 408.85 | 408.85 | LP17 | LP17 | circuit breaker 3VA1 IEC frame 160 breaking capacity class S Icu=36kA @ 415V 3-pole, line protection TM240, ATAM, In=63A overload protection Ir=44A...63A short-circuit protection Ii=5...10 x In nut keeper kit undervoltage release (UVR) 208-230V AC 50/60Hz 2 auxiliary switches HQ 1 trip alarm switch HQ | - | 0 | 0
3VA1163-4EF32-0HA0 |  | 3VA1163-4EF32-0HA0 | 1 | UN | 1 | 10 | C | D | EAR99 | N | 85362010 | 1 | 4042949047209 | 0.9 | KG | 312.8 | 312.8 | LP17 | LP17 | circuit breaker 3VA1 IEC frame 160 breaking capacity class S Icu=36kA @ 415V 3-pole, line protection TM240, ATAM, In=63A overload protection Ir=44A...63A short-circuit protection Ii=5...10 x In nut keeper kit shunt trip (STL) 12-30V DC, 24V AC 50/60Hz | - | 0 | 0
3VA1163-4EF32-0HC0 |  | 3VA1163-4EF32-0HC0 | 1 | UN | 1 | 10 | C | D | EAR99 | N | 85362010 | 1 | 4042949074731 | 1.05 | KG | 359.55 | 359.55 | LP17 | LP17 | circuit breaker 3VA1 IEC frame 160 breaking capacity class S Icu=36kA @ 415V 3-pole, line protection TM240, ATAM, In=63A overload protection Ir=44A...63A short-circuit protection Ii=5...10 x In nut keeper kit shunt trip (STL) 12-30V DC, 24V AC 50/60Hz 2 auxiliary switches HQ | - | 0 | 0
3VA1163-4EF32-0HH0 |  | 3VA1163-4EF32-0HH0 | 1 | UN | 1 | 10 | C | D | EAR99 | N | 85362010 | 1 | 4042949087274 | 1.08 | KG | 383.35 | 383.35 | LP17 | LP17 | circuit breaker 3VA1 IEC frame 160 breaking capacity class S Icu=36kA @ 415V 3-pole, line protection TM240, ATAM, In=63A overload protection Ir=44A...63A short-circuit protection Ii=5...10 x In nut keeper kit shunt trip (STL) 12-30V DC, 24V AC 50/60Hz 2 auxiliary switches HQ 1 trip alarm switch HQ | - | 0 | 0
3VA1163-4EF32-0JA0 |  | 3VA1163-4EF32-0JA0 | 1 | UN | 1 | 10 | C | D | EAR99 | N | 85362010 | 1 | 4042949049296 | 0.9 | KG | 312.8 | 312.8 | LP17 | LP17 | circuit breaker 3VA1 IEC frame 160 breaking capacity class S Icu=36kA @ 415V 3-pole, line protection TM240, ATAM, In=63A overload protection Ir=44A...63A short-circuit protection Ii=5...10 x In nut keeper kit shunt trip (STL) 110-127V DC, AC 50/60Hz | - | 0 | 0
3VA1163-4EF32-0JC0 |  | 3VA1163-4EF32-0JC0 | 1 | UN | 1 | 10 | C | D | EAR99 | N | 85362010 | 1 | 4042949076827 | 1.05 | KG | 359.55 | 359.55 | LP17 | LP17 | circuit breaker 3VA1 IEC frame 160 breaking capacity class S Icu=36kA @ 415V 3-pole, line protection TM240, ATAM, In=63A overload protection Ir=44A...63A short-circuit protection Ii=5...10 x In nut keeper kit shunt trip (STL) 110-127V DC, AC 50/60Hz 2 auxiliary switches HQ | - | 0 | 0
3VA1163-4EF32-0JH0 |  | 3VA1163-4EF32-0JH0 | 1 | UN | 1 | 10 | C | D | EAR99 | N | 85362010 | 1 | 4042949089360 | 1.08 | KG | 383.35 | 383.35 | LP17 | LP17 | circuit breaker 3VA1 IEC frame 160 breaking capacity class S Icu=36kA @ 415V 3-pole, line protection TM240, ATAM, In=63A overload protection Ir=44A...63A short-circuit protection Ii=5...10 x In nut keeper kit shunt trip (STL) 110-127V DC, AC 50/60Hz 2 auxiliary switches HQ 1 trip alarm switch HQ | - | 0 | 0
3VA1163-4EF32-0KA0 |  | 3VA1163-4EF32-0KA0 | 1 | UN | 1 | 10 | C | D | EAR99 | N | 85362010 | 1 | 4042949051381 | 1.05 | KG | 312.8 | 312.8 | LP17 | LP17 | circuit breaker 3VA1 IEC frame 160 breaking capacity class S Icu=36kA @ 415V 3-pole, line protection TM240, ATAM, In=63A overload protection Ir=44A...63A short-circuit protection Ii=5...10 x In nut keeper kit shunt trip (STL) 220-250V DC, 208-277V AC | - | 0 | 0
3VA1163-4EF32-0KC0 |  | 3VA1163-4EF32-0KC0 | 1 | UN | 1 | 10 | C | D | EAR99 | N | 85362010 | 1 | 4042949078913 | 1.05 | KG | 359.55 | 359.55 | LP17 | LP17 | circuit breaker 3VA1 IEC frame 160 breaking capacity class S Icu=36kA @ 415V 3-pole, line protection TM240, ATAM, In=63A overload protection Ir=44A...63A short-circuit protection Ii=5...10 x In nut keeper kit shunt trip (STL) 220-250V DC, 208-277V AC 2 auxiliary switches HQ | - | 0 | 0
3VA1163-4EF32-0KH0 |  | 3VA1163-4EF32-0KH0 | 1 | UN | 1 | 10 | C | D | EAR99 | N | 85362010 | 1 | 4042949091455 | 1.08 | KG | 383.35 | 383.35 | LP17 | LP17 | circuit breaker 3VA1 IEC frame 160 breaking capacity class S Icu=36kA @ 415V 3-pole, line protection TM240, ATAM, In=63A overload protection Ir=44A...63A short-circuit protection Ii=5...10 x In nut keeper kit shunt trip (STL) 220-250V DC, 208-277V AC 2 auxiliary switches HQ 1 trip alarm switch HQ | - | 0 | 0
3VA1163-4EF36-0AA0 |  | 3VA1163-4EF36-0AA0 | 1 | UN | 1 | 2 | A | D | EAR99 | N | 85362010 | 1 | 4042948820537 | 1.025 | KG | 242.7 | 236.2 | LP17 | LP17 | circuit breaker 3VA1 IEC frame 160 breaking capacity class S Icu=36kA @ 415V 3-pole, line protection TM240, ATAM, In=63A overload protection Ir=44A...63A short-circuit protection Ii=5...10 x In clamp connection | Lista Papel 2020 SI | 0 | 0
3VA1163-4EF36-0AB0 |  | 3VA1163-4EF36-0AB0 | 1 | UN | 1 | 10 | C | D | EAR99 | N | 85362010 | 1 | 4042949053460 | 0.96 | KG | 321.3 | 321.3 | LP17 | LP17 | circuit breaker 3VA1 IEC frame 160 breaking capacity class S Icu=36kA @ 415V 3-pole, line protection TM240, ATAM, In=63A overload protection Ir=44A...63A short-circuit protection Ii=5...10 x In clamp connection 2 auxiliary switches HP | - | 0 | 0
3VA1163-4EF36-0AC0 |  | 3VA1163-4EF36-0AC0 | 1 | UN | 1 | 10 | C | D | EAR99 | N | 85362010 | 1 | 4042949055556 | 0.96 | KG | 299.2 | 299.2 | LP17 | LP17 | circuit breaker 3VA1 IEC frame 160 breaking capacity class S Icu=36kA @ 415V 3-pole, line protection TM240, ATAM, In=63A overload protection Ir=44A...63A short-circuit protection Ii=5...10 x In clamp connection 2 auxiliary switches HQ | - | 0 | 0
3VA1163-4EF36-0AD0 |  | 3VA1163-4EF36-0AD0 | 1 | UN | 1 | 10 | C | D | EAR99 | N | 85362010 | 1 | 4042949057642 | 0.99 | KG | 321.3 | 321.3 | LP17 | LP17 | circuit breaker 3VA1 IEC frame 160 breaking capacity class S Icu=36kA @ 415V 3-pole, line protection TM240, ATAM, In=63A overload protection Ir=44A...63A short-circuit protection Ii=5...10 x In clamp connection 3 auxiliary switches HQ | - | 0 | 0
3VA1163-4EF36-0AE0 |  | 3VA1163-4EF36-0AE0 | 1 | UN | 1 | 10 | C | D | EAR99 | N | 85362010 | 1 | 4042949059738 | 1.02 | KG | 345.1 | 345.1 | LP17 | LP17 | circuit breaker 3VA1 IEC frame 160 breaking capacity class S Icu=36kA @ 415V 3-pole, line protection TM240, ATAM, In=63A overload protection Ir=44A...63A short-circuit protection Ii=5...10 x In clamp connection 4 auxiliary switches HQ | - | 0 | 0
3VA1163-4EF36-0AF0 |  | 3VA1163-4EF36-0AF0 | 1 | UN | 1 | 10 | C | D | EAR99 | N | 85362010 | 1 | 4042949061823 | 0.96 | KG | 299.2 | 299.2 | LP17 | LP17 | circuit breaker 3VA1 IEC frame 160 breaking capacity class S Icu=36kA @ 415V 3-pole, line protection TM240, ATAM, In=63A overload protection Ir=44A...63A short-circuit protection Ii=5...10 x In clamp connection 1 auxiliary switch HQ 1 trip alarm switch HQ | - | 0 | 0
3VA1163-4EF36-0AG0 |  | 3VA1163-4EF36-0AG0 | 1 | UN | 1 | 10 | C | D | EAR99 | N | 85362010 | 1 | 4042949063919 | 0.96 | KG | 321.3 | 321.3 | LP17 | LP17 | circuit breaker 3VA1 IEC frame 160 breaking capacity class S Icu=36kA @ 415V 3-pole, line protection TM240, ATAM, In=63A overload protection Ir=44A...63A short-circuit protection Ii=5...10 x In clamp connection 1 auxiliary switch HP 1 trip alarm switch HP | - | 0 | 0
3VA1163-4EF36-0AH0 |  | 3VA1163-4EF36-0AH0 | 1 | UN | 1 | 10 | C | D | EAR99 | N | 85362010 | 1 | 4042949066002 | 0.99 | KG | 321.3 | 321.3 | LP17 | LP17 | circuit breaker 3VA1 IEC frame 160 breaking capacity class S Icu=36kA @ 415V 3-pole, line protection TM240, ATAM, In=63A overload protection Ir=44A...63A short-circuit protection Ii=5...10 x In clamp connection 2 auxiliary switches HQ 1 trip alarm switch HQ | - | 0 | 0
3VA1163-4EF36-0BA0 |  | 3VA1163-4EF36-0BA0 | 1 | UN | 1 | 10 | C | D | EAR99 | N | 85362010 | 1 | 4042949040927 | 0.9 | KG | 360.4 | 360.4 | LP17 | LP17 | circuit breaker 3VA1 IEC frame 160 breaking capacity class S Icu=36kA @ 415V 3-pole, line protection TM240, ATAM, In=63A overload protection Ir=44A...63A short-circuit protection Ii=5...10 x In clamp connection undervoltage release (UVR) 24V DC | - | 0 | 0
3VA1163-4EF36-0BC0 |  | 3VA1163-4EF36-0BC0 | 1 | UN | 1 | 10 | C | D | EAR99 | N | 85362010 | 1 | 4042949068457 | 1.05 | KG | 408 | 408 | LP17 | LP17 | circuit breaker 3VA1 IEC frame 160 breaking capacity class S Icu=36kA @ 415V 3-pole, line protection TM240, ATAM, In=63A overload protection Ir=44A...63A short-circuit protection Ii=5...10 x In clamp connection undervoltage release (UVR) 24V DC 2 auxiliary switches HQ | - | 0 | 0
3VA1163-4EF36-0BH0 |  | 3VA1163-4EF36-0BH0 | 1 | UN | 1 | 10 | C | D | EAR99 | N | 85362010 | 1 | 4042949080992 | 1.05 | KG | 430.95 | 430.95 | LP17 | LP17 | circuit breaker 3VA1 IEC frame 160 breaking capacity class S Icu=36kA @ 415V 3-pole, line protection TM240, ATAM, In=63A overload protection Ir=44A...63A short-circuit protection Ii=5...10 x In clamp connection undervoltage release (UVR) 24V DC 2 auxiliary switches HQ 1 trip alarm switch HQ | - | 0 | 0
3VA1163-4EF36-0CA0 |  | 3VA1163-4EF36-0CA0 | 1 | UN | 1 | 10 | C | D | EAR99 | N | 85362010 | 1 | 4042949043010 | 0.9 | KG | 360.4 | 360.4 | LP17 | LP17 | circuit breaker 3VA1 IEC frame 160 breaking capacity class S Icu=36kA @ 415V 3-pole, line protection TM240, ATAM, In=63A overload protection Ir=44A...63A short-circuit protection Ii=5...10 x In clamp connection undervoltage release (UVR) 120-127V AC 50/60Hz | - | 0 | 0
3VA1163-4EF36-0CC0 |  | 3VA1163-4EF36-0CC0 | 1 | UN | 1 | 10 | C | D | EAR99 | N | 85362010 | 1 | 4042949070542 | 1.05 | KG | 408 | 408 | LP17 | LP17 | circuit breaker 3VA1 IEC frame 160 breaking capacity class S Icu=36kA @ 415V 3-pole, line protection TM240, ATAM, In=63A overload protection Ir=44A...63A short-circuit protection Ii=5...10 x In clamp connection undervoltage release (UVR) 120-127V AC 50/60Hz 2 auxiliary switches HQ | - | 0 | 0
3VA1163-4EF36-0CH0 |  | 3VA1163-4EF36-0CH0 | 1 | UN | 1 | 10 | C | D | EAR99 | N | 85362010 | 1 | 4042949083085 | 1.08 | KG | 430.95 | 430.95 | LP17 | LP17 | circuit breaker 3VA1 IEC frame 160 breaking capacity class S Icu=36kA @ 415V 3-pole, line protection TM240, ATAM, In=63A overload protection Ir=44A...63A short-circuit protection Ii=5...10 x In clamp connection undervoltage release (UVR) 120-127V AC 50/60Hz 2 auxiliary switches HQ 1 trip alarm switch HQ | - | 0 | 0
3VA1163-4EF36-0DA0 |  | 3VA1163-4EF36-0DA0 | 1 | UN | 1 | 10 | C | D | EAR99 | N | 85362010 | 1 | 4042949045106 | 0.9 | KG | 360.4 | 360.4 | LP17 | LP17 | circuit breaker 3VA1 IEC frame 160 breaking capacity class S Icu=36kA @ 415V 3-pole, line protection TM240, ATAM, In=63A overload protection Ir=44A...63A short-circuit protection Ii=5...10 x In clamp connection undervoltage release (UVR) 208-230V AC 50/60Hz | - | 0 | 0
3VA1163-4EF36-0DC0 |  | 3VA1163-4EF36-0DC0 | 1 | UN | 1 | 10 | C | D | EAR99 | N | 85362010 | 1 | 4042949072638 | 1.05 | KG | 408 | 408 | LP17 | LP17 | circuit breaker 3VA1 IEC frame 160 breaking capacity class S Icu=36kA @ 415V 3-pole, line protection TM240, ATAM, In=63A overload protection Ir=44A...63A short-circuit protection Ii=5...10 x In clamp connection undervoltage release (UVR) 208-230V AC 50/60Hz 2 auxiliary switches HQ | - | 0 | 0
3VA1163-4EF36-0DH0 |  | 3VA1163-4EF36-0DH0 | 1 | UN | 1 | 10 | C | D | EAR99 | N | 85362010 | 1 | 4042949085171 | 1.08 | KG | 430.95 | 430.95 | LP17 | LP17 | circuit breaker 3VA1 IEC frame 160 breaking capacity class S Icu=36kA @ 415V 3-pole, line protection TM240, ATAM, In=63A overload protection Ir=44A...63A short-circuit protection Ii=5...10 x In clamp connection undervoltage release (UVR) 208-230V AC 50/60Hz 2 auxiliary switches HQ 1 trip alarm switch HQ | - | 0 | 0
3VA1163-4EF36-0HA0 |  | 3VA1163-4EF36-0HA0 | 1 | UN | 1 | 10 | C | D | EAR99 | N | 85362010 | 1 | 4042949047193 | 0.9 | KG | 336.6 | 336.6 | LP17 | LP17 | circuit breaker 3VA1 IEC frame 160 breaking capacity class S Icu=36kA @ 415V 3-pole, line protection TM240, ATAM, In=63A overload protection Ir=44A...63A short-circuit protection Ii=5...10 x In clamp connection shunt trip (STL) 12-30V DC, 24V AC 50/60Hz | - | 0 | 0
3VA1163-4EF36-0HC0 |  | 3VA1163-4EF36-0HC0 | 1 | UN | 1 | 10 | C | D | EAR99 | N | 85362010 | 1 | 4042949074724 | 1.05 | KG | 382.5 | 382.5 | LP17 | LP17 | circuit breaker 3VA1 IEC frame 160 breaking capacity class S Icu=36kA @ 415V 3-pole, line protection TM240, ATAM, In=63A overload protection Ir=44A...63A short-circuit protection Ii=5...10 x In clamp connection shunt trip (STL) 12-30V DC, 24V AC 50/60Hz 2 auxiliary switches HQ | - | 0 | 0
3VA1163-4EF36-0HH0 |  | 3VA1163-4EF36-0HH0 | 1 | UN | 1 | 10 | C | D | EAR99 | N | 85362010 | 1 | 4042949087267 | 1.08 | KG | 406.3 | 406.3 | LP17 | LP17 | circuit breaker 3VA1 IEC frame 160 breaking capacity class S Icu=36kA @ 415V 3-pole, line protection TM240, ATAM, In=63A overload protection Ir=44A...63A short-circuit protection Ii=5...10 x In clamp connection shunt trip (STL) 12-30V DC, 24V AC 50/60Hz 2 auxiliary switches HQ 1 trip alarm switch HQ | - | 0 | 0
3VA1163-4EF36-0JA0 |  | 3VA1163-4EF36-0JA0 | 1 | UN | 1 | 10 | C | D | EAR99 | N | 85362010 | 1 | 4042949049289 | 0.9 | KG | 336.6 | 336.6 | LP17 | LP17 | circuit breaker 3VA1 IEC frame 160 breaking capacity class S Icu=36kA @ 415V 3-pole, line protection TM240, ATAM, In=63A overload protection Ir=44A...63A short-circuit protection Ii=5...10 x In clamp connection shunt trip (STL) 110-127V DC, AC 50/60Hz | - | 0 | 0
3VA1163-4EF36-0JC0 |  | 3VA1163-4EF36-0JC0 | 1 | UN | 1 | 10 | C | D | EAR99 | N | 85362010 | 1 | 4042949076810 | 1.05 | KG | 382.5 | 382.5 | LP17 | LP17 | circuit breaker 3VA1 IEC frame 160 breaking capacity class S Icu=36kA @ 415V 3-pole, line protection TM240, ATAM, In=63A overload protection Ir=44A...63A short-circuit protection Ii=5...10 x In clamp connection shunt trip (STL) 110-127V DC, AC 50/60Hz 2 auxiliary switches HQ | - | 0 | 0
3VA1163-4EF36-0JH0 |  | 3VA1163-4EF36-0JH0 | 1 | UN | 1 | 10 | C | D | EAR99 | N | 85362010 | 1 | 4042949089353 | 1.08 | KG | 406.3 | 406.3 | LP17 | LP17 | circuit breaker 3VA1 IEC frame 160 breaking capacity class S Icu=36kA @ 415V 3-pole, line protection TM240, ATAM, In=63A overload protection Ir=44A...63A short-circuit protection Ii=5...10 x In clamp connection shunt trip (STL) 110-127V DC, AC 50/60Hz 2 auxiliary switches HQ 1 trip alarm switch HQ | - | 0 | 0
3VA1163-4EF36-0KA0 |  | 3VA1163-4EF36-0KA0 | 1 | UN | 1 | 10 | C | D | EAR99 | N | 85362010 | 1 | 4042949051374 | 1.05 | KG | 336.6 | 336.6 | LP17 | LP17 | circuit breaker 3VA1 IEC frame 160 breaking capacity class S Icu=36kA @ 415V 3-pole, line protection TM240, ATAM, In=63A overload protection Ir=44A...63A short-circuit protection Ii=5...10 x In clamp connection shunt trip (STL) 220-250V DC, 208-277V AC | - | 0 | 0
3VA1163-4EF36-0KC0 |  | 3VA1163-4EF36-0KC0 | 1 | UN | 1 | 10 | C | D | EAR99 | N | 85362010 | 1 | 4042949078906 | 1.05 | KG | 382.5 | 382.5 | LP17 | LP17 | circuit breaker 3VA1 IEC frame 160 breaking capacity class S Icu=36kA @ 415V 3-pole, line protection TM240, ATAM, In=63A overload protection Ir=44A...63A short-circuit protection Ii=5...10 x In clamp connection shunt trip (STL) 220-250V DC, 208-277V AC 2 auxiliary switches HQ | - | 0 | 0
3VA1163-4EF36-0KH0 |  | 3VA1163-4EF36-0KH0 | 1 | UN | 1 | 10 | C | D | EAR99 | N | 85362010 | 1 | 4042949091448 | 1.08 | KG | 406.3 | 406.3 | LP17 | LP17 | circuit breaker 3VA1 IEC frame 160 breaking capacity class S Icu=36kA @ 415V 3-pole, line protection TM240, ATAM, In=63A overload protection Ir=44A...63A short-circuit protection Ii=5...10 x In clamp connection shunt trip (STL) 220-250V DC, 208-277V AC 2 auxiliary switches HQ 1 trip alarm switch HQ | - | 0 | 0
3VA1163-4EF42-0AA0 |  | 3VA1163-4EF42-0AA0 | 1 | UN | 1 | 5 | B | D | EAR99 | N | 85362010 | 1 | 4042948809198 | 1.197 | KG | 288.6 | 280.4 | LP17 | LP17 | circuit breaker 3VA1 IEC frame 160 breaking capacity class S Icu=36kA @ 415V 4-pole, line protection TM240, ATAM, In=63A overload protection Ir=44A...63A short-circuit protection Ii=5...10 x In N conductor unprotected nut keeper kit | Lista Papel 2020 SI | 0 | 0
3VA1163-4EF46-0AA0 |  | 3VA1163-4EF46-0AA0 | 1 | UN | 1 | 5 | B | D | EAR99 | N | 85362010 | 1 | 4042948820971 | 1.287 | KG | 317.3 | 308.3 | LP17 | LP17 | circuit breaker 3VA1 IEC frame 160 breaking capacity class S Icu=36kA @ 415V 4-pole, line protection TM240, ATAM, In=63A overload protection Ir=44A...63A short-circuit protection Ii=5...10 x In N conductor unprotected clamp connection | Lista Papel 2020 SI | 0 | 0
3VA1163-4GD42-0AA0 |  | 3VA1163-4GD42-0AA0 | 1 | UN | 1 | 5 | B | D | EAR99 | N | 85362010 | 1 | 4042948831816 | 1.211 | KG | 267.3 | 259.9 | LP17 | LP17 | circuit breaker 3VA1 IEC frame 160 breaking capacity class S Icu=36kA @ 415V 4-pole, line protection TM210, FTFM, In=63A overload protection Ir=63A fixed short-circuit protection Ii=10 x In N conductor protection 100% nut keeper kit | Lista Papel 2020 SI | 0 | 0
3VA1163-4GD46-0AA0 |  | 3VA1163-4GD46-0AA0 | 1 | UN | 1 | 5 | B | D | EAR99 | N | 85362010 | 1 | 4042948825181 | 1.296 | KG | 296 | 287.8 | LP17 | LP17 | circuit breaker 3VA1 IEC frame 160 breaking capacity class S Icu=36kA @ 415V 4-pole, line protection TM210, FTFM, In=63A overload protection Ir=63A fixed short-circuit protection Ii=10 x In N conductor protection 100% clamp connection | Lista Papel 2020 SI | 0 | 0
3VA1163-4GE42-0AA0 |  | 3VA1163-4GE42-0AA0 | 1 | UN | 1 | 5 | B | D | EAR99 | N | 85362010 | 1 | 4042948831809 | 1.223 | KG | 273.1 | 265.7 | LP17 | LP17 | circuit breaker 3VA1 IEC frame 160 breaking capacity class S Icu=36kA @ 415V 4-pole, line protection TM220, ATFM, In=63A overload protection Ir=44A...63A short-circuit protection Ii=10 x In N conductor protection 100% nut keeper kit | Lista Papel 2020 SI | 0 | 0
3VA1163-4GE46-0AA0 |  | 3VA1163-4GE46-0AA0 | 1 | UN | 1 | 5 | B | D | EAR99 | N | 85362010 | 1 | 4042948825198 | 1.302 | KG | 301.8 | 293.6 | LP17 | LP17 | circuit breaker 3VA1 IEC frame 160 breaking capacity class S Icu=36kA @ 415V 4-pole, line protection TM220, ATFM, In=63A overload protection Ir=44A...63A short-circuit protection Ii=10 x In N conductor protection 100% clamp connection | Lista Papel 2020 SI | 0 | 0
3VA1163-4GF42-0AA0 |  | 3VA1163-4GF42-0AA0 | 1 | UN | 1 | 5 | B | D | EAR99 | N | 85362010 | 1 | 4042948831793 | 1.22 | KG | 288.6 | 280.4 | LP17 | LP17 | circuit breaker 3VA1 IEC frame 160 breaking capacity class S Icu=36kA @ 415V 4-pole, line protection TM240, ATAM, In=63A overload protection Ir=44A...63A short-circuit protection Ii=5...10 x In N conductor protection 100% nut keeper kit | Lista Papel 2020 SI | 0 | 0
3VA1163-4GF46-0AA0 |  | 3VA1163-4GF46-0AA0 | 1 | UN | 1 | 5 | B | D | EAR99 | N | 85362010 | 1 | 4042948824498 | 1.322 | KG | 317.3 | 308.3 | LP17 | LP17 | circuit breaker 3VA1 IEC frame 160 breaking capacity class S Icu=36kA @ 415V 4-pole, line protection TM240, ATAM, In=63A overload protection Ir=44A...63A short-circuit protection Ii=5...10 x In N conductor protection 100% clamp connection | Lista Papel 2020 SI | 0 | 0
3VA1163-5ED12-0AA0 |  | 3VA1163-5ED12-0AA0 | 1 | UN | 1 | 5 | B | D | EAR99 | N | 85362010 | 1 | 4042948867723 | 386 | G | 117.3 | 117.3 | LP17 | LP17 | circuit breaker 3VA1 IEC frame 160 breaking capacity class M Icu=55kA @ 240V 1-pole, line protection TM210, FTFM, In=63A overload protection Ir=63A fixed short-circuit protection Ii=10 x In nut keeper kit | - | 0 | 0
3VA1163-5ED16-0AA0 |  | 3VA1163-5ED16-0AA0 | 1 | UN | 1 | 5 | B | D | EAR99 | N | 85362010 | 1 | 4042948867716 | 0.352 | KG | 125.8 | 125.8 | LP17 | LP17 | circuit breaker 3VA1 IEC frame 160 breaking capacity class M Icu=55kA @ 240V 1-pole, line protection TM210, FTFM, In=63A overload protection Ir=63A fixed short-circuit protection Ii=10 x In clamp connection | - | 0 | 0
3VA1163-5ED22-0AA0 |  | 3VA1163-5ED22-0AA0 | 1 | UN | 1 | 5 | B | D | EAR99 | N | 85362010 | 1 | 4042948867709 | 651 | G | 212.5 | 212.5 | LP17 | LP17 | circuit breaker 3VA1 IEC frame 160 breaking capacity class M Icu=55kA @ 415V 2-pole, line protection TM210, FTFM, In=63A overload protection Ir=63A fixed short-circuit protection Ii=10 x In nut keeper kit | - | 0 | 0
3VA1163-5ED26-0AA0 |  | 3VA1163-5ED26-0AA0 | 1 | UN | 1 | 5 | B | D | EAR99 | N | 85362010 | 1 | 4042948867693 | 0.669 | KG | 228.65 | 228.65 | LP17 | LP17 | circuit breaker 3VA1 IEC frame 160 breaking capacity class M Icu=55kA @ 415V 2-pole, line protection TM210, FTFM, In=63A overload protection Ir=63A fixed short-circuit protection Ii=10 x In clamp connection | - | 0 | 0
3VA1163-5ED32-0AA0 |  | 3VA1163-5ED32-0AA0 | 1 | UN | 1 | 2 | A | D | EAR99 | N | 85362010 | 1 | 4042948812600 | 985 | G | 227.1 | 220.6 | LP17 | LP17 | circuit breaker 3VA1 IEC frame 160 breaking capacity class M Icu=55kA @ 415V 3-pole, line protection TM210, FTFM, In=63A overload protection Ir=63A fixed short-circuit protection Ii=10 x In nut keeper kit | Lista Papel 2020 SI | 0 | 0
3VA1163-5ED32-0AB0 |  | 3VA1163-5ED32-0AB0 | 1 | UN | 1 | 10 | C | D | EAR99 | N | 85362010 | 1 | 4042949053453 | 0.96 | KG | 305.15 | 305.15 | LP17 | LP17 | circuit breaker 3VA1 IEC frame 160 breaking capacity class M Icu=55kA @ 415V 3-pole, line protection TM210, FTFM, In=63A overload protection Ir=63A fixed short-circuit protection Ii=10 x In nut keeper kit 2 auxiliary switches HP | - | 0 | 0
3VA1163-5ED32-0AC0 |  | 3VA1163-5ED32-0AC0 | 1 | UN | 1 | 10 | C | D | EAR99 | N | 85362010 | 1 | 4042949055549 | 0.96 | KG | 281.35 | 281.35 | LP17 | LP17 | circuit breaker 3VA1 IEC frame 160 breaking capacity class M Icu=55kA @ 415V 3-pole, line protection TM210, FTFM, In=63A overload protection Ir=63A fixed short-circuit protection Ii=10 x In nut keeper kit 2 auxiliary switches HQ | - | 0 | 0
3VA1163-5ED32-0AD0 |  | 3VA1163-5ED32-0AD0 | 1 | UN | 1 | 10 | C | D | EAR99 | N | 85362010 | 1 | 4042949057635 | 0.99 | KG | 305.15 | 305.15 | LP17 | LP17 | circuit breaker 3VA1 IEC frame 160 breaking capacity class M Icu=55kA @ 415V 3-pole, line protection TM210, FTFM, In=63A overload protection Ir=63A fixed short-circuit protection Ii=10 x In nut keeper kit 3 auxiliary switches HQ | - | 0 | 0
3VA1163-5ED32-0AE0 |  | 3VA1163-5ED32-0AE0 | 1 | UN | 1 | 10 | C | D | EAR99 | N | 85362010 | 1 | 4042949059721 | 1.02 | KG | 329.8 | 329.8 | LP17 | LP17 | circuit breaker 3VA1 IEC frame 160 breaking capacity class M Icu=55kA @ 415V 3-pole, line protection TM210, FTFM, In=63A overload protection Ir=63A fixed short-circuit protection Ii=10 x In nut keeper kit 4 auxiliary switches HQ | - | 0 | 0
3VA1163-5ED32-0AF0 |  | 3VA1163-5ED32-0AF0 | 1 | UN | 1 | 10 | C | D | EAR99 | N | 85362010 | 1 | 4042949061816 | 0.96 | KG | 281.35 | 281.35 | LP17 | LP17 | circuit breaker 3VA1 IEC frame 160 breaking capacity class M Icu=55kA @ 415V 3-pole, line protection TM210, FTFM, In=63A overload protection Ir=63A fixed short-circuit protection Ii=10 x In nut keeper kit 1 auxiliary switch HQ 1 trip alarm switch HQ | - | 0 | 0
3VA1163-5ED32-0AG0 |  | 3VA1163-5ED32-0AG0 | 1 | UN | 1 | 10 | C | D | EAR99 | N | 85362010 | 1 | 4042949063902 | 0.96 | KG | 305.15 | 305.15 | LP17 | LP17 | circuit breaker 3VA1 IEC frame 160 breaking capacity class M Icu=55kA @ 415V 3-pole, line protection TM210, FTFM, In=63A overload protection Ir=63A fixed short-circuit protection Ii=10 x In nut keeper kit 1 auxiliary switch HP 1 trip alarm switch HP | - | 0 | 0
3VA1163-5ED32-0AH0 |  | 3VA1163-5ED32-0AH0 | 1 | UN | 1 | 10 | C | D | EAR99 | N | 85362010 | 1 | 4042949065999 | 0.99 | KG | 305.15 | 305.15 | LP17 | LP17 | circuit breaker 3VA1 IEC frame 160 breaking capacity class M Icu=55kA @ 415V 3-pole, line protection TM210, FTFM, In=63A overload protection Ir=63A fixed short-circuit protection Ii=10 x In nut keeper kit 2 auxiliary switches HQ 1 trip alarm switch HQ | - | 0 | 0
3VA1163-5ED32-0BA0 |  | 3VA1163-5ED32-0BA0 | 1 | UN | 1 | 10 | C | D | EAR99 | N | 85362010 | 1 | 4042949040910 | 0.9 | KG | 343.4 | 343.4 | LP17 | LP17 | circuit breaker 3VA1 IEC frame 160 breaking capacity class M Icu=55kA @ 415V 3-pole, line protection TM210, FTFM, In=63A overload protection Ir=63A fixed short-circuit protection Ii=10 x In nut keeper kit undervoltage release (UVR) 24V DC | - | 0 | 0
3VA1163-5ED32-0BC0 |  | 3VA1163-5ED32-0BC0 | 1 | UN | 1 | 10 | C | D | EAR99 | N | 85362010 | 1 | 4042949068440 | 1.05 | KG | 390.15 | 390.15 | LP17 | LP17 | circuit breaker 3VA1 IEC frame 160 breaking capacity class M Icu=55kA @ 415V 3-pole, line protection TM210, FTFM, In=63A overload protection Ir=63A fixed short-circuit protection Ii=10 x In nut keeper kit undervoltage release (UVR) 24V DC 2 auxiliary switches HQ | - | 0 | 0
3VA1163-5ED32-0BF0 |  | 3VA1163-5ED32-0BF0 | 1 | UN | 1 | 10 | C | D | EAR99 | N | 85362010 | 1 | 4042949321644 | 1.076 | KG | 391 | 391 | LP17 | LP17 | circuit breaker 3VA1 IEC frame 160 breaking capacity class M Icu=55kA @ 415V 3-pole, line protection TM210, FTFM, In=63A overload protection Ir=63A fixed short-circuit protection Ii=10 x In nut keeper kit undervoltage release (UVR) 24V DC 1 auxiliary switch HQ 1 trip alarm switch HQ | - | 0 | 0
3VA1163-5ED32-0BH0 |  | 3VA1163-5ED32-0BH0 | 1 | UN | 1 | 10 | C | D | EAR99 | N | 85362010 | 1 | 4042949080985 | 1.05 | KG | 413.95 | 413.95 | LP17 | LP17 | circuit breaker 3VA1 IEC frame 160 breaking capacity class M Icu=55kA @ 415V 3-pole, line protection TM210, FTFM, In=63A overload protection Ir=63A fixed short-circuit protection Ii=10 x In nut keeper kit undervoltage release (UVR) 24V DC 2 auxiliary switches HQ 1 trip alarm switch HQ | - | 0 | 0
3VA1163-5ED32-0CA0 |  | 3VA1163-5ED32-0CA0 | 1 | UN | 1 | 10 | C | D | EAR99 | N | 85362010 | 1 | 4042949043003 | 0.9 | KG | 343.4 | 343.4 | LP17 | LP17 | circuit breaker 3VA1 IEC frame 160 breaking capacity class M Icu=55kA @ 415V 3-pole, line protection TM210, FTFM, In=63A overload protection Ir=63A fixed short-circuit protection Ii=10 x In nut keeper kit undervoltage release (UVR) 120-127V AC 50/60Hz | - | 0 | 0
3VA1163-5ED32-0CC0 |  | 3VA1163-5ED32-0CC0 | 1 | UN | 1 | 10 | C | D | EAR99 | N | 85362010 | 1 | 4042949070535 | 1.05 | KG | 390.15 | 390.15 | LP17 | LP17 | circuit breaker 3VA1 IEC frame 160 breaking capacity class M Icu=55kA @ 415V 3-pole, line protection TM210, FTFM, In=63A overload protection Ir=63A fixed short-circuit protection Ii=10 x In nut keeper kit undervoltage release (UVR) 120-127V AC 50/60Hz 2 auxiliary switches HQ | - | 0 | 0
3VA1163-5ED32-0CH0 |  | 3VA1163-5ED32-0CH0 | 1 | UN | 1 | 10 | C | D | EAR99 | N | 85362010 | 1 | 4042949083078 | 1.08 | KG | 413.95 | 413.95 | LP17 | LP17 | circuit breaker 3VA1 IEC frame 160 breaking capacity class M Icu=55kA @ 415V 3-pole, line protection TM210, FTFM, In=63A overload protection Ir=63A fixed short-circuit protection Ii=10 x In nut keeper kit undervoltage release (UVR) 120-127V AC 50/60Hz 2 auxiliary switches HQ 1 trip alarm switch HQ | - | 0 | 0
3VA1163-5ED32-0DA0 |  | 3VA1163-5ED32-0DA0 | 1 | UN | 1 | 10 | C | D | EAR99 | N | 85362010 | 1 | 4042949045090 | 0.9 | KG | 343.4 | 343.4 | LP17 | LP17 | circuit breaker 3VA1 IEC frame 160 breaking capacity class M Icu=55kA @ 415V 3-pole, line protection TM210, FTFM, In=63A overload protection Ir=63A fixed short-circuit protection Ii=10 x In nut keeper kit undervoltage release (UVR) 208-230V AC 50/60Hz | - | 0 | 0
3VA1163-5ED32-0DC0 |  | 3VA1163-5ED32-0DC0 | 1 | UN | 1 | 10 | C | D | EAR99 | N | 85362010 | 1 | 4042949072621 | 1.05 | KG | 390.15 | 390.15 | LP17 | LP17 | circuit breaker 3VA1 IEC frame 160 breaking capacity class M Icu=55kA @ 415V 3-pole, line protection TM210, FTFM, In=63A overload protection Ir=63A fixed short-circuit protection Ii=10 x In nut keeper kit undervoltage release (UVR) 208-230V AC 50/60Hz 2 auxiliary switches HQ | - | 0 | 0
3VA1163-5ED32-0DH0 |  | 3VA1163-5ED32-0DH0 | 1 | UN | 1 | 10 | C | D | EAR99 | N | 85362010 | 1 | 4042949085164 | 1.08 | KG | 413.95 | 413.95 | LP17 | LP17 | circuit breaker 3VA1 IEC frame 160 breaking capacity class M Icu=55kA @ 415V 3-pole, line protection TM210, FTFM, In=63A overload protection Ir=63A fixed short-circuit protection Ii=10 x In nut keeper kit undervoltage release (UVR) 208-230V AC 50/60Hz 2 auxiliary switches HQ 1 trip alarm switch HQ | - | 0 | 0
3VA1163-5ED32-0HA0 |  | 3VA1163-5ED32-0HA0 | 1 | UN | 1 | 10 | C | D | EAR99 | N | 85362010 | 1 | 4042949047186 | 0.9 | KG | 318.75 | 318.75 | LP17 | LP17 | circuit breaker 3VA1 IEC frame 160 breaking capacity class M Icu=55kA @ 415V 3-pole, line protection TM210, FTFM, In=63A overload protection Ir=63A fixed short-circuit protection Ii=10 x In nut keeper kit shunt trip (STL) 12-30V DC, 24V AC 50/60Hz | - | 0 | 0
3VA1163-5ED32-0HC0 |  | 3VA1163-5ED32-0HC0 | 1 | UN | 1 | 10 | C | D | EAR99 | N | 85362010 | 1 | 4042949074717 | 1.05 | KG | 366.35 | 366.35 | LP17 | LP17 | circuit breaker 3VA1 IEC frame 160 breaking capacity class M Icu=55kA @ 415V 3-pole, line protection TM210, FTFM, In=63A overload protection Ir=63A fixed short-circuit protection Ii=10 x In nut keeper kit shunt trip (STL) 12-30V DC, 24V AC 50/60Hz 2 auxiliary switches HQ | - | 0 | 0
3VA1163-5ED32-0HH0 |  | 3VA1163-5ED32-0HH0 | 1 | UN | 1 | 10 | C | D | EAR99 | N | 85362010 | 1 | 4042949087250 | 1.08 | KG | 389.3 | 389.3 | LP17 | LP17 | circuit breaker 3VA1 IEC frame 160 breaking capacity class M Icu=55kA @ 415V 3-pole, line protection TM210, FTFM, In=63A overload protection Ir=63A fixed short-circuit protection Ii=10 x In nut keeper kit shunt trip (STL) 12-30V DC, 24V AC 50/60Hz 2 auxiliary switches HQ 1 trip alarm switch HQ | - | 0 | 0
3VA1163-5ED32-0JA0 |  | 3VA1163-5ED32-0JA0 | 1 | UN | 1 | 10 | C | D | EAR99 | N | 85362010 | 1 | 4042949049272 | 0.9 | KG | 318.75 | 318.75 | LP17 | LP17 | circuit breaker 3VA1 IEC frame 160 breaking capacity class M Icu=55kA @ 415V 3-pole, line protection TM210, FTFM, In=63A overload protection Ir=63A fixed short-circuit protection Ii=10 x In nut keeper kit shunt trip (STL) 110-127V DC, AC 50/60Hz | - | 0 | 0
3VA1163-5ED32-0JC0 |  | 3VA1163-5ED32-0JC0 | 1 | UN | 1 | 10 | C | D | EAR99 | N | 85362010 | 1 | 4042949076803 | 1.05 | KG | 366.35 | 366.35 | LP17 | LP17 | circuit breaker 3VA1 IEC frame 160 breaking capacity class M Icu=55kA @ 415V 3-pole, line protection TM210, FTFM, In=63A overload protection Ir=63A fixed short-circuit protection Ii=10 x In nut keeper kit shunt trip (STL) 110-127V DC, AC 50/60Hz 2 auxiliary switches HQ | - | 0 | 0
3VA1163-5ED32-0JH0 |  | 3VA1163-5ED32-0JH0 | 1 | UN | 1 | 10 | C | D | EAR99 | N | 85362010 | 1 | 4042949089346 | 1.08 | KG | 389.3 | 389.3 | LP17 | LP17 | circuit breaker 3VA1 IEC frame 160 breaking capacity class M Icu=55kA @ 415V 3-pole, line protection TM210, FTFM, In=63A overload protection Ir=63A fixed short-circuit protection Ii=10 x In nut keeper kit shunt trip (STL) 110-127V DC, AC 50/60Hz 2 auxiliary switches HQ 1 trip alarm switch HQ | - | 0 | 0
3VA1163-5ED32-0KA0 |  | 3VA1163-5ED32-0KA0 | 1 | UN | 1 | 10 | C | D | EAR99 | N | 85362010 | 1 | 4042949051367 | 1.05 | KG | 318.75 | 318.75 | LP17 | LP17 | circuit breaker 3VA1 IEC frame 160 breaking capacity class M Icu=55kA @ 415V 3-pole, line protection TM210, FTFM, In=63A overload protection Ir=63A fixed short-circuit protection Ii=10 x In nut keeper kit shunt trip (STL) 220-250V DC, 208-277V AC | - | 0 | 0
3VA1163-5ED32-0KC0 |  | 3VA1163-5ED32-0KC0 | 1 | UN | 1 | 10 | C | D | EAR99 | N | 85362010 | 1 | 4042949078890 | 1.05 | KG | 366.35 | 366.35 | LP17 | LP17 | circuit breaker 3VA1 IEC frame 160 breaking capacity class M Icu=55kA @ 415V 3-pole, line protection TM210, FTFM, In=63A overload protection Ir=63A fixed short-circuit protection Ii=10 x In nut keeper kit shunt trip (STL) 220-250V DC, 208-277V AC 2 auxiliary switches HQ | - | 0 | 0
3VA1163-5ED32-0KH0 |  | 3VA1163-5ED32-0KH0 | 1 | UN | 1 | 10 | C | D | EAR99 | N | 85362010 | 1 | 4042949091431 | 1.08 | KG | 389.3 | 389.3 | LP17 | LP17 | circuit breaker 3VA1 IEC frame 160 breaking capacity class M Icu=55kA @ 415V 3-pole, line protection TM210, FTFM, In=63A overload protection Ir=63A fixed short-circuit protection Ii=10 x In nut keeper kit shunt trip (STL) 220-250V DC, 208-277V AC 2 auxiliary switches HQ 1 trip alarm switch HQ | - | 0 | 0
3VA1163-5ED36-0AA0 |  | 3VA1163-5ED36-0AA0 | 1 | UN | 1 | 2 | A | D | EAR99 | N | 85362010 | 1 | 4042948821688 | 1.032 | KG | 249.3 | 241.9 | LP17 | LP17 | circuit breaker 3VA1 IEC frame 160 breaking capacity class M Icu=55kA @ 415V 3-pole, line protection TM210, FTFM, In=63A overload protection Ir=63A fixed short-circuit protection Ii=10 x In clamp connection | Lista Papel 2020 SI | 0 | 0
3VA1163-5ED36-0AC0 |  | 3VA1163-5ED36-0AC0 | 1 | UN | 1 | 10 | C | D | EAR99 | N | 85362010 | 1 | 4042949329046 | 1.086 | KG | 305.15 | 305.15 | LP17 | LP17 | circuit breaker 3VA1 IEC frame 160 breaking capacity class M Icu=55kA @ 415V 3-pole, line protection TM210, FTFM, In=63A overload protection Ir=63A fixed short-circuit protection Ii=10 x In clamp connection circuit breaker 3VA1 IEC frame 160 breaking capacity class M Icu=55kA @ 415V 3-pole, line protection TM210, FTFM, In=63A overload protection Ir=63A fixed short-circuit protection Ii=10 x In clamp connection 2 AUXILIARY SWITCH CHANGEOVER H |  | 0 | 0
3VA1163-5ED42-0AA0 |  | 3VA1163-5ED42-0AA0 | 1 | UN | 1 | 5 | B | D | EAR99 | N | 85362010 | 1 | 4042948813485 | 1.211 | KG | 294.4 | 286.2 | LP17 | LP17 | circuit breaker 3VA1 IEC frame 160 breaking capacity class M Icu=55kA @ 415V 4-pole, line protection TM210, FTFM, In=63A overload protection Ir=63A fixed short-circuit protection Ii=10 x In N conductor unprotected nut keeper kit | Lista Papel 2020 SI | 0 | 0
3VA1163-5ED46-0AA0 |  | 3VA1163-5ED46-0AA0 | 1 | UN | 1 | 5 | B | D | EAR99 | N | 85362010 | 1 | 4042948822562 | 1.272 | KG | 323.9 | 314.9 | LP17 | LP17 | circuit breaker 3VA1 IEC frame 160 breaking capacity class M Icu=55kA @ 415V 4-pole, line protection TM210, FTFM, In=63A overload protection Ir=63A fixed short-circuit protection Ii=10 x In N conductor unprotected clamp connection | Lista Papel 2020 SI | 0 | 0
3VA1163-5EE32-0AA0 |  | 3VA1163-5EE32-0AA0 | 1 | UN | 1 | 2 | A | D | EAR99 | N | 85362010 | 1 | 4042948812617 | 957 | G | 231.2 | 224.7 | LP17 | LP17 | circuit breaker 3VA1 IEC frame 160 breaking capacity class M Icu=55kA @ 415V 3-pole, line protection TM220, ATFM, In=63A overload protection Ir=44A...63A short-circuit protection Ii=10 x In nut keeper kit | Lista Papel 2020 SI | 0 | 0
3VA1163-5EE32-0AB0 |  | 3VA1163-5EE32-0AB0 | 1 | UN | 1 | 10 | C | D | EAR99 | N | 85362010 | 1 | 4042949053446 | 0.96 | KG | 310.25 | 310.25 | LP17 | LP17 | circuit breaker 3VA1 IEC frame 160 breaking capacity class M Icu=55kA @ 415V 3-pole, line protection TM220, ATFM, In=63A overload protection Ir=44A...63A short-circuit protection Ii=10 x In nut keeper kit 2 auxiliary switches HP | - | 0 | 0
3VA1163-5EE32-0AC0 |  | 3VA1163-5EE32-0AC0 | 1 | UN | 1 | 10 | C | D | EAR99 | N | 85362010 | 1 | 4042949055532 | 0.96 | KG | 285.6 | 285.6 | LP17 | LP17 | circuit breaker 3VA1 IEC frame 160 breaking capacity class M Icu=55kA @ 415V 3-pole, line protection TM220, ATFM, In=63A overload protection Ir=44A...63A short-circuit protection Ii=10 x In nut keeper kit 2 auxiliary switches HQ | - | 0 | 0
3VA1163-5EE32-0AD0 |  | 3VA1163-5EE32-0AD0 | 1 | UN | 1 | 10 | C | D | EAR99 | N | 85362010 | 1 | 4042949057628 | 0.99 | KG | 310.25 | 310.25 | LP17 | LP17 | circuit breaker 3VA1 IEC frame 160 breaking capacity class M Icu=55kA @ 415V 3-pole, line protection TM220, ATFM, In=63A overload protection Ir=44A...63A short-circuit protection Ii=10 x In nut keeper kit 3 auxiliary switches HQ | - | 0 | 0
3VA1163-5EE32-0AE0 |  | 3VA1163-5EE32-0AE0 | 1 | UN | 1 | 10 | C | D | EAR99 | N | 85362010 | 1 | 4042949059714 | 1.02 | KG | 334.9 | 334.9 | LP17 | LP17 | circuit breaker 3VA1 IEC frame 160 breaking capacity class M Icu=55kA @ 415V 3-pole, line protection TM220, ATFM, In=63A overload protection Ir=44A...63A short-circuit protection Ii=10 x In nut keeper kit 4 auxiliary switches HQ | - | 0 | 0
3VA1163-5EE32-0AF0 |  | 3VA1163-5EE32-0AF0 | 1 | UN | 1 | 10 | C | D | EAR99 | N | 85362010 | 1 | 4042949061809 | 0.96 | KG | 285.6 | 285.6 | LP17 | LP17 | circuit breaker 3VA1 IEC frame 160 breaking capacity class M Icu=55kA @ 415V 3-pole, line protection TM220, ATFM, In=63A overload protection Ir=44A...63A short-circuit protection Ii=10 x In nut keeper kit 1 auxiliary switch HQ 1 trip alarm switch HQ | - | 0 | 0
3VA1163-5EE32-0AG0 |  | 3VA1163-5EE32-0AG0 | 1 | UN | 1 | 10 | C | D | EAR99 | N | 85362010 | 1 | 4042949063896 | 0.96 | KG | 310.25 | 310.25 | LP17 | LP17 | circuit breaker 3VA1 IEC frame 160 breaking capacity class M Icu=55kA @ 415V 3-pole, line protection TM220, ATFM, In=63A overload protection Ir=44A...63A short-circuit protection Ii=10 x In nut keeper kit 1 auxiliary switch HP 1 trip alarm switch HP | - | 0 | 0
3VA1163-5EE32-0AH0 |  | 3VA1163-5EE32-0AH0 | 1 | UN | 1 | 10 | C | D | EAR99 | N | 85362010 | 1 | 4042949065982 | 0.99 | KG | 310.25 | 310.25 | LP17 | LP17 | circuit breaker 3VA1 IEC frame 160 breaking capacity class M Icu=55kA @ 415V 3-pole, line protection TM220, ATFM, In=63A overload protection Ir=44A...63A short-circuit protection Ii=10 x In nut keeper kit 2 auxiliary switches HQ 1 trip alarm switch HQ | - | 0 | 0
3VA1163-5EE32-0BA0 |  | 3VA1163-5EE32-0BA0 | 1 | UN | 1 | 10 | C | D | EAR99 | N | 85362010 | 1 | 4042949040903 | 0.9 | KG | 348.5 | 348.5 | LP17 | LP17 | circuit breaker 3VA1 IEC frame 160 breaking capacity class M Icu=55kA @ 415V 3-pole, line protection TM220, ATFM, In=63A overload protection Ir=44A...63A short-circuit protection Ii=10 x In nut keeper kit undervoltage release (UVR) 24V DC | - | 0 | 0
3VA1163-5EE32-0BC0 |  | 3VA1163-5EE32-0BC0 | 1 | UN | 1 | 10 | C | D | EAR99 | N | 85362010 | 1 | 4042949068433 | 1.05 | KG | 395.25 | 395.25 | LP17 | LP17 | circuit breaker 3VA1 IEC frame 160 breaking capacity class M Icu=55kA @ 415V 3-pole, line protection TM220, ATFM, In=63A overload protection Ir=44A...63A short-circuit protection Ii=10 x In nut keeper kit undervoltage release (UVR) 24V DC 2 auxiliary switches HQ | - | 0 | 0
3VA1163-5EE32-0BH0 |  | 3VA1163-5EE32-0BH0 | 1 | UN | 1 | 10 | C | D | EAR99 | N | 85362010 | 1 | 4042949080978 | 1.05 | KG | 419.05 | 419.05 | LP17 | LP17 | circuit breaker 3VA1 IEC frame 160 breaking capacity class M Icu=55kA @ 415V 3-pole, line protection TM220, ATFM, In=63A overload protection Ir=44A...63A short-circuit protection Ii=10 x In nut keeper kit undervoltage release (UVR) 24V DC 2 auxiliary switches HQ 1 trip alarm switch HQ | - | 0 | 0
3VA1163-5EE32-0CA0 |  | 3VA1163-5EE32-0CA0 | 1 | UN | 1 | 10 | C | D | EAR99 | N | 85362010 | 1 | 4042949042990 | 0.9 | KG | 348.5 | 348.5 | LP17 | LP17 | circuit breaker 3VA1 IEC frame 160 breaking capacity class M Icu=55kA @ 415V 3-pole, line protection TM220, ATFM, In=63A overload protection Ir=44A...63A short-circuit protection Ii=10 x In nut keeper kit undervoltage release (UVR) 120-127V AC 50/60Hz | - | 0 | 0
3VA1163-5EE32-0CC0 |  | 3VA1163-5EE32-0CC0 | 1 | UN | 1 | 10 | C | D | EAR99 | N | 85362010 | 1 | 4042949070528 | 1.05 | KG | 395.25 | 395.25 | LP17 | LP17 | circuit breaker 3VA1 IEC frame 160 breaking capacity class M Icu=55kA @ 415V 3-pole, line protection TM220, ATFM, In=63A overload protection Ir=44A...63A short-circuit protection Ii=10 x In nut keeper kit undervoltage release (UVR) 120-127V AC 50/60Hz 2 auxiliary switches HQ | - | 0 | 0
3VA1163-5EE32-0CH0 |  | 3VA1163-5EE32-0CH0 | 1 | UN | 1 | 10 | C | D | EAR99 | N | 85362010 | 1 | 4042949083061 | 1.08 | KG | 419.05 | 419.05 | LP17 | LP17 | circuit breaker 3VA1 IEC frame 160 breaking capacity class M Icu=55kA @ 415V 3-pole, line protection TM220, ATFM, In=63A overload protection Ir=44A...63A short-circuit protection Ii=10 x In nut keeper kit undervoltage release (UVR) 120-127V AC 50/60Hz 2 auxiliary switches HQ 1 trip alarm switch HQ | - | 0 | 0
3VA1163-5EE32-0DA0 |  | 3VA1163-5EE32-0DA0 | 1 | UN | 1 | 10 | C | D | EAR99 | N | 85362010 | 1 | 4042949045083 | 0.9 | KG | 348.5 | 348.5 | LP17 | LP17 | circuit breaker 3VA1 IEC frame 160 breaking capacity class M Icu=55kA @ 415V 3-pole, line protection TM220, ATFM, In=63A overload protection Ir=44A...63A short-circuit protection Ii=10 x In nut keeper kit undervoltage release (UVR) 208-230V AC 50/60Hz | - | 0 | 0
3VA1163-5EE32-0DC0 |  | 3VA1163-5EE32-0DC0 | 1 | UN | 1 | 10 | C | D | EAR99 | N | 85362010 | 1 | 4042949072614 | 1.05 | KG | 395.25 | 395.25 | LP17 | LP17 | circuit breaker 3VA1 IEC frame 160 breaking capacity class M Icu=55kA @ 415V 3-pole, line protection TM220, ATFM, In=63A overload protection Ir=44A...63A short-circuit protection Ii=10 x In nut keeper kit undervoltage release (UVR) 208-230V AC 50/60Hz 2 auxiliary switches HQ | - | 0 | 0
3VA1163-5EE32-0DH0 |  | 3VA1163-5EE32-0DH0 | 1 | UN | 1 | 10 | C | D | EAR99 | N | 85362010 | 1 | 4042949085157 | 1.08 | KG | 419.05 | 419.05 | LP17 | LP17 | circuit breaker 3VA1 IEC frame 160 breaking capacity class M Icu=55kA @ 415V 3-pole, line protection TM220, ATFM, In=63A overload protection Ir=44A...63A short-circuit protection Ii=10 x In nut keeper kit undervoltage release (UVR) 208-230V AC 50/60Hz 2 auxiliary switches HQ 1 trip alarm switch HQ | - | 0 | 0
3VA1163-5EE32-0HA0 |  | 3VA1163-5EE32-0HA0 | 1 | UN | 1 | 10 | C | D | EAR99 | N | 85362010 | 1 | 4042949047179 | 0.9 | KG | 324.7 | 324.7 | LP17 | LP17 | circuit breaker 3VA1 IEC frame 160 breaking capacity class M Icu=55kA @ 415V 3-pole, line protection TM220, ATFM, In=63A overload protection Ir=44A...63A short-circuit protection Ii=10 x In nut keeper kit shunt trip (STL) 12-30V DC, 24V AC 50/60Hz | - | 0 | 0
3VA1163-5EE32-0HC0 |  | 3VA1163-5EE32-0HC0 | 1 | UN | 1 | 10 | C | D | EAR99 | N | 85362010 | 1 | 4042949074700 | 1.05 | KG | 370.6 | 370.6 | LP17 | LP17 | circuit breaker 3VA1 IEC frame 160 breaking capacity class M Icu=55kA @ 415V 3-pole, line protection TM220, ATFM, In=63A overload protection Ir=44A...63A short-circuit protection Ii=10 x In nut keeper kit shunt trip (STL) 12-30V DC, 24V AC 50/60Hz 2 auxiliary switches HQ | - | 0 | 0
3VA1163-5EE32-0HH0 |  | 3VA1163-5EE32-0HH0 | 1 | UN | 1 | 10 | C | D | EAR99 | N | 85362010 | 1 | 4042949087243 | 1.08 | KG | 394.4 | 394.4 | LP17 | LP17 | circuit breaker 3VA1 IEC frame 160 breaking capacity class M Icu=55kA @ 415V 3-pole, line protection TM220, ATFM, In=63A overload protection Ir=44A...63A short-circuit protection Ii=10 x In nut keeper kit shunt trip (STL) 12-30V DC, 24V AC 50/60Hz 2 auxiliary switches HQ 1 trip alarm switch HQ | - | 0 | 0
3VA1163-5EE32-0JA0 |  | 3VA1163-5EE32-0JA0 | 1 | UN | 1 | 10 | C | D | EAR99 | N | 85362010 | 1 | 4042949049265 | 0.9 | KG | 324.7 | 324.7 | LP17 | LP17 | circuit breaker 3VA1 IEC frame 160 breaking capacity class M Icu=55kA @ 415V 3-pole, line protection TM220, ATFM, In=63A overload protection Ir=44A...63A short-circuit protection Ii=10 x In nut keeper kit shunt trip (STL) 110-127V DC, AC 50/60Hz | - | 0 | 0
3VA1163-5EE32-0JC0 |  | 3VA1163-5EE32-0JC0 | 1 | UN | 1 | 10 | C | D | EAR99 | N | 85362010 | 1 | 4042949076797 | 1.05 | KG | 370.6 | 370.6 | LP17 | LP17 | circuit breaker 3VA1 IEC frame 160 breaking capacity class M Icu=55kA @ 415V 3-pole, line protection TM220, ATFM, In=63A overload protection Ir=44A...63A short-circuit protection Ii=10 x In nut keeper kit shunt trip (STL) 110-127V DC, AC 50/60Hz 2 auxiliary switches HQ | - | 0 | 0
3VA1163-5EE32-0JH0 |  | 3VA1163-5EE32-0JH0 | 1 | UN | 1 | 10 | C | D | EAR99 | N | 85362010 | 1 | 4042949089339 | 1.08 | KG | 394.4 | 394.4 | LP17 | LP17 | circuit breaker 3VA1 IEC frame 160 breaking capacity class M Icu=55kA @ 415V 3-pole, line protection TM220, ATFM, In=63A overload protection Ir=44A...63A short-circuit protection Ii=10 x In nut keeper kit shunt trip (STL) 110-127V DC, AC 50/60Hz 2 auxiliary switches HQ 1 trip alarm switch HQ | - | 0 | 0
3VA1163-5EE32-0KA0 |  | 3VA1163-5EE32-0KA0 | 1 | UN | 1 | 10 | C | D | EAR99 | N | 85362010 | 1 | 4042949051350 | 1.05 | KG | 324.7 | 324.7 | LP17 | LP17 | circuit breaker 3VA1 IEC frame 160 breaking capacity class M Icu=55kA @ 415V 3-pole, line protection TM220, ATFM, In=63A overload protection Ir=44A...63A short-circuit protection Ii=10 x In nut keeper kit shunt trip (STL) 220-250V DC, 208-277V AC | - | 0 | 0
3VA1163-5EE32-0KC0 |  | 3VA1163-5EE32-0KC0 | 1 | UN | 1 | 10 | C | D | EAR99 | N | 85362010 | 1 | 4042949078883 | 1.05 | KG | 370.6 | 370.6 | LP17 | LP17 | circuit breaker 3VA1 IEC frame 160 breaking capacity class M Icu=55kA @ 415V 3-pole, line protection TM220, ATFM, In=63A overload protection Ir=44A...63A short-circuit protection Ii=10 x In nut keeper kit shunt trip (STL) 220-250V DC, 208-277V AC 2 auxiliary switches HQ | - | 0 | 0
3VA1163-5EE32-0KH0 |  | 3VA1163-5EE32-0KH0 | 1 | UN | 1 | 10 | C | D | EAR99 | N | 85362010 | 1 | 4042949091424 | 1.08 | KG | 394.4 | 394.4 | LP17 | LP17 | circuit breaker 3VA1 IEC frame 160 breaking capacity class M Icu=55kA @ 415V 3-pole, line protection TM220, ATFM, In=63A overload protection Ir=44A...63A short-circuit protection Ii=10 x In nut keeper kit shunt trip (STL) 220-250V DC, 208-277V AC 2 auxiliary switches HQ 1 trip alarm switch HQ | - | 0 | 0
3VA1163-5EE36-0AA0 |  | 3VA1163-5EE36-0AA0 | 1 | UN | 1 | 2 | A | D | EAR99 | N | 85362010 | 1 | 4042948821695 | 1.019 | KG | 253.4 | 246 | LP17 | LP17 | circuit breaker 3VA1 IEC frame 160 breaking capacity class M Icu=55kA @ 415V 3-pole, line protection TM220, ATFM, In=63A overload protection Ir=44A...63A short-circuit protection Ii=10 x In clamp connection | Lista Papel 2020 SI | 0 | 0
3VA1163-5EE36-0AC0 |  | 3VA1163-5EE36-0AC0 | 1 | UN | 1 | 10 | C | D | EAR99 | N | 85362010 | 1 | 4042949326540 | 1.065 | KG | 308.55 | 308.55 | LP17 | LP17 | circuit breaker 3VA1 IEC frame 160 breaking capacity class M Icu=55kA @ 415V 3-pole, line protection TM220, ATFM, In=63A overload protection Ir=44A...63A short-circuit protection Ii=10 x In clamp connection circuit breaker 3VA1 IEC frame 160 breaking capacity class M Icu=55kA @ 415V 2 auxiliary switches HQ | - | 0 | 0
3VA1163-5EE42-0AA0 |  | 3VA1163-5EE42-0AA0 | 1 | UN | 1 | 5 | B | D | EAR99 | N | 85362010 | 1 | 4042948813492 | 1.195 | KG | 300.9 | 292.7 | LP17 | LP17 | circuit breaker 3VA1 IEC frame 160 breaking capacity class M Icu=55kA @ 415V 4-pole, line protection TM220, ATFM, In=63A overload protection Ir=44A...63A short-circuit protection Ii=10 x In N conductor unprotected nut keeper kit | Lista Papel 2020 SI | 0 | 0
3VA1163-5EE46-0AA0 |  | 3VA1163-5EE46-0AA0 | 1 | UN | 1 | 5 | B | D | EAR99 | N | 85362010 | 1 | 4042948822579 | 1.29 | KG | 328.8 | 319.8 | LP17 | LP17 | circuit breaker 3VA1 IEC frame 160 breaking capacity class M Icu=55kA @ 415V 4-pole, line protection TM220, ATFM, In=63A overload protection Ir=44A...63A short-circuit protection Ii=10 x In N conductor unprotected clamp connection | Lista Papel 2020 SI | 0 | 0
3VA1163-5EF32-0AA0 |  | 3VA1163-5EF32-0AA0 | 1 | UN | 1 | 2 | A | D | EAR99 | N | 85362010 | 1 | 4042948808764 | 969 | G | 243.5 | 237 | LP17 | LP17 | circuit breaker 3VA1 IEC frame 160 breaking capacity class M Icu=55kA @ 415V 3-pole, line protection TM240, ATAM, In=63A overload protection Ir=44A...63A short-circuit protection Ii=5...10 x In nut keeper kit | Lista Papel 2020 SI | 0 | 0
3VA1163-5EF32-0AB0 |  | 3VA1163-5EF32-0AB0 | 1 | UN | 1 | 10 | C | D | EAR99 | N | 85362010 | 1 | 4042949053439 | 0.96 | KG | 322.15 | 322.15 | LP17 | LP17 | circuit breaker 3VA1 IEC frame 160 breaking capacity class M Icu=55kA @ 415V 3-pole, line protection TM240, ATAM, In=63A overload protection Ir=44A...63A short-circuit protection Ii=5...10 x In nut keeper kit 2 auxiliary switches HP | - | 0 | 0
3VA1163-5EF32-0AC0 |  | 3VA1163-5EF32-0AC0 | 1 | UN | 1 | 10 | C | D | EAR99 | N | 85362010 | 1 | 4042949055525 | 0.96 | KG | 300.05 | 300.05 | LP17 | LP17 | circuit breaker 3VA1 IEC frame 160 breaking capacity class M Icu=55kA @ 415V 3-pole, line protection TM240, ATAM, In=63A overload protection Ir=44A...63A short-circuit protection Ii=5...10 x In nut keeper kit 2 auxiliary switches HQ | - | 0 | 0
3VA1163-5EF32-0AD0 |  | 3VA1163-5EF32-0AD0 | 1 | UN | 1 | 10 | C | D | EAR99 | N | 85362010 | 1 | 4042949057611 | 0.99 | KG | 322.15 | 322.15 | LP17 | LP17 | circuit breaker 3VA1 IEC frame 160 breaking capacity class M Icu=55kA @ 415V 3-pole, line protection TM240, ATAM, In=63A overload protection Ir=44A...63A short-circuit protection Ii=5...10 x In nut keeper kit 3 auxiliary switches HQ | - | 0 | 0
3VA1163-5EF32-0AE0 |  | 3VA1163-5EF32-0AE0 | 1 | UN | 1 | 10 | C | D | EAR99 | N | 85362010 | 1 | 4042949059707 | 1.02 | KG | 345.95 | 345.95 | LP17 | LP17 | circuit breaker 3VA1 IEC frame 160 breaking capacity class M Icu=55kA @ 415V 3-pole, line protection TM240, ATAM, In=63A overload protection Ir=44A...63A short-circuit protection Ii=5...10 x In nut keeper kit 4 auxiliary switches HQ | - | 0 | 0
3VA1163-5EF32-0AF0 |  | 3VA1163-5EF32-0AF0 | 1 | UN | 1 | 10 | C | D | EAR99 | N | 85362010 | 1 | 4042949061793 | 0.96 | KG | 300.05 | 300.05 | LP17 | LP17 | circuit breaker 3VA1 IEC frame 160 breaking capacity class M Icu=55kA @ 415V 3-pole, line protection TM240, ATAM, In=63A overload protection Ir=44A...63A short-circuit protection Ii=5...10 x In nut keeper kit 1 auxiliary switch HQ 1 trip alarm switch HQ | - | 0 | 0
3VA1163-5EF32-0AG0 |  | 3VA1163-5EF32-0AG0 | 1 | UN | 1 | 10 | C | D | EAR99 | N | 85362010 | 1 | 4042949063889 | 0.96 | KG | 322.15 | 322.15 | LP17 | LP17 | circuit breaker 3VA1 IEC frame 160 breaking capacity class M Icu=55kA @ 415V 3-pole, line protection TM240, ATAM, In=63A overload protection Ir=44A...63A short-circuit protection Ii=5...10 x In nut keeper kit 1 auxiliary switch HP 1 trip alarm switch HP | - | 0 | 0
3VA1163-5EF32-0AH0 |  | 3VA1163-5EF32-0AH0 | 1 | UN | 1 | 10 | C | D | EAR99 | N | 85362010 | 1 | 4042949065975 | 0.99 | KG | 322.15 | 322.15 | LP17 | LP17 | circuit breaker 3VA1 IEC frame 160 breaking capacity class M Icu=55kA @ 415V 3-pole, line protection TM240, ATAM, In=63A overload protection Ir=44A...63A short-circuit protection Ii=5...10 x In nut keeper kit 2 auxiliary switches HQ 1 trip alarm switch HQ | - | 0 | 0
3VA1163-5EF32-0BA0 |  | 3VA1163-5EF32-0BA0 | 1 | UN | 1 | 10 | C | D | EAR99 | N | 85362010 | 1 | 4042949040897 | 0.9 | KG | 362.1 | 362.1 | LP17 | LP17 | circuit breaker 3VA1 IEC frame 160 breaking capacity class M Icu=55kA @ 415V 3-pole, line protection TM240, ATAM, In=63A overload protection Ir=44A...63A short-circuit protection Ii=5...10 x In nut keeper kit undervoltage release (UVR) 24V DC | - | 0 | 0
3VA1163-5EF32-0BC0 |  | 3VA1163-5EF32-0BC0 | 1 | UN | 1 | 10 | C | D | EAR99 | N | 85362010 | 1 | 4042949068426 | 1.05 | KG | 408.85 | 408.85 | LP17 | LP17 | circuit breaker 3VA1 IEC frame 160 breaking capacity class M Icu=55kA @ 415V 3-pole, line protection TM240, ATAM, In=63A overload protection Ir=44A...63A short-circuit protection Ii=5...10 x In nut keeper kit undervoltage release (UVR) 24V DC 2 auxiliary switches HQ | - | 0 | 0
3VA1163-5EF32-0BH0 |  | 3VA1163-5EF32-0BH0 | 1 | UN | 1 | 10 | C | D | EAR99 | N | 85362010 | 1 | 4042949080961 | 1.05 | KG | 431.8 | 431.8 | LP17 | LP17 | circuit breaker 3VA1 IEC frame 160 breaking capacity class M Icu=55kA @ 415V 3-pole, line protection TM240, ATAM, In=63A overload protection Ir=44A...63A short-circuit protection Ii=5...10 x In nut keeper kit undervoltage release (UVR) 24V DC 2 auxiliary switches HQ 1 trip alarm switch HQ | - | 0 | 0
3VA1163-5EF32-0CA0 |  | 3VA1163-5EF32-0CA0 | 1 | UN | 1 | 10 | C | D | EAR99 | N | 85362010 | 1 | 4042949042983 | 0.9 | KG | 362.1 | 362.1 | LP17 | LP17 | circuit breaker 3VA1 IEC frame 160 breaking capacity class M Icu=55kA @ 415V 3-pole, line protection TM240, ATAM, In=63A overload protection Ir=44A...63A short-circuit protection Ii=5...10 x In nut keeper kit undervoltage release (UVR) 120-127V AC 50/60Hz | - | 0 | 0
3VA1163-5EF32-0CC0 |  | 3VA1163-5EF32-0CC0 | 1 | UN | 1 | 10 | C | D | EAR99 | N | 85362010 | 1 | 4042949070511 | 1.05 | KG | 408.85 | 408.85 | LP17 | LP17 | circuit breaker 3VA1 IEC frame 160 breaking capacity class M Icu=55kA @ 415V 3-pole, line protection TM240, ATAM, In=63A overload protection Ir=44A...63A short-circuit protection Ii=5...10 x In nut keeper kit undervoltage release (UVR) 120-127V AC 50/60Hz 2 auxiliary switches HQ | - | 0 | 0
3VA1163-5EF32-0CH0 |  | 3VA1163-5EF32-0CH0 | 1 | UN | 1 | 10 | C | D | EAR99 | N | 85362010 | 1 | 4042949083054 | 1.08 | KG | 431.8 | 431.8 | LP17 | LP17 | circuit breaker 3VA1 IEC frame 160 breaking capacity class M Icu=55kA @ 415V 3-pole, line protection TM240, ATAM, In=63A overload protection Ir=44A...63A short-circuit protection Ii=5...10 x In nut keeper kit undervoltage release (UVR) 120-127V AC 50/60Hz 2 auxiliary switches HQ 1 trip alarm switch HQ | - | 0 | 0
3VA1163-5EF32-0DA0 |  | 3VA1163-5EF32-0DA0 | 1 | UN | 1 | 10 | C | D | EAR99 | N | 85362010 | 1 | 4042949045076 | 0.9 | KG | 362.1 | 362.1 | LP17 | LP17 | circuit breaker 3VA1 IEC frame 160 breaking capacity class M Icu=55kA @ 415V 3-pole, line protection TM240, ATAM, In=63A overload protection Ir=44A...63A short-circuit protection Ii=5...10 x In nut keeper kit undervoltage release (UVR) 208-230V AC 50/60Hz | - | 0 | 0
3VA1163-5EF32-0DC0 |  | 3VA1163-5EF32-0DC0 | 1 | UN | 1 | 10 | C | D | EAR99 | N | 85362010 | 1 | 4042949072607 | 1.05 | KG | 408.85 | 408.85 | LP17 | LP17 | circuit breaker 3VA1 IEC frame 160 breaking capacity class M Icu=55kA @ 415V 3-pole, line protection TM240, ATAM, In=63A overload protection Ir=44A...63A short-circuit protection Ii=5...10 x In nut keeper kit undervoltage release (UVR) 208-230V AC 50/60Hz 2 auxiliary switches HQ | - | 0 | 0
3VA1163-5EF32-0DH0 |  | 3VA1163-5EF32-0DH0 | 1 | UN | 1 | 10 | C | D | EAR99 | N | 85362010 | 1 | 4042949085140 | 1.08 | KG | 431.8 | 431.8 | LP17 | LP17 | circuit breaker 3VA1 IEC frame 160 breaking capacity class M Icu=55kA @ 415V 3-pole, line protection TM240, ATAM, In=63A overload protection Ir=44A...63A short-circuit protection Ii=5...10 x In nut keeper kit undervoltage release (UVR) 208-230V AC 50/60Hz 2 auxiliary switches HQ 1 trip alarm switch HQ | - | 0 | 0
3VA1163-5EF32-0HA0 |  | 3VA1163-5EF32-0HA0 | 1 | UN | 1 | 10 | C | D | EAR99 | N | 85362010 | 1 | 4042949047162 | 0.9 | KG | 337.45 | 337.45 | LP17 | LP17 | circuit breaker 3VA1 IEC frame 160 breaking capacity class M Icu=55kA @ 415V 3-pole, line protection TM240, ATAM, In=63A overload protection Ir=44A...63A short-circuit protection Ii=5...10 x In nut keeper kit shunt trip (STL) 12-30V DC, 24V AC 50/60Hz | - | 0 | 0
3VA1163-5EF32-0HC0 |  | 3VA1163-5EF32-0HC0 | 1 | UN | 1 | 10 | C | D | EAR99 | N | 85362010 | 1 | 4042949074694 | 1.05 | KG | 383.35 | 383.35 | LP17 | LP17 | circuit breaker 3VA1 IEC frame 160 breaking capacity class M Icu=55kA @ 415V 3-pole, line protection TM240, ATAM, In=63A overload protection Ir=44A...63A short-circuit protection Ii=5...10 x In nut keeper kit shunt trip (STL) 12-30V DC, 24V AC 50/60Hz 2 auxiliary switches HQ | - | 0 | 0
3VA1163-5EF32-0HH0 |  | 3VA1163-5EF32-0HH0 | 1 | UN | 1 | 10 | C | D | EAR99 | N | 85362010 | 1 | 4042949087236 | 1.08 | KG | 408 | 408 | LP17 | LP17 | circuit breaker 3VA1 IEC frame 160 breaking capacity class M Icu=55kA @ 415V 3-pole, line protection TM240, ATAM, In=63A overload protection Ir=44A...63A short-circuit protection Ii=5...10 x In nut keeper kit shunt trip (STL) 12-30V DC, 24V AC 50/60Hz 2 auxiliary switches HQ 1 trip alarm switch HQ | - | 0 | 0
3VA1163-5EF32-0JA0 |  | 3VA1163-5EF32-0JA0 | 1 | UN | 1 | 10 | C | D | EAR99 | N | 85362010 | 1 | 4042949049258 | 0.9 | KG | 337.45 | 337.45 | LP17 | LP17 | circuit breaker 3VA1 IEC frame 160 breaking capacity class M Icu=55kA @ 415V 3-pole, line protection TM240, ATAM, In=63A overload protection Ir=44A...63A short-circuit protection Ii=5...10 x In nut keeper kit shunt trip (STL) 110-127V DC, AC 50/60Hz | - | 0 | 0
3VA1163-5EF32-0JC0 |  | 3VA1163-5EF32-0JC0 | 1 | UN | 1 | 10 | C | D | EAR99 | N | 85362010 | 1 | 4042949076780 | 1.05 | KG | 383.35 | 383.35 | LP17 | LP17 | circuit breaker 3VA1 IEC frame 160 breaking capacity class M Icu=55kA @ 415V 3-pole, line protection TM240, ATAM, In=63A overload protection Ir=44A...63A short-circuit protection Ii=5...10 x In nut keeper kit shunt trip (STL) 110-127V DC, AC 50/60Hz 2 auxiliary switches HQ | - | 0 | 0
3VA1163-5EF32-0JH0 |  | 3VA1163-5EF32-0JH0 | 1 | UN | 1 | 10 | C | D | EAR99 | N | 85362010 | 1 | 4042949089322 | 1.08 | KG | 408 | 408 | LP17 | LP17 | circuit breaker 3VA1 IEC frame 160 breaking capacity class M Icu=55kA @ 415V 3-pole, line protection TM240, ATAM, In=63A overload protection Ir=44A...63A short-circuit protection Ii=5...10 x In nut keeper kit shunt trip (STL) 110-127V DC, AC 50/60Hz 2 auxiliary switches HQ 1 trip alarm switch HQ | - | 0 | 0
3VA1163-5EF32-0KA0 |  | 3VA1163-5EF32-0KA0 | 1 | UN | 1 | 10 | C | D | EAR99 | N | 85362010 | 1 | 4042949051343 | 1.05 | KG | 337.45 | 337.45 | LP17 | LP17 | circuit breaker 3VA1 IEC frame 160 breaking capacity class M Icu=55kA @ 415V 3-pole, line protection TM240, ATAM, In=63A overload protection Ir=44A...63A short-circuit protection Ii=5...10 x In nut keeper kit shunt trip (STL) 220-250V DC, 208-277V AC | - | 0 | 0
3VA1163-5EF32-0KC0 |  | 3VA1163-5EF32-0KC0 | 1 | UN | 1 | 10 | C | D | EAR99 | N | 85362010 | 1 | 4042949078876 | 1.05 | KG | 383.35 | 383.35 | LP17 | LP17 | circuit breaker 3VA1 IEC frame 160 breaking capacity class M Icu=55kA @ 415V 3-pole, line protection TM240, ATAM, In=63A overload protection Ir=44A...63A short-circuit protection Ii=5...10 x In nut keeper kit shunt trip (STL) 220-250V DC, 208-277V AC 2 auxiliary switches HQ | - | 0 | 0
3VA1163-5EF32-0KH0 |  | 3VA1163-5EF32-0KH0 | 1 | UN | 1 | 10 | C | D | EAR99 | N | 85362010 | 1 | 4042949091417 | 1.08 | KG | 408 | 408 | LP17 | LP17 | circuit breaker 3VA1 IEC frame 160 breaking capacity class M Icu=55kA @ 415V 3-pole, line protection TM240, ATAM, In=63A overload protection Ir=44A...63A short-circuit protection Ii=5...10 x In nut keeper kit shunt trip (STL) 220-250V DC, 208-277V AC 2 auxiliary switches HQ 1 trip alarm switch HQ | - | 0 | 0
3VA1163-5EF36-0AA0 |  | 3VA1163-5EF36-0AA0 | 1 | UN | 1 | 2 | A | D | EAR99 | N | 85362010 | 1 | 4042948820544 | 1.035 | KG | 264.9 | 257.5 | LP17 | LP17 | circuit breaker 3VA1 IEC frame 160 breaking capacity class M Icu=55kA @ 415V 3-pole, line protection TM240, ATAM, In=63A overload protection Ir=44A...63A short-circuit protection Ii=5...10 x In clamp connection | Lista Papel 2020 SI | 0 | 0
3VA1163-5EF36-0AB0 |  | 3VA1163-5EF36-0AB0 | 1 | UN | 1 | 10 | C | D | EAR99 | N | 85362010 | 1 | 4042949053422 | 0.96 | KG | 344.25 | 344.25 | LP17 | LP17 | circuit breaker 3VA1 IEC frame 160 breaking capacity class M Icu=55kA @ 415V 3-pole, line protection TM240, ATAM, In=63A overload protection Ir=44A...63A short-circuit protection Ii=5...10 x In clamp connection 2 auxiliary switches HP | - | 0 | 0
3VA1163-5EF36-0AC0 |  | 3VA1163-5EF36-0AC0 | 1 | UN | 1 | 10 | C | D | EAR99 | N | 85362010 | 1 | 4042949055518 | 0.96 | KG | 320.45 | 320.45 | LP17 | LP17 | circuit breaker 3VA1 IEC frame 160 breaking capacity class M Icu=55kA @ 415V 3-pole, line protection TM240, ATAM, In=63A overload protection Ir=44A...63A short-circuit protection Ii=5...10 x In clamp connection 2 auxiliary switches HQ | - | 0 | 0
3VA1163-5EF36-0AD0 |  | 3VA1163-5EF36-0AD0 | 1 | UN | 1 | 10 | C | D | EAR99 | N | 85362010 | 1 | 4042949057604 | 0.99 | KG | 344.25 | 344.25 | LP17 | LP17 | circuit breaker 3VA1 IEC frame 160 breaking capacity class M Icu=55kA @ 415V 3-pole, line protection TM240, ATAM, In=63A overload protection Ir=44A...63A short-circuit protection Ii=5...10 x In clamp connection 3 auxiliary switches HQ | - | 0 | 0
3VA1163-5EF36-0AE0 |  | 3VA1163-5EF36-0AE0 | 1 | UN | 1 | 10 | C | D | EAR99 | N | 85362010 | 1 | 4042949059691 | 1.02 | KG | 368.9 | 368.9 | LP17 | LP17 | circuit breaker 3VA1 IEC frame 160 breaking capacity class M Icu=55kA @ 415V 3-pole, line protection TM240, ATAM, In=63A overload protection Ir=44A...63A short-circuit protection Ii=5...10 x In clamp connection 4 auxiliary switches HQ | - | 0 | 0
3VA1163-5EF36-0AF0 |  | 3VA1163-5EF36-0AF0 | 1 | UN | 1 | 10 | C | D | EAR99 | N | 85362010 | 1 | 4042949061786 | 0.96 | KG | 320.45 | 320.45 | LP17 | LP17 | circuit breaker 3VA1 IEC frame 160 breaking capacity class M Icu=55kA @ 415V 3-pole, line protection TM240, ATAM, In=63A overload protection Ir=44A...63A short-circuit protection Ii=5...10 x In clamp connection 1 auxiliary switch HQ 1 trip alarm switch HQ | - | 0 | 0
3VA1163-5EF36-0AG0 |  | 3VA1163-5EF36-0AG0 | 1 | UN | 1 | 10 | C | D | EAR99 | N | 85362010 | 1 | 4042949063872 | 0.96 | KG | 344.25 | 344.25 | LP17 | LP17 | circuit breaker 3VA1 IEC frame 160 breaking capacity class M Icu=55kA @ 415V 3-pole, line protection TM240, ATAM, In=63A overload protection Ir=44A...63A short-circuit protection Ii=5...10 x In clamp connection 1 auxiliary switch HP 1 trip alarm switch HP | - | 0 | 0
3VA1163-5EF36-0AH0 |  | 3VA1163-5EF36-0AH0 | 1 | UN | 1 | 10 | C | D | EAR99 | N | 85362010 | 1 | 4042949065968 | 0.99 | KG | 344.25 | 344.25 | LP17 | LP17 | circuit breaker 3VA1 IEC frame 160 breaking capacity class M Icu=55kA @ 415V 3-pole, line protection TM240, ATAM, In=63A overload protection Ir=44A...63A short-circuit protection Ii=5...10 x In clamp connection 2 auxiliary switches HQ 1 trip alarm switch HQ | - | 0 | 0
3VA1163-5EF36-0BA0 |  | 3VA1163-5EF36-0BA0 | 1 | UN | 1 | 10 | C | D | EAR99 | N | 85362010 | 1 | 4042949040880 | 0.9 | KG | 383.35 | 383.35 | LP17 | LP17 | circuit breaker 3VA1 IEC frame 160 breaking capacity class M Icu=55kA @ 415V 3-pole, line protection TM240, ATAM, In=63A overload protection Ir=44A...63A short-circuit protection Ii=5...10 x In clamp connection undervoltage release (UVR) 24V DC | - | 0 | 0
3VA1163-5EF36-0BC0 |  | 3VA1163-5EF36-0BC0 | 1 | UN | 1 | 10 | C | D | EAR99 | N | 85362010 | 1 | 4042949068419 | 1.05 | KG | 430.1 | 430.1 | LP17 | LP17 | circuit breaker 3VA1 IEC frame 160 breaking capacity class M Icu=55kA @ 415V 3-pole, line protection TM240, ATAM, In=63A overload protection Ir=44A...63A short-circuit protection Ii=5...10 x In clamp connection undervoltage release (UVR) 24V DC 2 auxiliary switches HQ | - | 0 | 0
3VA1163-5EF36-0BH0 |  | 3VA1163-5EF36-0BH0 | 1 | UN | 1 | 10 | C | D | EAR99 | N | 85362010 | 1 | 4042949080954 | 1.05 | KG | 453.9 | 453.9 | LP17 | LP17 | circuit breaker 3VA1 IEC frame 160 breaking capacity class M Icu=55kA @ 415V 3-pole, line protection TM240, ATAM, In=63A overload protection Ir=44A...63A short-circuit protection Ii=5...10 x In clamp connection undervoltage release (UVR) 24V DC 2 auxiliary switches HQ 1 trip alarm switch HQ | - | 0 | 0
3VA1163-5EF36-0CA0 |  | 3VA1163-5EF36-0CA0 | 1 | UN | 1 | 10 | C | D | EAR99 | N | 85362010 | 1 | 4042949042976 | 0.9 | KG | 383.35 | 383.35 | LP17 | LP17 | circuit breaker 3VA1 IEC frame 160 breaking capacity class M Icu=55kA @ 415V 3-pole, line protection TM240, ATAM, In=63A overload protection Ir=44A...63A short-circuit protection Ii=5...10 x In clamp connection undervoltage release (UVR) 120-127V AC 50/60Hz | - | 0 | 0
3VA1163-5EF36-0CC0 |  | 3VA1163-5EF36-0CC0 | 1 | UN | 1 | 10 | C | D | EAR99 | N | 85362010 | 1 | 4042949070504 | 1.05 | KG | 430.1 | 430.1 | LP17 | LP17 | circuit breaker 3VA1 IEC frame 160 breaking capacity class M Icu=55kA @ 415V 3-pole, line protection TM240, ATAM, In=63A overload protection Ir=44A...63A short-circuit protection Ii=5...10 x In clamp connection undervoltage release (UVR) 120-127V AC 50/60Hz 2 auxiliary switches HQ | - | 0 | 0
3VA1163-5EF36-0CH0 |  | 3VA1163-5EF36-0CH0 | 1 | UN | 1 | 10 | C | D | EAR99 | N | 85362010 | 1 | 4042949083047 | 1.08 | KG | 453.9 | 453.9 | LP17 | LP17 | circuit breaker 3VA1 IEC frame 160 breaking capacity class M Icu=55kA @ 415V 3-pole, line protection TM240, ATAM, In=63A overload protection Ir=44A...63A short-circuit protection Ii=5...10 x In clamp connection undervoltage release (UVR) 120-127V AC 50/60Hz 2 auxiliary switches HQ 1 trip alarm switch HQ | - | 0 | 0
3VA1163-5EF36-0DA0 |  | 3VA1163-5EF36-0DA0 | 1 | UN | 1 | 10 | C | D | EAR99 | N | 85362010 | 1 | 4042949045069 | 0.9 | KG | 383.35 | 383.35 | LP17 | LP17 | circuit breaker 3VA1 IEC frame 160 breaking capacity class M Icu=55kA @ 415V 3-pole, line protection TM240, ATAM, In=63A overload protection Ir=44A...63A short-circuit protection Ii=5...10 x In clamp connection undervoltage release (UVR) 208-230V AC 50/60Hz | - | 0 | 0
3VA1163-5EF36-0DC0 |  | 3VA1163-5EF36-0DC0 | 1 | UN | 1 | 10 | C | D | EAR99 | N | 85362010 | 1 | 4042949072591 | 1.05 | KG | 430.1 | 430.1 | LP17 | LP17 | circuit breaker 3VA1 IEC frame 160 breaking capacity class M Icu=55kA @ 415V 3-pole, line protection TM240, ATAM, In=63A overload protection Ir=44A...63A short-circuit protection Ii=5...10 x In clamp connection undervoltage release (UVR) 208-230V AC 50/60Hz 2 auxiliary switches HQ | - | 0 | 0
3VA1163-5EF36-0DH0 |  | 3VA1163-5EF36-0DH0 | 1 | UN | 1 | 10 | C | D | EAR99 | N | 85362010 | 1 | 4042949085133 | 1.08 | KG | 453.9 | 453.9 | LP17 | LP17 | circuit breaker 3VA1 IEC frame 160 breaking capacity class M Icu=55kA @ 415V 3-pole, line protection TM240, ATAM, In=63A overload protection Ir=44A...63A short-circuit protection Ii=5...10 x In clamp connection undervoltage release (UVR) 208-230V AC 50/60Hz 2 auxiliary switches HQ 1 trip alarm switch HQ | - | 0 | 0
3VA1163-5EF36-0HA0 |  | 3VA1163-5EF36-0HA0 | 1 | UN | 1 | 10 | C | D | EAR99 | N | 85362010 | 1 | 4042949047155 | 0.9 | KG | 358.7 | 358.7 | LP17 | LP17 | circuit breaker 3VA1 IEC frame 160 breaking capacity class M Icu=55kA @ 415V 3-pole, line protection TM240, ATAM, In=63A overload protection Ir=44A...63A short-circuit protection Ii=5...10 x In clamp connection shunt trip (STL) 12-30V DC, 24V AC 50/60Hz | - | 0 | 0
3VA1163-5EF36-0HC0 |  | 3VA1163-5EF36-0HC0 | 1 | UN | 1 | 10 | C | D | EAR99 | N | 85362010 | 1 | 4042949074687 | 1.05 | KG | 405.45 | 405.45 | LP17 | LP17 | circuit breaker 3VA1 IEC frame 160 breaking capacity class M Icu=55kA @ 415V 3-pole, line protection TM240, ATAM, In=63A overload protection Ir=44A...63A short-circuit protection Ii=5...10 x In clamp connection shunt trip (STL) 12-30V DC, 24V AC 50/60Hz 2 auxiliary switches HQ | - | 0 | 0
3VA1163-5EF36-0HH0 |  | 3VA1163-5EF36-0HH0 | 1 | UN | 1 | 10 | C | D | EAR99 | N | 85362010 | 1 | 4042949087229 | 1.08 | KG | 429.25 | 429.25 | LP17 | LP17 | circuit breaker 3VA1 IEC frame 160 breaking capacity class M Icu=55kA @ 415V 3-pole, line protection TM240, ATAM, In=63A overload protection Ir=44A...63A short-circuit protection Ii=5...10 x In clamp connection shunt trip (STL) 12-30V DC, 24V AC 50/60Hz 2 auxiliary switches HQ 1 trip alarm switch HQ | - | 0 | 0
3VA1163-5EF36-0JA0 |  | 3VA1163-5EF36-0JA0 | 1 | UN | 1 | 10 | C | D | EAR99 | N | 85362010 | 1 | 4042949049241 | 0.9 | KG | 358.7 | 358.7 | LP17 | LP17 | circuit breaker 3VA1 IEC frame 160 breaking capacity class M Icu=55kA @ 415V 3-pole, line protection TM240, ATAM, In=63A overload protection Ir=44A...63A short-circuit protection Ii=5...10 x In clamp connection shunt trip (STL) 110-127V DC, AC 50/60Hz | - | 0 | 0
3VA1163-5EF36-0JC0 |  | 3VA1163-5EF36-0JC0 | 1 | UN | 1 | 10 | C | D | EAR99 | N | 85362010 | 1 | 4042949076773 | 1.05 | KG | 405.45 | 405.45 | LP17 | LP17 | circuit breaker 3VA1 IEC frame 160 breaking capacity class M Icu=55kA @ 415V 3-pole, line protection TM240, ATAM, In=63A overload protection Ir=44A...63A short-circuit protection Ii=5...10 x In clamp connection shunt trip (STL) 110-127V DC, AC 50/60Hz 2 auxiliary switches HQ | - | 0 | 0
3VA1163-5EF36-0JH0 |  | 3VA1163-5EF36-0JH0 | 1 | UN | 1 | 10 | C | D | EAR99 | N | 85362010 | 1 | 4042949089315 | 1.08 | KG | 429.25 | 429.25 | LP17 | LP17 | circuit breaker 3VA1 IEC frame 160 breaking capacity class M Icu=55kA @ 415V 3-pole, line protection TM240, ATAM, In=63A overload protection Ir=44A...63A short-circuit protection Ii=5...10 x In clamp connection shunt trip (STL) 110-127V DC, AC 50/60Hz 2 auxiliary switches HQ 1 trip alarm switch HQ | - | 0 | 0
3VA1163-5EF36-0KA0 |  | 3VA1163-5EF36-0KA0 | 1 | UN | 1 | 10 | C | D | EAR99 | N | 85362010 | 1 | 4042949051336 | 1.05 | KG | 358.7 | 358.7 | LP17 | LP17 | circuit breaker 3VA1 IEC frame 160 breaking capacity class M Icu=55kA @ 415V 3-pole, line protection TM240, ATAM, In=63A overload protection Ir=44A...63A short-circuit protection Ii=5...10 x In clamp connection shunt trip (STL) 220-250V DC, 208-277V AC | - | 0 | 0
3VA1163-5EF36-0KC0 |  | 3VA1163-5EF36-0KC0 | 1 | UN | 1 | 10 | C | D | EAR99 | N | 85362010 | 1 | 4042949078869 | 1.05 | KG | 405.45 | 405.45 | LP17 | LP17 | circuit breaker 3VA1 IEC frame 160 breaking capacity class M Icu=55kA @ 415V 3-pole, line protection TM240, ATAM, In=63A overload protection Ir=44A...63A short-circuit protection Ii=5...10 x In clamp connection shunt trip (STL) 220-250V DC, 208-277V AC 2 auxiliary switches HQ | - | 0 | 0
3VA1163-5EF36-0KH0 |  | 3VA1163-5EF36-0KH0 | 1 | UN | 1 | 10 | C | D | EAR99 | N | 85362010 | 1 | 4042949091400 | 1.08 | KG | 429.25 | 429.25 | LP17 | LP17 | circuit breaker 3VA1 IEC frame 160 breaking capacity class M Icu=55kA @ 415V 3-pole, line protection TM240, ATAM, In=63A overload protection Ir=44A...63A short-circuit protection Ii=5...10 x In clamp connection shunt trip (STL) 220-250V DC, 208-277V AC 2 auxiliary switches HQ 1 trip alarm switch HQ | - | 0 | 0
3VA1163-5EF42-0AA0 |  | 3VA1163-5EF42-0AA0 | 1 | UN | 1 | 5 | B | D | EAR99 | N | 85362010 | 1 | 4042948809204 | 1.196 | KG | 317.3 | 308.3 | LP17 | LP17 | circuit breaker 3VA1 IEC frame 160 breaking capacity class M Icu=55kA @ 415V 4-pole, line protection TM240, ATAM, In=63A overload protection Ir=44A...63A short-circuit protection Ii=5...10 x In N conductor unprotected nut keeper kit | Lista Papel 2020 SI | 0 | 0
3VA1163-5EF42-0AC0 |  | 3VA1163-5EF42-0AC0 | 1 | UN | 1 | 10 | C | D | EAR99 | N | 85362010 | 1 | 4042949327479 | 1.242 | KG | 374.85 | 374.85 | LP17 | LP17 | circuit breaker 3VA1 IEC frame 160 breaking capacity class M Icu=55kA @ 415V 4-pole, line protection TM240, ATAM, In=63A overload protection Ir=44A...63A short-circuit protection Ii=5...10 x In N conductor unprotected nut keeper kit circuit breaker 3VA1 IEC frame 160 breaking capacity class M Icu=55kA @ 415V 4-pole, line protection TM240, ATAM, In=63A overload protection Ir=44A...63A short-circuit 2 AUXILIARY SWITCH CHANGEOVER H |  | 0 | 0
3VA1163-5EF46-0AA0 |  | 3VA1163-5EF46-0AA0 | 1 | UN | 1 | 5 | B | D | EAR99 | N | 85362010 | 1 | 4042948820988 | 1.27 | KG | 345.2 | 335.4 | LP17 | LP17 | circuit breaker 3VA1 IEC frame 160 breaking capacity class M Icu=55kA @ 415V 4-pole, line protection TM240, ATAM, In=63A overload protection Ir=44A...63A short-circuit protection Ii=5...10 x In N conductor unprotected clamp connection | Lista Papel 2020 SI | 0 | 0
3VA1163-5GD42-0AA0 |  | 3VA1163-5GD42-0AA0 | 1 | UN | 1 | 5 | B | D | EAR99 | N | 85362010 | 1 | 4042948831786 | 1.2 | KG | 294.4 | 286.2 | LP17 | LP17 | circuit breaker 3VA1 IEC frame 160 breaking capacity class M Icu=55kA @ 415V 4-pole, line protection TM210, FTFM, In=63A overload protection Ir=63A fixed short-circuit protection Ii=10 x In N conductor protection 100% nut keeper kit | Lista Papel 2020 SI | 0 | 0
3VA1163-5GD46-0AA0 |  | 3VA1163-5GD46-0AA0 | 1 | UN | 1 | 5 | B | D | EAR99 | N | 85362010 | 1 | 4042948825204 | 1.17 | KG | 323.9 | 314.9 | LP17 | LP17 | circuit breaker 3VA1 IEC frame 160 breaking capacity class M Icu=55kA @ 415V 4-pole, line protection TM210, FTFM, In=63A overload protection Ir=63A fixed short-circuit protection Ii=10 x In N conductor protection 100% clamp connection | Lista Papel 2020 SI | 0 | 0
3VA1163-5GE42-0AA0 |  | 3VA1163-5GE42-0AA0 | 1 | UN | 1 | 2 | A | D | EAR99 | N | 85362010 | 1 | 4042948831779 | 1.218 | KG | 300.9 | 292.7 | LP17 | LP17 | circuit breaker 3VA1 IEC frame 160 breaking capacity class M Icu=55kA @ 415V 4-pole, line protection TM220, ATFM, In=63A overload protection Ir=44A...63A short-circuit protection Ii=10 x In N conductor protection 100% nut keeper kit | Lista Papel 2020 SI | 0 | 0
3VA1163-5GE46-0AA0 |  | 3VA1163-5GE46-0AA0 | 1 | UN | 1 | 5 | B | D | EAR99 | N | 85362010 | 1 | 4042948825211 | 1.306 | KG | 328.8 | 319.8 | LP17 | LP17 | circuit breaker 3VA1 IEC frame 160 breaking capacity class M Icu=55kA @ 415V 4-pole, line protection TM220, ATFM, In=63A overload protection Ir=44A...63A short-circuit protection Ii=10 x In N conductor protection 100% clamp connection | Lista Papel 2020 SI | 0 | 0
3VA1163-5GF42-0AA0 |  | 3VA1163-5GF42-0AA0 | 1 | UN | 1 | 2 | A | D | EAR99 | N | 85362010 | 1 | 4042948831762 | 1.22 | KG | 317.3 | 308.3 | LP17 | LP17 | circuit breaker 3VA1 IEC frame 160 breaking capacity class M Icu=55kA @ 415V 4-pole, line protection TM240, ATAM, In=63A overload protection Ir=44A...63A short-circuit protection Ii=5...10 x In N conductor protection 100% nut keeper kit | Lista Papel 2020 SI | 0 | 0
3VA1163-5GF42-0AH0 |  | 3VA1163-5GF42-0AH0 | 1 | UN | 1 | 10 | C | D | EAR99 | N | 85362010 | 1 | 4042949321095 | 1.276 | KG | 397.8 | 397.8 | LP17 | LP17 | circuit breaker 3VA1 IEC frame 160 breaking capacity class M Icu=55kA @ 415V 4-pole, line protection TM240, ATAM, In=63A overload protection Ir=44A...63A short-circuit protection Ii=5...10 x In N conductor protection 100% nut keeper kit 2 auxiliary switches HQ 1 trip alarm switch HQ | - | 0 | 0
3VA1163-5GF46-0AA0 |  | 3VA1163-5GF46-0AA0 | 1 | UN | 1 | 5 | B | D | EAR99 | N | 85362010 | 1 | 4042948824504 | 1.17 | KG | 345.2 | 335.4 | LP17 | LP17 | circuit breaker 3VA1 IEC frame 160 breaking capacity class M Icu=55kA @ 415V 4-pole, line protection TM240, ATAM, In=63A overload protection Ir=44A...63A short-circuit protection Ii=5...10 x In N conductor protection 100% clamp connection | Lista Papel 2020 SI | 0 | 0
3VA1163-5MH32-0AA0 |  | 3VA1163-5MH32-0AA0 | 1 | UN | 1 | 2 | A | D | EAR99 | N | 85362010 | 1 | 4042948828212 | 932 | G | 243.5 | 237 | LP17 | LP17 | circuit breaker 3VA1 IEC frame 160 breaking capacity class M Icu=55kA @ 415V 3-pole, starter protection TM120M, AM, In=63A without overload protection short-circuit protection Ii=7...16 x In nut keeper kit | Lista Papel 2020 SI | 0 | 0
3VA1163-5MH32-0AB0 |  | 3VA1163-5MH32-0AB0 | 1 | UN | 1 | 10 | C | D | EAR99 | N | 85362010 | 1 | 4042949053057 | 0.96 | KG | 322.15 | 322.15 | LP17 | LP17 | circuit breaker 3VA1 IEC frame 160 breaking capacity class M Icu=55kA @ 415V 3-pole, starter protection TM120M, AM, In=63A without overload protection short-circuit protection Ii=5...15 x In nut keeper kit 2 auxiliary switches HP | - | 0 | 0
3VA1163-5MH32-0AC0 |  | 3VA1163-5MH32-0AC0 | 1 | UN | 1 | 10 | C | D | EAR99 | N | 85362010 | 1 | 4042949055143 | 0.96 | KG | 300.05 | 300.05 | LP17 | LP17 | circuit breaker 3VA1 IEC frame 160 breaking capacity class M Icu=55kA @ 415V 3-pole, starter protection TM120M, AM, In=63A without overload protection short-circuit protection Ii=5...15 x In nut keeper kit 2 auxiliary switches HQ | - | 0 | 0
3VA1163-5MH32-0AD0 |  | 3VA1163-5MH32-0AD0 | 1 | UN | 1 | 10 | C | D | EAR99 | N | 85362010 | 1 | 4042949057239 | 0.99 | KG | 322.15 | 322.15 | LP17 | LP17 | circuit breaker 3VA1 IEC frame 160 breaking capacity class M Icu=55kA @ 415V 3-pole, starter protection TM120M, AM, In=63A without overload protection short-circuit protection Ii=5...15 x In nut keeper kit 3 auxiliary switches HQ | - | 0 | 0
3VA1163-5MH32-0AE0 |  | 3VA1163-5MH32-0AE0 | 1 | UN | 1 | 10 | C | D | EAR99 | N | 85362010 | 1 | 4042949059325 | 1.02 | KG | 345.95 | 345.95 | LP17 | LP17 | circuit breaker 3VA1 IEC frame 160 breaking capacity class M Icu=55kA @ 415V 3-pole, starter protection TM120M, AM, In=63A without overload protection short-circuit protection Ii=5...15 x In nut keeper kit 4 auxiliary switches HQ | - | 0 | 0
3VA1163-5MH32-0AF0 |  | 3VA1163-5MH32-0AF0 | 1 | UN | 1 | 10 | C | D | EAR99 | N | 85362010 | 1 | 4042949061410 | 0.96 | KG | 300.05 | 300.05 | LP17 | LP17 | circuit breaker 3VA1 IEC frame 160 breaking capacity class M Icu=55kA @ 415V 3-pole, starter protection TM120M, AM, In=63A without overload protection short-circuit protection Ii=5...15 x In nut keeper kit 1 auxiliary switch HQ 1 trip alarm switch HQ | - | 0 | 0
3VA1163-5MH32-0AG0 |  | 3VA1163-5MH32-0AG0 | 1 | UN | 1 | 10 | C | D | EAR99 | N | 85362010 | 1 | 4042949063506 | 0.96 | KG | 322.15 | 322.15 | LP17 | LP17 | circuit breaker 3VA1 IEC frame 160 breaking capacity class M Icu=55kA @ 415V 3-pole, starter protection TM120M, AM, In=63A without overload protection short-circuit protection Ii=5...15 x In nut keeper kit 1 auxiliary switch HP 1 trip alarm switch HP | - | 0 | 0
3VA1163-5MH32-0AH0 |  | 3VA1163-5MH32-0AH0 | 1 | UN | 1 | 10 | C | D | EAR99 | N | 85362010 | 1 | 4042949065593 | 0.99 | KG | 322.15 | 322.15 | LP17 | LP17 | circuit breaker 3VA1 IEC frame 160 breaking capacity class M Icu=55kA @ 415V 3-pole, starter protection TM120M, AM, In=63A without overload protection short-circuit protection Ii=5...15 x In nut keeper kit 2 auxiliary switches HQ 1 trip alarm switch HQ | - | 0 | 0
3VA1163-5MH32-0BA0 |  | 3VA1163-5MH32-0BA0 | 1 | UN | 1 | 10 | C | D | EAR99 | N | 85362010 | 1 | 4042949040514 | 0.9 | KG | 362.1 | 362.1 | LP17 | LP17 | circuit breaker 3VA1 IEC frame 160 breaking capacity class M Icu=55kA @ 415V 3-pole, starter protection TM120M, AM, In=63A without overload protection short-circuit protection Ii=5...15 x In nut keeper kit undervoltage release (UVR) 24V DC | - | 0 | 0
3VA1163-5MH32-0BC0 |  | 3VA1163-5MH32-0BC0 | 1 | UN | 1 | 10 | C | D | EAR99 | N | 85362010 | 1 | 4042949068044 | 1.05 | KG | 408.85 | 408.85 | LP17 | LP17 | circuit breaker 3VA1 IEC frame 160 breaking capacity class M Icu=55kA @ 415V 3-pole, starter protection TM120M, AM, In=63A without overload protection short-circuit protection Ii=5...15 x In nut keeper kit undervoltage release (UVR) 24V DC 2 auxiliary switches HQ | - | 0 | 0
3VA1163-5MH32-0BH0 |  | 3VA1163-5MH32-0BH0 | 1 | UN | 1 | 10 | C | D | EAR99 | N | 85362010 | 1 | 4042949080589 | 1.05 | KG | 431.8 | 431.8 | LP17 | LP17 | circuit breaker 3VA1 IEC frame 160 breaking capacity class M Icu=55kA @ 415V 3-pole, starter protection TM120M, AM, In=63A without overload protection short-circuit protection Ii=5...15 x In nut keeper kit undervoltage release (UVR) 24V DC 2 auxiliary switches HQ 1 trip alarm switch HQ | - | 0 | 0
3VA1163-5MH32-0CA0 |  | 3VA1163-5MH32-0CA0 | 1 | UN | 1 | 10 | C | D | EAR99 | N | 85362010 | 1 | 4042949042600 | 0.9 | KG | 362.1 | 362.1 | LP17 | LP17 | circuit breaker 3VA1 IEC frame 160 breaking capacity class M Icu=55kA @ 415V 3-pole, starter protection TM120M, AM, In=63A without overload protection short-circuit protection Ii=5...15 x In nut keeper kit undervoltage release (UVR) 120-127V AC 50/60Hz | - | 0 | 0
3VA1163-5MH32-0CC0 |  | 3VA1163-5MH32-0CC0 | 1 | UN | 1 | 10 | C | D | EAR99 | N | 85362010 | 1 | 4042949070139 | 1.05 | KG | 408.85 | 408.85 | LP17 | LP17 | circuit breaker 3VA1 IEC frame 160 breaking capacity class M Icu=55kA @ 415V 3-pole, starter protection TM120M, AM, In=63A without overload protection short-circuit protection Ii=5...15 x In nut keeper kit undervoltage release (UVR) 120-127V AC 50/60Hz 2 auxiliary switches HQ | - | 0 | 0
3VA1163-5MH32-0CH0 |  | 3VA1163-5MH32-0CH0 | 1 | UN | 1 | 10 | C | D | EAR99 | N | 85362010 | 1 | 4042949082675 | 1.08 | KG | 431.8 | 431.8 | LP17 | LP17 | circuit breaker 3VA1 IEC frame 160 breaking capacity class M Icu=55kA @ 415V 3-pole, starter protection TM120M, AM, In=63A without overload protection short-circuit protection Ii=5...15 x In nut keeper kit undervoltage release (UVR) 120-127V AC 50/60Hz 2 auxiliary switches HQ 1 trip alarm switch HQ | - | 0 | 0
3VA1163-5MH32-0DA0 |  | 3VA1163-5MH32-0DA0 | 1 | UN | 1 | 10 | C | D | EAR99 | N | 85362010 | 1 | 4042949044697 | 0.9 | KG | 362.1 | 362.1 | LP17 | LP17 | circuit breaker 3VA1 IEC frame 160 breaking capacity class M Icu=55kA @ 415V 3-pole, starter protection TM120M, AM, In=63A without overload protection short-circuit protection Ii=5...15 x In nut keeper kit undervoltage release (UVR) 208-230V AC 50/60Hz | - | 0 | 0
3VA1163-5MH32-0DC0 |  | 3VA1163-5MH32-0DC0 | 1 | UN | 1 | 10 | C | D | EAR99 | N | 85362010 | 1 | 4042949072225 | 1.05 | KG | 408.85 | 408.85 | LP17 | LP17 | circuit breaker 3VA1 IEC frame 160 breaking capacity class M Icu=55kA @ 415V 3-pole, starter protection TM120M, AM, In=63A without overload protection short-circuit protection Ii=5...15 x In nut keeper kit undervoltage release (UVR) 208-230V AC 50/60Hz 2 auxiliary switches HQ | - | 0 | 0
3VA1163-5MH32-0DH0 |  | 3VA1163-5MH32-0DH0 | 1 | UN | 1 | 10 | C | D | EAR99 | N | 85362010 | 1 | 4042949084761 | 1.08 | KG | 431.8 | 431.8 | LP17 | LP17 | circuit breaker 3VA1 IEC frame 160 breaking capacity class M Icu=55kA @ 415V 3-pole, starter protection TM120M, AM, In=63A without overload protection short-circuit protection Ii=5...15 x In nut keeper kit undervoltage release (UVR) 208-230V AC 50/60Hz 2 auxiliary switches HQ 1 trip alarm switch HQ | - | 0 | 0
3VA1163-5MH32-0HA0 |  | 3VA1163-5MH32-0HA0 | 1 | UN | 1 | 10 | C | D | EAR99 | N | 85362010 | 1 | 4042949046783 | 0.9 | KG | 337.45 | 337.45 | LP17 | LP17 | circuit breaker 3VA1 IEC frame 160 breaking capacity class M Icu=55kA @ 415V 3-pole, starter protection TM120M, AM, In=63A without overload protection short-circuit protection Ii=5...15 x In nut keeper kit shunt trip (STL) 12-30 V DC; 24 V AC 50/60 Hz | - | 0 | 0
3VA1163-5MH32-0HC0 |  | 3VA1163-5MH32-0HC0 | 1 | UN | 1 | 10 | C | D | EAR99 | N | 85362010 | 1 | 4042949074311 | 1.05 | KG | 383.35 | 383.35 | LP17 | LP17 | circuit breaker 3VA1 IEC frame 160 breaking capacity class M Icu=55kA @ 415V 3-pole, starter protection TM120M, AM, In=63A without overload protection short-circuit protection Ii=5...15 x In nut keeper kit shunt trip (STL) 12-30 V DC; 24 V AC 50/60 Hz 2 auxiliary switches HQ | - | 0 | 0
3VA1163-5MH32-0HH0 |  | 3VA1163-5MH32-0HH0 | 1 | UN | 1 | 10 | C | D | EAR99 | N | 85362010 | 1 | 4042949086857 | 1.08 | KG | 408 | 408 | LP17 | LP17 | circuit breaker 3VA1 IEC frame 160 breaking capacity class M Icu=55kA @ 415V 3-pole, starter protection TM120M, AM, In=63A without overload protection short-circuit protection Ii=5...15 x In nut keeper kit shunt trip (STL) 12-30 V DC; 24 V AC 50/60 Hz 2 auxiliary switches HQ 1 trip alarm switch HQ | - | 0 | 0
3VA1163-5MH32-0JA0 |  | 3VA1163-5MH32-0JA0 | 1 | UN | 1 | 10 | C | D | EAR99 | N | 85362010 | 1 | 4042949048879 | 0.9 | KG | 337.45 | 337.45 | LP17 | LP17 | circuit breaker 3VA1 IEC frame 160 breaking capacity class M Icu=55kA @ 415V 3-pole, starter protection TM120M, AM, In=63A without overload protection short-circuit protection Ii=5...15 x In nut keeper kit shunt trip (STL) 110-127V DC, AC 50/60Hz | - | 0 | 0
3VA1163-5MH32-0JC0 |  | 3VA1163-5MH32-0JC0 | 1 | UN | 1 | 10 | C | D | EAR99 | N | 85362010 | 1 | 4042949076407 | 1.05 | KG | 383.35 | 383.35 | LP17 | LP17 | circuit breaker 3VA1 IEC frame 160 breaking capacity class M Icu=55kA @ 415V 3-pole, starter protection TM120M, AM, In=63A without overload protection short-circuit protection Ii=5...15 x In nut keeper kit shunt trip (STL) 110-127V DC, AC 50/60Hz 2 auxiliary switches HQ | - | 0 | 0
3VA1163-5MH32-0JH0 |  | 3VA1163-5MH32-0JH0 | 1 | UN | 1 | 10 | C | D | EAR99 | N | 85362010 | 1 | 4042949088943 | 1.08 | KG | 408 | 408 | LP17 | LP17 | circuit breaker 3VA1 IEC frame 160 breaking capacity class M Icu=55kA @ 415V 3-pole, starter protection TM120M, AM, In=63A without overload protection short-circuit protection Ii=5...15 x In nut keeper kit shunt trip (STL) 110-127V DC, AC 50/60Hz 2 auxiliary switches HQ 1 trip alarm switch HQ | - | 0 | 0
3VA1163-5MH32-0KA0 |  | 3VA1163-5MH32-0KA0 | 1 | UN | 1 | 10 | C | D | EAR99 | N | 85362010 | 1 | 4042949050964 | 1.05 | KG | 337.45 | 337.45 | LP17 | LP17 | circuit breaker 3VA1 IEC frame 160 breaking capacity class M Icu=55kA @ 415V 3-pole, starter protection TM120M, AM, In=63A without overload protection short-circuit protection Ii=5...15 x In nut keeper kit shunt trip (STL) 220-250 V DC; 208-277 V AC | - | 0 | 0
3VA1163-5MH32-0KC0 |  | 3VA1163-5MH32-0KC0 | 1 | UN | 1 | 10 | C | D | EAR99 | N | 85362010 | 1 | 4042949078494 | 1.05 | KG | 383.35 | 383.35 | LP17 | LP17 | circuit breaker 3VA1 IEC frame 160 breaking capacity class M Icu=55kA @ 415V 3-pole, starter protection TM120M, AM, In=63A without overload protection short-circuit protection Ii=5...15 x In nut keeper kit shunt trip (STL) 220-250 V DC; 208-277 V AC 2 auxiliary switches HQ | - | 0 | 0
3VA1163-5MH32-0KH0 |  | 3VA1163-5MH32-0KH0 | 1 | UN | 1 | 10 | C | D | EAR99 | N | 85362010 | 1 | 4042949091035 | 1.08 | KG | 408 | 408 | LP17 | LP17 | circuit breaker 3VA1 IEC frame 160 breaking capacity class M Icu=55kA @ 415V 3-pole, starter protection TM120M, AM, In=63A without overload protection short-circuit protection Ii=5...15 x In nut keeper kit shunt trip (STL) 220-250 V DC; 208-277 V AC 2 auxiliary switches HQ 1 trip alarm switch HQ | - | 0 | 0
3VA1163-5MH36-0AA0 |  | 3VA1163-5MH36-0AA0 | 1 | UN | 1 | 5 | B | D | EAR99 | N | 85362010 | 1 | 4042948828205 | 1.001 | KG | 264.9 | 257.5 | LP17 | LP17 | circuit breaker 3VA1 IEC frame 160 breaking capacity class M Icu=55kA @ 415V 3-pole, starter protection TM120M, AM, In=63A without overload protection short-circuit protection Ii=7...16 x In clamp connection | Lista Papel 2020 SI | 0 | 0
3VA1163-5MH36-0AB0 |  | 3VA1163-5MH36-0AB0 | 1 | UN | 1 | 10 | C | D | EAR99 | N | 85362010 | 1 | 4042949053040 | 0.96 | KG | 344.25 | 344.25 | LP17 | LP17 | circuit breaker 3VA1 IEC frame 160 breaking capacity class M Icu=55kA @ 415V 3-pole, starter protection TM120M, AM, In=63A without overload protection short-circuit protection Ii=5...15 x In clamp connection 2 auxiliary switches HP | - | 0 | 0
3VA1163-5MH36-0AC0 |  | 3VA1163-5MH36-0AC0 | 1 | UN | 1 | 10 | C | D | EAR99 | N | 85362010 | 1 | 4042949055136 | 0.96 | KG | 320.45 | 320.45 | LP17 | LP17 | circuit breaker 3VA1 IEC frame 160 breaking capacity class M Icu=55kA @ 415V 3-pole, starter protection TM120M, AM, In=63A without overload protection short-circuit protection Ii=5...15 x In clamp connection 2 auxiliary switches HQ | - | 0 | 0
3VA1163-5MH36-0AD0 |  | 3VA1163-5MH36-0AD0 | 1 | UN | 1 | 10 | C | D | EAR99 | N | 85362010 | 1 | 4042949057222 | 0.99 | KG | 344.25 | 344.25 | LP17 | LP17 | circuit breaker 3VA1 IEC frame 160 breaking capacity class M Icu=55kA @ 415V 3-pole, starter protection TM120M, AM, In=63A without overload protection short-circuit protection Ii=5...15 x In clamp connection 3 auxiliary switches HQ | - | 0 | 0
3VA1163-5MH36-0AE0 |  | 3VA1163-5MH36-0AE0 | 1 | UN | 1 | 10 | C | D | EAR99 | N | 85362010 | 1 | 4042949059318 | 1.02 | KG | 368.9 | 368.9 | LP17 | LP17 | circuit breaker 3VA1 IEC frame 160 breaking capacity class M Icu=55kA @ 415V 3-pole, starter protection TM120M, AM, In=63A without overload protection short-circuit protection Ii=5...15 x In clamp connection 4 auxiliary switches HQ | - | 0 | 0
3VA1163-5MH36-0AF0 |  | 3VA1163-5MH36-0AF0 | 1 | UN | 1 | 10 | C | D | EAR99 | N | 85362010 | 1 | 4042949061403 | 0.96 | KG | 320.45 | 320.45 | LP17 | LP17 | circuit breaker 3VA1 IEC frame 160 breaking capacity class M Icu=55kA @ 415V 3-pole, starter protection TM120M, AM, In=63A without overload protection short-circuit protection Ii=5...15 x In clamp connection 1 auxiliary switch HQ 1 trip alarm switch HQ | - | 0 | 0
3VA1163-5MH36-0AG0 |  | 3VA1163-5MH36-0AG0 | 1 | UN | 1 | 10 | C | D | EAR99 | N | 85362010 | 1 | 4042949063490 | 0.96 | KG | 344.25 | 344.25 | LP17 | LP17 | circuit breaker 3VA1 IEC frame 160 breaking capacity class M Icu=55kA @ 415V 3-pole, starter protection TM120M, AM, In=63A without overload protection short-circuit protection Ii=5...15 x In clamp connection 1 auxiliary switch HP 1 trip alarm switch HP | - | 0 | 0
3VA1163-5MH36-0AH0 |  | 3VA1163-5MH36-0AH0 | 1 | UN | 1 | 10 | C | D | EAR99 | N | 85362010 | 1 | 4042949065586 | 0.99 | KG | 344.25 | 344.25 | LP17 | LP17 | circuit breaker 3VA1 IEC frame 160 breaking capacity class M Icu=55kA @ 415V 3-pole, starter protection TM120M, AM, In=63A without overload protection short-circuit protection Ii=5...15 x In clamp connection 2 auxiliary switches HQ 1 trip alarm switch HQ | - | 0 | 0
3VA1163-5MH36-0BA0 |  | 3VA1163-5MH36-0BA0 | 1 | UN | 1 | 10 | C | D | EAR99 | N | 85362010 | 1 | 4042949040507 | 0.9 | KG | 383.35 | 383.35 | LP17 | LP17 | circuit breaker 3VA1 IEC frame 160 breaking capacity class M Icu=55kA @ 415V 3-pole, starter protection TM120M, AM, In=63A without overload protection short-circuit protection Ii=5...15 x In clamp connection undervoltage release (UVR) 24V DC | - | 0 | 0
3VA1163-5MH36-0BC0 |  | 3VA1163-5MH36-0BC0 | 1 | UN | 1 | 10 | C | D | EAR99 | N | 85362010 | 1 | 4042949068037 | 1.05 | KG | 430.1 | 430.1 | LP17 | LP17 | circuit breaker 3VA1 IEC frame 160 breaking capacity class M Icu=55kA @ 415V 3-pole, starter protection TM120M, AM, In=63A without overload protection short-circuit protection Ii=5...15 x In clamp connection undervoltage release (UVR) 24V DC 2 auxiliary switches HQ | - | 0 | 0
3VA1163-5MH36-0BH0 |  | 3VA1163-5MH36-0BH0 | 1 | UN | 1 | 10 | C | D | EAR99 | N | 85362010 | 1 | 4042949080572 | 1.05 | KG | 453.9 | 453.9 | LP17 | LP17 | circuit breaker 3VA1 IEC frame 160 breaking capacity class M Icu=55kA @ 415V 3-pole, starter protection TM120M, AM, In=63A without overload protection short-circuit protection Ii=5...15 x In clamp connection undervoltage release (UVR) 24V DC 2 auxiliary switches HQ 1 trip alarm switch HQ | - | 0 | 0
3VA1163-5MH36-0CA0 |  | 3VA1163-5MH36-0CA0 | 1 | UN | 1 | 10 | C | D | EAR99 | N | 85362010 | 1 | 4042949042594 | 0.9 | KG | 383.35 | 383.35 | LP17 | LP17 | circuit breaker 3VA1 IEC frame 160 breaking capacity class M Icu=55kA @ 415V 3-pole, starter protection TM120M, AM, In=63A without overload protection short-circuit protection Ii=5...15 x In clamp connection undervoltage release (UVR) 120-127V AC 50/60Hz | - | 0 | 0
3VA1163-5MH36-0CC0 |  | 3VA1163-5MH36-0CC0 | 1 | UN | 1 | 10 | C | D | EAR99 | N | 85362010 | 1 | 4042949070122 | 1.05 | KG | 430.1 | 430.1 | LP17 | LP17 | circuit breaker 3VA1 IEC frame 160 breaking capacity class M Icu=55kA @ 415V 3-pole, starter protection TM120M, AM, In=63A without overload protection short-circuit protection Ii=5...15 x In clamp connection undervoltage release (UVR) 120-127V AC 50/60Hz 2 auxiliary switches HQ | - | 0 | 0
3VA1163-5MH36-0CH0 |  | 3VA1163-5MH36-0CH0 | 1 | UN | 1 | 10 | C | D | EAR99 | N | 85362010 | 1 | 4042949082668 | 1.08 | KG | 453.9 | 453.9 | LP17 | LP17 | circuit breaker 3VA1 IEC frame 160 breaking capacity class M Icu=55kA @ 415V 3-pole, starter protection TM120M, AM, In=63A without overload protection short-circuit protection Ii=5...15 x In clamp connection undervoltage release (UVR) 120-127V AC 50/60Hz 2 auxiliary switches HQ 1 trip alarm switch HQ | - | 0 | 0
3VA1163-5MH36-0DA0 |  | 3VA1163-5MH36-0DA0 | 1 | UN | 1 | 10 | C | D | EAR99 | N | 85362010 | 1 | 4042949044680 | 0.9 | KG | 383.35 | 383.35 | LP17 | LP17 | circuit breaker 3VA1 IEC frame 160 breaking capacity class M Icu=55kA @ 415V 3-pole, starter protection TM120M, AM, In=63A without overload protection short-circuit protection Ii=5...15 x In clamp connection undervoltage release (UVR) 208-230V AC 50/60Hz | - | 0 | 0
3VA1163-5MH36-0DC0 |  | 3VA1163-5MH36-0DC0 | 1 | UN | 1 | 10 | C | D | EAR99 | N | 85362010 | 1 | 4042949072218 | 1.05 | KG | 430.1 | 430.1 | LP17 | LP17 | circuit breaker 3VA1 IEC frame 160 breaking capacity class M Icu=55kA @ 415V 3-pole, starter protection TM120M, AM, In=63A without overload protection short-circuit protection Ii=5...15 x In clamp connection undervoltage release (UVR) 208-230V AC 50/60Hz 2 auxiliary switches HQ | - | 0 | 0
3VA1163-5MH36-0DH0 |  | 3VA1163-5MH36-0DH0 | 1 | UN | 1 | 10 | C | D | EAR99 | N | 85362010 | 1 | 4042949084754 | 1.08 | KG | 453.9 | 453.9 | LP17 | LP17 | circuit breaker 3VA1 IEC frame 160 breaking capacity class M Icu=55kA @ 415V 3-pole, starter protection TM120M, AM, In=63A without overload protection short-circuit protection Ii=5...15 x In clamp connection undervoltage release (UVR) 208-230V AC 50/60Hz 2 auxiliary switches HQ 1 trip alarm switch HQ | - | 0 | 0
3VA1163-5MH36-0HA0 |  | 3VA1163-5MH36-0HA0 | 1 | UN | 1 | 10 | C | D | EAR99 | N | 85362010 | 1 | 4042949046776 | 0.9 | KG | 358.7 | 358.7 | LP17 | LP17 | circuit breaker 3VA1 IEC frame 160 breaking capacity class M Icu=55kA @ 415V 3-pole, starter protection TM120M, AM, In=63A without overload protection short-circuit protection Ii=5...15 x In clamp connection shunt trip (STL) 12-30 V DC; 24 V AC 50/60 Hz | - | 0 | 0
3VA1163-5MH36-0HC0 |  | 3VA1163-5MH36-0HC0 | 1 | UN | 1 | 10 | C | D | EAR99 | N | 85362010 | 1 | 4042949074304 | 1.05 | KG | 405.45 | 405.45 | LP17 | LP17 | circuit breaker 3VA1 IEC frame 160 breaking capacity class M Icu=55kA @ 415V 3-pole, starter protection TM120M, AM, In=63A without overload protection short-circuit protection Ii=5...15 x In clamp connection shunt trip (STL) 12-30 V DC; 24 V AC 50/60 Hz 2 auxiliary switches HQ | - | 0 | 0
3VA1163-5MH36-0HH0 |  | 3VA1163-5MH36-0HH0 | 1 | UN | 1 | 10 | C | D | EAR99 | N | 85362010 | 1 | 4042949086840 | 1.08 | KG | 429.25 | 429.25 | LP17 | LP17 | circuit breaker 3VA1 IEC frame 160 breaking capacity class M Icu=55kA @ 415V 3-pole, starter protection TM120M, AM, In=63A without overload protection short-circuit protection Ii=5...15 x In clamp connection shunt trip (STL) 12-30 V DC; 24 V AC 50/60 Hz 2 auxiliary switches HQ 1 trip alarm switch HQ | - | 0 | 0
3VA1163-5MH36-0JA0 |  | 3VA1163-5MH36-0JA0 | 1 | UN | 1 | 10 | C | D | EAR99 | N | 85362010 | 1 | 4042949048862 | 0.9 | KG | 358.7 | 358.7 | LP17 | LP17 | circuit breaker 3VA1 IEC frame 160 breaking capacity class M Icu=55kA @ 415V 3-pole, starter protection TM120M, AM, In=63A without overload protection short-circuit protection Ii=5...15 x In clamp connection shunt trip (STL) 110-127V DC, AC 50/60Hz | - | 0 | 0
3VA1163-5MH36-0JC0 |  | 3VA1163-5MH36-0JC0 | 1 | UN | 1 | 10 | C | D | EAR99 | N | 85362010 | 1 | 4042949076391 | 1.05 | KG | 405.45 | 405.45 | LP17 | LP17 | circuit breaker 3VA1 IEC frame 160 breaking capacity class M Icu=55kA @ 415V 3-pole, starter protection TM120M, AM, In=63A without overload protection short-circuit protection Ii=5...15 x In clamp connection shunt trip (STL) 110-127V DC, AC 50/60Hz 2 auxiliary switches HQ | - | 0 | 0
3VA1163-5MH36-0JH0 |  | 3VA1163-5MH36-0JH0 | 1 | UN | 1 | 10 | C | D | EAR99 | N | 85362010 | 1 | 4042949088936 | 1.08 | KG | 429.25 | 429.25 | LP17 | LP17 | circuit breaker 3VA1 IEC frame 160 breaking capacity class M Icu=55kA @ 415V 3-pole, starter protection TM120M, AM, In=63A without overload protection short-circuit protection Ii=5...15 x In clamp connection shunt trip (STL) 110-127V DC, AC 50/60Hz 2 auxiliary switches HQ 1 trip alarm switch HQ | - | 0 | 0
3VA1163-5MH36-0KA0 |  | 3VA1163-5MH36-0KA0 | 1 | UN | 1 | 10 | C | D | EAR99 | N | 85362010 | 1 | 4042949050957 | 1.05 | KG | 358.7 | 358.7 | LP17 | LP17 | circuit breaker 3VA1 IEC frame 160 breaking capacity class M Icu=55kA @ 415V 3-pole, starter protection TM120M, AM, In=63A without overload protection short-circuit protection Ii=5...15 x In clamp connection shunt trip (STL) 220-250 V DC; 208-277 V AC | - | 0 | 0
3VA1163-5MH36-0KC0 |  | 3VA1163-5MH36-0KC0 | 1 | UN | 1 | 10 | C | D | EAR99 | N | 85362010 | 1 | 4042949078487 | 1.05 | KG | 405.45 | 405.45 | LP17 | LP17 | circuit breaker 3VA1 IEC frame 160 breaking capacity class M Icu=55kA @ 415V 3-pole, starter protection TM120M, AM, In=63A without overload protection short-circuit protection Ii=5...15 x In clamp connection shunt trip (STL) 220-250 V DC; 208-277 V AC 2 auxiliary switches HQ | - | 0 | 0
3VA1163-5MH36-0KH0 |  | 3VA1163-5MH36-0KH0 | 1 | UN | 1 | 10 | C | D | EAR99 | N | 85362010 | 1 | 4042949091028 | 1.08 | KG | 429.25 | 429.25 | LP17 | LP17 | circuit breaker 3VA1 IEC frame 160 breaking capacity class M Icu=55kA @ 415V 3-pole, starter protection TM120M, AM, In=63A without overload protection short-circuit protection Ii=5...15 x In clamp connection shunt trip (STL) 220-250 V DC; 208-277 V AC 2 auxiliary switches HQ 1 trip alarm switch HQ | - | 0 | 0
3VA1163-6ED32-0AA0 |  | 3VA1163-6ED32-0AA0 | 1 | UN | 1 | 5 | B | D | EAR99 | N | 85362010 | 1 | 4042948812624 | 0.937 | KG | 248.5 | 241.1 | LP17 | LP17 | circuit breaker 3VA1 IEC frame 160 breaking capacity class H Icu=70kA @ 415V 3-pole, line protection TM210, FTFM, In=63A overload protection Ir=63A fixed short-circuit protection Ii=10 x In nut keeper kit | Lista Papel 2020 SI | 0 | 0
3VA1163-6ED36-0AA0 |  | 3VA1163-6ED36-0AA0 | 1 | UN | 1 | 5 | B | D | EAR99 | N | 85362010 | 1 | 4042948821701 | 1.033 | KG | 268.1 | 260.8 | LP17 | LP17 | circuit breaker 3VA1 IEC frame 160 breaking capacity class H Icu=70kA @ 415V 3-pole, line protection TM210, FTFM, In=63A overload protection Ir=63A fixed short-circuit protection Ii=10 x In clamp connection | Lista Papel 2020 SI | 0 | 0
3VA1163-6ED42-0AA0 |  | 3VA1163-6ED42-0AA0 | 1 | UN | 1 | 5 | B | D | EAR99 | N | 85362010 | 1 | 4042948813508 | 1.18 | KG | 321.4 | 312.4 | LP17 | LP17 | circuit breaker 3VA1 IEC frame 160 breaking capacity class H Icu=70kA @ 415V 4-pole, line protection TM210, FTFM, In=63A overload protection Ir=63A fixed short-circuit protection Ii=10 x In N conductor unprotected nut keeper kit | Lista Papel 2020 SI | 0 | 0
3VA1163-6ED46-0AA0 |  | 3VA1163-6ED46-0AA0 | 1 | UN | 1 | 5 | B | D | EAR99 | N | 85362010 | 1 | 4042948822586 | 1.267 | KG | 350.1 | 340.3 | LP17 | LP17 | circuit breaker 3VA1 IEC frame 160 breaking capacity class H Icu=70kA @ 415V 4-pole, line protection TM210, FTFM, In=63A overload protection Ir=63A fixed short-circuit protection Ii=10 x In N conductor unprotected clamp connection | Lista Papel 2020 SI | 0 | 0
3VA1163-6EE32-0AA0 |  | 3VA1163-6EE32-0AA0 | 1 | UN | 1 | 5 | B | D | EAR99 | N | 85362010 | 1 | 4042948812631 | 969 | G | 253.4 | 246 | LP17 | LP17 | circuit breaker 3VA1 IEC frame 160 breaking capacity class H Icu=70kA @ 415V 3-pole, line protection TM220, ATFM, In=63A overload protection Ir=44A...63A short-circuit protection Ii=10 x In nut keeper kit | Lista Papel 2020 SI | 0 | 0
3VA1163-6EE36-0AA0 |  | 3VA1163-6EE36-0AA0 | 1 | UN | 1 | 5 | B | D | EAR99 | N | 85362010 | 1 | 4042948821718 | 1.026 | KG | 273.1 | 265.7 | LP17 | LP17 | circuit breaker 3VA1 IEC frame 160 breaking capacity class H Icu=70kA @ 415V 3-pole, line protection TM220, ATFM, In=63A overload protection Ir=44A...63A short-circuit protection Ii=10 x In clamp connection | Lista Papel 2020 SI | 0 | 0
3VA1163-6EE42-0AA0 |  | 3VA1163-6EE42-0AA0 | 1 | UN | 1 | 5 | B | D | EAR99 | N | 85362010 | 1 | 4042948813515 | 1.192 | KG | 328.8 | 319.8 | LP17 | LP17 | circuit breaker 3VA1 IEC frame 160 breaking capacity class H Icu=70kA @ 415V 4-pole, line protection TM220, ATFM, In=63A overload protection Ir=44A...63A short-circuit protection Ii=10 x In N conductor unprotected nut keeper kit | Lista Papel 2020 SI | 0 | 0
3VA1163-6EE46-0AA0 |  | 3VA1163-6EE46-0AA0 | 1 | UN | 1 | 5 | B | D | EAR99 | N | 85362010 | 1 | 4042948822593 | 1.17 | KG | 356.7 | 346.9 | LP17 | LP17 | circuit breaker 3VA1 IEC frame 160 breaking capacity class H Icu=70kA @ 415V 4-pole, line protection TM220, ATFM, In=63A overload protection Ir=44A...63A short-circuit protection Ii=10 x In N conductor unprotected clamp connection | Lista Papel 2020 SI | 0 | 0
3VA1163-6EF32-0AA0 |  | 3VA1163-6EF32-0AA0 | 1 | UN | 1 | 5 | B | D | EAR99 | N | 85362010 | 1 | 4042948808771 | 0.95 | KG | 265.7 | 258.3 | LP17 | LP17 | circuit breaker 3VA1 IEC frame 160 breaking capacity class H Icu=70kA @ 415V 3-pole, line protection TM240, ATAM, In=63A overload protection Ir=44A...63A short-circuit protection Ii=5...10 x In nut keeper kit | Lista Papel 2020 SI | 0 | 0
3VA1163-6EF32-0AB0 |  | 3VA1163-6EF32-0AB0 | 1 | UN | 1 | 10 | C | D | EAR99 | N | 85362010 | 1 | 4042949053415 | 0.96 | KG | 345.1 | 345.1 | LP17 | LP17 | circuit breaker 3VA1 IEC frame 160 breaking capacity class H Icu=70kA @ 415V 3-pole, line protection TM240, ATAM, In=63A overload protection Ir=44A...63A short-circuit protection Ii=5...10 x In nut keeper kit 2 auxiliary switches HP | - | 0 | 0
3VA1163-6EF32-0AC0 |  | 3VA1163-6EF32-0AC0 | 1 | UN | 1 | 10 | C | D | EAR99 | N | 85362010 | 1 | 4042949055501 | 0.96 | KG | 321.3 | 321.3 | LP17 | LP17 | circuit breaker 3VA1 IEC frame 160 breaking capacity class H Icu=70kA @ 415V 3-pole, line protection TM240, ATAM, In=63A overload protection Ir=44A...63A short-circuit protection Ii=5...10 x In nut keeper kit 2 auxiliary switches HQ | - | 0 | 0
3VA1163-6EF32-0AD0 |  | 3VA1163-6EF32-0AD0 | 1 | UN | 1 | 10 | C | D | EAR99 | N | 85362010 | 1 | 4042949057598 | 0.99 | KG | 345.1 | 345.1 | LP17 | LP17 | circuit breaker 3VA1 IEC frame 160 breaking capacity class H Icu=70kA @ 415V 3-pole, line protection TM240, ATAM, In=63A overload protection Ir=44A...63A short-circuit protection Ii=5...10 x In nut keeper kit 3 auxiliary switches HQ | - | 0 | 0
3VA1163-6EF32-0AE0 |  | 3VA1163-6EF32-0AE0 | 1 | UN | 1 | 10 | C | D | EAR99 | N | 85362010 | 1 | 4042949059684 | 1.02 | KG | 369.75 | 369.75 | LP17 | LP17 | circuit breaker 3VA1 IEC frame 160 breaking capacity class H Icu=70kA @ 415V 3-pole, line protection TM240, ATAM, In=63A overload protection Ir=44A...63A short-circuit protection Ii=5...10 x In nut keeper kit 4 auxiliary switches HQ | - | 0 | 0
3VA1163-6EF32-0AF0 |  | 3VA1163-6EF32-0AF0 | 1 | UN | 1 | 10 | C | D | EAR99 | N | 85362010 | 1 | 4042949061779 | 0.96 | KG | 321.3 | 321.3 | LP17 | LP17 | circuit breaker 3VA1 IEC frame 160 breaking capacity class H Icu=70kA @ 415V 3-pole, line protection TM240, ATAM, In=63A overload protection Ir=44A...63A short-circuit protection Ii=5...10 x In nut keeper kit 1 auxiliary switch HQ 1 trip alarm switch HQ | - | 0 | 0
3VA1163-6EF32-0AG0 |  | 3VA1163-6EF32-0AG0 | 1 | UN | 1 | 10 | C | D | EAR99 | N | 85362010 | 1 | 4042949063865 | 0.96 | KG | 345.1 | 345.1 | LP17 | LP17 | circuit breaker 3VA1 IEC frame 160 breaking capacity class H Icu=70kA @ 415V 3-pole, line protection TM240, ATAM, In=63A overload protection Ir=44A...63A short-circuit protection Ii=5...10 x In nut keeper kit 1 auxiliary switch HP 1 trip alarm switch HP | - | 0 | 0
3VA1163-6EF32-0AH0 |  | 3VA1163-6EF32-0AH0 | 1 | UN | 1 | 10 | C | D | EAR99 | N | 85362010 | 1 | 4042949065951 | 0.99 | KG | 345.1 | 345.1 | LP17 | LP17 | circuit breaker 3VA1 IEC frame 160 breaking capacity class H Icu=70kA @ 415V 3-pole, line protection TM240, ATAM, In=63A overload protection Ir=44A...63A short-circuit protection Ii=5...10 x In nut keeper kit 2 auxiliary switches HQ 1 trip alarm switch HQ | - | 0 | 0
3VA1163-6EF32-0BA0 |  | 3VA1163-6EF32-0BA0 | 1 | UN | 1 | 10 | C | D | EAR99 | N | 85362010 | 1 | 4042949040873 | 0.9 | KG | 384.2 | 384.2 | LP17 | LP17 | circuit breaker 3VA1 IEC frame 160 breaking capacity class H Icu=70kA @ 415V 3-pole, line protection TM240, ATAM, In=63A overload protection Ir=44A...63A short-circuit protection Ii=5...10 x In nut keeper kit undervoltage release (UVR) 24V DC | - | 0 | 0
3VA1163-6EF32-0BC0 |  | 3VA1163-6EF32-0BC0 | 1 | UN | 1 | 10 | C | D | EAR99 | N | 85362010 | 1 | 4042949068402 | 1.05 | KG | 430.95 | 430.95 | LP17 | LP17 | circuit breaker 3VA1 IEC frame 160 breaking capacity class H Icu=70kA @ 415V 3-pole, line protection TM240, ATAM, In=63A overload protection Ir=44A...63A short-circuit protection Ii=5...10 x In nut keeper kit undervoltage release (UVR) 24V DC 2 auxiliary switches HQ | - | 0 | 0
3VA1163-6EF32-0BH0 |  | 3VA1163-6EF32-0BH0 | 1 | UN | 1 | 10 | C | D | EAR99 | N | 85362010 | 1 | 4042949080947 | 1.05 | KG | 454.75 | 454.75 | LP17 | LP17 | circuit breaker 3VA1 IEC frame 160 breaking capacity class H Icu=70kA @ 415V 3-pole, line protection TM240, ATAM, In=63A overload protection Ir=44A...63A short-circuit protection Ii=5...10 x In nut keeper kit undervoltage release (UVR) 24V DC 2 auxiliary switches HQ 1 trip alarm switch HQ | - | 0 | 0
3VA1163-6EF32-0CA0 |  | 3VA1163-6EF32-0CA0 | 1 | UN | 1 | 10 | C | D | EAR99 | N | 85362010 | 1 | 4042949042969 | 0.9 | KG | 384.2 | 384.2 | LP17 | LP17 | circuit breaker 3VA1 IEC frame 160 breaking capacity class H Icu=70kA @ 415V 3-pole, line protection TM240, ATAM, In=63A overload protection Ir=44A...63A short-circuit protection Ii=5...10 x In nut keeper kit undervoltage release (UVR) 120-127V AC 50/60Hz | - | 0 | 0
3VA1163-6EF32-0CC0 |  | 3VA1163-6EF32-0CC0 | 1 | UN | 1 | 10 | C | D | EAR99 | N | 85362010 | 1 | 4042949070498 | 1.05 | KG | 430.95 | 430.95 | LP17 | LP17 | circuit breaker 3VA1 IEC frame 160 breaking capacity class H Icu=70kA @ 415V 3-pole, line protection TM240, ATAM, In=63A overload protection Ir=44A...63A short-circuit protection Ii=5...10 x In nut keeper kit undervoltage release (UVR) 120-127V AC 50/60Hz 2 auxiliary switches HQ | - | 0 | 0
3VA1163-6EF32-0CH0 |  | 3VA1163-6EF32-0CH0 | 1 | UN | 1 | 10 | C | D | EAR99 | N | 85362010 | 1 | 4042949083030 | 1.08 | KG | 454.75 | 454.75 | LP17 | LP17 | circuit breaker 3VA1 IEC frame 160 breaking capacity class H Icu=70kA @ 415V 3-pole, line protection TM240, ATAM, In=63A overload protection Ir=44A...63A short-circuit protection Ii=5...10 x In nut keeper kit undervoltage release (UVR) 120-127V AC 50/60Hz 2 auxiliary switches HQ 1 trip alarm switch HQ | - | 0 | 0
3VA1163-6EF32-0DA0 |  | 3VA1163-6EF32-0DA0 | 1 | UN | 1 | 10 | C | D | EAR99 | N | 85362010 | 1 | 4042949045052 | 0.9 | KG | 384.2 | 384.2 | LP17 | LP17 | circuit breaker 3VA1 IEC frame 160 breaking capacity class H Icu=70kA @ 415V 3-pole, line protection TM240, ATAM, In=63A overload protection Ir=44A...63A short-circuit protection Ii=5...10 x In nut keeper kit undervoltage release (UVR) 208-230V AC 50/60Hz | - | 0 | 0
3VA1163-6EF32-0DC0 |  | 3VA1163-6EF32-0DC0 | 1 | UN | 1 | 10 | C | D | EAR99 | N | 85362010 | 1 | 4042949072584 | 1.05 | KG | 430.95 | 430.95 | LP17 | LP17 | circuit breaker 3VA1 IEC frame 160 breaking capacity class H Icu=70kA @ 415V 3-pole, line protection TM240, ATAM, In=63A overload protection Ir=44A...63A short-circuit protection Ii=5...10 x In nut keeper kit undervoltage release (UVR) 208-230V AC 50/60Hz 2 auxiliary switches HQ | - | 0 | 0
3VA1163-6EF32-0DH0 |  | 3VA1163-6EF32-0DH0 | 1 | UN | 1 | 10 | C | D | EAR99 | N | 85362010 | 1 | 4042949085126 | 1.08 | KG | 454.75 | 454.75 | LP17 | LP17 | circuit breaker 3VA1 IEC frame 160 breaking capacity class H Icu=70kA @ 415V 3-pole, line protection TM240, ATAM, In=63A overload protection Ir=44A...63A short-circuit protection Ii=5...10 x In nut keeper kit undervoltage release (UVR) 208-230V AC 50/60Hz 2 auxiliary switches HQ 1 trip alarm switch HQ | - | 0 | 0
3VA1163-6EF32-0HA0 |  | 3VA1163-6EF32-0HA0 | 1 | UN | 1 | 10 | C | D | EAR99 | N | 85362010 | 1 | 4042949047148 | 0.9 | KG | 359.55 | 359.55 | LP17 | LP17 | circuit breaker 3VA1 IEC frame 160 breaking capacity class H Icu=70kA @ 415V 3-pole, line protection TM240, ATAM, In=63A overload protection Ir=44A...63A short-circuit protection Ii=5...10 x In nut keeper kit shunt trip (STL) 12-30V DC, 24V AC 50/60Hz | - | 0 | 0
3VA1163-6EF32-0HC0 |  | 3VA1163-6EF32-0HC0 | 1 | UN | 1 | 10 | C | D | EAR99 | N | 85362010 | 1 | 4042949074670 | 1.05 | KG | 406.3 | 406.3 | LP17 | LP17 | circuit breaker 3VA1 IEC frame 160 breaking capacity class H Icu=70kA @ 415V 3-pole, line protection TM240, ATAM, In=63A overload protection Ir=44A...63A short-circuit protection Ii=5...10 x In nut keeper kit shunt trip (STL) 12-30V DC, 24V AC 50/60Hz 2 auxiliary switches HQ | - | 0 | 0
3VA1163-6EF32-0HH0 |  | 3VA1163-6EF32-0HH0 | 1 | UN | 1 | 10 | C | D | EAR99 | N | 85362010 | 1 | 4042949087212 | 1.08 | KG | 430.1 | 430.1 | LP17 | LP17 | circuit breaker 3VA1 IEC frame 160 breaking capacity class H Icu=70kA @ 415V 3-pole, line protection TM240, ATAM, In=63A overload protection Ir=44A...63A short-circuit protection Ii=5...10 x In nut keeper kit shunt trip (STL) 12-30V DC, 24V AC 50/60Hz 2 auxiliary switches HQ 1 trip alarm switch HQ | - | 0 | 0
3VA1163-6EF32-0JA0 |  | 3VA1163-6EF32-0JA0 | 1 | UN | 1 | 10 | C | D | EAR99 | N | 85362010 | 1 | 4042949049234 | 0.9 | KG | 359.55 | 359.55 | LP17 | LP17 | circuit breaker 3VA1 IEC frame 160 breaking capacity class H Icu=70kA @ 415V 3-pole, line protection TM240, ATAM, In=63A overload protection Ir=44A...63A short-circuit protection Ii=5...10 x In nut keeper kit shunt trip (STL) 110-127V DC, AC 50/60Hz | - | 0 | 0
3VA1163-6EF32-0JC0 |  | 3VA1163-6EF32-0JC0 | 1 | UN | 1 | 10 | C | D | EAR99 | N | 85362010 | 1 | 4042949076766 | 1.05 | KG | 406.3 | 406.3 | LP17 | LP17 | circuit breaker 3VA1 IEC frame 160 breaking capacity class H Icu=70kA @ 415V 3-pole, line protection TM240, ATAM, In=63A overload protection Ir=44A...63A short-circuit protection Ii=5...10 x In nut keeper kit shunt trip (STL) 110-127V DC, AC 50/60Hz 2 auxiliary switches HQ | - | 0 | 0
3VA1163-6EF32-0JH0 |  | 3VA1163-6EF32-0JH0 | 1 | UN | 1 | 10 | C | D | EAR99 | N | 85362010 | 1 | 4042949089308 | 1.08 | KG | 430.1 | 430.1 | LP17 | LP17 | circuit breaker 3VA1 IEC frame 160 breaking capacity class H Icu=70kA @ 415V 3-pole, line protection TM240, ATAM, In=63A overload protection Ir=44A...63A short-circuit protection Ii=5...10 x In nut keeper kit shunt trip (STL) 110-127V DC, AC 50/60Hz 2 auxiliary switches HQ 1 trip alarm switch HQ | - | 0 | 0
3VA1163-6EF32-0KA0 |  | 3VA1163-6EF32-0KA0 | 1 | UN | 1 | 10 | C | D | EAR99 | N | 85362010 | 1 | 4042949051329 | 1.05 | KG | 359.55 | 359.55 | LP17 | LP17 | circuit breaker 3VA1 IEC frame 160 breaking capacity class H Icu=70kA @ 415V 3-pole, line protection TM240, ATAM, In=63A overload protection Ir=44A...63A short-circuit protection Ii=5...10 x In nut keeper kit shunt trip (STL) 220-250V DC, 208-277V AC | - | 0 | 0
3VA1163-6EF32-0KC0 |  | 3VA1163-6EF32-0KC0 | 1 | UN | 1 | 10 | C | D | EAR99 | N | 85362010 | 1 | 4042949078852 | 1.05 | KG | 406.3 | 406.3 | LP17 | LP17 | circuit breaker 3VA1 IEC frame 160 breaking capacity class H Icu=70kA @ 415V 3-pole, line protection TM240, ATAM, In=63A overload protection Ir=44A...63A short-circuit protection Ii=5...10 x In nut keeper kit shunt trip (STL) 220-250V DC, 208-277V AC 2 auxiliary switches HQ | - | 0 | 0
3VA1163-6EF32-0KH0 |  | 3VA1163-6EF32-0KH0 | 1 | UN | 1 | 10 | C | D | EAR99 | N | 85362010 | 1 | 4042949091394 | 1.08 | KG | 430.1 | 430.1 | LP17 | LP17 | circuit breaker 3VA1 IEC frame 160 breaking capacity class H Icu=70kA @ 415V 3-pole, line protection TM240, ATAM, In=63A overload protection Ir=44A...63A short-circuit protection Ii=5...10 x In nut keeper kit shunt trip (STL) 220-250V DC, 208-277V AC 2 auxiliary switches HQ 1 trip alarm switch HQ | - | 0 | 0
3VA1163-6EF36-0AA0 |  | 3VA1163-6EF36-0AA0 | 1 | UN | 1 | 2 | A | D | EAR99 | N | 85362010 | 1 | 4042948820551 | 1.027 | KG | 287.8 | 279.6 | LP17 | LP17 | circuit breaker 3VA1 IEC frame 160 breaking capacity class H Icu=70kA @ 415V 3-pole, line protection TM240, ATAM, In=63A overload protection Ir=44A...63A short-circuit protection Ii=5...10 x In clamp connection | Lista Papel 2020 SI | 0 | 0
3VA1163-6EF36-0AB0 |  | 3VA1163-6EF36-0AB0 | 1 | UN | 1 | 10 | C | D | EAR99 | N | 85362010 | 1 | 4042949053408 | 0.96 | KG | 368.05 | 368.05 | LP17 | LP17 | circuit breaker 3VA1 IEC frame 160 breaking capacity class H Icu=70kA @ 415V 3-pole, line protection TM240, ATAM, In=63A overload protection Ir=44A...63A short-circuit protection Ii=5...10 x In clamp connection 2 auxiliary switches HP | - | 0 | 0
3VA1163-6EF36-0AC0 |  | 3VA1163-6EF36-0AC0 | 1 | UN | 1 | 10 | C | D | EAR99 | N | 85362010 | 1 | 4042949055495 | 0.96 | KG | 343.4 | 343.4 | LP17 | LP17 | circuit breaker 3VA1 IEC frame 160 breaking capacity class H Icu=70kA @ 415V 3-pole, line protection TM240, ATAM, In=63A overload protection Ir=44A...63A short-circuit protection Ii=5...10 x In clamp connection 2 auxiliary switches HQ | - | 0 | 0
3VA1163-6EF36-0AD0 |  | 3VA1163-6EF36-0AD0 | 1 | UN | 1 | 10 | C | D | EAR99 | N | 85362010 | 1 | 4042949057581 | 0.99 | KG | 368.05 | 368.05 | LP17 | LP17 | circuit breaker 3VA1 IEC frame 160 breaking capacity class H Icu=70kA @ 415V 3-pole, line protection TM240, ATAM, In=63A overload protection Ir=44A...63A short-circuit protection Ii=5...10 x In clamp connection 3 auxiliary switches HQ | - | 0 | 0
3VA1163-6EF36-0AE0 |  | 3VA1163-6EF36-0AE0 | 1 | UN | 1 | 10 | C | D | EAR99 | N | 85362010 | 1 | 4042949059677 | 1.02 | KG | 391 | 391 | LP17 | LP17 | circuit breaker 3VA1 IEC frame 160 breaking capacity class H Icu=70kA @ 415V 3-pole, line protection TM240, ATAM, In=63A overload protection Ir=44A...63A short-circuit protection Ii=5...10 x In clamp connection 4 auxiliary switches HQ | - | 0 | 0
3VA1163-6EF36-0AF0 |  | 3VA1163-6EF36-0AF0 | 1 | UN | 1 | 10 | C | D | EAR99 | N | 85362010 | 1 | 4042949061762 | 0.96 | KG | 343.4 | 343.4 | LP17 | LP17 | circuit breaker 3VA1 IEC frame 160 breaking capacity class H Icu=70kA @ 415V 3-pole, line protection TM240, ATAM, In=63A overload protection Ir=44A...63A short-circuit protection Ii=5...10 x In clamp connection 1 auxiliary switch HQ 1 trip alarm switch HQ | - | 0 | 0
3VA1163-6EF36-0AG0 |  | 3VA1163-6EF36-0AG0 | 1 | UN | 1 | 10 | C | D | EAR99 | N | 85362010 | 1 | 4042949063858 | 0.96 | KG | 368.05 | 368.05 | LP17 | LP17 | circuit breaker 3VA1 IEC frame 160 breaking capacity class H Icu=70kA @ 415V 3-pole, line protection TM240, ATAM, In=63A overload protection Ir=44A...63A short-circuit protection Ii=5...10 x In clamp connection 1 auxiliary switch HP 1 trip alarm switch HP | - | 0 | 0
3VA1163-6EF36-0AH0 |  | 3VA1163-6EF36-0AH0 | 1 | UN | 1 | 10 | C | D | EAR99 | N | 85362010 | 1 | 4042949065944 | 0.99 | KG | 368.05 | 368.05 | LP17 | LP17 | circuit breaker 3VA1 IEC frame 160 breaking capacity class H Icu=70kA @ 415V 3-pole, line protection TM240, ATAM, In=63A overload protection Ir=44A...63A short-circuit protection Ii=5...10 x In clamp connection 2 auxiliary switches HQ 1 trip alarm switch HQ | - | 0 | 0
3VA1163-6EF36-0BA0 |  | 3VA1163-6EF36-0BA0 | 1 | UN | 1 | 10 | C | D | EAR99 | N | 85362010 | 1 | 4042949040866 | 0.9 | KG | 406.3 | 406.3 | LP17 | LP17 | circuit breaker 3VA1 IEC frame 160 breaking capacity class H Icu=70kA @ 415V 3-pole, line protection TM240, ATAM, In=63A overload protection Ir=44A...63A short-circuit protection Ii=5...10 x In clamp connection undervoltage release (UVR) 24V DC | - | 0 | 0
3VA1163-6EF36-0BC0 |  | 3VA1163-6EF36-0BC0 | 1 | UN | 1 | 10 | C | D | EAR99 | N | 85362010 | 1 | 4042949068396 | 1.05 | KG | 453.05 | 453.05 | LP17 | LP17 | circuit breaker 3VA1 IEC frame 160 breaking capacity class H Icu=70kA @ 415V 3-pole, line protection TM240, ATAM, In=63A overload protection Ir=44A...63A short-circuit protection Ii=5...10 x In clamp connection undervoltage release (UVR) 24V DC 2 auxiliary switches HQ | - | 0 | 0
3VA1163-6EF36-0BH0 |  | 3VA1163-6EF36-0BH0 | 1 | UN | 1 | 10 | C | D | EAR99 | N | 85362010 | 1 | 4042949080930 | 1.05 | KG | 476 | 476 | LP17 | LP17 | circuit breaker 3VA1 IEC frame 160 breaking capacity class H Icu=70kA @ 415V 3-pole, line protection TM240, ATAM, In=63A overload protection Ir=44A...63A short-circuit protection Ii=5...10 x In clamp connection undervoltage release (UVR) 24V DC 2 auxiliary switches HQ 1 trip alarm switch HQ | - | 0 | 0
3VA1163-6EF36-0CA0 |  | 3VA1163-6EF36-0CA0 | 1 | UN | 1 | 10 | C | D | EAR99 | N | 85362010 | 1 | 4042949042952 | 0.9 | KG | 406.3 | 406.3 | LP17 | LP17 | circuit breaker 3VA1 IEC frame 160 breaking capacity class H Icu=70kA @ 415V 3-pole, line protection TM240, ATAM, In=63A overload protection Ir=44A...63A short-circuit protection Ii=5...10 x In clamp connection undervoltage release (UVR) 120-127V AC 50/60Hz | - | 0 | 0
3VA1163-6EF36-0CC0 |  | 3VA1163-6EF36-0CC0 | 1 | UN | 1 | 10 | C | D | EAR99 | N | 85362010 | 1 | 4042949070481 | 1.05 | KG | 453.05 | 453.05 | LP17 | LP17 | circuit breaker 3VA1 IEC frame 160 breaking capacity class H Icu=70kA @ 415V 3-pole, line protection TM240, ATAM, In=63A overload protection Ir=44A...63A short-circuit protection Ii=5...10 x In clamp connection undervoltage release (UVR) 120-127V AC 50/60Hz 2 auxiliary switches HQ | - | 0 | 0
3VA1163-6EF36-0CH0 |  | 3VA1163-6EF36-0CH0 | 1 | UN | 1 | 10 | C | D | EAR99 | N | 85362010 | 1 | 4042949083023 | 1.08 | KG | 476 | 476 | LP17 | LP17 | circuit breaker 3VA1 IEC frame 160 breaking capacity class H Icu=70kA @ 415V 3-pole, line protection TM240, ATAM, In=63A overload protection Ir=44A...63A short-circuit protection Ii=5...10 x In clamp connection undervoltage release (UVR) 120-127V AC 50/60Hz 2 auxiliary switches HQ 1 trip alarm switch HQ | - | 0 | 0
3VA1163-6EF36-0DA0 |  | 3VA1163-6EF36-0DA0 | 1 | UN | 1 | 10 | C | D | EAR99 | N | 85362010 | 1 | 4042949045045 | 0.9 | KG | 406.3 | 406.3 | LP17 | LP17 | circuit breaker 3VA1 IEC frame 160 breaking capacity class H Icu=70kA @ 415V 3-pole, line protection TM240, ATAM, In=63A overload protection Ir=44A...63A short-circuit protection Ii=5...10 x In clamp connection undervoltage release (UVR) 208-230V AC 50/60Hz | - | 0 | 0
3VA1163-6EF36-0DC0 |  | 3VA1163-6EF36-0DC0 | 1 | UN | 1 | 10 | C | D | EAR99 | N | 85362010 | 1 | 4042949072577 | 1.05 | KG | 453.05 | 453.05 | LP17 | LP17 | circuit breaker 3VA1 IEC frame 160 breaking capacity class H Icu=70kA @ 415V 3-pole, line protection TM240, ATAM, In=63A overload protection Ir=44A...63A short-circuit protection Ii=5...10 x In clamp connection undervoltage release (UVR) 208-230V AC 50/60Hz 2 auxiliary switches HQ | - | 0 | 0
3VA1163-6EF36-0DH0 |  | 3VA1163-6EF36-0DH0 | 1 | UN | 1 | 10 | C | D | EAR99 | N | 85362010 | 1 | 4042949085119 | 1.08 | KG | 476 | 476 | LP17 | LP17 | circuit breaker 3VA1 IEC frame 160 breaking capacity class H Icu=70kA @ 415V 3-pole, line protection TM240, ATAM, In=63A overload protection Ir=44A...63A short-circuit protection Ii=5...10 x In clamp connection undervoltage release (UVR) 208-230V AC 50/60Hz 2 auxiliary switches HQ 1 trip alarm switch HQ | - | 0 | 0
3VA1163-6EF36-0HA0 |  | 3VA1163-6EF36-0HA0 | 1 | UN | 1 | 10 | C | D | EAR99 | N | 85362010 | 1 | 4042949047131 | 0.9 | KG | 381.65 | 381.65 | LP17 | LP17 | circuit breaker 3VA1 IEC frame 160 breaking capacity class H Icu=70kA @ 415V 3-pole, line protection TM240, ATAM, In=63A overload protection Ir=44A...63A short-circuit protection Ii=5...10 x In clamp connection shunt trip (STL) 12-30V DC, 24V AC 50/60Hz | - | 0 | 0
3VA1163-6EF36-0HC0 |  | 3VA1163-6EF36-0HC0 | 1 | UN | 1 | 10 | C | D | EAR99 | N | 85362010 | 1 | 4042949074663 | 1.05 | KG | 428.4 | 428.4 | LP17 | LP17 | circuit breaker 3VA1 IEC frame 160 breaking capacity class H Icu=70kA @ 415V 3-pole, line protection TM240, ATAM, In=63A overload protection Ir=44A...63A short-circuit protection Ii=5...10 x In clamp connection shunt trip (STL) 12-30V DC, 24V AC 50/60Hz 2 auxiliary switches HQ | - | 0 | 0
3VA1163-6EF36-0HH0 |  | 3VA1163-6EF36-0HH0 | 1 | UN | 1 | 10 | C | D | EAR99 | N | 85362010 | 1 | 4042949087205 | 1.08 | KG | 451.35 | 451.35 | LP17 | LP17 | circuit breaker 3VA1 IEC frame 160 breaking capacity class H Icu=70kA @ 415V 3-pole, line protection TM240, ATAM, In=63A overload protection Ir=44A...63A short-circuit protection Ii=5...10 x In clamp connection shunt trip (STL) 12-30V DC, 24V AC 50/60Hz 2 auxiliary switches HQ 1 trip alarm switch HQ | - | 0 | 0
3VA1163-6EF36-0JA0 |  | 3VA1163-6EF36-0JA0 | 1 | UN | 1 | 10 | C | D | EAR99 | N | 85362010 | 1 | 4042949049227 | 0.9 | KG | 381.65 | 381.65 | LP17 | LP17 | circuit breaker 3VA1 IEC frame 160 breaking capacity class H Icu=70kA @ 415V 3-pole, line protection TM240, ATAM, In=63A overload protection Ir=44A...63A short-circuit protection Ii=5...10 x In clamp connection shunt trip (STL) 110-127V DC, AC 50/60Hz | - | 0 | 0
3VA1163-6EF36-0JC0 |  | 3VA1163-6EF36-0JC0 | 1 | UN | 1 | 10 | C | D | EAR99 | N | 85362010 | 1 | 4042949076759 | 1.05 | KG | 428.4 | 428.4 | LP17 | LP17 | circuit breaker 3VA1 IEC frame 160 breaking capacity class H Icu=70kA @ 415V 3-pole, line protection TM240, ATAM, In=63A overload protection Ir=44A...63A short-circuit protection Ii=5...10 x In clamp connection shunt trip (STL) 110-127V DC, AC 50/60Hz 2 auxiliary switches HQ | - | 0 | 0
3VA1163-6EF36-0JH0 |  | 3VA1163-6EF36-0JH0 | 1 | UN | 1 | 10 | C | D | EAR99 | N | 85362010 | 1 | 4042949089292 | 1.08 | KG | 451.35 | 451.35 | LP17 | LP17 | circuit breaker 3VA1 IEC frame 160 breaking capacity class H Icu=70kA @ 415V 3-pole, line protection TM240, ATAM, In=63A overload protection Ir=44A...63A short-circuit protection Ii=5...10 x In clamp connection shunt trip (STL) 110-127V DC, AC 50/60Hz 2 auxiliary switches HQ 1 trip alarm switch HQ | - | 0 | 0
3VA1163-6EF36-0KA0 |  | 3VA1163-6EF36-0KA0 | 1 | UN | 1 | 10 | C | D | EAR99 | N | 85362010 | 1 | 4042949051312 | 1.05 | KG | 381.65 | 381.65 | LP17 | LP17 | circuit breaker 3VA1 IEC frame 160 breaking capacity class H Icu=70kA @ 415V 3-pole, line protection TM240, ATAM, In=63A overload protection Ir=44A...63A short-circuit protection Ii=5...10 x In clamp connection shunt trip (STL) 220-250V DC, 208-277V AC | - | 0 | 0
3VA1163-6EF36-0KC0 |  | 3VA1163-6EF36-0KC0 | 1 | UN | 1 | 10 | C | D | EAR99 | N | 85362010 | 1 | 4042949078845 | 1.05 | KG | 428.4 | 428.4 | LP17 | LP17 | circuit breaker 3VA1 IEC frame 160 breaking capacity class H Icu=70kA @ 415V 3-pole, line protection TM240, ATAM, In=63A overload protection Ir=44A...63A short-circuit protection Ii=5...10 x In clamp connection shunt trip (STL) 220-250V DC, 208-277V AC 2 auxiliary switches HQ | - | 0 | 0
3VA1163-6EF36-0KH0 |  | 3VA1163-6EF36-0KH0 | 1 | UN | 1 | 10 | C | D | EAR99 | N | 85362010 | 1 | 4042949091387 | 1.08 | KG | 451.35 | 451.35 | LP17 | LP17 | circuit breaker 3VA1 IEC frame 160 breaking capacity class H Icu=70kA @ 415V 3-pole, line protection TM240, ATAM, In=63A overload protection Ir=44A...63A short-circuit protection Ii=5...10 x In clamp connection shunt trip (STL) 220-250V DC, 208-277V AC 2 auxiliary switches HQ 1 trip alarm switch HQ | - | 0 | 0
3VA1163-6EF42-0AA0 |  | 3VA1163-6EF42-0AA0 | 1 | UN | 1 | 5 | B | D | EAR99 | N | 85362010 | 1 | 4042948809211 | 1.2 | KG | 346 | 336.2 | LP17 | LP17 | circuit breaker 3VA1 IEC frame 160 breaking capacity class H Icu=70kA @ 415V 4-pole, line protection TM240, ATAM, In=63A overload protection Ir=44A...63A short-circuit protection Ii=5...10 x In N conductor unprotected nut keeper kit | Lista Papel 2020 SI | 0 | 0
3VA1163-6EF46-0AA0 |  | 3VA1163-6EF46-0AA0 | 1 | UN | 1 | 5 | B | D | EAR99 | N | 85362010 | 1 | 4042948820995 | 1.27 | KG | 373.1 | 362.4 | LP17 | LP17 | circuit breaker 3VA1 IEC frame 160 breaking capacity class H Icu=70kA @ 415V 4-pole, line protection TM240, ATAM, In=63A overload protection Ir=44A...63A short-circuit protection Ii=5...10 x In N conductor unprotected clamp connection | Lista Papel 2020 SI | 0 | 0
3VA1163-6GD42-0AA0 |  | 3VA1163-6GD42-0AA0 | 1 | UN | 1 | 5 | B | D | EAR99 | N | 85362010 | 1 | 4042948831755 | 1.21 | KG | 321.4 | 312.4 | LP17 | LP17 | circuit breaker 3VA1 IEC frame 160 breaking capacity class H Icu=70kA @ 415V 4-pole, line protection TM210, FTFM, In=63A overload protection Ir=63A fixed short-circuit protection Ii=10 x In N conductor protection 100% nut keeper kit | Lista Papel 2020 SI | 0 | 0
3VA1163-6GD46-0AA0 |  | 3VA1163-6GD46-0AA0 | 1 | UN | 1 | 5 | B | D | EAR99 | N | 85362010 | 1 | 4042948825228 | 1.17 | KG | 350.1 | 340.3 | LP17 | LP17 | circuit breaker 3VA1 IEC frame 160 breaking capacity class H Icu=70kA @ 415V 4-pole, line protection TM210, FTFM, In=63A overload protection Ir=63A fixed short-circuit protection Ii=10 x In N conductor protection 100% clamp connection | Lista Papel 2020 SI | 0 | 0
3VA1163-6GE42-0AA0 |  | 3VA1163-6GE42-0AA0 | 1 | UN | 1 | 5 | B | D | EAR99 | N | 85362010 | 1 | 4042948831748 | 1.2 | KG | 328.8 | 319.8 | LP17 | LP17 | circuit breaker 3VA1 IEC frame 160 breaking capacity class H Icu=70kA @ 415V 4-pole, line protection TM220, ATFM, In=63A overload protection Ir=44A...63A short-circuit protection Ii=10 x In N conductor protection 100% nut keeper kit | Lista Papel 2020 SI | 0 | 0
3VA1163-6GE46-0AA0 |  | 3VA1163-6GE46-0AA0 | 1 | UN | 1 | 5 | B | D | EAR99 | N | 85362010 | 1 | 4042948825235 | 1.302 | KG | 356.7 | 346.9 | LP17 | LP17 | circuit breaker 3VA1 IEC frame 160 breaking capacity class H Icu=70kA @ 415V 4-pole, line protection TM220, ATFM, In=63A overload protection Ir=44A...63A short-circuit protection Ii=10 x In N conductor protection 100% clamp connection | Lista Papel 2020 SI | 0 | 0
3VA1163-6GF42-0AA0 |  | 3VA1163-6GF42-0AA0 | 1 | UN | 1 | 5 | B | D | EAR99 | N | 85362010 | 1 | 4042948831731 | 1.227 | KG | 346 | 336.2 | LP17 | LP17 | circuit breaker 3VA1 IEC frame 160 breaking capacity class H Icu=70kA @ 415V 4-pole, line protection TM240, ATAM, In=63A overload protection Ir=44A...63A short-circuit protection Ii=5...10 x In N conductor protection 100% nut keeper kit | Lista Papel 2020 SI | 0 | 0
3VA1163-6GF46-0AA0 |  | 3VA1163-6GF46-0AA0 | 1 | UN | 1 | 5 | B | D | EAR99 | N | 85362010 | 1 | 4042948824511 | 1.313 | KG | 373.1 | 362.4 | LP17 | LP17 | circuit breaker 3VA1 IEC frame 160 breaking capacity class H Icu=70kA @ 415V 4-pole, line protection TM240, ATAM, In=63A overload protection Ir=44A...63A short-circuit protection Ii=5...10 x In N conductor protection 100% clamp connection | Lista Papel 2020 SI | 0 | 0
3VA1163-6GF46-0KF0 |  | 3VA1163-6GF46-0KF0 | 1 | UN | 1 | 10 | C | D | EAR99 | N | 85362010 | 1 | 4042949323853 | 1.301 | KG | 516.8 | 516.8 | LP17 | LP17 | circuit breaker 3VA1 IEC frame 160 breaking capacity class H Icu=70kA @ 415V 4-pole, line protection TM240, ATAM, In=63A overload protection Ir=44A...63A short-circuit protection Ii=5...10 x In N conductor protection 100% clamp connection shunt trip (STL) 220-250V DC; 208-277V AC 1 auxiliary switch HQ 1 trip alarm switch HQ | - | 0 | 0
3VA1163-6MH32-0AA0 |  | 3VA1163-6MH32-0AA0 | 1 | UN | 1 | 5 | B | D | EAR99 | N | 85362010 | 1 | 4042948828199 | 958 | G | 265.7 | 258.3 | LP17 | LP17 | circuit breaker 3VA1 IEC frame 160 breaking capacity class H Icu=70kA @ 415V 3-pole, starter protection TM120M, AM, In=63A without overload protection short-circuit protection Ii=7...16 x In nut keeper kit | Lista Papel 2020 SI | 0 | 0
3VA1163-6MH32-0AB0 |  | 3VA1163-6MH32-0AB0 | 1 | UN | 1 | 10 | C | D | EAR99 | N | 85362010 | 1 | 4042949053033 | 0.96 | KG | 345.1 | 345.1 | LP17 | LP17 | circuit breaker 3VA1 IEC frame 160 breaking capacity class H Icu=70kA @ 415V 3-pole, starter protection TM120M, AM, In=63A without overload protection short-circuit protection Ii=5...15 x In nut keeper kit 2 auxiliary switches HP | - | 0 | 0
3VA1163-6MH32-0AC0 |  | 3VA1163-6MH32-0AC0 | 1 | UN | 1 | 10 | C | D | EAR99 | N | 85362010 | 1 | 4042949055129 | 0.96 | KG | 321.3 | 321.3 | LP17 | LP17 | circuit breaker 3VA1 IEC frame 160 breaking capacity class H Icu=70kA @ 415V 3-pole, starter protection TM120M, AM, In=63A without overload protection short-circuit protection Ii=5...15 x In nut keeper kit 2 auxiliary switches HQ | - | 0 | 0
3VA1163-6MH32-0AD0 |  | 3VA1163-6MH32-0AD0 | 1 | UN | 1 | 10 | C | D | EAR99 | N | 85362010 | 1 | 4042949057215 | 0.99 | KG | 345.1 | 345.1 | LP17 | LP17 | circuit breaker 3VA1 IEC frame 160 breaking capacity class H Icu=70kA @ 415V 3-pole, starter protection TM120M, AM, In=63A without overload protection short-circuit protection Ii=5...15 x In nut keeper kit 3 auxiliary switches HQ | - | 0 | 0
3VA1163-6MH32-0AE0 |  | 3VA1163-6MH32-0AE0 | 1 | UN | 1 | 10 | C | D | EAR99 | N | 85362010 | 1 | 4042949059301 | 1.02 | KG | 369.75 | 369.75 | LP17 | LP17 | circuit breaker 3VA1 IEC frame 160 breaking capacity class H Icu=70kA @ 415V 3-pole, starter protection TM120M, AM, In=63A without overload protection short-circuit protection Ii=5...15 x In nut keeper kit 4 auxiliary switches HQ | - | 0 | 0
3VA1163-6MH32-0AF0 |  | 3VA1163-6MH32-0AF0 | 1 | UN | 1 | 10 | C | D | EAR99 | N | 85362010 | 1 | 4042949061397 | 0.96 | KG | 321.3 | 321.3 | LP17 | LP17 | circuit breaker 3VA1 IEC frame 160 breaking capacity class H Icu=70kA @ 415V 3-pole, starter protection TM120M, AM, In=63A without overload protection short-circuit protection Ii=5...15 x In nut keeper kit 1 auxiliary switch HQ 1 trip alarm switch HQ | - | 0 | 0
3VA1163-6MH32-0AG0 |  | 3VA1163-6MH32-0AG0 | 1 | UN | 1 | 10 | C | D | EAR99 | N | 85362010 | 1 | 4042949063483 | 0.96 | KG | 345.1 | 345.1 | LP17 | LP17 | circuit breaker 3VA1 IEC frame 160 breaking capacity class H Icu=70kA @ 415V 3-pole, starter protection TM120M, AM, In=63A without overload protection short-circuit protection Ii=5...15 x In nut keeper kit 1 auxiliary switch HP 1 trip alarm switch HP | - | 0 | 0
3VA1163-6MH32-0AH0 |  | 3VA1163-6MH32-0AH0 | 1 | UN | 1 | 10 | C | D | EAR99 | N | 85362010 | 1 | 4042949065579 | 0.99 | KG | 345.1 | 345.1 | LP17 | LP17 | circuit breaker 3VA1 IEC frame 160 breaking capacity class H Icu=70kA @ 415V 3-pole, starter protection TM120M, AM, In=63A without overload protection short-circuit protection Ii=5...15 x In nut keeper kit 2 auxiliary switches HQ 1 trip alarm switch HQ | - | 0 | 0
3VA1163-6MH32-0BA0 |  | 3VA1163-6MH32-0BA0 | 1 | UN | 1 | 10 | C | D | EAR99 | N | 85362010 | 1 | 4042949040491 | 0.9 | KG | 384.2 | 384.2 | LP17 | LP17 | circuit breaker 3VA1 IEC frame 160 breaking capacity class H Icu=70kA @ 415V 3-pole, starter protection TM120M, AM, In=63A without overload protection short-circuit protection Ii=5...15 x In nut keeper kit undervoltage release (UVR) 24V DC | - | 0 | 0
3VA1163-6MH32-0BC0 |  | 3VA1163-6MH32-0BC0 | 1 | UN | 1 | 10 | C | D | EAR99 | N | 85362010 | 1 | 4042949068020 | 1.05 | KG | 430.95 | 430.95 | LP17 | LP17 | circuit breaker 3VA1 IEC frame 160 breaking capacity class H Icu=70kA @ 415V 3-pole, starter protection TM120M, AM, In=63A without overload protection short-circuit protection Ii=5...15 x In nut keeper kit undervoltage release (UVR) 24V DC 2 auxiliary switches HQ | - | 0 | 0
3VA1163-6MH32-0BH0 |  | 3VA1163-6MH32-0BH0 | 1 | UN | 1 | 10 | C | D | EAR99 | N | 85362010 | 1 | 4042949080565 | 1.05 | KG | 454.75 | 454.75 | LP17 | LP17 | circuit breaker 3VA1 IEC frame 160 breaking capacity class H Icu=70kA @ 415V 3-pole, starter protection TM120M, AM, In=63A without overload protection short-circuit protection Ii=5...15 x In nut keeper kit undervoltage release (UVR) 24V DC 2 auxiliary switches HQ 1 trip alarm switch HQ | - | 0 | 0
3VA1163-6MH32-0CA0 |  | 3VA1163-6MH32-0CA0 | 1 | UN | 1 | 10 | C | D | EAR99 | N | 85362010 | 1 | 4042949042587 | 0.9 | KG | 384.2 | 384.2 | LP17 | LP17 | circuit breaker 3VA1 IEC frame 160 breaking capacity class H Icu=70kA @ 415V 3-pole, starter protection TM120M, AM, In=63A without overload protection short-circuit protection Ii=5...15 x In nut keeper kit undervoltage release (UVR) 120-127V AC 50/60Hz | - | 0 | 0
3VA1163-6MH32-0CC0 |  | 3VA1163-6MH32-0CC0 | 1 | UN | 1 | 10 | C | D | EAR99 | N | 85362010 | 1 | 4042949070115 | 1.05 | KG | 430.95 | 430.95 | LP17 | LP17 | circuit breaker 3VA1 IEC frame 160 breaking capacity class H Icu=70kA @ 415V 3-pole, starter protection TM120M, AM, In=63A without overload protection short-circuit protection Ii=5...15 x In nut keeper kit undervoltage release (UVR) 120-127V AC 50/60Hz 2 auxiliary switches HQ | - | 0 | 0
3VA1163-6MH32-0CH0 |  | 3VA1163-6MH32-0CH0 | 1 | UN | 1 | 10 | C | D | EAR99 | N | 85362010 | 1 | 4042949082651 | 1.08 | KG | 454.75 | 454.75 | LP17 | LP17 | circuit breaker 3VA1 IEC frame 160 breaking capacity class H Icu=70kA @ 415V 3-pole, starter protection TM120M, AM, In=63A without overload protection short-circuit protection Ii=5...15 x In nut keeper kit undervoltage release (UVR) 120-127V AC 50/60Hz 2 auxiliary switches HQ 1 trip alarm switch HQ | - | 0 | 0
3VA1163-6MH32-0DA0 |  | 3VA1163-6MH32-0DA0 | 1 | UN | 1 | 10 | C | D | EAR99 | N | 85362010 | 1 | 4042949044673 | 0.9 | KG | 384.2 | 384.2 | LP17 | LP17 | circuit breaker 3VA1 IEC frame 160 breaking capacity class H Icu=70kA @ 415V 3-pole, starter protection TM120M, AM, In=63A without overload protection short-circuit protection Ii=5...15 x In nut keeper kit undervoltage release (UVR) 208-230V AC 50/60Hz | - | 0 | 0
3VA1163-6MH32-0DC0 |  | 3VA1163-6MH32-0DC0 | 1 | UN | 1 | 10 | C | D | EAR99 | N | 85362010 | 1 | 4042949072201 | 1.05 | KG | 430.95 | 430.95 | LP17 | LP17 | circuit breaker 3VA1 IEC frame 160 breaking capacity class H Icu=70kA @ 415V 3-pole, starter protection TM120M, AM, In=63A without overload protection short-circuit protection Ii=5...15 x In nut keeper kit undervoltage release (UVR) 208-230V AC 50/60Hz 2 auxiliary switches HQ | - | 0 | 0
3VA1163-6MH32-0DH0 |  | 3VA1163-6MH32-0DH0 | 1 | UN | 1 | 10 | C | D | EAR99 | N | 85362010 | 1 | 4042949084747 | 1.08 | KG | 454.75 | 454.75 | LP17 | LP17 | circuit breaker 3VA1 IEC frame 160 breaking capacity class H Icu=70kA @ 415V 3-pole, starter protection TM120M, AM, In=63A without overload protection short-circuit protection Ii=5...15 x In nut keeper kit undervoltage release (UVR) 208-230V AC 50/60Hz 2 auxiliary switches HQ 1 trip alarm switch HQ | - | 0 | 0
3VA1163-6MH32-0HA0 |  | 3VA1163-6MH32-0HA0 | 1 | UN | 1 | 10 | C | D | EAR99 | N | 85362010 | 1 | 4042949046769 | 0.9 | KG | 359.55 | 359.55 | LP17 | LP17 | circuit breaker 3VA1 IEC frame 160 breaking capacity class H Icu=70kA @ 415V 3-pole, starter protection TM120M, AM, In=63A without overload protection short-circuit protection Ii=5...15 x In nut keeper kit shunt trip (STL) 12-30 V DC; 24 V AC 50/60 Hz | - | 0 | 0
3VA1163-6MH32-0HC0 |  | 3VA1163-6MH32-0HC0 | 1 | UN | 1 | 10 | C | D | EAR99 | N | 85362010 | 1 | 4042949074298 | 1.05 | KG | 406.3 | 406.3 | LP17 | LP17 | circuit breaker 3VA1 IEC frame 160 breaking capacity class H Icu=70kA @ 415V 3-pole, starter protection TM120M, AM, In=63A without overload protection short-circuit protection Ii=5...15 x In nut keeper kit shunt trip (STL) 12-30 V DC; 24 V AC 50/60 Hz 2 auxiliary switches HQ | - | 0 | 0
3VA1163-6MH32-0HH0 |  | 3VA1163-6MH32-0HH0 | 1 | UN | 1 | 10 | C | D | EAR99 | N | 85362010 | 1 | 4042949086833 | 1.08 | KG | 430.1 | 430.1 | LP17 | LP17 | circuit breaker 3VA1 IEC frame 160 breaking capacity class H Icu=70kA @ 415V 3-pole, starter protection TM120M, AM, In=63A without overload protection short-circuit protection Ii=5...15 x In nut keeper kit shunt trip (STL) 12-30 V DC; 24 V AC 50/60 Hz 2 auxiliary switches HQ 1 trip alarm switch HQ | - | 0 | 0
3VA1163-6MH32-0JA0 |  | 3VA1163-6MH32-0JA0 | 1 | UN | 1 | 10 | C | D | EAR99 | N | 85362010 | 1 | 4042949048855 | 0.9 | KG | 359.55 | 359.55 | LP17 | LP17 | circuit breaker 3VA1 IEC frame 160 breaking capacity class H Icu=70kA @ 415V 3-pole, starter protection TM120M, AM, In=63A without overload protection short-circuit protection Ii=5...15 x In nut keeper kit shunt trip (STL) 110-127V DC, AC 50/60Hz | - | 0 | 0
3VA1163-6MH32-0JC0 |  | 3VA1163-6MH32-0JC0 | 1 | UN | 1 | 10 | C | D | EAR99 | N | 85362010 | 1 | 4042949076384 | 1.05 | KG | 406.3 | 406.3 | LP17 | LP17 | circuit breaker 3VA1 IEC frame 160 breaking capacity class H Icu=70kA @ 415V 3-pole, starter protection TM120M, AM, In=63A without overload protection short-circuit protection Ii=5...15 x In nut keeper kit shunt trip (STL) 110-127V DC, AC 50/60Hz 2 auxiliary switches HQ | - | 0 | 0
3VA1163-6MH32-0JH0 |  | 3VA1163-6MH32-0JH0 | 1 | UN | 1 | 10 | C | D | EAR99 | N | 85362010 | 1 | 4042949088929 | 1.08 | KG | 430.1 | 430.1 | LP17 | LP17 | circuit breaker 3VA1 IEC frame 160 breaking capacity class H Icu=70kA @ 415V 3-pole, starter protection TM120M, AM, In=63A without overload protection short-circuit protection Ii=5...15 x In nut keeper kit shunt trip (STL) 110-127V DC, AC 50/60Hz 2 auxiliary switches HQ 1 trip alarm switch HQ | - | 0 | 0
3VA1163-6MH32-0KA0 |  | 3VA1163-6MH32-0KA0 | 1 | UN | 1 | 10 | C | D | EAR99 | N | 85362010 | 1 | 4042949050940 | 1.05 | KG | 359.55 | 359.55 | LP17 | LP17 | circuit breaker 3VA1 IEC frame 160 breaking capacity class H Icu=70kA @ 415V 3-pole, starter protection TM120M, AM, In=63A without overload protection short-circuit protection Ii=5...15 x In nut keeper kit shunt trip (STL) 220-250 V DC; 208-277 V AC | - | 0 | 0
3VA1163-6MH32-0KC0 |  | 3VA1163-6MH32-0KC0 | 1 | UN | 1 | 10 | C | D | EAR99 | N | 85362010 | 1 | 4042949078470 | 1.05 | KG | 406.3 | 406.3 | LP17 | LP17 | circuit breaker 3VA1 IEC frame 160 breaking capacity class H Icu=70kA @ 415V 3-pole, starter protection TM120M, AM, In=63A without overload protection short-circuit protection Ii=5...15 x In nut keeper kit shunt trip (STL) 220-250 V DC; 208-277 V AC 2 auxiliary switches HQ | - | 0 | 0
3VA1163-6MH32-0KH0 |  | 3VA1163-6MH32-0KH0 | 1 | UN | 1 | 10 | C | D | EAR99 | N | 85362010 | 1 | 4042949091011 | 1.08 | KG | 430.1 | 430.1 | LP17 | LP17 | circuit breaker 3VA1 IEC frame 160 breaking capacity class H Icu=70kA @ 415V 3-pole, starter protection TM120M, AM, In=63A without overload protection short-circuit protection Ii=5...15 x In nut keeper kit shunt trip (STL) 220-250 V DC; 208-277 V AC 2 auxiliary switches HQ 1 trip alarm switch HQ | - | 0 | 0
3VA1163-6MH36-0AA0 |  | 3VA1163-6MH36-0AA0 | 1 | UN | 1 | 5 | B | D | EAR99 | N | 85362010 | 1 | 4042948828182 | 0.9 | KG | 287.8 | 279.6 | LP17 | LP17 | circuit breaker 3VA1 IEC frame 160 breaking capacity class H Icu=70kA @ 415V 3-pole, starter protection TM120M, AM, In=63A without overload protection short-circuit protection Ii=7...16 x In clamp connection | Lista Papel 2020 SI | 0 | 0
3VA1163-6MH36-0AB0 |  | 3VA1163-6MH36-0AB0 | 1 | UN | 1 | 10 | C | D | EAR99 | N | 85362010 | 1 | 4042949053026 | 0.96 | KG | 368.05 | 368.05 | LP17 | LP17 | circuit breaker 3VA1 IEC frame 160 breaking capacity class H Icu=70kA @ 415V 3-pole, starter protection TM120M, AM, In=63A without overload protection short-circuit protection Ii=5...15 x In clamp connection 2 auxiliary switches HP | - | 0 | 0
3VA1163-6MH36-0AC0 |  | 3VA1163-6MH36-0AC0 | 1 | UN | 1 | 10 | C | D | EAR99 | N | 85362010 | 1 | 4042949055112 | 0.96 | KG | 343.4 | 343.4 | LP17 | LP17 | circuit breaker 3VA1 IEC frame 160 breaking capacity class H Icu=70kA @ 415V 3-pole, starter protection TM120M, AM, In=63A without overload protection short-circuit protection Ii=5...15 x In clamp connection 2 auxiliary switches HQ | - | 0 | 0
3VA1163-6MH36-0AD0 |  | 3VA1163-6MH36-0AD0 | 1 | UN | 1 | 10 | C | D | EAR99 | N | 85362010 | 1 | 4042949057208 | 0.99 | KG | 368.05 | 368.05 | LP17 | LP17 | circuit breaker 3VA1 IEC frame 160 breaking capacity class H Icu=70kA @ 415V 3-pole, starter protection TM120M, AM, In=63A without overload protection short-circuit protection Ii=5...15 x In clamp connection 3 auxiliary switches HQ | - | 0 | 0
3VA1163-6MH36-0AE0 |  | 3VA1163-6MH36-0AE0 | 1 | UN | 1 | 10 | C | D | EAR99 | N | 85362010 | 1 | 4042949059295 | 1.02 | KG | 391 | 391 | LP17 | LP17 | circuit breaker 3VA1 IEC frame 160 breaking capacity class H Icu=70kA @ 415V 3-pole, starter protection TM120M, AM, In=63A without overload protection short-circuit protection Ii=5...15 x In clamp connection 4 auxiliary switches HQ | - | 0 | 0
3VA1163-6MH36-0AF0 |  | 3VA1163-6MH36-0AF0 | 1 | UN | 1 | 10 | C | D | EAR99 | N | 85362010 | 1 | 4042949061380 | 0.96 | KG | 343.4 | 343.4 | LP17 | LP17 | circuit breaker 3VA1 IEC frame 160 breaking capacity class H Icu=70kA @ 415V 3-pole, starter protection TM120M, AM, In=63A without overload protection short-circuit protection Ii=5...15 x In clamp connection 1 auxiliary switch HQ 1 trip alarm switch HQ | - | 0 | 0
3VA1163-6MH36-0AG0 |  | 3VA1163-6MH36-0AG0 | 1 | UN | 1 | 10 | C | D | EAR99 | N | 85362010 | 1 | 4042949063476 | 0.96 | KG | 368.05 | 368.05 | LP17 | LP17 | circuit breaker 3VA1 IEC frame 160 breaking capacity class H Icu=70kA @ 415V 3-pole, starter protection TM120M, AM, In=63A without overload protection short-circuit protection Ii=5...15 x In clamp connection 1 auxiliary switch HP 1 trip alarm switch HP | - | 0 | 0
3VA1163-6MH36-0AH0 |  | 3VA1163-6MH36-0AH0 | 1 | UN | 1 | 10 | C | D | EAR99 | N | 85362010 | 1 | 4042949065562 | 0.99 | KG | 368.05 | 368.05 | LP17 | LP17 | circuit breaker 3VA1 IEC frame 160 breaking capacity class H Icu=70kA @ 415V 3-pole, starter protection TM120M, AM, In=63A without overload protection short-circuit protection Ii=5...15 x In clamp connection 2 auxiliary switches HQ 1 trip alarm switch HQ | - | 0 | 0
3VA1163-6MH36-0BA0 |  | 3VA1163-6MH36-0BA0 | 1 | UN | 1 | 10 | C | D | EAR99 | N | 85362010 | 1 | 4042949040484 | 0.9 | KG | 406.3 | 406.3 | LP17 | LP17 | circuit breaker 3VA1 IEC frame 160 breaking capacity class H Icu=70kA @ 415V 3-pole, starter protection TM120M, AM, In=63A without overload protection short-circuit protection Ii=5...15 x In clamp connection undervoltage release (UVR) 24V DC | - | 0 | 0
3VA1163-6MH36-0BC0 |  | 3VA1163-6MH36-0BC0 | 1 | UN | 1 | 10 | C | D | EAR99 | N | 85362010 | 1 | 4042949068013 | 1.05 | KG | 453.05 | 453.05 | LP17 | LP17 | circuit breaker 3VA1 IEC frame 160 breaking capacity class H Icu=70kA @ 415V 3-pole, starter protection TM120M, AM, In=63A without overload protection short-circuit protection Ii=5...15 x In clamp connection undervoltage release (UVR) 24V DC 2 auxiliary switches HQ | - | 0 | 0
3VA1163-6MH36-0BH0 |  | 3VA1163-6MH36-0BH0 | 1 | UN | 1 | 10 | C | D | EAR99 | N | 85362010 | 1 | 4042949080558 | 1.05 | KG | 476 | 476 | LP17 | LP17 | circuit breaker 3VA1 IEC frame 160 breaking capacity class H Icu=70kA @ 415V 3-pole, starter protection TM120M, AM, In=63A without overload protection short-circuit protection Ii=5...15 x In clamp connection undervoltage release (UVR) 24V DC 2 auxiliary switches HQ 1 trip alarm switch HQ | - | 0 | 0
3VA1163-6MH36-0CA0 |  | 3VA1163-6MH36-0CA0 | 1 | UN | 1 | 10 | C | D | EAR99 | N | 85362010 | 1 | 4042949042570 | 0.9 | KG | 406.3 | 406.3 | LP17 | LP17 | circuit breaker 3VA1 IEC frame 160 breaking capacity class H Icu=70kA @ 415V 3-pole, starter protection TM120M, AM, In=63A without overload protection short-circuit protection Ii=5...15 x In clamp connection undervoltage release (UVR) 120-127V AC 50/60Hz | - | 0 | 0
3VA1163-6MH36-0CC0 |  | 3VA1163-6MH36-0CC0 | 1 | UN | 1 | 10 | C | D | EAR99 | N | 85362010 | 1 | 4042949070108 | 1.05 | KG | 453.05 | 453.05 | LP17 | LP17 | circuit breaker 3VA1 IEC frame 160 breaking capacity class H Icu=70kA @ 415V 3-pole, starter protection TM120M, AM, In=63A without overload protection short-circuit protection Ii=5...15 x In clamp connection undervoltage release (UVR) 120-127V AC 50/60Hz 2 auxiliary switches HQ | - | 0 | 0
3VA1163-6MH36-0CH0 |  | 3VA1163-6MH36-0CH0 | 1 | UN | 1 | 10 | C | D | EAR99 | N | 85362010 | 1 | 4042949082644 | 1.08 | KG | 476 | 476 | LP17 | LP17 | circuit breaker 3VA1 IEC frame 160 breaking capacity class H Icu=70kA @ 415V 3-pole, starter protection TM120M, AM, In=63A without overload protection short-circuit protection Ii=5...15 x In clamp connection undervoltage release (UVR) 120-127V AC 50/60Hz 2 auxiliary switches HQ 1 trip alarm switch HQ | - | 0 | 0
3VA1163-6MH36-0DA0 |  | 3VA1163-6MH36-0DA0 | 1 | UN | 1 | 10 | C | D | EAR99 | N | 85362010 | 1 | 4042949044666 | 0.9 | KG | 406.3 | 406.3 | LP17 | LP17 | circuit breaker 3VA1 IEC frame 160 breaking capacity class H Icu=70kA @ 415V 3-pole, starter protection TM120M, AM, In=63A without overload protection short-circuit protection Ii=5...15 x In clamp connection undervoltage release (UVR) 208-230V AC 50/60Hz | - | 0 | 0
3VA1163-6MH36-0DC0 |  | 3VA1163-6MH36-0DC0 | 1 | UN | 1 | 10 | C | D | EAR99 | N | 85362010 | 1 | 4042949072195 | 1.05 | KG | 453.05 | 453.05 | LP17 | LP17 | circuit breaker 3VA1 IEC frame 160 breaking capacity class H Icu=70kA @ 415V 3-pole, starter protection TM120M, AM, In=63A without overload protection short-circuit protection Ii=5...15 x In clamp connection undervoltage release (UVR) 208-230V AC 50/60Hz 2 auxiliary switches HQ | - | 0 | 0
3VA1163-6MH36-0DH0 |  | 3VA1163-6MH36-0DH0 | 1 | UN | 1 | 10 | C | D | EAR99 | N | 85362010 | 1 | 4042949084730 | 1.08 | KG | 476 | 476 | LP17 | LP17 | circuit breaker 3VA1 IEC frame 160 breaking capacity class H Icu=70kA @ 415V 3-pole, starter protection TM120M, AM, In=63A without overload protection short-circuit protection Ii=5...15 x In clamp connection undervoltage release (UVR) 208-230V AC 50/60Hz 2 auxiliary switches HQ 1 trip alarm switch HQ | - | 0 | 0
3VA1163-6MH36-0HA0 |  | 3VA1163-6MH36-0HA0 | 1 | UN | 1 | 10 | C | D | EAR99 | N | 85362010 | 1 | 4042949046752 | 0.9 | KG | 381.65 | 381.65 | LP17 | LP17 | circuit breaker 3VA1 IEC frame 160 breaking capacity class H Icu=70kA @ 415V 3-pole, starter protection TM120M, AM, In=63A without overload protection short-circuit protection Ii=5...15 x In clamp connection shunt trip (STL) 12-30 V DC; 24 V AC 50/60 Hz | - | 0 | 0
3VA1163-6MH36-0HC0 |  | 3VA1163-6MH36-0HC0 | 1 | UN | 1 | 10 | C | D | EAR99 | N | 85362010 | 1 | 4042949074281 | 1.05 | KG | 428.4 | 428.4 | LP17 | LP17 | circuit breaker 3VA1 IEC frame 160 breaking capacity class H Icu=70kA @ 415V 3-pole, starter protection TM120M, AM, In=63A without overload protection short-circuit protection Ii=5...15 x In clamp connection shunt trip (STL) 12-30 V DC; 24 V AC 50/60 Hz 2 auxiliary switches HQ | - | 0 | 0
3VA1163-6MH36-0HH0 |  | 3VA1163-6MH36-0HH0 | 1 | UN | 1 | 10 | C | D | EAR99 | N | 85362010 | 1 | 4042949086826 | 1.08 | KG | 451.35 | 451.35 | LP17 | LP17 | circuit breaker 3VA1 IEC frame 160 breaking capacity class H Icu=70kA @ 415V 3-pole, starter protection TM120M, AM, In=63A without overload protection short-circuit protection Ii=5...15 x In clamp connection shunt trip (STL) 12-30 V DC; 24 V AC 50/60 Hz 2 auxiliary switches HQ 1 trip alarm switch HQ | - | 0 | 0
3VA1163-6MH36-0JA0 |  | 3VA1163-6MH36-0JA0 | 1 | UN | 1 | 10 | C | D | EAR99 | N | 85362010 | 1 | 4042949048848 | 0.9 | KG | 381.65 | 381.65 | LP17 | LP17 | circuit breaker 3VA1 IEC frame 160 breaking capacity class H Icu=70kA @ 415V 3-pole, starter protection TM120M, AM, In=63A without overload protection short-circuit protection Ii=5...15 x In clamp connection shunt trip (STL) 110-127V DC, AC 50/60Hz | - | 0 | 0
3VA1163-6MH36-0JC0 |  | 3VA1163-6MH36-0JC0 | 1 | UN | 1 | 10 | C | D | EAR99 | N | 85362010 | 1 | 4042949076377 | 1.05 | KG | 428.4 | 428.4 | LP17 | LP17 | circuit breaker 3VA1 IEC frame 160 breaking capacity class H Icu=70kA @ 415V 3-pole, starter protection TM120M, AM, In=63A without overload protection short-circuit protection Ii=5...15 x In clamp connection shunt trip (STL) 110-127V DC, AC 50/60Hz 2 auxiliary switches HQ | - | 0 | 0
3VA1163-6MH36-0JH0 |  | 3VA1163-6MH36-0JH0 | 1 | UN | 1 | 10 | C | D | EAR99 | N | 85362010 | 1 | 4042949088912 | 1.08 | KG | 451.35 | 451.35 | LP17 | LP17 | circuit breaker 3VA1 IEC frame 160 breaking capacity class H Icu=70kA @ 415V 3-pole, starter protection TM120M, AM, In=63A without overload protection short-circuit protection Ii=5...15 x In clamp connection shunt trip (STL) 110-127V DC, AC 50/60Hz 2 auxiliary switches HQ 1 trip alarm switch HQ | - | 0 | 0
3VA1163-6MH36-0KA0 |  | 3VA1163-6MH36-0KA0 | 1 | UN | 1 | 10 | C | D | EAR99 | N | 85362010 | 1 | 4042949050933 | 1.05 | KG | 381.65 | 381.65 | LP17 | LP17 | circuit breaker 3VA1 IEC frame 160 breaking capacity class H Icu=70kA @ 415V 3-pole, starter protection TM120M, AM, In=63A without overload protection short-circuit protection Ii=5...15 x In clamp connection shunt trip (STL) 220-250 V DC; 208-277 V AC | - | 0 | 0
3VA1163-6MH36-0KC0 |  | 3VA1163-6MH36-0KC0 | 1 | UN | 1 | 10 | C | D | EAR99 | N | 85362010 | 1 | 4042949078463 | 1.05 | KG | 428.4 | 428.4 | LP17 | LP17 | circuit breaker 3VA1 IEC frame 160 breaking capacity class H Icu=70kA @ 415V 3-pole, starter protection TM120M, AM, In=63A without overload protection short-circuit protection Ii=5...15 x In clamp connection shunt trip (STL) 220-250 V DC; 208-277 V AC 2 auxiliary switches HQ | - | 0 | 0
3VA1163-6MH36-0KH0 |  | 3VA1163-6MH36-0KH0 | 1 | UN | 1 | 10 | C | D | EAR99 | N | 85362010 | 1 | 4042949091004 | 1.08 | KG | 451.35 | 451.35 | LP17 | LP17 | circuit breaker 3VA1 IEC frame 160 breaking capacity class H Icu=70kA @ 415V 3-pole, starter protection TM120M, AM, In=63A without overload protection short-circuit protection Ii=5...15 x In clamp connection shunt trip (STL) 220-250 V DC; 208-277 V AC 2 auxiliary switches HQ 1 trip alarm switch HQ | - | 0 | 0
3VA1180-3ED12-0AA0 |  | 3VA1180-3ED12-0AA0 | 1 | UN | 1 | 5 | B | D | EAR99 | N | 85362090 | 1 | 4042948829332 | 380 | G | 104.1 | 100.9 | LP17 | LP17 | circuit breaker 3VA1 IEC frame 160 breaking capacity class N Icu=25kA @ 240V 1-pole, line protection TM210, FTFM, In=80A overload protection Ir=80A fixed short-circuit protection Ii=10 x In nut keeper kit | Lista Papel 2020 SI | 0 | 0
3VA1180-3ED16-0AA0 |  | 3VA1180-3ED16-0AA0 | 1 | UN | 1 | 5 | B | D | EAR99 | N | 85362090 | 1 | 4042948829325 | 398 | G | 110.7 | 107.4 | LP17 | LP17 | circuit breaker 3VA1 IEC frame 160 breaking capacity class N Icu=25kA @ 240V 1-pole, line protection TM210, FTFM, In=80A overload protection Ir=80A fixed short-circuit protection Ii=10 x In clamp connection | Lista Papel 2020 SI | 0 | 0
3VA1180-3ED22-0AA0 |  | 3VA1180-3ED22-0AA0 | 1 | UN | 1 | 5 | B | D | EAR99 | N | 85362090 | 1 | 4042948829318 | 650 | G | 186.1 | 181.2 | LP17 | LP17 | circuit breaker 3VA1 IEC frame 160 breaking capacity class N Icu=25kA @ 415V 2-pole, line protection TM210, FTFM, In=80A overload protection Ir=80A fixed short-circuit protection Ii=10 x In nut keeper kit | Lista Papel 2020 SI | 0 | 0
3VA1180-3ED26-0AA0 |  | 3VA1180-3ED26-0AA0 | 1 | UN | 1 | 5 | B | D | EAR99 | N | 85362090 | 1 | 4042948829301 | 0.682 | KG | 200.9 | 195.2 | LP17 | LP17 | circuit breaker 3VA1 IEC frame 160 breaking capacity class N Icu=25kA @ 415V 2-pole, line protection TM210, FTFM, In=80A overload protection Ir=80A fixed short-circuit protection Ii=10 x In clamp connection | Lista Papel 2020 SI | 0 | 0
3VA1180-3ED32-0AA0 |  | 3VA1180-3ED32-0AA0 | 1 | UN | 1 | 5 | B | D | EAR99 | N | 85362090 | 1 | 4042948812648 | 973 | G | 207.5 | 201.7 | LP17 | LP17 | circuit breaker 3VA1 IEC frame 160 breaking capacity class N Icu=25kA @ 415V 3-pole, line protection TM210, FTFM, In=80A overload protection Ir=80A fixed short-circuit protection Ii=10 x In nut keeper kit | Lista Papel 2020 SI | 0 | 0
3VA1180-3ED32-0HA0 |  | 3VA1180-3ED32-0HA0 | 1 | UN | 1 | 10 | C | D | EAR99 | N | 85362090 | 1 | 4042949324041 | 1.032 | KG | 299.2 | 299.2 | LP17 | LP17 | circuit breaker 3VA1 IEC frame 160 breaking capacity class N Icu=25kA @ 415V 3-pole, line protection TM210, FTFM, In=80A overload protection Ir=80A fixed short-circuit protection Ii=10 x In nut keeper kit shunt trip (STL) 12-30V DC, 24V AC 50/60Hz | - | 0 | 0
3VA1180-3ED36-0AA0 |  | 3VA1180-3ED36-0AA0 | 1 | UN | 1 | 5 | B | D | EAR99 | N | 85362090 | 1 | 4042948821725 | 1.017 | KG | 229.6 | 223 | LP17 | LP17 | circuit breaker 3VA1 IEC frame 160 breaking capacity class N Icu=25kA @ 415V 3-pole, line protection TM210, FTFM, In=80A overload protection Ir=80A fixed short-circuit protection Ii=10 x In clamp connection | Lista Papel 2020 SI | 0 | 0
3VA1180-3ED36-0AC0 |  | 3VA1180-3ED36-0AC0 | 1 | UN | 1 | 10 | C | D | EAR99 | N | 85362090 | 1 | 4042949321545 | 0.946 | KG | 284.75 | 284.75 | LP17 | LP17 | circuit breaker 3VA1 IEC frame 160 breaking capacity class N Icu=25kA @ 415V 3-pole, line protection TM210, FTFM, In=80A overload protection Ir=80A fixed short-circuit protection Ii=10 x In clamp connection 2 auxiliary switches HQ | - | 0 | 0
3VA1180-3ED42-0AA0 |  | 3VA1180-3ED42-0AA0 | 1 | UN | 1 | 5 | B | D | EAR99 | N | 85362090 | 1 | 4042948813522 | 1.184 | KG | 269.8 | 262.4 | LP17 | LP17 | circuit breaker 3VA1 IEC frame 160 breaking capacity class N Icu=25kA @ 415V 4-pole, line protection TM210, FTFM, In=80A overload protection Ir=80A fixed short-circuit protection Ii=10 x In N conductor unprotected nut keeper kit | Lista Papel 2020 SI | 0 | 0
3VA1180-3ED46-0AA0 |  | 3VA1180-3ED46-0AA0 | 1 | UN | 1 | 5 | B | D | EAR99 | N | 85362090 | 1 | 4042948822609 | 1.267 | KG | 298.5 | 290.3 | LP17 | LP17 | circuit breaker 3VA1 IEC frame 160 breaking capacity class N Icu=25kA @ 415V 4-pole, line protection TM210, FTFM, In=80A overload protection Ir=80A fixed short-circuit protection Ii=10 x In N conductor unprotected clamp connection | Lista Papel 2020 SI | 0 | 0
3VA1180-3EE32-0AA0 |  | 3VA1180-3EE32-0AA0 | 1 | UN | 1 | 2 | A | D | EAR99 | N | 85362090 | 1 | 4042948812655 | 972 | G | 212.4 | 206.6 | LP17 | LP17 | circuit breaker 3VA1 IEC frame 160 breaking capacity class N Icu=25kA @ 415V 3-pole, line protection TM220, ATFM, In=80A overload protection Ir=56A...80A short-circuit protection Ii=10 x In nut keeper kit | Lista Papel 2020 SI | 0 | 0
3VA1180-3EE32-0HC0 |  | 3VA1180-3EE32-0HC0 | 1 | UN | 1 | 10 | C | D | EAR99 | N | 85362090 | 1 | 4042949323433 | 0.923 | KG | 351.05 | 351.05 | LP17 | LP17 | circuit breaker 3VA1 IEC frame 160 breaking capacity class N Icu=25kA @ 415V 3-pole, line protection TM220, ATFM, In=80A overload protection Ir=56A...80A short-circuit protection Ii=10 x In nut keeper kit shunt trip (STL) 12-30V DC, 24V AC 50/60Hz 2 auxiliary switches HQ | - | 0 | 0
3VA1180-3EE32-0JA0 |  | 3VA1180-3EE32-0JA0 | 1 | UN | 1 | 10 | C | D | EAR99 | N | 85362090 | 1 | 4042949323440 | 0.873 | KG | 303.45 | 303.45 | LP17 | LP17 | circuit breaker 3VA1 IEC frame 160 breaking capacity class N Icu=25kA @ 415V 3-pole, line protection TM220, ATFM, In=80A overload protection Ir=56A...80A short-circuit protection Ii=10 x In nut keeper kit shunt trip (STL) 110-127V DC, AC 50/60Hz | - | 0 | 0
3VA1180-3EE32-0KH0 |  | 3VA1180-3EE32-0KH0 | 1 | UN | 1 | 10 | C | D | EAR99 | N | 85362090 | 1 | 4042949323457 | 0.944 | KG | 373.15 | 373.15 | LP17 | LP17 | circuit breaker 3VA1 IEC frame 160 breaking capacity class N Icu=25kA @ 415V 3-pole, line protection TM220, ATFM, In=80A overload protection Ir=56A...80A short-circuit protection Ii=10 x In nut keeper kit shunt trip (STL) 220-250V DC, 208-277V AC 2 auxiliary switches HQ 1 trip alarm switch HQ | - | 0 | 0
3VA1180-3EE36-0AA0 |  | 3VA1180-3EE36-0AA0 | 1 | UN | 1 | 2 | A | D | EAR99 | N | 85362090 | 1 | 4042948821732 | 1.02 | KG | 232.9 | 226.3 | LP17 | LP17 | circuit breaker 3VA1 IEC frame 160 breaking capacity class N Icu=25kA @ 415V 3-pole, line protection TM220, ATFM, In=80A overload protection Ir=56A...80A short-circuit protection Ii=10 x In clamp connection | Lista Papel 2020 SI | 0 | 0
3VA1180-3EE42-0AA0 |  | 3VA1180-3EE42-0AA0 | 1 | UN | 1 | 5 | B | D | EAR99 | N | 85362090 | 1 | 4042948813539 | 1.197 | KG | 275.5 | 268.1 | LP17 | LP17 | circuit breaker 3VA1 IEC frame 160 breaking capacity class N Icu=25kA @ 415V 4-pole, line protection TM220, ATFM, In=80A overload protection Ir=56A...80A short-circuit protection Ii=10 x In N conductor unprotected nut keeper kit | Lista Papel 2020 SI | 0 | 0
3VA1180-3EE46-0AA0 |  | 3VA1180-3EE46-0AA0 | 1 | UN | 1 | 5 | B | D | EAR99 | N | 85362090 | 1 | 4042948822616 | 1.269 | KG | 304.2 | 296 | LP17 | LP17 | circuit breaker 3VA1 IEC frame 160 breaking capacity class N Icu=25kA @ 415V 4-pole, line protection TM220, ATFM, In=80A overload protection Ir=56A...80A short-circuit protection Ii=10 x In N conductor unprotected clamp connection | Lista Papel 2020 SI | 0 | 0
3VA1180-3EF32-0AA0 |  | 3VA1180-3EF32-0AA0 | 1 | UN | 1 | 2 | A | D | EAR99 | N | 85362090 | 1 | 4042948808788 | 973 | G | 224.7 | 218.1 | LP17 | LP17 | circuit breaker 3VA1 IEC frame 160 breaking capacity class N Icu=25kA @ 415V 3-pole, line protection TM240, ATAM, In=80A overload protection Ir=56A...80A short-circuit protection Ii=5...10 x In nut keeper kit | Lista Papel 2020 SI | 0 | 0
3VA1180-3EF32-0AB0 |  | 3VA1180-3EF32-0AB0 | 1 | UN | 1 | 10 | C | D | EAR99 | N | 85362090 | 1 | 4042949053392 | 0.96 | KG | 302.6 | 302.6 | LP17 | LP17 | circuit breaker 3VA1 IEC frame 160 breaking capacity class N Icu=25kA @ 415V 3-pole, line protection TM240, ATAM, In=80A overload protection Ir=56A...80A short-circuit protection Ii=5...10 x In nut keeper kit 2 auxiliary switches HP | - | 0 | 0
3VA1180-3EF32-0AC0 |  | 3VA1180-3EF32-0AC0 | 1 | UN | 1 | 10 | C | D | EAR99 | N | 85362090 | 1 | 4042949055488 | 0.96 | KG | 277.95 | 277.95 | LP17 | LP17 | circuit breaker 3VA1 IEC frame 160 breaking capacity class N Icu=25kA @ 415V 3-pole, line protection TM240, ATAM, In=80A overload protection Ir=56A...80A short-circuit protection Ii=5...10 x In nut keeper kit 2 auxiliary switches HQ | - | 0 | 0
3VA1180-3EF32-0AD0 |  | 3VA1180-3EF32-0AD0 | 1 | UN | 1 | 10 | C | D | EAR99 | N | 85362090 | 1 | 4042949057574 | 0.99 | KG | 302.6 | 302.6 | LP17 | LP17 | circuit breaker 3VA1 IEC frame 160 breaking capacity class N Icu=25kA @ 415V 3-pole, line protection TM240, ATAM, In=80A overload protection Ir=56A...80A short-circuit protection Ii=5...10 x In nut keeper kit 3 auxiliary switches HQ | - | 0 | 0
3VA1180-3EF32-0AE0 |  | 3VA1180-3EF32-0AE0 | 1 | UN | 1 | 10 | C | D | EAR99 | N | 85362090 | 1 | 4042949059660 | 1.02 | KG | 327.25 | 327.25 | LP17 | LP17 | circuit breaker 3VA1 IEC frame 160 breaking capacity class N Icu=25kA @ 415V 3-pole, line protection TM240, ATAM, In=80A overload protection Ir=56A...80A short-circuit protection Ii=5...10 x In nut keeper kit 4 auxiliary switches HQ | - | 0 | 0
3VA1180-3EF32-0AF0 |  | 3VA1180-3EF32-0AF0 | 1 | UN | 1 | 10 | C | D | EAR99 | N | 85362090 | 1 | 4042949061755 | 0.96 | KG | 277.95 | 277.95 | LP17 | LP17 | circuit breaker 3VA1 IEC frame 160 breaking capacity class N Icu=25kA @ 415V 3-pole, line protection TM240, ATAM, In=80A overload protection Ir=56A...80A short-circuit protection Ii=5...10 x In nut keeper kit 1 auxiliary switch HQ 1 trip alarm switch HQ | - | 0 | 0
3VA1180-3EF32-0AG0 |  | 3VA1180-3EF32-0AG0 | 1 | UN | 1 | 10 | C | D | EAR99 | N | 85362090 | 1 | 4042949063841 | 0.96 | KG | 302.6 | 302.6 | LP17 | LP17 | circuit breaker 3VA1 IEC frame 160 breaking capacity class N Icu=25kA @ 415V 3-pole, line protection TM240, ATAM, In=80A overload protection Ir=56A...80A short-circuit protection Ii=5...10 x In nut keeper kit 1 auxiliary switch HP 1 trip alarm switch HP | - | 0 | 0
3VA1180-3EF32-0AH0 |  | 3VA1180-3EF32-0AH0 | 1 | UN | 1 | 10 | C | D | EAR99 | N | 85362090 | 1 | 4042949065937 | 0.99 | KG | 302.6 | 302.6 | LP17 | LP17 | circuit breaker 3VA1 IEC frame 160 breaking capacity class N Icu=25kA @ 415V 3-pole, line protection TM240, ATAM, In=80A overload protection Ir=56A...80A short-circuit protection Ii=5...10 x In nut keeper kit 2 auxiliary switches HQ 1 trip alarm switch HQ | - | 0 | 0
3VA1180-3EF32-0BA0 |  | 3VA1180-3EF32-0BA0 | 1 | UN | 1 | 10 | C | D | EAR99 | N | 85362090 | 1 | 4042949040859 | 0.9 | KG | 340.85 | 340.85 | LP17 | LP17 | circuit breaker 3VA1 IEC frame 160 breaking capacity class N Icu=25kA @ 415V 3-pole, line protection TM240, ATAM, In=80A overload protection Ir=56A...80A short-circuit protection Ii=5...10 x In nut keeper kit undervoltage release (UVR) 24V DC | - | 0 | 0
3VA1180-3EF32-0BC0 |  | 3VA1180-3EF32-0BC0 | 1 | UN | 1 | 10 | C | D | EAR99 | N | 85362090 | 1 | 4042949068389 | 1.05 | KG | 386.75 | 386.75 | LP17 | LP17 | circuit breaker 3VA1 IEC frame 160 breaking capacity class N Icu=25kA @ 415V 3-pole, line protection TM240, ATAM, In=80A overload protection Ir=56A...80A short-circuit protection Ii=5...10 x In nut keeper kit undervoltage release (UVR) 24V DC 2 auxiliary switches HQ | - | 0 | 0
3VA1180-3EF32-0BH0 |  | 3VA1180-3EF32-0BH0 | 1 | UN | 1 | 10 | C | D | EAR99 | N | 85362090 | 1 | 4042949080923 | 1.05 | KG | 411.4 | 411.4 | LP17 | LP17 | circuit breaker 3VA1 IEC frame 160 breaking capacity class N Icu=25kA @ 415V 3-pole, line protection TM240, ATAM, In=80A overload protection Ir=56A...80A short-circuit protection Ii=5...10 x In nut keeper kit undervoltage release (UVR) 24V DC 2 auxiliary switches HQ 1 trip alarm switch HQ | - | 0 | 0
3VA1180-3EF32-0CA0 |  | 3VA1180-3EF32-0CA0 | 1 | UN | 1 | 10 | C | D | EAR99 | N | 85362090 | 1 | 4042949042945 | 0.9 | KG | 340.85 | 340.85 | LP17 | LP17 | circuit breaker 3VA1 IEC frame 160 breaking capacity class N Icu=25kA @ 415V 3-pole, line protection TM240, ATAM, In=80A overload protection Ir=56A...80A short-circuit protection Ii=5...10 x In nut keeper kit undervoltage release (UVR) 120-127V AC 50/60Hz | - | 0 | 0
3VA1180-3EF32-0CC0 |  | 3VA1180-3EF32-0CC0 | 1 | UN | 1 | 10 | C | D | EAR99 | N | 85362090 | 1 | 4042949070474 | 1.05 | KG | 386.75 | 386.75 | LP17 | LP17 | circuit breaker 3VA1 IEC frame 160 breaking capacity class N Icu=25kA @ 415V 3-pole, line protection TM240, ATAM, In=80A overload protection Ir=56A...80A short-circuit protection Ii=5...10 x In nut keeper kit undervoltage release (UVR) 120-127V AC 50/60Hz 2 auxiliary switches HQ | - | 0 | 0
3VA1180-3EF32-0CH0 |  | 3VA1180-3EF32-0CH0 | 1 | UN | 1 | 10 | C | D | EAR99 | N | 85362090 | 1 | 4042949083016 | 1.08 | KG | 411.4 | 411.4 | LP17 | LP17 | circuit breaker 3VA1 IEC frame 160 breaking capacity class N Icu=25kA @ 415V 3-pole, line protection TM240, ATAM, In=80A overload protection Ir=56A...80A short-circuit protection Ii=5...10 x In nut keeper kit undervoltage release (UVR) 120-127V AC 50/60Hz 2 auxiliary switches HQ 1 trip alarm switch HQ | - | 0 | 0
3VA1180-3EF32-0DA0 |  | 3VA1180-3EF32-0DA0 | 1 | UN | 1 | 10 | C | D | EAR99 | N | 85362090 | 1 | 4042949045038 | 0.9 | KG | 340.85 | 340.85 | LP17 | LP17 | circuit breaker 3VA1 IEC frame 160 breaking capacity class N Icu=25kA @ 415V 3-pole, line protection TM240, ATAM, In=80A overload protection Ir=56A...80A short-circuit protection Ii=5...10 x In nut keeper kit undervoltage release (UVR) 208-230V AC 50/60Hz | - | 0 | 0
3VA1180-3EF32-0DC0 |  | 3VA1180-3EF32-0DC0 | 1 | UN | 1 | 10 | C | D | EAR99 | N | 85362090 | 1 | 4042949072560 | 1.05 | KG | 386.75 | 386.75 | LP17 | LP17 | circuit breaker 3VA1 IEC frame 160 breaking capacity class N Icu=25kA @ 415V 3-pole, line protection TM240, ATAM, In=80A overload protection Ir=56A...80A short-circuit protection Ii=5...10 x In nut keeper kit undervoltage release (UVR) 208-230V AC 50/60Hz 2 auxiliary switches HQ | - | 0 | 0
3VA1180-3EF32-0DH0 |  | 3VA1180-3EF32-0DH0 | 1 | UN | 1 | 10 | C | D | EAR99 | N | 85362090 | 1 | 4042949085102 | 1.08 | KG | 411.4 | 411.4 | LP17 | LP17 | circuit breaker 3VA1 IEC frame 160 breaking capacity class N Icu=25kA @ 415V 3-pole, line protection TM240, ATAM, In=80A overload protection Ir=56A...80A short-circuit protection Ii=5...10 x In nut keeper kit undervoltage release (UVR) 208-230V AC 50/60Hz 2 auxiliary switches HQ 1 trip alarm switch HQ | - | 0 | 0
3VA1180-3EF32-0HA0 |  | 3VA1180-3EF32-0HA0 | 1 | UN | 1 | 10 | C | D | EAR99 | N | 85362090 | 1 | 4042949047124 | 0.9 | KG | 315.35 | 315.35 | LP17 | LP17 | circuit breaker 3VA1 IEC frame 160 breaking capacity class N Icu=25kA @ 415V 3-pole, line protection TM240, ATAM, In=80A overload protection Ir=56A...80A short-circuit protection Ii=5...10 x In nut keeper kit shunt trip (STL) 12-30V DC, 24V AC 50/60Hz | - | 0 | 0
3VA1180-3EF32-0HC0 |  | 3VA1180-3EF32-0HC0 | 1 | UN | 1 | 10 | C | D | EAR99 | N | 85362090 | 1 | 4042949074656 | 1.05 | KG | 362.95 | 362.95 | LP17 | LP17 | circuit breaker 3VA1 IEC frame 160 breaking capacity class N Icu=25kA @ 415V 3-pole, line protection TM240, ATAM, In=80A overload protection Ir=56A...80A short-circuit protection Ii=5...10 x In nut keeper kit shunt trip (STL) 12-30V DC, 24V AC 50/60Hz 2 auxiliary switches HQ | - | 0 | 0
3VA1180-3EF32-0HH0 |  | 3VA1180-3EF32-0HH0 | 1 | UN | 1 | 10 | C | D | EAR99 | N | 85362090 | 1 | 4042949087199 | 1.08 | KG | 385.9 | 385.9 | LP17 | LP17 | circuit breaker 3VA1 IEC frame 160 breaking capacity class N Icu=25kA @ 415V 3-pole, line protection TM240, ATAM, In=80A overload protection Ir=56A...80A short-circuit protection Ii=5...10 x In nut keeper kit shunt trip (STL) 12-30V DC, 24V AC 50/60Hz 2 auxiliary switches HQ 1 trip alarm switch HQ | - | 0 | 0
3VA1180-3EF32-0JA0 |  | 3VA1180-3EF32-0JA0 | 1 | UN | 1 | 10 | C | D | EAR99 | N | 85362090 | 1 | 4042949049210 | 0.9 | KG | 315.35 | 315.35 | LP17 | LP17 | circuit breaker 3VA1 IEC frame 160 breaking capacity class N Icu=25kA @ 415V 3-pole, line protection TM240, ATAM, In=80A overload protection Ir=56A...80A short-circuit protection Ii=5...10 x In nut keeper kit shunt trip (STL) 110-127V DC, AC 50/60Hz | - | 0 | 0
3VA1180-3EF32-0JC0 |  | 3VA1180-3EF32-0JC0 | 1 | UN | 1 | 10 | C | D | EAR99 | N | 85362090 | 1 | 4042949076742 | 1.05 | KG | 362.95 | 362.95 | LP17 | LP17 | circuit breaker 3VA1 IEC frame 160 breaking capacity class N Icu=25kA @ 415V 3-pole, line protection TM240, ATAM, In=80A overload protection Ir=56A...80A short-circuit protection Ii=5...10 x In nut keeper kit shunt trip (STL) 110-127V DC, AC 50/60Hz 2 auxiliary switches HQ | - | 0 | 0
3VA1180-3EF32-0JH0 |  | 3VA1180-3EF32-0JH0 | 1 | UN | 1 | 10 | C | D | EAR99 | N | 85362090 | 1 | 4042949089285 | 1.08 | KG | 385.9 | 385.9 | LP17 | LP17 | circuit breaker 3VA1 IEC frame 160 breaking capacity class N Icu=25kA @ 415V 3-pole, line protection TM240, ATAM, In=80A overload protection Ir=56A...80A short-circuit protection Ii=5...10 x In nut keeper kit shunt trip (STL) 110-127V DC, AC 50/60Hz 2 auxiliary switches HQ 1 trip alarm switch HQ | - | 0 | 0
3VA1180-3EF32-0KA0 |  | 3VA1180-3EF32-0KA0 | 1 | UN | 1 | 10 | C | D | EAR99 | N | 85362090 | 1 | 4042949051305 | 1.05 | KG | 315.35 | 315.35 | LP17 | LP17 | circuit breaker 3VA1 IEC frame 160 breaking capacity class N Icu=25kA @ 415V 3-pole, line protection TM240, ATAM, In=80A overload protection Ir=56A...80A short-circuit protection Ii=5...10 x In nut keeper kit shunt trip (STL) 220-250V DC, 208-277V AC | - | 0 | 0
3VA1180-3EF32-0KC0 |  | 3VA1180-3EF32-0KC0 | 1 | UN | 1 | 10 | C | D | EAR99 | N | 85362090 | 1 | 4042949078838 | 1.05 | KG | 362.95 | 362.95 | LP17 | LP17 | circuit breaker 3VA1 IEC frame 160 breaking capacity class N Icu=25kA @ 415V 3-pole, line protection TM240, ATAM, In=80A overload protection Ir=56A...80A short-circuit protection Ii=5...10 x In nut keeper kit shunt trip (STL) 220-250V DC, 208-277V AC 2 auxiliary switches HQ | - | 0 | 0
3VA1180-3EF32-0KH0 |  | 3VA1180-3EF32-0KH0 | 1 | UN | 1 | 10 | C | D | EAR99 | N | 85362090 | 1 | 4042949091370 | 1.08 | KG | 385.9 | 385.9 | LP17 | LP17 | circuit breaker 3VA1 IEC frame 160 breaking capacity class N Icu=25kA @ 415V 3-pole, line protection TM240, ATAM, In=80A overload protection Ir=56A...80A short-circuit protection Ii=5...10 x In nut keeper kit shunt trip (STL) 220-250V DC, 208-277V AC 2 auxiliary switches HQ 1 trip alarm switch HQ | - | 0 | 0
3VA1180-3EF36-0AA0 |  | 3VA1180-3EF36-0AA0 | 1 | UN | 1 | 2 | A | D | EAR99 | N | 85362090 | 1 | 4042948820568 | 1.039 | KG | 244.4 | 237.8 | LP17 | LP17 | circuit breaker 3VA1 IEC frame 160 breaking capacity class N Icu=25kA @ 415V 3-pole, line protection TM240, ATAM, In=80A overload protection Ir=56A...80A short-circuit protection Ii=5...10 x In clamp connection | Lista Papel 2020 SI | 0 | 0
3VA1180-3EF36-0AB0 |  | 3VA1180-3EF36-0AB0 | 1 | UN | 1 | 10 | C | D | EAR99 | N | 85362090 | 1 | 4042949053385 | 0.96 | KG | 324.7 | 324.7 | LP17 | LP17 | circuit breaker 3VA1 IEC frame 160 breaking capacity class N Icu=25kA @ 415V 3-pole, line protection TM240, ATAM, In=80A overload protection Ir=56A...80A short-circuit protection Ii=5...10 x In clamp connection 2 auxiliary switches HP | - | 0 | 0
3VA1180-3EF36-0AC0 |  | 3VA1180-3EF36-0AC0 | 1 | UN | 1 | 10 | C | D | EAR99 | N | 85362090 | 1 | 4042949055471 | 0.96 | KG | 300.9 | 300.9 | LP17 | LP17 | circuit breaker 3VA1 IEC frame 160 breaking capacity class N Icu=25kA @ 415V 3-pole, line protection TM240, ATAM, In=80A overload protection Ir=56A...80A short-circuit protection Ii=5...10 x In clamp connection 2 auxiliary switches HQ | - | 0 | 0
3VA1180-3EF36-0AD0 |  | 3VA1180-3EF36-0AD0 | 1 | UN | 1 | 10 | C | D | EAR99 | N | 85362090 | 1 | 4042949057567 | 0.99 | KG | 324.7 | 324.7 | LP17 | LP17 | circuit breaker 3VA1 IEC frame 160 breaking capacity class N Icu=25kA @ 415V 3-pole, line protection TM240, ATAM, In=80A overload protection Ir=56A...80A short-circuit protection Ii=5...10 x In clamp connection 3 auxiliary switches HQ | - | 0 | 0
3VA1180-3EF36-0AE0 |  | 3VA1180-3EF36-0AE0 | 1 | UN | 1 | 10 | C | D | EAR99 | N | 85362090 | 1 | 4042949059653 | 1.02 | KG | 347.65 | 347.65 | LP17 | LP17 | circuit breaker 3VA1 IEC frame 160 breaking capacity class N Icu=25kA @ 415V 3-pole, line protection TM240, ATAM, In=80A overload protection Ir=56A...80A short-circuit protection Ii=5...10 x In clamp connection 4 auxiliary switches HQ | - | 0 | 0
3VA1180-3EF36-0AF0 |  | 3VA1180-3EF36-0AF0 | 1 | UN | 1 | 10 | C | D | EAR99 | N | 85362090 | 1 | 4042949061748 | 0.96 | KG | 300.9 | 300.9 | LP17 | LP17 | circuit breaker 3VA1 IEC frame 160 breaking capacity class N Icu=25kA @ 415V 3-pole, line protection TM240, ATAM, In=80A overload protection Ir=56A...80A short-circuit protection Ii=5...10 x In clamp connection 1 auxiliary switch HQ 1 trip alarm switch HQ | - | 0 | 0
3VA1180-3EF36-0AG0 |  | 3VA1180-3EF36-0AG0 | 1 | UN | 1 | 10 | C | D | EAR99 | N | 85362090 | 1 | 4042949063834 | 0.96 | KG | 324.7 | 324.7 | LP17 | LP17 | circuit breaker 3VA1 IEC frame 160 breaking capacity class N Icu=25kA @ 415V 3-pole, line protection TM240, ATAM, In=80A overload protection Ir=56A...80A short-circuit protection Ii=5...10 x In clamp connection 1 auxiliary switch HP 1 trip alarm switch HP | - | 0 | 0
3VA1180-3EF36-0AH0 |  | 3VA1180-3EF36-0AH0 | 1 | UN | 1 | 10 | C | D | EAR99 | N | 85362090 | 1 | 4042949065920 | 0.99 | KG | 324.7 | 324.7 | LP17 | LP17 | circuit breaker 3VA1 IEC frame 160 breaking capacity class N Icu=25kA @ 415V 3-pole, line protection TM240, ATAM, In=80A overload protection Ir=56A...80A short-circuit protection Ii=5...10 x In clamp connection 2 auxiliary switches HQ 1 trip alarm switch HQ | - | 0 | 0
3VA1180-3EF36-0BA0 |  | 3VA1180-3EF36-0BA0 | 1 | UN | 1 | 10 | C | D | EAR99 | N | 85362090 | 1 | 4042949040842 | 0.9 | KG | 362.95 | 362.95 | LP17 | LP17 | circuit breaker 3VA1 IEC frame 160 breaking capacity class N Icu=25kA @ 415V 3-pole, line protection TM240, ATAM, In=80A overload protection Ir=56A...80A short-circuit protection Ii=5...10 x In clamp connection undervoltage release (UVR) 24V DC | - | 0 | 0
3VA1180-3EF36-0BC0 |  | 3VA1180-3EF36-0BC0 | 1 | UN | 1 | 10 | C | D | EAR99 | N | 85362090 | 1 | 4042949068372 | 1.05 | KG | 409.7 | 409.7 | LP17 | LP17 | circuit breaker 3VA1 IEC frame 160 breaking capacity class N Icu=25kA @ 415V 3-pole, line protection TM240, ATAM, In=80A overload protection Ir=56A...80A short-circuit protection Ii=5...10 x In clamp connection undervoltage release (UVR) 24V DC 2 auxiliary switches HQ | - | 0 | 0
3VA1180-3EF36-0BH0 |  | 3VA1180-3EF36-0BH0 | 1 | UN | 1 | 10 | C | D | EAR99 | N | 85362090 | 1 | 4042949080916 | 1.05 | KG | 432.65 | 432.65 | LP17 | LP17 | circuit breaker 3VA1 IEC frame 160 breaking capacity class N Icu=25kA @ 415V 3-pole, line protection TM240, ATAM, In=80A overload protection Ir=56A...80A short-circuit protection Ii=5...10 x In clamp connection undervoltage release (UVR) 24V DC 2 auxiliary switches HQ 1 trip alarm switch HQ | - | 0 | 0
3VA1180-3EF36-0CA0 |  | 3VA1180-3EF36-0CA0 | 1 | UN | 1 | 10 | C | D | EAR99 | N | 85362090 | 1 | 4042949042938 | 0.9 | KG | 362.95 | 362.95 | LP17 | LP17 | circuit breaker 3VA1 IEC frame 160 breaking capacity class N Icu=25kA @ 415V 3-pole, line protection TM240, ATAM, In=80A overload protection Ir=56A...80A short-circuit protection Ii=5...10 x In clamp connection undervoltage release (UVR) 120-127V AC 50/60Hz | - | 0 | 0
3VA1180-3EF36-0CC0 |  | 3VA1180-3EF36-0CC0 | 1 | UN | 1 | 10 | C | D | EAR99 | N | 85362090 | 1 | 4042949070467 | 1.05 | KG | 409.7 | 409.7 | LP17 | LP17 | circuit breaker 3VA1 IEC frame 160 breaking capacity class N Icu=25kA @ 415V 3-pole, line protection TM240, ATAM, In=80A overload protection Ir=56A...80A short-circuit protection Ii=5...10 x In clamp connection undervoltage release (UVR) 120-127V AC 50/60Hz 2 auxiliary switches HQ | - | 0 | 0
3VA1180-3EF36-0CH0 |  | 3VA1180-3EF36-0CH0 | 1 | UN | 1 | 10 | C | D | EAR99 | N | 85362090 | 1 | 4042949083009 | 1.08 | KG | 432.65 | 432.65 | LP17 | LP17 | circuit breaker 3VA1 IEC frame 160 breaking capacity class N Icu=25kA @ 415V 3-pole, line protection TM240, ATAM, In=80A overload protection Ir=56A...80A short-circuit protection Ii=5...10 x In clamp connection undervoltage release (UVR) 120-127V AC 50/60Hz 2 auxiliary switches HQ 1 trip alarm switch HQ | - | 0 | 0
3VA1180-3EF36-0DA0 |  | 3VA1180-3EF36-0DA0 | 1 | UN | 1 | 10 | C | D | EAR99 | N | 85362090 | 1 | 4042949045021 | 0.9 | KG | 362.95 | 362.95 | LP17 | LP17 | circuit breaker 3VA1 IEC frame 160 breaking capacity class N Icu=25kA @ 415V 3-pole, line protection TM240, ATAM, In=80A overload protection Ir=56A...80A short-circuit protection Ii=5...10 x In clamp connection undervoltage release (UVR) 208-230V AC 50/60Hz | - | 0 | 0
3VA1180-3EF36-0DC0 |  | 3VA1180-3EF36-0DC0 | 1 | UN | 1 | 10 | C | D | EAR99 | N | 85362090 | 1 | 4042949072553 | 1.05 | KG | 409.7 | 409.7 | LP17 | LP17 | circuit breaker 3VA1 IEC frame 160 breaking capacity class N Icu=25kA @ 415V 3-pole, line protection TM240, ATAM, In=80A overload protection Ir=56A...80A short-circuit protection Ii=5...10 x In clamp connection undervoltage release (UVR) 208-230V AC 50/60Hz 2 auxiliary switches HQ | - | 0 | 0
3VA1180-3EF36-0DH0 |  | 3VA1180-3EF36-0DH0 | 1 | UN | 1 | 10 | C | D | EAR99 | N | 85362090 | 1 | 4042949085096 | 1.08 | KG | 432.65 | 432.65 | LP17 | LP17 | circuit breaker 3VA1 IEC frame 160 breaking capacity class N Icu=25kA @ 415V 3-pole, line protection TM240, ATAM, In=80A overload protection Ir=56A...80A short-circuit protection Ii=5...10 x In clamp connection undervoltage release (UVR) 208-230V AC 50/60Hz 2 auxiliary switches HQ 1 trip alarm switch HQ | - | 0 | 0
3VA1180-3EF36-0HA0 |  | 3VA1180-3EF36-0HA0 | 1 | UN | 1 | 10 | C | D | EAR99 | N | 85362090 | 1 | 4042949047117 | 0.9 | KG | 338.3 | 338.3 | LP17 | LP17 | circuit breaker 3VA1 IEC frame 160 breaking capacity class N Icu=25kA @ 415V 3-pole, line protection TM240, ATAM, In=80A overload protection Ir=56A...80A short-circuit protection Ii=5...10 x In clamp connection shunt trip (STL) 12-30V DC, 24V AC 50/60Hz | - | 0 | 0
3VA1180-3EF36-0HC0 |  | 3VA1180-3EF36-0HC0 | 1 | UN | 1 | 10 | C | D | EAR99 | N | 85362090 | 1 | 4042949074649 | 1.05 | KG | 384.2 | 384.2 | LP17 | LP17 | circuit breaker 3VA1 IEC frame 160 breaking capacity class N Icu=25kA @ 415V 3-pole, line protection TM240, ATAM, In=80A overload protection Ir=56A...80A short-circuit protection Ii=5...10 x In clamp connection shunt trip (STL) 12-30V DC, 24V AC 50/60Hz 2 auxiliary switches HQ | - | 0 | 0
3VA1180-3EF36-0HH0 |  | 3VA1180-3EF36-0HH0 | 1 | UN | 1 | 10 | C | D | EAR99 | N | 85362090 | 1 | 4042949087182 | 1.08 | KG | 408.85 | 408.85 | LP17 | LP17 | circuit breaker 3VA1 IEC frame 160 breaking capacity class N Icu=25kA @ 415V 3-pole, line protection TM240, ATAM, In=80A overload protection Ir=56A...80A short-circuit protection Ii=5...10 x In clamp connection shunt trip (STL) 12-30V DC, 24V AC 50/60Hz 2 auxiliary switches HQ 1 trip alarm switch HQ | - | 0 | 0
3VA1180-3EF36-0JA0 |  | 3VA1180-3EF36-0JA0 | 1 | UN | 1 | 10 | C | D | EAR99 | N | 85362090 | 1 | 4042949049203 | 0.9 | KG | 338.3 | 338.3 | LP17 | LP17 | circuit breaker 3VA1 IEC frame 160 breaking capacity class N Icu=25kA @ 415V 3-pole, line protection TM240, ATAM, In=80A overload protection Ir=56A...80A short-circuit protection Ii=5...10 x In clamp connection shunt trip (STL) 110-127V DC, AC 50/60Hz | - | 0 | 0
3VA1180-3EF36-0JC0 |  | 3VA1180-3EF36-0JC0 | 1 | UN | 1 | 10 | C | D | EAR99 | N | 85362090 | 1 | 4042949076735 | 1.05 | KG | 384.2 | 384.2 | LP17 | LP17 | circuit breaker 3VA1 IEC frame 160 breaking capacity class N Icu=25kA @ 415V 3-pole, line protection TM240, ATAM, In=80A overload protection Ir=56A...80A short-circuit protection Ii=5...10 x In clamp connection shunt trip (STL) 110-127V DC, AC 50/60Hz 2 auxiliary switches HQ | - | 0 | 0
3VA1180-3EF36-0JH0 |  | 3VA1180-3EF36-0JH0 | 1 | UN | 1 | 10 | C | D | EAR99 | N | 85362090 | 1 | 4042949089278 | 1.08 | KG | 408.85 | 408.85 | LP17 | LP17 | circuit breaker 3VA1 IEC frame 160 breaking capacity class N Icu=25kA @ 415V 3-pole, line protection TM240, ATAM, In=80A overload protection Ir=56A...80A short-circuit protection Ii=5...10 x In clamp connection shunt trip (STL) 110-127V DC, AC 50/60Hz 2 auxiliary switches HQ 1 trip alarm switch HQ | - | 0 | 0
3VA1180-3EF36-0KA0 |  | 3VA1180-3EF36-0KA0 | 1 | UN | 1 | 10 | C | D | EAR99 | N | 85362090 | 1 | 4042949051299 | 1.05 | KG | 338.3 | 338.3 | LP17 | LP17 | circuit breaker 3VA1 IEC frame 160 breaking capacity class N Icu=25kA @ 415V 3-pole, line protection TM240, ATAM, In=80A overload protection Ir=56A...80A short-circuit protection Ii=5...10 x In clamp connection shunt trip (STL) 220-250V DC, 208-277V AC | - | 0 | 0
3VA1180-3EF36-0KC0 |  | 3VA1180-3EF36-0KC0 | 1 | UN | 1 | 10 | C | D | EAR99 | N | 85362090 | 1 | 4042949078821 | 1.05 | KG | 384.2 | 384.2 | LP17 | LP17 | circuit breaker 3VA1 IEC frame 160 breaking capacity class N Icu=25kA @ 415V 3-pole, line protection TM240, ATAM, In=80A overload protection Ir=56A...80A short-circuit protection Ii=5...10 x In clamp connection shunt trip (STL) 220-250V DC, 208-277V AC 2 auxiliary switches HQ | - | 0 | 0
3VA1180-3EF36-0KH0 |  | 3VA1180-3EF36-0KH0 | 1 | UN | 1 | 10 | C | D | EAR99 | N | 85362090 | 1 | 4042949091363 | 1.08 | KG | 408.85 | 408.85 | LP17 | LP17 | circuit breaker 3VA1 IEC frame 160 breaking capacity class N Icu=25kA @ 415V 3-pole, line protection TM240, ATAM, In=80A overload protection Ir=56A...80A short-circuit protection Ii=5...10 x In clamp connection shunt trip (STL) 220-250V DC, 208-277V AC 2 auxiliary switches HQ 1 trip alarm switch HQ | - | 0 | 0
3VA1180-3EF42-0AA0 |  | 3VA1180-3EF42-0AA0 | 1 | UN | 1 | 5 | B | D | EAR99 | N | 85362090 | 1 | 4042948809228 | 1.191 | KG | 291.1 | 282.9 | LP17 | LP17 | circuit breaker 3VA1 IEC frame 160 breaking capacity class N Icu=25kA @ 415V 4-pole, line protection TM240, ATAM, In=80A overload protection Ir=56A...80A short-circuit protection Ii=5...10 x In N conductor unprotected nut keeper kit | Lista Papel 2020 SI | 0 | 0
3VA1180-3EF46-0AA0 |  | 3VA1180-3EF46-0AA0 | 1 | UN | 1 | 5 | B | D | EAR99 | N | 85362090 | 1 | 4042948821008 | 1.281 | KG | 319.8 | 310.8 | LP17 | LP17 | circuit breaker 3VA1 IEC frame 160 breaking capacity class N Icu=25kA @ 415V 4-pole, line protection TM240, ATAM, In=80A overload protection Ir=56A...80A short-circuit protection Ii=5...10 x In N conductor unprotected clamp connection | Lista Papel 2020 SI | 0 | 0
3VA1180-3GD42-0AA0 |  | 3VA1180-3GD42-0AA0 | 1 | UN | 1 | 5 | B | D | EAR99 | N | 85362090 | 1 | 4042948831724 | 1.2 | KG | 269.8 | 262.4 | LP17 | LP17 | circuit breaker 3VA1 IEC frame 160 breaking capacity class N Icu=25kA @ 415V 4-pole, line protection TM210, FTFM, In=80A overload protection Ir=80A fixed short-circuit protection Ii=10 x In N conductor protection 100% nut keeper kit | Lista Papel 2020 SI | 0 | 0
3VA1180-3GD46-0AA0 |  | 3VA1180-3GD46-0AA0 | 1 | UN | 1 | 5 | B | D | EAR99 | N | 85362090 | 1 | 4042948825242 | 1.318 | KG | 298.5 | 290.3 | LP17 | LP17 | circuit breaker 3VA1 IEC frame 160 breaking capacity class N Icu=25kA @ 415V 4-pole, line protection TM210, FTFM, In=80A overload protection Ir=80A fixed short-circuit protection Ii=10 x In N conductor protection 100% clamp connection | Lista Papel 2020 SI | 0 | 0
3VA1180-3GE42-0AA0 |  | 3VA1180-3GE42-0AA0 | 1 | UN | 1 | 5 | B | D | EAR99 | N | 85362090 | 1 | 4042948831717 | 1.213 | KG | 275.5 | 268.1 | LP17 | LP17 | circuit breaker 3VA1 IEC frame 160 breaking capacity class N Icu=25kA @ 415V 4-pole, line protection TM220, ATFM, In=80A overload protection Ir=56A...80A short-circuit protection Ii=10 x In N conductor protection 100% nut keeper kit | Lista Papel 2020 SI | 0 | 0
3VA1180-3GE46-0AA0 |  | 3VA1180-3GE46-0AA0 | 1 | UN | 1 | 5 | B | D | EAR99 | N | 85362090 | 1 | 4042948825259 | 1.301 | KG | 304.2 | 296 | LP17 | LP17 | circuit breaker 3VA1 IEC frame 160 breaking capacity class N Icu=25kA @ 415V 4-pole, line protection TM220, ATFM, In=80A overload protection Ir=56A...80A short-circuit protection Ii=10 x In N conductor protection 100% clamp connection | Lista Papel 2020 SI | 0 | 0
3VA1180-3GF42-0AA0 |  | 3VA1180-3GF42-0AA0 | 1 | UN | 1 | 5 | B | D | EAR99 | N | 85362090 | 1 | 4042948831700 | 1.215 | KG | 291.1 | 282.9 | LP17 | LP17 | circuit breaker 3VA1 IEC frame 160 breaking capacity class N Icu=25kA @ 415V 4-pole, line protection TM240, ATAM, In=80A overload protection Ir=56A...80A short-circuit protection Ii=5...10 x In N conductor protection 100% nut keeper kit | Lista Papel 2020 SI | 0 | 0
3VA1180-3GF46-0AA0 |  | 3VA1180-3GF46-0AA0 | 1 | UN | 1 | 2 | A | D | EAR99 | N | 85362090 | 1 | 4042948824528 | 1.308 | KG | 319.8 | 310.8 | LP17 | LP17 | circuit breaker 3VA1 IEC frame 160 breaking capacity class N Icu=25kA @ 415V 4-pole, line protection TM240, ATAM, In=80A overload protection Ir=56A...80A short-circuit protection Ii=5...10 x In N conductor protection 100% clamp connection | Lista Papel 2020 SI | 0 | 0
3VA1180-4ED12-0AA0 |  | 3VA1180-4ED12-0AA0 | 1 | UN | 1 | 5 | B | D | EAR99 | N | 85362090 | 1 | 4042948829295 | 0.377 | KG | 113.2 | 109.9 | LP17 | LP17 | circuit breaker 3VA1 IEC frame 160 breaking capacity class S Icu=36kA @ 240V 1-pole, line protection TM210, FTFM, In=80A overload protection Ir=80A fixed short-circuit protection Ii=10 x In nut keeper kit | Lista Papel 2020 SI | 0 | 0
3VA1180-4ED16-0AA0 |  | 3VA1180-4ED16-0AA0 | 1 | UN | 1 | 5 | B | D | EAR99 | N | 85362090 | 1 | 4042948829288 | 0.36 | KG | 120.5 | 117.3 | LP17 | LP17 | circuit breaker 3VA1 IEC frame 160 breaking capacity class S Icu=36kA @ 240V 1-pole, line protection TM210, FTFM, In=80A overload protection Ir=80A fixed short-circuit protection Ii=10 x In clamp connection | Lista Papel 2020 SI | 0 | 0
3VA1180-4ED22-0AA0 |  | 3VA1180-4ED22-0AA0 | 1 | UN | 1 | 5 | B | D | EAR99 | N | 85362090 | 1 | 4042948829271 | 0.65 | KG | 204.2 | 198.4 | LP17 | LP17 | circuit breaker 3VA1 IEC frame 160 breaking capacity class S Icu=36kA @ 415V 2-pole, line protection TM210, FTFM, In=80A overload protection Ir=80A fixed short-circuit protection Ii=10 x In nut keeper kit | Lista Papel 2020 SI | 0 | 0
3VA1180-4ED26-0AA0 |  | 3VA1180-4ED26-0AA0 | 1 | UN | 1 | 5 | B | D | EAR99 | N | 85362090 | 1 | 4042948829264 | 0.694 | KG | 217.3 | 211.6 | LP17 | LP17 | circuit breaker 3VA1 IEC frame 160 breaking capacity class S Icu=36kA @ 415V 2-pole, line protection TM210, FTFM, In=80A overload protection Ir=80A fixed short-circuit protection Ii=10 x In clamp connection | Lista Papel 2020 SI | 0 | 0
3VA1180-4ED32-0AA0 |  | 3VA1180-4ED32-0AA0 | 1 | UN | 1 | 5 | B | D | EAR99 | N | 85362090 | 1 | 4042948812662 | 970 | G | 226.3 | 219.8 | LP17 | LP17 | circuit breaker 3VA1 IEC frame 160 breaking capacity class S Icu=36kA @ 415V 3-pole, line protection TM210, FTFM, In=80A overload protection Ir=80A fixed short-circuit protection Ii=10 x In nut keeper kit | Lista Papel 2020 SI | 0 | 0
3VA1180-4ED32-0KF0 |  | 3VA1180-4ED32-0KF0 | 1 | UN | 1 | 10 | C | D | EAR99 | N | 85362090 | 1 | 4042949323013 | 0.916 | KG | 365.5 | 365.5 | LP17 | LP17 | circuit breaker 3VA1 IEC frame 160 breaking capacity class S Icu=36kA @ 415V 3-pole, line protection TM210, FTFM, In=80A overload protection Ir=80A fixed short-circuit protection Ii=10 x In nut keeper kit shunt trip (STL) 220-250V DC, 208-277V AC 1 auxiliary switch HQ 1 trip alarm switch HQ | - | 0 | 0
3VA1180-4ED36-0AA0 |  | 3VA1180-4ED36-0AA0 | 1 | UN | 1 | 5 | B | D | EAR99 | N | 85362090 | 1 | 4042948821749 | 1.027 | KG | 249.3 | 241.9 | LP17 | LP17 | circuit breaker 3VA1 IEC frame 160 breaking capacity class S Icu=36kA @ 415V 3-pole, line protection TM210, FTFM, In=80A overload protection Ir=80A fixed short-circuit protection Ii=10 x In clamp connection | Lista Papel 2020 SI | 0 | 0
3VA1180-4ED36-0AC0 |  | 3VA1180-4ED36-0AC0 | 1 | UN | 1 | 10 | C | D | EAR99 | N | 85362090 | 1 | 4042949327165 | 1.075 | KG | 304.3 | 304.3 | LP17 | LP17 | circuit breaker 3VA1 IEC frame 160 breaking capacity class S Icu=36kA @ 415V 3-pole, line protection TM210, FTFM, In=80A overload protection Ir=80A fixed short-circuit protection Ii=10 x In clamp connection circuit breaker 3VA1 IEC frame 160 breaking capacity class S Icu=36kA @ 415V 3-pole, line protection TM210, FTFM, In=80A overload protection Ir=80A fixed short-circuit protection Ii=10 x In clamp connection 2 auxiliary switch changeover H |  | 0 | 0
3VA1180-4ED42-0AA0 |  | 3VA1180-4ED42-0AA0 | 1 | UN | 1 | 5 | B | D | EAR99 | N | 85362090 | 1 | 4042948813546 | 1.188 | KG | 293.6 | 285.4 | LP17 | LP17 | circuit breaker 3VA1 IEC frame 160 breaking capacity class S Icu=36kA @ 415V 4-pole, line protection TM210, FTFM, In=80A overload protection Ir=80A fixed short-circuit protection Ii=10 x In N conductor unprotected nut keeper kit | Lista Papel 2020 SI | 0 | 0
3VA1180-4ED46-0AA0 |  | 3VA1180-4ED46-0AA0 | 1 | UN | 1 | 2 | A | D | EAR99 | N | 85362090 | 1 | 4042948822623 | 1.268 | KG | 323.1 | 314.1 | LP17 | LP17 | circuit breaker 3VA1 IEC frame 160 breaking capacity class S Icu=36kA @ 415V 4-pole, line protection TM210, FTFM, In=80A overload protection Ir=80A fixed short-circuit protection Ii=10 x In N conductor unprotected clamp connection | Lista Papel 2020 SI | 0 | 0
3VA1180-4EE32-0AA0 |  | 3VA1180-4EE32-0AA0 | 1 | UN | 1 | 5 | B | D | EAR99 | N | 85362090 | 1 | 4042948812679 | 973 | G | 230.4 | 223.9 | LP17 | LP17 | circuit breaker 3VA1 IEC frame 160 breaking capacity class S Icu=36kA @ 415V 3-pole, line protection TM220, ATFM, In=80A overload protection Ir=56A...80A short-circuit protection Ii=10 x In nut keeper kit | Lista Papel 2020 SI | 0 | 0
3VA1180-4EE36-0AA0 |  | 3VA1180-4EE36-0AA0 | 1 | UN | 1 | 2 | A | D | EAR99 | N | 85362090 | 1 | 4042948821756 | 1.025 | KG | 253.4 | 246 | LP17 | LP17 | circuit breaker 3VA1 IEC frame 160 breaking capacity class S Icu=36kA @ 415V 3-pole, line protection TM220, ATFM, In=80A overload protection Ir=56A...80A short-circuit protection Ii=10 x In clamp connection | Lista Papel 2020 SI | 0 | 0
3VA1180-4EE42-0AA0 |  | 3VA1180-4EE42-0AA0 | 1 | UN | 1 | 5 | B | D | EAR99 | N | 85362090 | 1 | 4042948813553 | 1.188 | KG | 300.1 | 291.9 | LP17 | LP17 | circuit breaker 3VA1 IEC frame 160 breaking capacity class S Icu=36kA @ 415V 4-pole, line protection TM220, ATFM, In=80A overload protection Ir=56A...80A short-circuit protection Ii=10 x In N conductor unprotected nut keeper kit | Lista Papel 2020 SI | 0 | 0
3VA1180-4EE46-0AA0 |  | 3VA1180-4EE46-0AA0 | 1 | UN | 1 | 5 | B | D | EAR99 | N | 85362090 | 1 | 4042948822630 | 1.293 | KG | 328.8 | 319.8 | LP17 | LP17 | circuit breaker 3VA1 IEC frame 160 breaking capacity class S Icu=36kA @ 415V 4-pole, line protection TM220, ATFM, In=80A overload protection Ir=56A...80A short-circuit protection Ii=10 x In N conductor unprotected clamp connection | Lista Papel 2020 SI | 0 | 0
3VA1180-4EF32-0AA0 |  | 3VA1180-4EF32-0AA0 | 1 | UN | 1 | 2 | A | D | EAR99 | N | 85362090 | 1 | 4042948808795 | 958 | G | 242.7 | 236.2 | LP17 | LP17 | circuit breaker 3VA1 IEC frame 160 breaking capacity class S Icu=36kA @ 415V 3-pole, line protection TM240, ATAM, In=80A overload protection Ir=56A...80A short-circuit protection Ii=5...10 x In nut keeper kit | Lista Papel 2020 SI | 0 | 0
3VA1180-4EF32-0AB0 |  | 3VA1180-4EF32-0AB0 | 1 | UN | 1 | 10 | C | D | EAR99 | N | 85362090 | 1 | 4042949053378 | 0.96 | KG | 321.3 | 321.3 | LP17 | LP17 | circuit breaker 3VA1 IEC frame 160 breaking capacity class S Icu=36kA @ 415V 3-pole, line protection TM240, ATAM, In=80A overload protection Ir=56A...80A short-circuit protection Ii=5...10 x In nut keeper kit 2 auxiliary switches HP | - | 0 | 0
3VA1180-4EF32-0AC0 |  | 3VA1180-4EF32-0AC0 | 1 | UN | 1 | 10 | C | D | EAR99 | N | 85362090 | 1 | 4042949055464 | 0.96 | KG | 299.2 | 299.2 | LP17 | LP17 | circuit breaker 3VA1 IEC frame 160 breaking capacity class S Icu=36kA @ 415V 3-pole, line protection TM240, ATAM, In=80A overload protection Ir=56A...80A short-circuit protection Ii=5...10 x In nut keeper kit 2 auxiliary switches HQ | - | 0 | 0
3VA1180-4EF32-0AD0 |  | 3VA1180-4EF32-0AD0 | 1 | UN | 1 | 10 | C | D | EAR99 | N | 85362090 | 1 | 4042949057550 | 0.99 | KG | 321.3 | 321.3 | LP17 | LP17 | circuit breaker 3VA1 IEC frame 160 breaking capacity class S Icu=36kA @ 415V 3-pole, line protection TM240, ATAM, In=80A overload protection Ir=56A...80A short-circuit protection Ii=5...10 x In nut keeper kit 3 auxiliary switches HQ | - | 0 | 0
3VA1180-4EF32-0AE0 |  | 3VA1180-4EF32-0AE0 | 1 | UN | 1 | 10 | C | D | EAR99 | N | 85362090 | 1 | 4042949059646 | 1.02 | KG | 345.1 | 345.1 | LP17 | LP17 | circuit breaker 3VA1 IEC frame 160 breaking capacity class S Icu=36kA @ 415V 3-pole, line protection TM240, ATAM, In=80A overload protection Ir=56A...80A short-circuit protection Ii=5...10 x In nut keeper kit 4 auxiliary switches HQ | - | 0 | 0
3VA1180-4EF32-0AF0 |  | 3VA1180-4EF32-0AF0 | 1 | UN | 1 | 10 | C | D | EAR99 | N | 85362090 | 1 | 4042949061731 | 0.96 | KG | 299.2 | 299.2 | LP17 | LP17 | circuit breaker 3VA1 IEC frame 160 breaking capacity class S Icu=36kA @ 415V 3-pole, line protection TM240, ATAM, In=80A overload protection Ir=56A...80A short-circuit protection Ii=5...10 x In nut keeper kit 1 auxiliary switch HQ 1 trip alarm switch HQ | - | 0 | 0
3VA1180-4EF32-0AG0 |  | 3VA1180-4EF32-0AG0 | 1 | UN | 1 | 10 | C | D | EAR99 | N | 85362090 | 1 | 4042949063827 | 0.96 | KG | 321.3 | 321.3 | LP17 | LP17 | circuit breaker 3VA1 IEC frame 160 breaking capacity class S Icu=36kA @ 415V 3-pole, line protection TM240, ATAM, In=80A overload protection Ir=56A...80A short-circuit protection Ii=5...10 x In nut keeper kit 1 auxiliary switch HP 1 trip alarm switch HP | - | 0 | 0
3VA1180-4EF32-0AH0 |  | 3VA1180-4EF32-0AH0 | 1 | UN | 1 | 10 | C | D | EAR99 | N | 85362090 | 1 | 4042949065913 | 0.99 | KG | 321.3 | 321.3 | LP17 | LP17 | circuit breaker 3VA1 IEC frame 160 breaking capacity class S Icu=36kA @ 415V 3-pole, line protection TM240, ATAM, In=80A overload protection Ir=56A...80A short-circuit protection Ii=5...10 x In nut keeper kit 2 auxiliary switches HQ 1 trip alarm switch HQ | - | 0 | 0
3VA1180-4EF32-0BA0 |  | 3VA1180-4EF32-0BA0 | 1 | UN | 1 | 10 | C | D | EAR99 | N | 85362090 | 1 | 4042949040835 | 0.9 | KG | 360.4 | 360.4 | LP17 | LP17 | circuit breaker 3VA1 IEC frame 160 breaking capacity class S Icu=36kA @ 415V 3-pole, line protection TM240, ATAM, In=80A overload protection Ir=56A...80A short-circuit protection Ii=5...10 x In nut keeper kit undervoltage release (UVR) 24V DC | - | 0 | 0
3VA1180-4EF32-0BC0 |  | 3VA1180-4EF32-0BC0 | 1 | UN | 1 | 10 | C | D | EAR99 | N | 85362090 | 1 | 4042949068365 | 1.05 | KG | 408 | 408 | LP17 | LP17 | circuit breaker 3VA1 IEC frame 160 breaking capacity class S Icu=36kA @ 415V 3-pole, line protection TM240, ATAM, In=80A overload protection Ir=56A...80A short-circuit protection Ii=5...10 x In nut keeper kit undervoltage release (UVR) 24V DC 2 auxiliary switches HQ | - | 0 | 0
3VA1180-4EF32-0BH0 |  | 3VA1180-4EF32-0BH0 | 1 | UN | 1 | 10 | C | D | EAR99 | N | 85362090 | 1 | 4042949080909 | 1.05 | KG | 430.95 | 430.95 | LP17 | LP17 | circuit breaker 3VA1 IEC frame 160 breaking capacity class S Icu=36kA @ 415V 3-pole, line protection TM240, ATAM, In=80A overload protection Ir=56A...80A short-circuit protection Ii=5...10 x In nut keeper kit undervoltage release (UVR) 24V DC 2 auxiliary switches HQ 1 trip alarm switch HQ | - | 0 | 0
3VA1180-4EF32-0CA0 |  | 3VA1180-4EF32-0CA0 | 1 | UN | 1 | 10 | C | D | EAR99 | N | 85362090 | 1 | 4042949042921 | 0.9 | KG | 360.4 | 360.4 | LP17 | LP17 | circuit breaker 3VA1 IEC frame 160 breaking capacity class S Icu=36kA @ 415V 3-pole, line protection TM240, ATAM, In=80A overload protection Ir=56A...80A short-circuit protection Ii=5...10 x In nut keeper kit undervoltage release (UVR) 120-127V AC 50/60Hz | - | 0 | 0
3VA1180-4EF32-0CC0 |  | 3VA1180-4EF32-0CC0 | 1 | UN | 1 | 10 | C | D | EAR99 | N | 85362090 | 1 | 4042949070450 | 1.05 | KG | 408 | 408 | LP17 | LP17 | circuit breaker 3VA1 IEC frame 160 breaking capacity class S Icu=36kA @ 415V 3-pole, line protection TM240, ATAM, In=80A overload protection Ir=56A...80A short-circuit protection Ii=5...10 x In nut keeper kit undervoltage release (UVR) 120-127V AC 50/60Hz 2 auxiliary switches HQ | - | 0 | 0
3VA1180-4EF32-0CH0 |  | 3VA1180-4EF32-0CH0 | 1 | UN | 1 | 10 | C | D | EAR99 | N | 85362090 | 1 | 4042949082996 | 1.08 | KG | 430.95 | 430.95 | LP17 | LP17 | circuit breaker 3VA1 IEC frame 160 breaking capacity class S Icu=36kA @ 415V 3-pole, line protection TM240, ATAM, In=80A overload protection Ir=56A...80A short-circuit protection Ii=5...10 x In nut keeper kit undervoltage release (UVR) 120-127V AC 50/60Hz 2 auxiliary switches HQ 1 trip alarm switch HQ | - | 0 | 0
3VA1180-4EF32-0DA0 |  | 3VA1180-4EF32-0DA0 | 1 | UN | 1 | 10 | C | D | EAR99 | N | 85362090 | 1 | 4042949045014 | 0.9 | KG | 360.4 | 360.4 | LP17 | LP17 | circuit breaker 3VA1 IEC frame 160 breaking capacity class S Icu=36kA @ 415V 3-pole, line protection TM240, ATAM, In=80A overload protection Ir=56A...80A short-circuit protection Ii=5...10 x In nut keeper kit undervoltage release (UVR) 208-230V AC 50/60Hz | - | 0 | 0
3VA1180-4EF32-0DC0 |  | 3VA1180-4EF32-0DC0 | 1 | UN | 1 | 10 | C | D | EAR99 | N | 85362090 | 1 | 4042949072546 | 1.05 | KG | 408 | 408 | LP17 | LP17 | circuit breaker 3VA1 IEC frame 160 breaking capacity class S Icu=36kA @ 415V 3-pole, line protection TM240, ATAM, In=80A overload protection Ir=56A...80A short-circuit protection Ii=5...10 x In nut keeper kit undervoltage release (UVR) 208-230V AC 50/60Hz 2 auxiliary switches HQ | - | 0 | 0
3VA1180-4EF32-0DH0 |  | 3VA1180-4EF32-0DH0 | 1 | UN | 1 | 10 | C | D | EAR99 | N | 85362090 | 1 | 4042949085089 | 1.08 | KG | 430.95 | 430.95 | LP17 | LP17 | circuit breaker 3VA1 IEC frame 160 breaking capacity class S Icu=36kA @ 415V 3-pole, line protection TM240, ATAM, In=80A overload protection Ir=56A...80A short-circuit protection Ii=5...10 x In nut keeper kit undervoltage release (UVR) 208-230V AC 50/60Hz 2 auxiliary switches HQ 1 trip alarm switch HQ | - | 0 | 0
3VA1180-4EF32-0HA0 |  | 3VA1180-4EF32-0HA0 | 1 | UN | 1 | 10 | C | D | EAR99 | N | 85362090 | 1 | 4042949047100 | 0.9 | KG | 336.6 | 336.6 | LP17 | LP17 | circuit breaker 3VA1 IEC frame 160 breaking capacity class S Icu=36kA @ 415V 3-pole, line protection TM240, ATAM, In=80A overload protection Ir=56A...80A short-circuit protection Ii=5...10 x In nut keeper kit shunt trip (STL) 12-30V DC, 24V AC 50/60Hz | - | 0 | 0
3VA1180-4EF32-0HC0 |  | 3VA1180-4EF32-0HC0 | 1 | UN | 1 | 10 | C | D | EAR99 | N | 85362090 | 1 | 4042949074632 | 1.05 | KG | 382.5 | 382.5 | LP17 | LP17 | circuit breaker 3VA1 IEC frame 160 breaking capacity class S Icu=36kA @ 415V 3-pole, line protection TM240, ATAM, In=80A overload protection Ir=56A...80A short-circuit protection Ii=5...10 x In nut keeper kit shunt trip (STL) 12-30V DC, 24V AC 50/60Hz 2 auxiliary switches HQ | - | 0 | 0
3VA1180-4EF32-0HH0 |  | 3VA1180-4EF32-0HH0 | 1 | UN | 1 | 10 | C | D | EAR99 | N | 85362090 | 1 | 4042949087175 | 1.08 | KG | 406.3 | 406.3 | LP17 | LP17 | circuit breaker 3VA1 IEC frame 160 breaking capacity class S Icu=36kA @ 415V 3-pole, line protection TM240, ATAM, In=80A overload protection Ir=56A...80A short-circuit protection Ii=5...10 x In nut keeper kit shunt trip (STL) 12-30V DC, 24V AC 50/60Hz 2 auxiliary switches HQ 1 trip alarm switch HQ | - | 0 | 0
3VA1180-4EF32-0JA0 |  | 3VA1180-4EF32-0JA0 | 1 | UN | 1 | 10 | C | D | EAR99 | N | 85362090 | 1 | 4042949049197 | 0.9 | KG | 336.6 | 336.6 | LP17 | LP17 | circuit breaker 3VA1 IEC frame 160 breaking capacity class S Icu=36kA @ 415V 3-pole, line protection TM240, ATAM, In=80A overload protection Ir=56A...80A short-circuit protection Ii=5...10 x In nut keeper kit shunt trip (STL) 110-127V DC, AC 50/60Hz | - | 0 | 0
3VA1180-4EF32-0JC0 |  | 3VA1180-4EF32-0JC0 | 1 | UN | 1 | 10 | C | D | EAR99 | N | 85362090 | 1 | 4042949076728 | 1.05 | KG | 382.5 | 382.5 | LP17 | LP17 | circuit breaker 3VA1 IEC frame 160 breaking capacity class S Icu=36kA @ 415V 3-pole, line protection TM240, ATAM, In=80A overload protection Ir=56A...80A short-circuit protection Ii=5...10 x In nut keeper kit shunt trip (STL) 110-127V DC, AC 50/60Hz 2 auxiliary switches HQ | - | 0 | 0
3VA1180-4EF32-0JH0 |  | 3VA1180-4EF32-0JH0 | 1 | UN | 1 | 10 | C | D | EAR99 | N | 85362090 | 1 | 4042949089261 | 1.08 | KG | 406.3 | 406.3 | LP17 | LP17 | circuit breaker 3VA1 IEC frame 160 breaking capacity class S Icu=36kA @ 415V 3-pole, line protection TM240, ATAM, In=80A overload protection Ir=56A...80A short-circuit protection Ii=5...10 x In nut keeper kit shunt trip (STL) 110-127V DC, AC 50/60Hz 2 auxiliary switches HQ 1 trip alarm switch HQ | - | 0 | 0
3VA1180-4EF32-0KA0 |  | 3VA1180-4EF32-0KA0 | 1 | UN | 1 | 10 | C | D | EAR99 | N | 85362090 | 1 | 4042949051282 | 1.05 | KG | 336.6 | 336.6 | LP17 | LP17 | circuit breaker 3VA1 IEC frame 160 breaking capacity class S Icu=36kA @ 415V 3-pole, line protection TM240, ATAM, In=80A overload protection Ir=56A...80A short-circuit protection Ii=5...10 x In nut keeper kit shunt trip (STL) 220-250V DC, 208-277V AC | - | 0 | 0
3VA1180-4EF32-0KC0 |  | 3VA1180-4EF32-0KC0 | 1 | UN | 1 | 10 | C | D | EAR99 | N | 85362090 | 1 | 4042949078814 | 1.05 | KG | 382.5 | 382.5 | LP17 | LP17 | circuit breaker 3VA1 IEC frame 160 breaking capacity class S Icu=36kA @ 415V 3-pole, line protection TM240, ATAM, In=80A overload protection Ir=56A...80A short-circuit protection Ii=5...10 x In nut keeper kit shunt trip (STL) 220-250V DC, 208-277V AC 2 auxiliary switches HQ | - | 0 | 0
3VA1180-4EF32-0KH0 |  | 3VA1180-4EF32-0KH0 | 1 | UN | 1 | 10 | C | D | EAR99 | N | 85362090 | 1 | 4042949091356 | 1.08 | KG | 406.3 | 406.3 | LP17 | LP17 | circuit breaker 3VA1 IEC frame 160 breaking capacity class S Icu=36kA @ 415V 3-pole, line protection TM240, ATAM, In=80A overload protection Ir=56A...80A short-circuit protection Ii=5...10 x In nut keeper kit shunt trip (STL) 220-250V DC, 208-277V AC 2 auxiliary switches HQ 1 trip alarm switch HQ | - | 0 | 0
3VA1180-4EF36-0AA0 |  | 3VA1180-4EF36-0AA0 | 1 | UN | 1 | 2 | A | D | EAR99 | N | 85362090 | 1 | 4042948820575 | 0.9 | KG | 264 | 256.7 | LP17 | LP17 | circuit breaker 3VA1 IEC frame 160 breaking capacity class S Icu=36kA @ 415V 3-pole, line protection TM240, ATAM, In=80A overload protection Ir=56A...80A short-circuit protection Ii=5...10 x In clamp connection | Lista Papel 2020 SI | 0 | 0
3VA1180-4EF36-0AB0 |  | 3VA1180-4EF36-0AB0 | 1 | UN | 1 | 10 | C | D | EAR99 | N | 85362090 | 1 | 4042949053361 | 0.96 | KG | 343.4 | 343.4 | LP17 | LP17 | circuit breaker 3VA1 IEC frame 160 breaking capacity class S Icu=36kA @ 415V 3-pole, line protection TM240, ATAM, In=80A overload protection Ir=56A...80A short-circuit protection Ii=5...10 x In clamp connection 2 auxiliary switches HP | - | 0 | 0
3VA1180-4EF36-0AC0 |  | 3VA1180-4EF36-0AC0 | 1 | UN | 1 | 10 | C | D | EAR99 | N | 85362090 | 1 | 4042949055457 | 0.96 | KG | 319.6 | 319.6 | LP17 | LP17 | circuit breaker 3VA1 IEC frame 160 breaking capacity class S Icu=36kA @ 415V 3-pole, line protection TM240, ATAM, In=80A overload protection Ir=56A...80A short-circuit protection Ii=5...10 x In clamp connection 2 auxiliary switches HQ | - | 0 | 0
3VA1180-4EF36-0AD0 |  | 3VA1180-4EF36-0AD0 | 1 | UN | 1 | 10 | C | D | EAR99 | N | 85362090 | 1 | 4042949057543 | 0.99 | KG | 343.4 | 343.4 | LP17 | LP17 | circuit breaker 3VA1 IEC frame 160 breaking capacity class S Icu=36kA @ 415V 3-pole, line protection TM240, ATAM, In=80A overload protection Ir=56A...80A short-circuit protection Ii=5...10 x In clamp connection 3 auxiliary switches HQ | - | 0 | 0
3VA1180-4EF36-0AE0 |  | 3VA1180-4EF36-0AE0 | 1 | UN | 1 | 10 | C | D | EAR99 | N | 85362090 | 1 | 4042949059639 | 1.02 | KG | 368.05 | 368.05 | LP17 | LP17 | circuit breaker 3VA1 IEC frame 160 breaking capacity class S Icu=36kA @ 415V 3-pole, line protection TM240, ATAM, In=80A overload protection Ir=56A...80A short-circuit protection Ii=5...10 x In clamp connection 4 auxiliary switches HQ | - | 0 | 0
3VA1180-4EF36-0AF0 |  | 3VA1180-4EF36-0AF0 | 1 | UN | 1 | 10 | C | D | EAR99 | N | 85362090 | 1 | 4042949061724 | 0.96 | KG | 319.6 | 319.6 | LP17 | LP17 | circuit breaker 3VA1 IEC frame 160 breaking capacity class S Icu=36kA @ 415V 3-pole, line protection TM240, ATAM, In=80A overload protection Ir=56A...80A short-circuit protection Ii=5...10 x In clamp connection 1 auxiliary switch HQ 1 trip alarm switch HQ | - | 0 | 0
3VA1180-4EF36-0AG0 |  | 3VA1180-4EF36-0AG0 | 1 | UN | 1 | 10 | C | D | EAR99 | N | 85362090 | 1 | 4042949063810 | 0.96 | KG | 343.4 | 343.4 | LP17 | LP17 | circuit breaker 3VA1 IEC frame 160 breaking capacity class S Icu=36kA @ 415V 3-pole, line protection TM240, ATAM, In=80A overload protection Ir=56A...80A short-circuit protection Ii=5...10 x In clamp connection 1 auxiliary switch HP 1 trip alarm switch HP | - | 0 | 0
3VA1180-4EF36-0AH0 |  | 3VA1180-4EF36-0AH0 | 1 | UN | 1 | 10 | C | D | EAR99 | N | 85362090 | 1 | 4042949065906 | 0.99 | KG | 343.4 | 343.4 | LP17 | LP17 | circuit breaker 3VA1 IEC frame 160 breaking capacity class S Icu=36kA @ 415V 3-pole, line protection TM240, ATAM, In=80A overload protection Ir=56A...80A short-circuit protection Ii=5...10 x In clamp connection 2 auxiliary switches HQ 1 trip alarm switch HQ | - | 0 | 0
3VA1180-4EF36-0BA0 |  | 3VA1180-4EF36-0BA0 | 1 | UN | 1 | 10 | C | D | EAR99 | N | 85362090 | 1 | 4042949040828 | 0.9 | KG | 382.5 | 382.5 | LP17 | LP17 | circuit breaker 3VA1 IEC frame 160 breaking capacity class S Icu=36kA @ 415V 3-pole, line protection TM240, ATAM, In=80A overload protection Ir=56A...80A short-circuit protection Ii=5...10 x In clamp connection undervoltage release (UVR) 24V DC | - | 0 | 0
3VA1180-4EF36-0BC0 |  | 3VA1180-4EF36-0BC0 | 1 | UN | 1 | 10 | C | D | EAR99 | N | 85362090 | 1 | 4042949068358 | 1.05 | KG | 429.25 | 429.25 | LP17 | LP17 | circuit breaker 3VA1 IEC frame 160 breaking capacity class S Icu=36kA @ 415V 3-pole, line protection TM240, ATAM, In=80A overload protection Ir=56A...80A short-circuit protection Ii=5...10 x In clamp connection undervoltage release (UVR) 24V DC 2 auxiliary switches HQ | - | 0 | 0
3VA1180-4EF36-0BH0 |  | 3VA1180-4EF36-0BH0 | 1 | UN | 1 | 10 | C | D | EAR99 | N | 85362090 | 1 | 4042949080893 | 1.05 | KG | 453.05 | 453.05 | LP17 | LP17 | circuit breaker 3VA1 IEC frame 160 breaking capacity class S Icu=36kA @ 415V 3-pole, line protection TM240, ATAM, In=80A overload protection Ir=56A...80A short-circuit protection Ii=5...10 x In clamp connection undervoltage release (UVR) 24V DC 2 auxiliary switches HQ 1 trip alarm switch HQ | - | 0 | 0
3VA1180-4EF36-0CA0 |  | 3VA1180-4EF36-0CA0 | 1 | UN | 1 | 10 | C | D | EAR99 | N | 85362090 | 1 | 4042949042914 | 0.9 | KG | 382.5 | 382.5 | LP17 | LP17 | circuit breaker 3VA1 IEC frame 160 breaking capacity class S Icu=36kA @ 415V 3-pole, line protection TM240, ATAM, In=80A overload protection Ir=56A...80A short-circuit protection Ii=5...10 x In clamp connection undervoltage release (UVR) 120-127V AC 50/60Hz | - | 0 | 0
3VA1180-4EF36-0CC0 |  | 3VA1180-4EF36-0CC0 | 1 | UN | 1 | 10 | C | D | EAR99 | N | 85362090 | 1 | 4042949070443 | 1.05 | KG | 429.25 | 429.25 | LP17 | LP17 | circuit breaker 3VA1 IEC frame 160 breaking capacity class S Icu=36kA @ 415V 3-pole, line protection TM240, ATAM, In=80A overload protection Ir=56A...80A short-circuit protection Ii=5...10 x In clamp connection undervoltage release (UVR) 120-127V AC 50/60Hz 2 auxiliary switches HQ | - | 0 | 0
3VA1180-4EF36-0CH0 |  | 3VA1180-4EF36-0CH0 | 1 | UN | 1 | 10 | C | D | EAR99 | N | 85362090 | 1 | 4042949082989 | 1.08 | KG | 453.05 | 453.05 | LP17 | LP17 | circuit breaker 3VA1 IEC frame 160 breaking capacity class S Icu=36kA @ 415V 3-pole, line protection TM240, ATAM, In=80A overload protection Ir=56A...80A short-circuit protection Ii=5...10 x In clamp connection undervoltage release (UVR) 120-127V AC 50/60Hz 2 auxiliary switches HQ 1 trip alarm switch HQ | - | 0 | 0
3VA1180-4EF36-0DA0 |  | 3VA1180-4EF36-0DA0 | 1 | UN | 1 | 10 | C | D | EAR99 | N | 85362090 | 1 | 4042949045007 | 0.9 | KG | 382.5 | 382.5 | LP17 | LP17 | circuit breaker 3VA1 IEC frame 160 breaking capacity class S Icu=36kA @ 415V 3-pole, line protection TM240, ATAM, In=80A overload protection Ir=56A...80A short-circuit protection Ii=5...10 x In clamp connection undervoltage release (UVR) 208-230V AC 50/60Hz | - | 0 | 0
3VA1180-4EF36-0DC0 |  | 3VA1180-4EF36-0DC0 | 1 | UN | 1 | 10 | C | D | EAR99 | N | 85362090 | 1 | 4042949072539 | 1.05 | KG | 429.25 | 429.25 | LP17 | LP17 | circuit breaker 3VA1 IEC frame 160 breaking capacity class S Icu=36kA @ 415V 3-pole, line protection TM240, ATAM, In=80A overload protection Ir=56A...80A short-circuit protection Ii=5...10 x In clamp connection undervoltage release (UVR) 208-230V AC 50/60Hz 2 auxiliary switches HQ | - | 0 | 0
3VA1180-4EF36-0DH0 |  | 3VA1180-4EF36-0DH0 | 1 | UN | 1 | 10 | C | D | EAR99 | N | 85362090 | 1 | 4042949085072 | 1.08 | KG | 453.05 | 453.05 | LP17 | LP17 | circuit breaker 3VA1 IEC frame 160 breaking capacity class S Icu=36kA @ 415V 3-pole, line protection TM240, ATAM, In=80A overload protection Ir=56A...80A short-circuit protection Ii=5...10 x In clamp connection undervoltage release (UVR) 208-230V AC 50/60Hz 2 auxiliary switches HQ 1 trip alarm switch HQ | - | 0 | 0
3VA1180-4EF36-0HA0 |  | 3VA1180-4EF36-0HA0 | 1 | UN | 1 | 10 | C | D | EAR99 | N | 85362090 | 1 | 4042949047094 | 0.9 | KG | 357.85 | 357.85 | LP17 | LP17 | circuit breaker 3VA1 IEC frame 160 breaking capacity class S Icu=36kA @ 415V 3-pole, line protection TM240, ATAM, In=80A overload protection Ir=56A...80A short-circuit protection Ii=5...10 x In clamp connection shunt trip (STL) 12-30V DC, 24V AC 50/60Hz | - | 0 | 0
3VA1180-4EF36-0HC0 |  | 3VA1180-4EF36-0HC0 | 1 | UN | 1 | 10 | C | D | EAR99 | N | 85362090 | 1 | 4042949074625 | 1.05 | KG | 404.6 | 404.6 | LP17 | LP17 | circuit breaker 3VA1 IEC frame 160 breaking capacity class S Icu=36kA @ 415V 3-pole, line protection TM240, ATAM, In=80A overload protection Ir=56A...80A short-circuit protection Ii=5...10 x In clamp connection shunt trip (STL) 12-30V DC, 24V AC 50/60Hz 2 auxiliary switches HQ | - | 0 | 0
3VA1180-4EF36-0HH0 |  | 3VA1180-4EF36-0HH0 | 1 | UN | 1 | 10 | C | D | EAR99 | N | 85362090 | 1 | 4042949087168 | 1.08 | KG | 428.4 | 428.4 | LP17 | LP17 | circuit breaker 3VA1 IEC frame 160 breaking capacity class S Icu=36kA @ 415V 3-pole, line protection TM240, ATAM, In=80A overload protection Ir=56A...80A short-circuit protection Ii=5...10 x In clamp connection shunt trip (STL) 12-30V DC, 24V AC 50/60Hz 2 auxiliary switches HQ 1 trip alarm switch HQ | - | 0 | 0
3VA1180-4EF36-0JA0 |  | 3VA1180-4EF36-0JA0 | 1 | UN | 1 | 10 | C | D | EAR99 | N | 85362090 | 1 | 4042949049180 | 0.9 | KG | 357.85 | 357.85 | LP17 | LP17 | circuit breaker 3VA1 IEC frame 160 breaking capacity class S Icu=36kA @ 415V 3-pole, line protection TM240, ATAM, In=80A overload protection Ir=56A...80A short-circuit protection Ii=5...10 x In clamp connection shunt trip (STL) 110-127V DC, AC 50/60Hz | - | 0 | 0
3VA1180-4EF36-0JC0 |  | 3VA1180-4EF36-0JC0 | 1 | UN | 1 | 10 | C | D | EAR99 | N | 85362090 | 1 | 4042949076711 | 1.05 | KG | 404.6 | 404.6 | LP17 | LP17 | circuit breaker 3VA1 IEC frame 160 breaking capacity class S Icu=36kA @ 415V 3-pole, line protection TM240, ATAM, In=80A overload protection Ir=56A...80A short-circuit protection Ii=5...10 x In clamp connection shunt trip (STL) 110-127V DC, AC 50/60Hz 2 auxiliary switches HQ | - | 0 | 0
3VA1180-4EF36-0JH0 |  | 3VA1180-4EF36-0JH0 | 1 | UN | 1 | 10 | C | D | EAR99 | N | 85362090 | 1 | 4042949089254 | 1.08 | KG | 428.4 | 428.4 | LP17 | LP17 | circuit breaker 3VA1 IEC frame 160 breaking capacity class S Icu=36kA @ 415V 3-pole, line protection TM240, ATAM, In=80A overload protection Ir=56A...80A short-circuit protection Ii=5...10 x In clamp connection shunt trip (STL) 110-127V DC, AC 50/60Hz 2 auxiliary switches HQ 1 trip alarm switch HQ | - | 0 | 0
3VA1180-4EF36-0KA0 |  | 3VA1180-4EF36-0KA0 | 1 | UN | 1 | 10 | C | D | EAR99 | N | 85362090 | 1 | 4042949051275 | 1.05 | KG | 357.85 | 357.85 | LP17 | LP17 | circuit breaker 3VA1 IEC frame 160 breaking capacity class S Icu=36kA @ 415V 3-pole, line protection TM240, ATAM, In=80A overload protection Ir=56A...80A short-circuit protection Ii=5...10 x In clamp connection shunt trip (STL) 220-250V DC, 208-277V AC | - | 0 | 0
3VA1180-4EF36-0KC0 |  | 3VA1180-4EF36-0KC0 | 1 | UN | 1 | 10 | C | D | EAR99 | N | 85362090 | 1 | 4042949078807 | 1.05 | KG | 404.6 | 404.6 | LP17 | LP17 | circuit breaker 3VA1 IEC frame 160 breaking capacity class S Icu=36kA @ 415V 3-pole, line protection TM240, ATAM, In=80A overload protection Ir=56A...80A short-circuit protection Ii=5...10 x In clamp connection shunt trip (STL) 220-250V DC, 208-277V AC 2 auxiliary switches HQ | - | 0 | 0
3VA1180-4EF36-0KH0 |  | 3VA1180-4EF36-0KH0 | 1 | UN | 1 | 10 | C | D | EAR99 | N | 85362090 | 1 | 4042949091349 | 1.08 | KG | 428.4 | 428.4 | LP17 | LP17 | circuit breaker 3VA1 IEC frame 160 breaking capacity class S Icu=36kA @ 415V 3-pole, line protection TM240, ATAM, In=80A overload protection Ir=56A...80A short-circuit protection Ii=5...10 x In clamp connection shunt trip (STL) 220-250V DC, 208-277V AC 2 auxiliary switches HQ 1 trip alarm switch HQ | - | 0 | 0
3VA1180-4EF42-0AA0 |  | 3VA1180-4EF42-0AA0 | 1 | UN | 1 | 5 | B | D | EAR99 | N | 85362090 | 1 | 4042948809235 | 1.193 | KG | 317.3 | 308.3 | LP17 | LP17 | circuit breaker 3VA1 IEC frame 160 breaking capacity class S Icu=36kA @ 415V 4-pole, line protection TM240, ATAM, In=80A overload protection Ir=56A...80A short-circuit protection Ii=5...10 x In N conductor unprotected nut keeper kit | Lista Papel 2020 SI | 0 | 0
3VA1180-4EF46-0AA0 |  | 3VA1180-4EF46-0AA0 | 1 | UN | 1 | 5 | B | D | EAR99 | N | 85362090 | 1 | 4042948821015 | 1.281 | KG | 343.6 | 333.7 | LP17 | LP17 | circuit breaker 3VA1 IEC frame 160 breaking capacity class S Icu=36kA @ 415V 4-pole, line protection TM240, ATAM, In=80A overload protection Ir=56A...80A short-circuit protection Ii=5...10 x In N conductor unprotected clamp connection | Lista Papel 2020 SI | 0 | 0
3VA1180-4GD42-0AA0 |  | 3VA1180-4GD42-0AA0 | 1 | UN | 1 | 5 | B | D | EAR99 | N | 85362090 | 1 | 4042948831694 | 1.2 | KG | 293.6 | 285.4 | LP17 | LP17 | circuit breaker 3VA1 IEC frame 160 breaking capacity class S Icu=36kA @ 415V 4-pole, line protection TM210, FTFM, In=80A overload protection Ir=80A fixed short-circuit protection Ii=10 x In N conductor protection 100% nut keeper kit | Lista Papel 2020 SI | 0 | 0
3VA1180-4GD46-0AA0 |  | 3VA1180-4GD46-0AA0 | 1 | UN | 1 | 5 | B | D | EAR99 | N | 85362090 | 1 | 4042948825266 | 1.17 | KG | 323.1 | 314.1 | LP17 | LP17 | circuit breaker 3VA1 IEC frame 160 breaking capacity class S Icu=36kA @ 415V 4-pole, line protection TM210, FTFM, In=80A overload protection Ir=80A fixed short-circuit protection Ii=10 x In N conductor protection 100% clamp connection | Lista Papel 2020 SI | 0 | 0
3VA1180-4GE42-0AA0 |  | 3VA1180-4GE42-0AA0 | 1 | UN | 1 | 5 | B | D | EAR99 | N | 85362090 | 1 | 4042948831687 | 1.222 | KG | 300.1 | 291.9 | LP17 | LP17 | circuit breaker 3VA1 IEC frame 160 breaking capacity class S Icu=36kA @ 415V 4-pole, line protection TM220, ATFM, In=80A overload protection Ir=56A...80A short-circuit protection Ii=10 x In N conductor protection 100% nut keeper kit | Lista Papel 2020 SI | 0 | 0
3VA1180-4GE46-0AA0 |  | 3VA1180-4GE46-0AA0 | 1 | UN | 1 | 5 | B | D | EAR99 | N | 85362090 | 1 | 4042948825273 | 1.17 | KG | 328.8 | 319.8 | LP17 | LP17 | circuit breaker 3VA1 IEC frame 160 breaking capacity class S Icu=36kA @ 415V 4-pole, line protection TM220, ATFM, In=80A overload protection Ir=56A...80A short-circuit protection Ii=10 x In N conductor protection 100% clamp connection | Lista Papel 2020 SI | 0 | 0
3VA1180-4GF42-0AA0 |  | 3VA1180-4GF42-0AA0 | 1 | UN | 1 | 5 | B | D | EAR99 | N | 85362090 | 1 | 4042948831670 | 1.238 | KG | 317.3 | 308.3 | LP17 | LP17 | circuit breaker 3VA1 IEC frame 160 breaking capacity class S Icu=36kA @ 415V 4-pole, line protection TM240, ATAM, In=80A overload protection Ir=56A...80A short-circuit protection Ii=5...10 x In N conductor protection 100% nut keeper kit | Lista Papel 2020 SI | 0 | 0
3VA1180-4GF46-0AA0 |  | 3VA1180-4GF46-0AA0 | 1 | UN | 1 | 5 | B | D | EAR99 | N | 85362090 | 1 | 4042948824535 | 1.297 | KG | 343.6 | 333.7 | LP17 | LP17 | circuit breaker 3VA1 IEC frame 160 breaking capacity class S Icu=36kA @ 415V 4-pole, line protection TM240, ATAM, In=80A overload protection Ir=56A...80A short-circuit protection Ii=5...10 x In N conductor protection 100% clamp connection | Lista Papel 2020 SI | 0 | 0
3VA1180-5ED12-0AA0 |  | 3VA1180-5ED12-0AA0 | 1 | UN | 1 | 5 | B | D | EAR99 | N | 85362090 | 1 | 4042948867686 | 0.353 | KG | 128.35 | 128.35 | LP17 | LP17 | circuit breaker 3VA1 IEC frame 160 breaking capacity class M Icu=55kA @ 240V 1-pole, line protection TM210, FTFM, In=80A overload protection Ir=80A fixed short-circuit protection Ii=10 x In nut keeper kit | - | 0 | 0
3VA1180-5ED16-0AA0 |  | 3VA1180-5ED16-0AA0 | 1 | UN | 1 | 5 | B | D | EAR99 | N | 85362090 | 1 | 4042948867679 | 0.352 | KG | 137.7 | 137.7 | LP17 | LP17 | circuit breaker 3VA1 IEC frame 160 breaking capacity class M Icu=55kA @ 240V 1-pole, line protection TM210, FTFM, In=80A overload protection Ir=80A fixed short-circuit protection Ii=10 x In clamp connection | - | 0 | 0
3VA1180-5ED22-0AA0 |  | 3VA1180-5ED22-0AA0 | 1 | UN | 1 | 5 | B | D | EAR99 | N | 85362090 | 1 | 4042948867662 | 663 | G | 232.9 | 232.9 | LP17 | LP17 | circuit breaker 3VA1 IEC frame 160 breaking capacity class M Icu=55kA @ 415V 2-pole, line protection TM210, FTFM, In=80A overload protection Ir=80A fixed short-circuit protection Ii=10 x In nut keeper kit | - | 0 | 0
3VA1180-5ED26-0AA0 |  | 3VA1180-5ED26-0AA0 | 1 | UN | 1 | 5 | B | D | EAR99 | N | 85362090 | 1 | 4042948867655 | 0.669 | KG | 248.2 | 248.2 | LP17 | LP17 | circuit breaker 3VA1 IEC frame 160 breaking capacity class M Icu=55kA @ 415V 2-pole, line protection TM210, FTFM, In=80A overload protection Ir=80A fixed short-circuit protection Ii=10 x In clamp connection | - | 0 | 0
3VA1180-5ED32-0AA0 |  | 3VA1180-5ED32-0AA0 | 1 | UN | 1 | 5 | B | D | EAR99 | N | 85362090 | 1 | 4042948812686 | 973 | G | 250.1 | 242.7 | LP17 | LP17 | circuit breaker 3VA1 IEC frame 160 breaking capacity class M Icu=55kA @ 415V 3-pole, line protection TM210, FTFM, In=80A overload protection Ir=80A fixed short-circuit protection Ii=10 x In nut keeper kit | Lista Papel 2020 SI | 0 | 0
3VA1180-5ED36-0AA0 |  | 3VA1180-5ED36-0AA0 | 1 | UN | 1 | 2 | A | D | EAR99 | N | 85362090 | 1 | 4042948821763 | 1.019 | KG | 269 | 261.6 | LP17 | LP17 | circuit breaker 3VA1 IEC frame 160 breaking capacity class M Icu=55kA @ 415V 3-pole, line protection TM210, FTFM, In=80A overload protection Ir=80A fixed short-circuit protection Ii=10 x In clamp connection | Lista Papel 2020 SI | 0 | 0
3VA1180-5ED42-0AA0 |  | 3VA1180-5ED42-0AA0 | 1 | UN | 1 | 5 | B | D | EAR99 | N | 85362090 | 1 | 4042948813560 | 1.188 | KG | 323.9 | 314.9 | LP17 | LP17 | circuit breaker 3VA1 IEC frame 160 breaking capacity class M Icu=55kA @ 415V 4-pole, line protection TM210, FTFM, In=80A overload protection Ir=80A fixed short-circuit protection Ii=10 x In N conductor unprotected nut keeper kit | Lista Papel 2020 SI | 0 | 0
3VA1180-5ED46-0AA0 |  | 3VA1180-5ED46-0AA0 | 1 | UN | 1 | 5 | B | D | EAR99 | N | 85362090 | 1 | 4042948822647 | 1.275 | KG | 352.6 | 342.8 | LP17 | LP17 | circuit breaker 3VA1 IEC frame 160 breaking capacity class M Icu=55kA @ 415V 4-pole, line protection TM210, FTFM, In=80A overload protection Ir=80A fixed short-circuit protection Ii=10 x In N conductor unprotected clamp connection | Lista Papel 2020 SI | 0 | 0
3VA1180-5EE32-0AA0 |  | 3VA1180-5EE32-0AA0 | 1 | UN | 1 | 2 | A | D | EAR99 | N | 85362090 | 1 | 4042948812693 | 957 | G | 255 | 247.6 | LP17 | LP17 | circuit breaker 3VA1 IEC frame 160 breaking capacity class M Icu=55kA @ 415V 3-pole, line protection TM220, ATFM, In=80A overload protection Ir=56A...80A short-circuit protection Ii=10 x In nut keeper kit | Lista Papel 2020 SI | 0 | 0
3VA1180-5EE32-0BC0 |  | 3VA1180-5EE32-0BC0 | 1 | UN | 1 | 10 | C | D | EAR99 | N | 85362090 | 1 | 4042949322030 | 1.036 | KG | 419.9 | 419.9 | LP17 | LP17 | circuit breaker 3VA1 IEC frame 160 breaking capacity class M Icu=55kA @ 415V 3-pole, line protection TM220, ATFM, In=80A overload protection Ir=56A...80A short-circuit protection Ii=10 x In nut keeper kit undervoltage release (UVR) 24V DC 2 auxiliary switches HQ | - | 0 | 0
3VA1180-5EE36-0AA0 |  | 3VA1180-5EE36-0AA0 | 1 | UN | 1 | 2 | A | D | EAR99 | N | 85362090 | 1 | 4042948821770 | 1.017 | KG | 274.7 | 267.3 | LP17 | LP17 | circuit breaker 3VA1 IEC frame 160 breaking capacity class M Icu=55kA @ 415V 3-pole, line protection TM220, ATFM, In=80A overload protection Ir=56A...80A short-circuit protection Ii=10 x In clamp connection | Lista Papel 2020 SI | 0 | 0
3VA1180-5EE36-0AC0 |  | 3VA1180-5EE36-0AC0 | 1 | UN | 1 | 10 | C | D | EAR99 | N | 85362090 | 1 | 4042949329428 | 1.071 | KG | 331.5 | 331.5 | LP17 | LP17 | circuit breaker 3VA1 IEC frame 160 breaking capacity class M Icu=55kA @ 415V 3-pole, line protection TM220, ATFM, In=80A overload protection Ir=56A...80A short-circuit protection Ii=10 x In clamp connection circuit breaker 3VA1 IEC frame 160 breaking capacity class M Icu=55kA @ 415V 3-pole, line protection TM220, ATFM, In=80A overload protection Ir=56A...80A short-circuit protection Ii=10 x In clamp 2 AUXILIARY SWITCH CHANGEOVER H |  | 0 | 0
3VA1180-5EE42-0AA0 |  | 3VA1180-5EE42-0AA0 | 1 | UN | 1 | 5 | B | D | EAR99 | N | 85362090 | 1 | 4042948813577 | 1.209 | KG | 330.5 | 321.4 | LP17 | LP17 | circuit breaker 3VA1 IEC frame 160 breaking capacity class M Icu=55kA @ 415V 4-pole, line protection TM220, ATFM, In=80A overload protection Ir=56A...80A short-circuit protection Ii=10 x In N conductor unprotected nut keeper kit | Lista Papel 2020 SI | 0 | 0
3VA1180-5EE46-0AA0 |  | 3VA1180-5EE46-0AA0 | 1 | UN | 1 | 5 | B | D | EAR99 | N | 85362090 | 1 | 4042948822654 | 1.272 | KG | 358.3 | 348.5 | LP17 | LP17 | circuit breaker 3VA1 IEC frame 160 breaking capacity class M Icu=55kA @ 415V 4-pole, line protection TM220, ATFM, In=80A overload protection Ir=56A...80A short-circuit protection Ii=10 x In N conductor unprotected clamp connection | Lista Papel 2020 SI | 0 | 0
3VA1180-5EF32-0AA0 |  | 3VA1180-5EF32-0AA0 | 1 | UN | 1 | 2 | A | D | EAR99 | N | 85362090 | 1 | 4042948808801 | 973 | G | 267.3 | 259.9 | LP17 | LP17 | circuit breaker 3VA1 IEC frame 160 breaking capacity class M Icu=55kA @ 415V 3-pole, line protection TM240, ATAM, In=80A overload protection Ir=56A...80A short-circuit protection Ii=5...10 x In nut keeper kit | Lista Papel 2020 SI | 0 | 0
3VA1180-5EF32-0AB0 |  | 3VA1180-5EF32-0AB0 | 1 | UN | 1 | 10 | C | D | EAR99 | N | 85362090 | 1 | 4042949053354 | 0.96 | KG | 347.65 | 347.65 | LP17 | LP17 | circuit breaker 3VA1 IEC frame 160 breaking capacity class M Icu=55kA @ 415V 3-pole, line protection TM240, ATAM, In=80A overload protection Ir=56A...80A short-circuit protection Ii=5...10 x In nut keeper kit 2 auxiliary switches HP | - | 0 | 0
3VA1180-5EF32-0AC0 |  | 3VA1180-5EF32-0AC0 | 1 | UN | 1 | 10 | C | D | EAR99 | N | 85362090 | 1 | 4042949055440 | 0.96 | KG | 324.7 | 324.7 | LP17 | LP17 | circuit breaker 3VA1 IEC frame 160 breaking capacity class M Icu=55kA @ 415V 3-pole, line protection TM240, ATAM, In=80A overload protection Ir=56A...80A short-circuit protection Ii=5...10 x In nut keeper kit 2 auxiliary switches HQ | - | 0 | 0
3VA1180-5EF32-0AD0 |  | 3VA1180-5EF32-0AD0 | 1 | UN | 1 | 10 | C | D | EAR99 | N | 85362090 | 1 | 4042949057536 | 0.99 | KG | 347.65 | 347.65 | LP17 | LP17 | circuit breaker 3VA1 IEC frame 160 breaking capacity class M Icu=55kA @ 415V 3-pole, line protection TM240, ATAM, In=80A overload protection Ir=56A...80A short-circuit protection Ii=5...10 x In nut keeper kit 3 auxiliary switches HQ | - | 0 | 0
3VA1180-5EF32-0AE0 |  | 3VA1180-5EF32-0AE0 | 1 | UN | 1 | 10 | C | D | EAR99 | N | 85362090 | 1 | 4042949059622 | 1.02 | KG | 371.45 | 371.45 | LP17 | LP17 | circuit breaker 3VA1 IEC frame 160 breaking capacity class M Icu=55kA @ 415V 3-pole, line protection TM240, ATAM, In=80A overload protection Ir=56A...80A short-circuit protection Ii=5...10 x In nut keeper kit 4 auxiliary switches HQ | - | 0 | 0
3VA1180-5EF32-0AF0 |  | 3VA1180-5EF32-0AF0 | 1 | UN | 1 | 10 | C | D | EAR99 | N | 85362090 | 1 | 4042949061717 | 0.96 | KG | 324.7 | 324.7 | LP17 | LP17 | circuit breaker 3VA1 IEC frame 160 breaking capacity class M Icu=55kA @ 415V 3-pole, line protection TM240, ATAM, In=80A overload protection Ir=56A...80A short-circuit protection Ii=5...10 x In nut keeper kit 1 auxiliary switch HQ 1 trip alarm switch HQ | - | 0 | 0
3VA1180-5EF32-0AG0 |  | 3VA1180-5EF32-0AG0 | 1 | UN | 1 | 10 | C | D | EAR99 | N | 85362090 | 1 | 4042949063803 | 0.96 | KG | 347.65 | 347.65 | LP17 | LP17 | circuit breaker 3VA1 IEC frame 160 breaking capacity class M Icu=55kA @ 415V 3-pole, line protection TM240, ATAM, In=80A overload protection Ir=56A...80A short-circuit protection Ii=5...10 x In nut keeper kit 1 auxiliary switch HP 1 trip alarm switch HP | - | 0 | 0
3VA1180-5EF32-0AH0 |  | 3VA1180-5EF32-0AH0 | 1 | UN | 1 | 10 | C | D | EAR99 | N | 85362090 | 1 | 4042949065890 | 0.99 | KG | 347.65 | 347.65 | LP17 | LP17 | circuit breaker 3VA1 IEC frame 160 breaking capacity class M Icu=55kA @ 415V 3-pole, line protection TM240, ATAM, In=80A overload protection Ir=56A...80A short-circuit protection Ii=5...10 x In nut keeper kit 2 auxiliary switches HQ 1 trip alarm switch HQ | - | 0 | 0
3VA1180-5EF32-0BA0 |  | 3VA1180-5EF32-0BA0 | 1 | UN | 1 | 10 | C | D | EAR99 | N | 85362090 | 1 | 4042949040811 | 0.9 | KG | 385.9 | 385.9 | LP17 | LP17 | circuit breaker 3VA1 IEC frame 160 breaking capacity class M Icu=55kA @ 415V 3-pole, line protection TM240, ATAM, In=80A overload protection Ir=56A...80A short-circuit protection Ii=5...10 x In nut keeper kit undervoltage release (UVR) 24V DC | - | 0 | 0
3VA1180-5EF32-0BC0 |  | 3VA1180-5EF32-0BC0 | 1 | UN | 1 | 10 | C | D | EAR99 | N | 85362090 | 1 | 4042949068341 | 1.05 | KG | 432.65 | 432.65 | LP17 | LP17 | circuit breaker 3VA1 IEC frame 160 breaking capacity class M Icu=55kA @ 415V 3-pole, line protection TM240, ATAM, In=80A overload protection Ir=56A...80A short-circuit protection Ii=5...10 x In nut keeper kit undervoltage release (UVR) 24V DC 2 auxiliary switches HQ | - | 0 | 0
3VA1180-5EF32-0BH0 |  | 3VA1180-5EF32-0BH0 | 1 | UN | 1 | 10 | C | D | EAR99 | N | 85362090 | 1 | 4042949080886 | 1.05 | KG | 456.45 | 456.45 | LP17 | LP17 | circuit breaker 3VA1 IEC frame 160 breaking capacity class M Icu=55kA @ 415V 3-pole, line protection TM240, ATAM, In=80A overload protection Ir=56A...80A short-circuit protection Ii=5...10 x In nut keeper kit undervoltage release (UVR) 24V DC 2 auxiliary switches HQ 1 trip alarm switch HQ | - | 0 | 0
3VA1180-5EF32-0CA0 |  | 3VA1180-5EF32-0CA0 | 1 | UN | 1 | 10 | C | D | EAR99 | N | 85362090 | 1 | 4042949042907 | 0.9 | KG | 385.9 | 385.9 | LP17 | LP17 | circuit breaker 3VA1 IEC frame 160 breaking capacity class M Icu=55kA @ 415V 3-pole, line protection TM240, ATAM, In=80A overload protection Ir=56A...80A short-circuit protection Ii=5...10 x In nut keeper kit undervoltage release (UVR) 120-127V AC 50/60Hz | - | 0 | 0
3VA1180-5EF32-0CC0 |  | 3VA1180-5EF32-0CC0 | 1 | UN | 1 | 10 | C | D | EAR99 | N | 85362090 | 1 | 4042949070436 | 1.05 | KG | 432.65 | 432.65 | LP17 | LP17 | circuit breaker 3VA1 IEC frame 160 breaking capacity class M Icu=55kA @ 415V 3-pole, line protection TM240, ATAM, In=80A overload protection Ir=56A...80A short-circuit protection Ii=5...10 x In nut keeper kit undervoltage release (UVR) 120-127V AC 50/60Hz 2 auxiliary switches HQ | - | 0 | 0
3VA1180-5EF32-0CH0 |  | 3VA1180-5EF32-0CH0 | 1 | UN | 1 | 10 | C | D | EAR99 | N | 85362090 | 1 | 4042949082972 | 1.08 | KG | 456.45 | 456.45 | LP17 | LP17 | circuit breaker 3VA1 IEC frame 160 breaking capacity class M Icu=55kA @ 415V 3-pole, line protection TM240, ATAM, In=80A overload protection Ir=56A...80A short-circuit protection Ii=5...10 x In nut keeper kit undervoltage release (UVR) 120-127V AC 50/60Hz 2 auxiliary switches HQ 1 trip alarm switch HQ | - | 0 | 0
3VA1180-5EF32-0DA0 |  | 3VA1180-5EF32-0DA0 | 1 | UN | 1 | 10 | C | D | EAR99 | N | 85362090 | 1 | 4042949044994 | 0.9 | KG | 385.9 | 385.9 | LP17 | LP17 | circuit breaker 3VA1 IEC frame 160 breaking capacity class M Icu=55kA @ 415V 3-pole, line protection TM240, ATAM, In=80A overload protection Ir=56A...80A short-circuit protection Ii=5...10 x In nut keeper kit undervoltage release (UVR) 208-230V AC 50/60Hz | - | 0 | 0
3VA1180-5EF32-0DC0 |  | 3VA1180-5EF32-0DC0 | 1 | UN | 1 | 10 | C | D | EAR99 | N | 85362090 | 1 | 4042949072522 | 1.05 | KG | 432.65 | 432.65 | LP17 | LP17 | circuit breaker 3VA1 IEC frame 160 breaking capacity class M Icu=55kA @ 415V 3-pole, line protection TM240, ATAM, In=80A overload protection Ir=56A...80A short-circuit protection Ii=5...10 x In nut keeper kit undervoltage release (UVR) 208-230V AC 50/60Hz 2 auxiliary switches HQ | - | 0 | 0
3VA1180-5EF32-0DH0 |  | 3VA1180-5EF32-0DH0 | 1 | UN | 1 | 10 | C | D | EAR99 | N | 85362090 | 1 | 4042949085065 | 1.08 | KG | 456.45 | 456.45 | LP17 | LP17 | circuit breaker 3VA1 IEC frame 160 breaking capacity class M Icu=55kA @ 415V 3-pole, line protection TM240, ATAM, In=80A overload protection Ir=56A...80A short-circuit protection Ii=5...10 x In nut keeper kit undervoltage release (UVR) 208-230V AC 50/60Hz 2 auxiliary switches HQ 1 trip alarm switch HQ | - | 0 | 0
3VA1180-5EF32-0HA0 |  | 3VA1180-5EF32-0HA0 | 1 | UN | 1 | 10 | C | D | EAR99 | N | 85362090 | 1 | 4042949047087 | 0.9 | KG | 362.1 | 362.1 | LP17 | LP17 | circuit breaker 3VA1 IEC frame 160 breaking capacity class M Icu=55kA @ 415V 3-pole, line protection TM240, ATAM, In=80A overload protection Ir=56A...80A short-circuit protection Ii=5...10 x In nut keeper kit shunt trip (STL) 12-30V DC, 24V AC 50/60Hz | - | 0 | 0
3VA1180-5EF32-0HC0 |  | 3VA1180-5EF32-0HC0 | 1 | UN | 1 | 10 | C | D | EAR99 | N | 85362090 | 1 | 4042949074618 | 1.05 | KG | 408.85 | 408.85 | LP17 | LP17 | circuit breaker 3VA1 IEC frame 160 breaking capacity class M Icu=55kA @ 415V 3-pole, line protection TM240, ATAM, In=80A overload protection Ir=56A...80A short-circuit protection Ii=5...10 x In nut keeper kit shunt trip (STL) 12-30V DC, 24V AC 50/60Hz 2 auxiliary switches HQ | - | 0 | 0
3VA1180-5EF32-0HH0 |  | 3VA1180-5EF32-0HH0 | 1 | UN | 1 | 10 | C | D | EAR99 | N | 85362090 | 1 | 4042949087151 | 1.08 | KG | 431.8 | 431.8 | LP17 | LP17 | circuit breaker 3VA1 IEC frame 160 breaking capacity class M Icu=55kA @ 415V 3-pole, line protection TM240, ATAM, In=80A overload protection Ir=56A...80A short-circuit protection Ii=5...10 x In nut keeper kit shunt trip (STL) 12-30V DC, 24V AC 50/60Hz 2 auxiliary switches HQ 1 trip alarm switch HQ | - | 0 | 0
3VA1180-5EF32-0JA0 |  | 3VA1180-5EF32-0JA0 | 1 | UN | 1 | 10 | C | D | EAR99 | N | 85362090 | 1 | 4042949049173 | 0.9 | KG | 362.1 | 362.1 | LP17 | LP17 | circuit breaker 3VA1 IEC frame 160 breaking capacity class M Icu=55kA @ 415V 3-pole, line protection TM240, ATAM, In=80A overload protection Ir=56A...80A short-circuit protection Ii=5...10 x In nut keeper kit shunt trip (STL) 110-127V DC, AC 50/60Hz | - | 0 | 0
3VA1180-5EF32-0JC0 |  | 3VA1180-5EF32-0JC0 | 1 | UN | 1 | 10 | C | D | EAR99 | N | 85362090 | 1 | 4042949076704 | 1.05 | KG | 408.85 | 408.85 | LP17 | LP17 | circuit breaker 3VA1 IEC frame 160 breaking capacity class M Icu=55kA @ 415V 3-pole, line protection TM240, ATAM, In=80A overload protection Ir=56A...80A short-circuit protection Ii=5...10 x In nut keeper kit shunt trip (STL) 110-127V DC, AC 50/60Hz 2 auxiliary switches HQ | - | 0 | 0
3VA1180-5EF32-0JH0 |  | 3VA1180-5EF32-0JH0 | 1 | UN | 1 | 10 | C | D | EAR99 | N | 85362090 | 1 | 4042949089247 | 1.08 | KG | 431.8 | 431.8 | LP17 | LP17 | circuit breaker 3VA1 IEC frame 160 breaking capacity class M Icu=55kA @ 415V 3-pole, line protection TM240, ATAM, In=80A overload protection Ir=56A...80A short-circuit protection Ii=5...10 x In nut keeper kit shunt trip (STL) 110-127V DC, AC 50/60Hz 2 auxiliary switches HQ 1 trip alarm switch HQ | - | 0 | 0
3VA1180-5EF32-0KA0 |  | 3VA1180-5EF32-0KA0 | 1 | UN | 1 | 10 | C | D | EAR99 | N | 85362090 | 1 | 4042949051268 | 1.05 | KG | 362.1 | 362.1 | LP17 | LP17 | circuit breaker 3VA1 IEC frame 160 breaking capacity class M Icu=55kA @ 415V 3-pole, line protection TM240, ATAM, In=80A overload protection Ir=56A...80A short-circuit protection Ii=5...10 x In nut keeper kit shunt trip (STL) 220-250V DC, 208-277V AC | - | 0 | 0
3VA1180-5EF32-0KC0 |  | 3VA1180-5EF32-0KC0 | 1 | UN | 1 | 10 | C | D | EAR99 | N | 85362090 | 1 | 4042949078791 | 1.05 | KG | 408.85 | 408.85 | LP17 | LP17 | circuit breaker 3VA1 IEC frame 160 breaking capacity class M Icu=55kA @ 415V 3-pole, line protection TM240, ATAM, In=80A overload protection Ir=56A...80A short-circuit protection Ii=5...10 x In nut keeper kit shunt trip (STL) 220-250V DC, 208-277V AC 2 auxiliary switches HQ | - | 0 | 0
3VA1180-5EF32-0KH0 |  | 3VA1180-5EF32-0KH0 | 1 | UN | 1 | 10 | C | D | EAR99 | N | 85362090 | 1 | 4042949091332 | 1.08 | KG | 431.8 | 431.8 | LP17 | LP17 | circuit breaker 3VA1 IEC frame 160 breaking capacity class M Icu=55kA @ 415V 3-pole, line protection TM240, ATAM, In=80A overload protection Ir=56A...80A short-circuit protection Ii=5...10 x In nut keeper kit shunt trip (STL) 220-250V DC, 208-277V AC 2 auxiliary switches HQ 1 trip alarm switch HQ | - | 0 | 0
3VA1180-5EF36-0AA0 |  | 3VA1180-5EF36-0AA0 | 1 | UN | 1 | 2 | A | D | EAR99 | N | 85362090 | 1 | 4042948820582 | 1.037 | KG | 289.5 | 281.3 | LP17 | LP17 | circuit breaker 3VA1 IEC frame 160 breaking capacity class M Icu=55kA @ 415V 3-pole, line protection TM240, ATAM, In=80A overload protection Ir=56A...80A short-circuit protection Ii=5...10 x In clamp connection | Lista Papel 2020 SI | 0 | 0
3VA1180-5EF36-0AB0 |  | 3VA1180-5EF36-0AB0 | 1 | UN | 1 | 10 | C | D | EAR99 | N | 85362090 | 1 | 4042949053347 | 1.091 | KG | 369.75 | 369.75 | LP17 | LP17 | circuit breaker 3VA1 IEC frame 160 breaking capacity class M Icu=55kA @ 415V 3-pole, line protection TM240, ATAM, In=80A overload protection Ir=56A...80A short-circuit protection Ii=5...10 x In clamp connection 2 auxiliary switches HP | - | 0 | 0
3VA1180-5EF36-0AC0 |  | 3VA1180-5EF36-0AC0 | 1 | UN | 1 | 10 | C | D | EAR99 | N | 85362090 | 1 | 4042949055433 | 0.96 | KG | 345.1 | 345.1 | LP17 | LP17 | circuit breaker 3VA1 IEC frame 160 breaking capacity class M Icu=55kA @ 415V 3-pole, line protection TM240, ATAM, In=80A overload protection Ir=56A...80A short-circuit protection Ii=5...10 x In clamp connection 2 auxiliary switches HQ | - | 0 | 0
3VA1180-5EF36-0AD0 |  | 3VA1180-5EF36-0AD0 | 1 | UN | 1 | 10 | C | D | EAR99 | N | 85362090 | 1 | 4042949057529 | 0.99 | KG | 369.75 | 369.75 | LP17 | LP17 | circuit breaker 3VA1 IEC frame 160 breaking capacity class M Icu=55kA @ 415V 3-pole, line protection TM240, ATAM, In=80A overload protection Ir=56A...80A short-circuit protection Ii=5...10 x In clamp connection 3 auxiliary switches HQ | - | 0 | 0
3VA1180-5EF36-0AE0 |  | 3VA1180-5EF36-0AE0 | 1 | UN | 1 | 10 | C | D | EAR99 | N | 85362090 | 1 | 4042949059615 | 1.02 | KG | 393.55 | 393.55 | LP17 | LP17 | circuit breaker 3VA1 IEC frame 160 breaking capacity class M Icu=55kA @ 415V 3-pole, line protection TM240, ATAM, In=80A overload protection Ir=56A...80A short-circuit protection Ii=5...10 x In clamp connection 4 auxiliary switches HQ | - | 0 | 0
3VA1180-5EF36-0AF0 |  | 3VA1180-5EF36-0AF0 | 1 | UN | 1 | 10 | C | D | EAR99 | N | 85362090 | 1 | 4042949061700 | 0.96 | KG | 345.1 | 345.1 | LP17 | LP17 | circuit breaker 3VA1 IEC frame 160 breaking capacity class M Icu=55kA @ 415V 3-pole, line protection TM240, ATAM, In=80A overload protection Ir=56A...80A short-circuit protection Ii=5...10 x In clamp connection 1 auxiliary switch HQ 1 trip alarm switch HQ | - | 0 | 0
3VA1180-5EF36-0AG0 |  | 3VA1180-5EF36-0AG0 | 1 | UN | 1 | 10 | C | D | EAR99 | N | 85362090 | 1 | 4042949063797 | 0.96 | KG | 369.75 | 369.75 | LP17 | LP17 | circuit breaker 3VA1 IEC frame 160 breaking capacity class M Icu=55kA @ 415V 3-pole, line protection TM240, ATAM, In=80A overload protection Ir=56A...80A short-circuit protection Ii=5...10 x In clamp connection 1 auxiliary switch HP 1 trip alarm switch HP | - | 0 | 0
3VA1180-5EF36-0AH0 |  | 3VA1180-5EF36-0AH0 | 1 | UN | 1 | 10 | C | D | EAR99 | N | 85362090 | 1 | 4042949065883 | 0.99 | KG | 369.75 | 369.75 | LP17 | LP17 | circuit breaker 3VA1 IEC frame 160 breaking capacity class M Icu=55kA @ 415V 3-pole, line protection TM240, ATAM, In=80A overload protection Ir=56A...80A short-circuit protection Ii=5...10 x In clamp connection 2 auxiliary switches HQ 1 trip alarm switch HQ | - | 0 | 0
3VA1180-5EF36-0BA0 |  | 3VA1180-5EF36-0BA0 | 1 | UN | 1 | 10 | C | D | EAR99 | N | 85362090 | 1 | 4042949040804 | 0.9 | KG | 408.85 | 408.85 | LP17 | LP17 | circuit breaker 3VA1 IEC frame 160 breaking capacity class M Icu=55kA @ 415V 3-pole, line protection TM240, ATAM, In=80A overload protection Ir=56A...80A short-circuit protection Ii=5...10 x In clamp connection undervoltage release (UVR) 24V DC | - | 0 | 0
3VA1180-5EF36-0BC0 |  | 3VA1180-5EF36-0BC0 | 1 | UN | 1 | 10 | C | D | EAR99 | N | 85362090 | 1 | 4042949068334 | 1.05 | KG | 454.75 | 454.75 | LP17 | LP17 | circuit breaker 3VA1 IEC frame 160 breaking capacity class M Icu=55kA @ 415V 3-pole, line protection TM240, ATAM, In=80A overload protection Ir=56A...80A short-circuit protection Ii=5...10 x In clamp connection undervoltage release (UVR) 24V DC 2 auxiliary switches HQ | - | 0 | 0
3VA1180-5EF36-0BH0 |  | 3VA1180-5EF36-0BH0 | 1 | UN | 1 | 10 | C | D | EAR99 | N | 85362090 | 1 | 4042949080879 | 1.05 | KG | 477.7 | 477.7 | LP17 | LP17 | circuit breaker 3VA1 IEC frame 160 breaking capacity class M Icu=55kA @ 415V 3-pole, line protection TM240, ATAM, In=80A overload protection Ir=56A...80A short-circuit protection Ii=5...10 x In clamp connection undervoltage release (UVR) 24V DC 2 auxiliary switches HQ 1 trip alarm switch HQ | - | 0 | 0
3VA1180-5EF36-0CA0 |  | 3VA1180-5EF36-0CA0 | 1 | UN | 1 | 10 | C | D | EAR99 | N | 85362090 | 1 | 4042949042891 | 0.9 | KG | 408.85 | 408.85 | LP17 | LP17 | circuit breaker 3VA1 IEC frame 160 breaking capacity class M Icu=55kA @ 415V 3-pole, line protection TM240, ATAM, In=80A overload protection Ir=56A...80A short-circuit protection Ii=5...10 x In clamp connection undervoltage release (UVR) 120-127V AC 50/60Hz | - | 0 | 0
3VA1180-5EF36-0CC0 |  | 3VA1180-5EF36-0CC0 | 1 | UN | 1 | 10 | C | D | EAR99 | N | 85362090 | 1 | 4042949070429 | 1.05 | KG | 454.75 | 454.75 | LP17 | LP17 | circuit breaker 3VA1 IEC frame 160 breaking capacity class M Icu=55kA @ 415V 3-pole, line protection TM240, ATAM, In=80A overload protection Ir=56A...80A short-circuit protection Ii=5...10 x In clamp connection undervoltage release (UVR) 120-127V AC 50/60Hz 2 auxiliary switches HQ | - | 0 | 0
3VA1180-5EF36-0CH0 |  | 3VA1180-5EF36-0CH0 | 1 | UN | 1 | 10 | C | D | EAR99 | N | 85362090 | 1 | 4042949082965 | 1.08 | KG | 477.7 | 477.7 | LP17 | LP17 | circuit breaker 3VA1 IEC frame 160 breaking capacity class M Icu=55kA @ 415V 3-pole, line protection TM240, ATAM, In=80A overload protection Ir=56A...80A short-circuit protection Ii=5...10 x In clamp connection undervoltage release (UVR) 120-127V AC 50/60Hz 2 auxiliary switches HQ 1 trip alarm switch HQ | - | 0 | 0
3VA1180-5EF36-0DA0 |  | 3VA1180-5EF36-0DA0 | 1 | UN | 1 | 10 | C | D | EAR99 | N | 85362090 | 1 | 4042949044987 | 0.9 | KG | 408.85 | 408.85 | LP17 | LP17 | circuit breaker 3VA1 IEC frame 160 breaking capacity class M Icu=55kA @ 415V 3-pole, line protection TM240, ATAM, In=80A overload protection Ir=56A...80A short-circuit protection Ii=5...10 x In clamp connection undervoltage release (UVR) 208-230V AC 50/60Hz | - | 0 | 0
3VA1180-5EF36-0DC0 |  | 3VA1180-5EF36-0DC0 | 1 | UN | 1 | 10 | C | D | EAR99 | N | 85362090 | 1 | 4042949072515 | 1.05 | KG | 454.75 | 454.75 | LP17 | LP17 | circuit breaker 3VA1 IEC frame 160 breaking capacity class M Icu=55kA @ 415V 3-pole, line protection TM240, ATAM, In=80A overload protection Ir=56A...80A short-circuit protection Ii=5...10 x In clamp connection undervoltage release (UVR) 208-230V AC 50/60Hz 2 auxiliary switches HQ | - | 0 | 0
3VA1180-5EF36-0DH0 |  | 3VA1180-5EF36-0DH0 | 1 | UN | 1 | 10 | C | D | EAR99 | N | 85362090 | 1 | 4042949085058 | 1.08 | KG | 477.7 | 477.7 | LP17 | LP17 | circuit breaker 3VA1 IEC frame 160 breaking capacity class M Icu=55kA @ 415V 3-pole, line protection TM240, ATAM, In=80A overload protection Ir=56A...80A short-circuit protection Ii=5...10 x In clamp connection undervoltage release (UVR) 208-230V AC 50/60Hz 2 auxiliary switches HQ 1 trip alarm switch HQ | - | 0 | 0
3VA1180-5EF36-0HA0 |  | 3VA1180-5EF36-0HA0 | 1 | UN | 1 | 10 | C | D | EAR99 | N | 85362090 | 1 | 4042949047070 | 0.9 | KG | 383.35 | 383.35 | LP17 | LP17 | circuit breaker 3VA1 IEC frame 160 breaking capacity class M Icu=55kA @ 415V 3-pole, line protection TM240, ATAM, In=80A overload protection Ir=56A...80A short-circuit protection Ii=5...10 x In clamp connection shunt trip (STL) 12-30V DC, 24V AC 50/60Hz | - | 0 | 0
3VA1180-5EF36-0HC0 |  | 3VA1180-5EF36-0HC0 | 1 | UN | 1 | 10 | C | D | EAR99 | N | 85362090 | 1 | 4042949074601 | 1.05 | KG | 430.1 | 430.1 | LP17 | LP17 | circuit breaker 3VA1 IEC frame 160 breaking capacity class M Icu=55kA @ 415V 3-pole, line protection TM240, ATAM, In=80A overload protection Ir=56A...80A short-circuit protection Ii=5...10 x In clamp connection shunt trip (STL) 12-30V DC, 24V AC 50/60Hz 2 auxiliary switches HQ | - | 0 | 0
3VA1180-5EF36-0HH0 |  | 3VA1180-5EF36-0HH0 | 1 | UN | 1 | 10 | C | D | EAR99 | N | 85362090 | 1 | 4042949087144 | 1.08 | KG | 453.9 | 453.9 | LP17 | LP17 | circuit breaker 3VA1 IEC frame 160 breaking capacity class M Icu=55kA @ 415V 3-pole, line protection TM240, ATAM, In=80A overload protection Ir=56A...80A short-circuit protection Ii=5...10 x In clamp connection shunt trip (STL) 12-30V DC, 24V AC 50/60Hz 2 auxiliary switches HQ 1 trip alarm switch HQ | - | 0 | 0
3VA1180-5EF36-0JA0 |  | 3VA1180-5EF36-0JA0 | 1 | UN | 1 | 10 | C | D | EAR99 | N | 85362090 | 1 | 4042949049166 | 0.9 | KG | 383.35 | 383.35 | LP17 | LP17 | circuit breaker 3VA1 IEC frame 160 breaking capacity class M Icu=55kA @ 415V 3-pole, line protection TM240, ATAM, In=80A overload protection Ir=56A...80A short-circuit protection Ii=5...10 x In clamp connection shunt trip (STL) 110-127V DC, AC 50/60Hz | - | 0 | 0
3VA1180-5EF36-0JC0 |  | 3VA1180-5EF36-0JC0 | 1 | UN | 1 | 10 | C | D | EAR99 | N | 85362090 | 1 | 4042949076698 | 1.05 | KG | 430.1 | 430.1 | LP17 | LP17 | circuit breaker 3VA1 IEC frame 160 breaking capacity class M Icu=55kA @ 415V 3-pole, line protection TM240, ATAM, In=80A overload protection Ir=56A...80A short-circuit protection Ii=5...10 x In clamp connection shunt trip (STL) 110-127V DC, AC 50/60Hz 2 auxiliary switches HQ | - | 0 | 0
3VA1180-5EF36-0JH0 |  | 3VA1180-5EF36-0JH0 | 1 | UN | 1 | 10 | C | D | EAR99 | N | 85362090 | 1 | 4042949089230 | 1.08 | KG | 453.9 | 453.9 | LP17 | LP17 | circuit breaker 3VA1 IEC frame 160 breaking capacity class M Icu=55kA @ 415V 3-pole, line protection TM240, ATAM, In=80A overload protection Ir=56A...80A short-circuit protection Ii=5...10 x In clamp connection shunt trip (STL) 110-127V DC, AC 50/60Hz 2 auxiliary switches HQ 1 trip alarm switch HQ | - | 0 | 0
3VA1180-5EF36-0KA0 |  | 3VA1180-5EF36-0KA0 | 1 | UN | 1 | 10 | C | D | EAR99 | N | 85362090 | 1 | 4042949051251 | 1.05 | KG | 383.35 | 383.35 | LP17 | LP17 | circuit breaker 3VA1 IEC frame 160 breaking capacity class M Icu=55kA @ 415V 3-pole, line protection TM240, ATAM, In=80A overload protection Ir=56A...80A short-circuit protection Ii=5...10 x In clamp connection shunt trip (STL) 220-250V DC, 208-277V AC | - | 0 | 0
3VA1180-5EF36-0KC0 |  | 3VA1180-5EF36-0KC0 | 1 | UN | 1 | 10 | C | D | EAR99 | N | 85362090 | 1 | 4042949078784 | 1.05 | KG | 430.1 | 430.1 | LP17 | LP17 | circuit breaker 3VA1 IEC frame 160 breaking capacity class M Icu=55kA @ 415V 3-pole, line protection TM240, ATAM, In=80A overload protection Ir=56A...80A short-circuit protection Ii=5...10 x In clamp connection shunt trip (STL) 220-250V DC, 208-277V AC 2 auxiliary switches HQ | - | 0 | 0
3VA1180-5EF36-0KH0 |  | 3VA1180-5EF36-0KH0 | 1 | UN | 1 | 10 | C | D | EAR99 | N | 85362090 | 1 | 4042949091325 | 1.08 | KG | 453.9 | 453.9 | LP17 | LP17 | circuit breaker 3VA1 IEC frame 160 breaking capacity class M Icu=55kA @ 415V 3-pole, line protection TM240, ATAM, In=80A overload protection Ir=56A...80A short-circuit protection Ii=5...10 x In clamp connection shunt trip (STL) 220-250V DC, 208-277V AC 2 auxiliary switches HQ 1 trip alarm switch HQ | - | 0 | 0
3VA1180-5EF42-0AA0 |  | 3VA1180-5EF42-0AA0 | 1 | UN | 1 | 5 | B | D | EAR99 | N | 85362090 | 1 | 4042948809242 | 1.19 | KG | 347.7 | 337.8 | LP17 | LP17 | circuit breaker 3VA1 IEC frame 160 breaking capacity class M Icu=55kA @ 415V 4-pole, line protection TM240, ATAM, In=80A overload protection Ir=56A...80A short-circuit protection Ii=5...10 x In N conductor unprotected nut keeper kit | Lista Papel 2020 SI | 0 | 0
3VA1180-5EF46-0AA0 |  | 3VA1180-5EF46-0AA0 | 1 | UN | 1 | 5 | B | D | EAR99 | N | 85362090 | 1 | 4042948821022 | 1.275 | KG | 376.4 | 365.7 | LP17 | LP17 | circuit breaker 3VA1 IEC frame 160 breaking capacity class M Icu=55kA @ 415V 4-pole, line protection TM240, ATAM, In=80A overload protection Ir=56A...80A short-circuit protection Ii=5...10 x In N conductor unprotected clamp connection | Lista Papel 2020 SI | 0 | 0
3VA1180-5GD42-0AA0 |  | 3VA1180-5GD42-0AA0 | 1 | UN | 1 | 5 | B | D | EAR99 | N | 85362090 | 1 | 4042948831663 | 1.2 | KG | 323.9 | 314.9 | LP17 | LP17 | circuit breaker 3VA1 IEC frame 160 breaking capacity class M Icu=55kA @ 415V 4-pole, line protection TM210, FTFM, In=80A overload protection Ir=80A fixed short-circuit protection Ii=10 x In N conductor protection 100% nut keeper kit | Lista Papel 2020 SI | 0 | 0
3VA1180-5GD46-0AA0 |  | 3VA1180-5GD46-0AA0 | 1 | UN | 1 | 5 | B | D | EAR99 | N | 85362090 | 1 | 4042948825280 | 1.17 | KG | 352.6 | 342.8 | LP17 | LP17 | circuit breaker 3VA1 IEC frame 160 breaking capacity class M Icu=55kA @ 415V 4-pole, line protection TM210, FTFM, In=80A overload protection Ir=80A fixed short-circuit protection Ii=10 x In N conductor protection 100% clamp connection | Lista Papel 2020 SI | 0 | 0
3VA1180-5GE42-0AA0 |  | 3VA1180-5GE42-0AA0 | 1 | UN | 1 | 5 | B | D | EAR99 | N | 85362090 | 1 | 4042948831656 | 1.215 | KG | 330.5 | 321.4 | LP17 | LP17 | circuit breaker 3VA1 IEC frame 160 breaking capacity class M Icu=55kA @ 415V 4-pole, line protection TM220, ATFM, In=80A overload protection Ir=56A...80A short-circuit protection Ii=10 x In N conductor protection 100% nut keeper kit | Lista Papel 2020 SI | 0 | 0
3VA1180-5GE46-0AA0 |  | 3VA1180-5GE46-0AA0 | 1 | UN | 1 | 5 | B | D | EAR99 | N | 85362090 | 1 | 4042948825297 | 1.17 | KG | 358.3 | 348.5 | LP17 | LP17 | circuit breaker 3VA1 IEC frame 160 breaking capacity class M Icu=55kA @ 415V 4-pole, line protection TM220, ATFM, In=80A overload protection Ir=56A...80A short-circuit protection Ii=10 x In N conductor protection 100% clamp connection | Lista Papel 2020 SI | 0 | 0
3VA1180-5GF42-0AA0 |  | 3VA1180-5GF42-0AA0 | 1 | UN | 1 | 5 | B | D | EAR99 | N | 85362090 | 1 | 4042948831649 | 1.238 | KG | 347.7 | 337.8 | LP17 | LP17 | circuit breaker 3VA1 IEC frame 160 breaking capacity class M Icu=55kA @ 415V 4-pole, line protection TM240, ATAM, In=80A overload protection Ir=56A...80A short-circuit protection Ii=5...10 x In N conductor protection 100% nut keeper kit | Lista Papel 2020 SI | 0 | 0
3VA1180-5GF46-0AA0 |  | 3VA1180-5GF46-0AA0 | 1 | UN | 1 | 5 | B | D | EAR99 | N | 85362090 | 1 | 4042948824542 | 1.17 | KG | 376.4 | 365.7 | LP17 | LP17 | circuit breaker 3VA1 IEC frame 160 breaking capacity class M Icu=55kA @ 415V 4-pole, line protection TM240, ATAM, In=80A overload protection Ir=56A...80A short-circuit protection Ii=5...10 x In N conductor protection 100% clamp connection | Lista Papel 2020 SI | 0 | 0
3VA1180-5MH32-0AA0 |  | 3VA1180-5MH32-0AA0 | 1 | UN | 1 | 5 | B | D | EAR99 | N | 85362090 | 1 | 4042948828175 | 943 | G | 267.3 | 259.9 | LP17 | LP17 | circuit breaker 3VA1 IEC frame 160 breaking capacity class M Icu=55kA @ 415V 3-pole, starter protection TM120M, AM, In=80A without overload protection short-circuit protection Ii=7...16 x In nut keeper kit | Lista Papel 2020 SI | 0 | 0
3VA1180-5MH36-0AA0 |  | 3VA1180-5MH36-0AA0 | 1 | UN | 1 | 5 | B | D | EAR99 | N | 85362090 | 1 | 4042948828168 | 1.021 | KG | 289.5 | 281.3 | LP17 | LP17 | circuit breaker 3VA1 IEC frame 160 breaking capacity class M Icu=55kA @ 415V 3-pole, starter protection TM120M, AM, In=80A without overload protection short-circuit protection Ii=7...16 x In clamp connection | Lista Papel 2020 SI | 0 | 0
3VA1180-6ED32-0AA0 |  | 3VA1180-6ED32-0AA0 | 1 | UN | 1 | 5 | B | D | EAR99 | N | 85362090 | 1 | 4042948812709 | 970 | G | 271.4 | 264 | LP17 | LP17 | circuit breaker 3VA1 IEC frame 160 breaking capacity class H Icu=70kA @ 415V 3-pole, line protection TM210, FTFM, In=80A overload protection Ir=80A fixed short-circuit protection Ii=10 x In nut keeper kit | Lista Papel 2020 SI | 0 | 0
3VA1180-6ED36-0AA0 |  | 3VA1180-6ED36-0AA0 | 1 | UN | 1 | 5 | B | D | EAR99 | N | 85362090 | 1 | 4042948821787 | 1.028 | KG | 292.7 | 284.5 | LP17 | LP17 | circuit breaker 3VA1 IEC frame 160 breaking capacity class H Icu=70kA @ 415V 3-pole, line protection TM210, FTFM, In=80A overload protection Ir=80A fixed short-circuit protection Ii=10 x In clamp connection | Lista Papel 2020 SI | 0 | 0
3VA1180-6ED42-0AA0 |  | 3VA1180-6ED42-0AA0 | 1 | UN | 1 | 5 | B | D | EAR99 | N | 85362090 | 1 | 4042948813584 | 1.186 | KG | 353.4 | 343.6 | LP17 | LP17 | circuit breaker 3VA1 IEC frame 160 breaking capacity class H Icu=70kA @ 415V 4-pole, line protection TM210, FTFM, In=80A overload protection Ir=80A fixed short-circuit protection Ii=10 x In N conductor unprotected nut keeper kit | Lista Papel 2020 SI | 0 | 0
3VA1180-6ED46-0AA0 |  | 3VA1180-6ED46-0AA0 | 1 | UN | 1 | 5 | B | D | EAR99 | N | 85362090 | 1 | 4042948822661 | 1.268 | KG | 381.3 | 370.6 | LP17 | LP17 | circuit breaker 3VA1 IEC frame 160 breaking capacity class H Icu=70kA @ 415V 4-pole, line protection TM210, FTFM, In=80A overload protection Ir=80A fixed short-circuit protection Ii=10 x In N conductor unprotected clamp connection | Lista Papel 2020 SI | 0 | 0
3VA1180-6EE32-0AA0 |  | 3VA1180-6EE32-0AA0 | 1 | UN | 1 | 5 | B | D | EAR99 | N | 85362090 | 1 | 4042948812716 | 957 | G | 277.2 | 269 | LP17 | LP17 | circuit breaker 3VA1 IEC frame 160 breaking capacity class H Icu=70kA @ 415V 3-pole, line protection TM220, ATFM, In=80A overload protection Ir=56A...80A short-circuit protection Ii=10 x In nut keeper kit | Lista Papel 2020 SI | 0 | 0
3VA1180-6EE36-0AA0 |  | 3VA1180-6EE36-0AA0 | 1 | UN | 1 | 5 | B | D | EAR99 | N | 85362090 | 1 | 4042948821794 | 1.025 | KG | 298.5 | 290.3 | LP17 | LP17 | circuit breaker 3VA1 IEC frame 160 breaking capacity class H Icu=70kA @ 415V 3-pole, line protection TM220, ATFM, In=80A overload protection Ir=56A...80A short-circuit protection Ii=10 x In clamp connection | Lista Papel 2020 SI | 0 | 0
3VA1180-6EE42-0AA0 |  | 3VA1180-6EE42-0AA0 | 1 | UN | 1 | 5 | B | D | EAR99 | N | 85362090 | 1 | 4042948813591 | 1.19 | KG | 360 | 350.1 | LP17 | LP17 | circuit breaker 3VA1 IEC frame 160 breaking capacity class H Icu=70kA @ 415V 4-pole, line protection TM220, ATFM, In=80A overload protection Ir=56A...80A short-circuit protection Ii=10 x In N conductor unprotected nut keeper kit | Lista Papel 2020 SI | 0 | 0
3VA1180-6EE46-0AA0 |  | 3VA1180-6EE46-0AA0 | 1 | UN | 1 | 5 | B | D | EAR99 | N | 85362090 | 1 | 4042948822678 | 1.17 | KG | 389.5 | 378.8 | LP17 | LP17 | circuit breaker 3VA1 IEC frame 160 breaking capacity class H Icu=70kA @ 415V 4-pole, line protection TM220, ATFM, In=80A overload protection Ir=56A...80A short-circuit protection Ii=10 x In N conductor unprotected clamp connection | Lista Papel 2020 SI | 0 | 0
3VA1180-6EF32-0AA0 |  | 3VA1180-6EF32-0AA0 | 1 | UN | 1 | 5 | B | D | EAR99 | N | 85362090 | 1 | 4042948808818 | 975 | G | 291.9 | 283.7 | LP17 | LP17 | circuit breaker 3VA1 IEC frame 160 breaking capacity class H Icu=70kA @ 415V 3-pole, line protection TM240, ATAM, In=80A overload protection Ir=56A...80A short-circuit protection Ii=5...10 x In nut keeper kit | Lista Papel 2020 SI | 0 | 0
3VA1180-6EF32-0AB0 |  | 3VA1180-6EF32-0AB0 | 1 | UN | 1 | 10 | C | D | EAR99 | N | 85362090 | 1 | 4042949053330 | 0.96 | KG | 372.3 | 372.3 | LP17 | LP17 | circuit breaker 3VA1 IEC frame 160 breaking capacity class H Icu=70kA @ 415V 3-pole, line protection TM240, ATAM, In=80A overload protection Ir=56A...80A short-circuit protection Ii=5...10 x In nut keeper kit 2 auxiliary switches HP | - | 0 | 0
3VA1180-6EF32-0AC0 |  | 3VA1180-6EF32-0AC0 | 1 | UN | 1 | 10 | C | D | EAR99 | N | 85362090 | 1 | 4042949055426 | 0.96 | KG | 348.5 | 348.5 | LP17 | LP17 | circuit breaker 3VA1 IEC frame 160 breaking capacity class H Icu=70kA @ 415V 3-pole, line protection TM240, ATAM, In=80A overload protection Ir=56A...80A short-circuit protection Ii=5...10 x In nut keeper kit 2 auxiliary switches HQ | - | 0 | 0
3VA1180-6EF32-0AD0 |  | 3VA1180-6EF32-0AD0 | 1 | UN | 1 | 10 | C | D | EAR99 | N | 85362090 | 1 | 4042949057512 | 0.99 | KG | 372.3 | 372.3 | LP17 | LP17 | circuit breaker 3VA1 IEC frame 160 breaking capacity class H Icu=70kA @ 415V 3-pole, line protection TM240, ATAM, In=80A overload protection Ir=56A...80A short-circuit protection Ii=5...10 x In nut keeper kit 3 auxiliary switches HQ | - | 0 | 0
3VA1180-6EF32-0AE0 |  | 3VA1180-6EF32-0AE0 | 1 | UN | 1 | 10 | C | D | EAR99 | N | 85362090 | 1 | 4042949059608 | 1.02 | KG | 396.1 | 396.1 | LP17 | LP17 | circuit breaker 3VA1 IEC frame 160 breaking capacity class H Icu=70kA @ 415V 3-pole, line protection TM240, ATAM, In=80A overload protection Ir=56A...80A short-circuit protection Ii=5...10 x In nut keeper kit 4 auxiliary switches HQ | - | 0 | 0
3VA1180-6EF32-0AF0 |  | 3VA1180-6EF32-0AF0 | 1 | UN | 1 | 10 | C | D | EAR99 | N | 85362090 | 1 | 4042949061694 | 0.96 | KG | 348.5 | 348.5 | LP17 | LP17 | circuit breaker 3VA1 IEC frame 160 breaking capacity class H Icu=70kA @ 415V 3-pole, line protection TM240, ATAM, In=80A overload protection Ir=56A...80A short-circuit protection Ii=5...10 x In nut keeper kit 1 auxiliary switch HQ 1 trip alarm switch HQ | - | 0 | 0
3VA1180-6EF32-0AG0 |  | 3VA1180-6EF32-0AG0 | 1 | UN | 1 | 10 | C | D | EAR99 | N | 85362090 | 1 | 4042949063780 | 0.96 | KG | 372.3 | 372.3 | LP17 | LP17 | circuit breaker 3VA1 IEC frame 160 breaking capacity class H Icu=70kA @ 415V 3-pole, line protection TM240, ATAM, In=80A overload protection Ir=56A...80A short-circuit protection Ii=5...10 x In nut keeper kit 1 auxiliary switch HP 1 trip alarm switch HP | - | 0 | 0
3VA1180-6EF32-0AH0 |  | 3VA1180-6EF32-0AH0 | 1 | UN | 1 | 10 | C | D | EAR99 | N | 85362090 | 1 | 4042949065876 | 0.99 | KG | 372.3 | 372.3 | LP17 | LP17 | circuit breaker 3VA1 IEC frame 160 breaking capacity class H Icu=70kA @ 415V 3-pole, line protection TM240, ATAM, In=80A overload protection Ir=56A...80A short-circuit protection Ii=5...10 x In nut keeper kit 2 auxiliary switches HQ 1 trip alarm switch HQ | - | 0 | 0
3VA1180-6EF32-0BA0 |  | 3VA1180-6EF32-0BA0 | 1 | UN | 1 | 10 | C | D | EAR99 | N | 85362090 | 1 | 4042949040798 | 0.9 | KG | 411.4 | 411.4 | LP17 | LP17 | circuit breaker 3VA1 IEC frame 160 breaking capacity class H Icu=70kA @ 415V 3-pole, line protection TM240, ATAM, In=80A overload protection Ir=56A...80A short-circuit protection Ii=5...10 x In nut keeper kit undervoltage release (UVR) 24V DC | - | 0 | 0
3VA1180-6EF32-0BC0 |  | 3VA1180-6EF32-0BC0 | 1 | UN | 1 | 10 | C | D | EAR99 | N | 85362090 | 1 | 4042949068327 | 1.05 | KG | 457.3 | 457.3 | LP17 | LP17 | circuit breaker 3VA1 IEC frame 160 breaking capacity class H Icu=70kA @ 415V 3-pole, line protection TM240, ATAM, In=80A overload protection Ir=56A...80A short-circuit protection Ii=5...10 x In nut keeper kit undervoltage release (UVR) 24V DC 2 auxiliary switches HQ | - | 0 | 0
3VA1180-6EF32-0BH0 |  | 3VA1180-6EF32-0BH0 | 1 | UN | 1 | 10 | C | D | EAR99 | N | 85362090 | 1 | 4042949080862 | 1.05 | KG | 481.95 | 481.95 | LP17 | LP17 | circuit breaker 3VA1 IEC frame 160 breaking capacity class H Icu=70kA @ 415V 3-pole, line protection TM240, ATAM, In=80A overload protection Ir=56A...80A short-circuit protection Ii=5...10 x In nut keeper kit undervoltage release (UVR) 24V DC 2 auxiliary switches HQ 1 trip alarm switch HQ | - | 0 | 0
3VA1180-6EF32-0CA0 |  | 3VA1180-6EF32-0CA0 | 1 | UN | 1 | 10 | C | D | EAR99 | N | 85362090 | 1 | 4042949042884 | 0.9 | KG | 411.4 | 411.4 | LP17 | LP17 | circuit breaker 3VA1 IEC frame 160 breaking capacity class H Icu=70kA @ 415V 3-pole, line protection TM240, ATAM, In=80A overload protection Ir=56A...80A short-circuit protection Ii=5...10 x In nut keeper kit undervoltage release (UVR) 120-127V AC 50/60Hz | - | 0 | 0
3VA1180-6EF32-0CC0 |  | 3VA1180-6EF32-0CC0 | 1 | UN | 1 | 10 | C | D | EAR99 | N | 85362090 | 1 | 4042949070412 | 1.05 | KG | 457.3 | 457.3 | LP17 | LP17 | circuit breaker 3VA1 IEC frame 160 breaking capacity class H Icu=70kA @ 415V 3-pole, line protection TM240, ATAM, In=80A overload protection Ir=56A...80A short-circuit protection Ii=5...10 x In nut keeper kit undervoltage release (UVR) 120-127V AC 50/60Hz 2 auxiliary switches HQ | - | 0 | 0
3VA1180-6EF32-0CH0 |  | 3VA1180-6EF32-0CH0 | 1 | UN | 1 | 10 | C | D | EAR99 | N | 85362090 | 1 | 4042949082958 | 1.08 | KG | 481.95 | 481.95 | LP17 | LP17 | circuit breaker 3VA1 IEC frame 160 breaking capacity class H Icu=70kA @ 415V 3-pole, line protection TM240, ATAM, In=80A overload protection Ir=56A...80A short-circuit protection Ii=5...10 x In nut keeper kit undervoltage release (UVR) 120-127V AC 50/60Hz 2 auxiliary switches HQ 1 trip alarm switch HQ | - | 0 | 0
3VA1180-6EF32-0DA0 |  | 3VA1180-6EF32-0DA0 | 1 | UN | 1 | 10 | C | D | EAR99 | N | 85362090 | 1 | 4042949044970 | 0.9 | KG | 411.4 | 411.4 | LP17 | LP17 | circuit breaker 3VA1 IEC frame 160 breaking capacity class H Icu=70kA @ 415V 3-pole, line protection TM240, ATAM, In=80A overload protection Ir=56A...80A short-circuit protection Ii=5...10 x In nut keeper kit undervoltage release (UVR) 208-230V AC 50/60Hz | - | 0 | 0
3VA1180-6EF32-0DC0 |  | 3VA1180-6EF32-0DC0 | 1 | UN | 1 | 10 | C | D | EAR99 | N | 85362090 | 1 | 4042949072508 | 1.05 | KG | 457.3 | 457.3 | LP17 | LP17 | circuit breaker 3VA1 IEC frame 160 breaking capacity class H Icu=70kA @ 415V 3-pole, line protection TM240, ATAM, In=80A overload protection Ir=56A...80A short-circuit protection Ii=5...10 x In nut keeper kit undervoltage release (UVR) 208-230V AC 50/60Hz 2 auxiliary switches HQ | - | 0 | 0
3VA1180-6EF32-0DH0 |  | 3VA1180-6EF32-0DH0 | 1 | UN | 1 | 10 | C | D | EAR99 | N | 85362090 | 1 | 4042949085041 | 1.08 | KG | 481.95 | 481.95 | LP17 | LP17 | circuit breaker 3VA1 IEC frame 160 breaking capacity class H Icu=70kA @ 415V 3-pole, line protection TM240, ATAM, In=80A overload protection Ir=56A...80A short-circuit protection Ii=5...10 x In nut keeper kit undervoltage release (UVR) 208-230V AC 50/60Hz 2 auxiliary switches HQ 1 trip alarm switch HQ | - | 0 | 0
3VA1180-6EF32-0HA0 |  | 3VA1180-6EF32-0HA0 | 1 | UN | 1 | 10 | C | D | EAR99 | N | 85362090 | 1 | 4042949047063 | 0.9 | KG | 385.9 | 385.9 | LP17 | LP17 | circuit breaker 3VA1 IEC frame 160 breaking capacity class H Icu=70kA @ 415V 3-pole, line protection TM240, ATAM, In=80A overload protection Ir=56A...80A short-circuit protection Ii=5...10 x In nut keeper kit shunt trip (STL) 12-30V DC, 24V AC 50/60Hz | - | 0 | 0
3VA1180-6EF32-0HC0 |  | 3VA1180-6EF32-0HC0 | 1 | UN | 1 | 10 | C | D | EAR99 | N | 85362090 | 1 | 4042949074595 | 1.05 | KG | 432.65 | 432.65 | LP17 | LP17 | circuit breaker 3VA1 IEC frame 160 breaking capacity class H Icu=70kA @ 415V 3-pole, line protection TM240, ATAM, In=80A overload protection Ir=56A...80A short-circuit protection Ii=5...10 x In nut keeper kit shunt trip (STL) 12-30V DC, 24V AC 50/60Hz 2 auxiliary switches HQ | - | 0 | 0
3VA1180-6EF32-0HH0 |  | 3VA1180-6EF32-0HH0 | 1 | UN | 1 | 10 | C | D | EAR99 | N | 85362090 | 1 | 4042949087137 | 1.08 | KG | 456.45 | 456.45 | LP17 | LP17 | circuit breaker 3VA1 IEC frame 160 breaking capacity class H Icu=70kA @ 415V 3-pole, line protection TM240, ATAM, In=80A overload protection Ir=56A...80A short-circuit protection Ii=5...10 x In nut keeper kit shunt trip (STL) 12-30V DC, 24V AC 50/60Hz 2 auxiliary switches HQ 1 trip alarm switch HQ | - | 0 | 0
3VA1180-6EF32-0JA0 |  | 3VA1180-6EF32-0JA0 | 1 | UN | 1 | 10 | C | D | EAR99 | N | 85362090 | 1 | 4042949049159 | 0.9 | KG | 385.9 | 385.9 | LP17 | LP17 | circuit breaker 3VA1 IEC frame 160 breaking capacity class H Icu=70kA @ 415V 3-pole, line protection TM240, ATAM, In=80A overload protection Ir=56A...80A short-circuit protection Ii=5...10 x In nut keeper kit shunt trip (STL) 110-127V DC, AC 50/60Hz | - | 0 | 0
3VA1180-6EF32-0JC0 |  | 3VA1180-6EF32-0JC0 | 1 | UN | 1 | 10 | C | D | EAR99 | N | 85362090 | 1 | 4042949076681 | 1.05 | KG | 432.65 | 432.65 | LP17 | LP17 | circuit breaker 3VA1 IEC frame 160 breaking capacity class H Icu=70kA @ 415V 3-pole, line protection TM240, ATAM, In=80A overload protection Ir=56A...80A short-circuit protection Ii=5...10 x In nut keeper kit shunt trip (STL) 110-127V DC, AC 50/60Hz 2 auxiliary switches HQ | - | 0 | 0
3VA1180-6EF32-0JH0 |  | 3VA1180-6EF32-0JH0 | 1 | UN | 1 | 10 | C | D | EAR99 | N | 85362090 | 1 | 4042949089223 | 1.08 | KG | 456.45 | 456.45 | LP17 | LP17 | circuit breaker 3VA1 IEC frame 160 breaking capacity class H Icu=70kA @ 415V 3-pole, line protection TM240, ATAM, In=80A overload protection Ir=56A...80A short-circuit protection Ii=5...10 x In nut keeper kit shunt trip (STL) 110-127V DC, AC 50/60Hz 2 auxiliary switches HQ 1 trip alarm switch HQ | - | 0 | 0
3VA1180-6EF32-0KA0 |  | 3VA1180-6EF32-0KA0 | 1 | UN | 1 | 10 | C | D | EAR99 | N | 85362090 | 1 | 4042949051244 | 1.05 | KG | 385.9 | 385.9 | LP17 | LP17 | circuit breaker 3VA1 IEC frame 160 breaking capacity class H Icu=70kA @ 415V 3-pole, line protection TM240, ATAM, In=80A overload protection Ir=56A...80A short-circuit protection Ii=5...10 x In nut keeper kit shunt trip (STL) 220-250V DC, 208-277V AC | - | 0 | 0
3VA1180-6EF32-0KC0 |  | 3VA1180-6EF32-0KC0 | 1 | UN | 1 | 10 | C | D | EAR99 | N | 85362090 | 1 | 4042949078777 | 1.05 | KG | 432.65 | 432.65 | LP17 | LP17 | circuit breaker 3VA1 IEC frame 160 breaking capacity class H Icu=70kA @ 415V 3-pole, line protection TM240, ATAM, In=80A overload protection Ir=56A...80A short-circuit protection Ii=5...10 x In nut keeper kit shunt trip (STL) 220-250V DC, 208-277V AC 2 auxiliary switches HQ | - | 0 | 0
3VA1180-6EF32-0KH0 |  | 3VA1180-6EF32-0KH0 | 1 | UN | 1 | 10 | C | D | EAR99 | N | 85362090 | 1 | 4042949091318 | 1.08 | KG | 456.45 | 456.45 | LP17 | LP17 | circuit breaker 3VA1 IEC frame 160 breaking capacity class H Icu=70kA @ 415V 3-pole, line protection TM240, ATAM, In=80A overload protection Ir=56A...80A short-circuit protection Ii=5...10 x In nut keeper kit shunt trip (STL) 220-250V DC, 208-277V AC 2 auxiliary switches HQ 1 trip alarm switch HQ | - | 0 | 0
3VA1180-6EF36-0AA0 |  | 3VA1180-6EF36-0AA0 | 1 | UN | 1 | 2 | A | D | EAR99 | N | 85362090 | 1 | 4042948820599 | 1.027 | KG | 313.2 | 304.2 | LP17 | LP17 | circuit breaker 3VA1 IEC frame 160 breaking capacity class H Icu=70kA @ 415V 3-pole, line protection TM240, ATAM, In=80A overload protection Ir=56A...80A short-circuit protection Ii=5...10 x In clamp connection | Lista Papel 2020 SI | 0 | 0
3VA1180-6EF36-0AB0 |  | 3VA1180-6EF36-0AB0 | 1 | UN | 1 | 10 | C | D | EAR99 | N | 85362090 | 1 | 4042949053323 | 0.96 | KG | 394.4 | 394.4 | LP17 | LP17 | circuit breaker 3VA1 IEC frame 160 breaking capacity class H Icu=70kA @ 415V 3-pole, line protection TM240, ATAM, In=80A overload protection Ir=56A...80A short-circuit protection Ii=5...10 x In clamp connection 2 auxiliary switches HP | - | 0 | 0
3VA1180-6EF36-0AC0 |  | 3VA1180-6EF36-0AC0 | 1 | UN | 1 | 10 | C | D | EAR99 | N | 85362090 | 1 | 4042949055419 | 0.96 | KG | 370.6 | 370.6 | LP17 | LP17 | circuit breaker 3VA1 IEC frame 160 breaking capacity class H Icu=70kA @ 415V 3-pole, line protection TM240, ATAM, In=80A overload protection Ir=56A...80A short-circuit protection Ii=5...10 x In clamp connection 2 auxiliary switches HQ | - | 0 | 0
3VA1180-6EF36-0AD0 |  | 3VA1180-6EF36-0AD0 | 1 | UN | 1 | 10 | C | D | EAR99 | N | 85362090 | 1 | 4042949057505 | 0.99 | KG | 394.4 | 394.4 | LP17 | LP17 | circuit breaker 3VA1 IEC frame 160 breaking capacity class H Icu=70kA @ 415V 3-pole, line protection TM240, ATAM, In=80A overload protection Ir=56A...80A short-circuit protection Ii=5...10 x In clamp connection 3 auxiliary switches HQ | - | 0 | 0
3VA1180-6EF36-0AE0 |  | 3VA1180-6EF36-0AE0 | 1 | UN | 1 | 10 | C | D | EAR99 | N | 85362090 | 1 | 4042949059592 | 1.02 | KG | 418.2 | 418.2 | LP17 | LP17 | circuit breaker 3VA1 IEC frame 160 breaking capacity class H Icu=70kA @ 415V 3-pole, line protection TM240, ATAM, In=80A overload protection Ir=56A...80A short-circuit protection Ii=5...10 x In clamp connection 4 auxiliary switches HQ | - | 0 | 0
3VA1180-6EF36-0AF0 |  | 3VA1180-6EF36-0AF0 | 1 | UN | 1 | 10 | C | D | EAR99 | N | 85362090 | 1 | 4042949061687 | 0.96 | KG | 370.6 | 370.6 | LP17 | LP17 | circuit breaker 3VA1 IEC frame 160 breaking capacity class H Icu=70kA @ 415V 3-pole, line protection TM240, ATAM, In=80A overload protection Ir=56A...80A short-circuit protection Ii=5...10 x In clamp connection 1 auxiliary switch HQ 1 trip alarm switch HQ | - | 0 | 0
3VA1180-6EF36-0AG0 |  | 3VA1180-6EF36-0AG0 | 1 | UN | 1 | 10 | C | D | EAR99 | N | 85362090 | 1 | 4042949063773 | 0.96 | KG | 394.4 | 394.4 | LP17 | LP17 | circuit breaker 3VA1 IEC frame 160 breaking capacity class H Icu=70kA @ 415V 3-pole, line protection TM240, ATAM, In=80A overload protection Ir=56A...80A short-circuit protection Ii=5...10 x In clamp connection 1 auxiliary switch HP 1 trip alarm switch HP | - | 0 | 0
3VA1180-6EF36-0AH0 |  | 3VA1180-6EF36-0AH0 | 1 | UN | 1 | 10 | C | D | EAR99 | N | 85362090 | 1 | 4042949065869 | 0.99 | KG | 394.4 | 394.4 | LP17 | LP17 | circuit breaker 3VA1 IEC frame 160 breaking capacity class H Icu=70kA @ 415V 3-pole, line protection TM240, ATAM, In=80A overload protection Ir=56A...80A short-circuit protection Ii=5...10 x In clamp connection 2 auxiliary switches HQ 1 trip alarm switch HQ | - | 0 | 0
3VA1180-6EF36-0BA0 |  | 3VA1180-6EF36-0BA0 | 1 | UN | 1 | 10 | C | D | EAR99 | N | 85362090 | 1 | 4042949040781 | 0.9 | KG | 432.65 | 432.65 | LP17 | LP17 | circuit breaker 3VA1 IEC frame 160 breaking capacity class H Icu=70kA @ 415V 3-pole, line protection TM240, ATAM, In=80A overload protection Ir=56A...80A short-circuit protection Ii=5...10 x In clamp connection undervoltage release (UVR) 24V DC | - | 0 | 0
3VA1180-6EF36-0BC0 |  | 3VA1180-6EF36-0BC0 | 1 | UN | 1 | 10 | C | D | EAR99 | N | 85362090 | 1 | 4042949068310 | 1.05 | KG | 479.4 | 479.4 | LP17 | LP17 | circuit breaker 3VA1 IEC frame 160 breaking capacity class H Icu=70kA @ 415V 3-pole, line protection TM240, ATAM, In=80A overload protection Ir=56A...80A short-circuit protection Ii=5...10 x In clamp connection undervoltage release (UVR) 24V DC 2 auxiliary switches HQ | - | 0 | 0
3VA1180-6EF36-0BH0 |  | 3VA1180-6EF36-0BH0 | 1 | UN | 1 | 10 | C | D | EAR99 | N | 85362090 | 1 | 4042949080855 | 1.05 | KG | 503.2 | 503.2 | LP17 | LP17 | circuit breaker 3VA1 IEC frame 160 breaking capacity class H Icu=70kA @ 415V 3-pole, line protection TM240, ATAM, In=80A overload protection Ir=56A...80A short-circuit protection Ii=5...10 x In clamp connection undervoltage release (UVR) 24V DC 2 auxiliary switches HQ 1 trip alarm switch HQ | - | 0 | 0
3VA1180-6EF36-0CA0 |  | 3VA1180-6EF36-0CA0 | 1 | UN | 1 | 10 | C | D | EAR99 | N | 85362090 | 1 | 4042949042877 | 0.9 | KG | 432.65 | 432.65 | LP17 | LP17 | circuit breaker 3VA1 IEC frame 160 breaking capacity class H Icu=70kA @ 415V 3-pole, line protection TM240, ATAM, In=80A overload protection Ir=56A...80A short-circuit protection Ii=5...10 x In clamp connection undervoltage release (UVR) 120-127V AC 50/60Hz | - | 0 | 0
3VA1180-6EF36-0CC0 |  | 3VA1180-6EF36-0CC0 | 1 | UN | 1 | 10 | C | D | EAR99 | N | 85362090 | 1 | 4042949070405 | 1.05 | KG | 479.4 | 479.4 | LP17 | LP17 | circuit breaker 3VA1 IEC frame 160 breaking capacity class H Icu=70kA @ 415V 3-pole, line protection TM240, ATAM, In=80A overload protection Ir=56A...80A short-circuit protection Ii=5...10 x In clamp connection undervoltage release (UVR) 120-127V AC 50/60Hz 2 auxiliary switches HQ | - | 0 | 0
3VA1180-6EF36-0CH0 |  | 3VA1180-6EF36-0CH0 | 1 | UN | 1 | 10 | C | D | EAR99 | N | 85362090 | 1 | 4042949082941 | 1.08 | KG | 503.2 | 503.2 | LP17 | LP17 | circuit breaker 3VA1 IEC frame 160 breaking capacity class H Icu=70kA @ 415V 3-pole, line protection TM240, ATAM, In=80A overload protection Ir=56A...80A short-circuit protection Ii=5...10 x In clamp connection undervoltage release (UVR) 120-127V AC 50/60Hz 2 auxiliary switches HQ 1 trip alarm switch HQ | - | 0 | 0
3VA1180-6EF36-0DA0 |  | 3VA1180-6EF36-0DA0 | 1 | UN | 1 | 10 | C | D | EAR99 | N | 85362090 | 1 | 4042949044963 | 0.9 | KG | 432.65 | 432.65 | LP17 | LP17 | circuit breaker 3VA1 IEC frame 160 breaking capacity class H Icu=70kA @ 415V 3-pole, line protection TM240, ATAM, In=80A overload protection Ir=56A...80A short-circuit protection Ii=5...10 x In clamp connection undervoltage release (UVR) 208-230V AC 50/60Hz | - | 0 | 0
3VA1180-6EF36-0DC0 |  | 3VA1180-6EF36-0DC0 | 1 | UN | 1 | 10 | C | D | EAR99 | N | 85362090 | 1 | 4042949072492 | 1.05 | KG | 479.4 | 479.4 | LP17 | LP17 | circuit breaker 3VA1 IEC frame 160 breaking capacity class H Icu=70kA @ 415V 3-pole, line protection TM240, ATAM, In=80A overload protection Ir=56A...80A short-circuit protection Ii=5...10 x In clamp connection undervoltage release (UVR) 208-230V AC 50/60Hz 2 auxiliary switches HQ | - | 0 | 0
3VA1180-6EF36-0DH0 |  | 3VA1180-6EF36-0DH0 | 1 | UN | 1 | 10 | C | D | EAR99 | N | 85362090 | 1 | 4042949085034 | 1.08 | KG | 503.2 | 503.2 | LP17 | LP17 | circuit breaker 3VA1 IEC frame 160 breaking capacity class H Icu=70kA @ 415V 3-pole, line protection TM240, ATAM, In=80A overload protection Ir=56A...80A short-circuit protection Ii=5...10 x In clamp connection undervoltage release (UVR) 208-230V AC 50/60Hz 2 auxiliary switches HQ 1 trip alarm switch HQ | - | 0 | 0
3VA1180-6EF36-0HA0 |  | 3VA1180-6EF36-0HA0 | 1 | UN | 1 | 10 | C | D | EAR99 | N | 85362090 | 1 | 4042949047056 | 0.9 | KG | 408.85 | 408.85 | LP17 | LP17 | circuit breaker 3VA1 IEC frame 160 breaking capacity class H Icu=70kA @ 415V 3-pole, line protection TM240, ATAM, In=80A overload protection Ir=56A...80A short-circuit protection Ii=5...10 x In clamp connection shunt trip (STL) 12-30V DC, 24V AC 50/60Hz | - | 0 | 0
3VA1180-6EF36-0HC0 |  | 3VA1180-6EF36-0HC0 | 1 | UN | 1 | 10 | C | D | EAR99 | N | 85362090 | 1 | 4042949074588 | 1.05 | KG | 454.75 | 454.75 | LP17 | LP17 | circuit breaker 3VA1 IEC frame 160 breaking capacity class H Icu=70kA @ 415V 3-pole, line protection TM240, ATAM, In=80A overload protection Ir=56A...80A short-circuit protection Ii=5...10 x In clamp connection shunt trip (STL) 12-30V DC, 24V AC 50/60Hz 2 auxiliary switches HQ | - | 0 | 0
3VA1180-6EF36-0HH0 |  | 3VA1180-6EF36-0HH0 | 1 | UN | 1 | 10 | C | D | EAR99 | N | 85362090 | 1 | 4042949087120 | 1.08 | KG | 477.7 | 477.7 | LP17 | LP17 | circuit breaker 3VA1 IEC frame 160 breaking capacity class H Icu=70kA @ 415V 3-pole, line protection TM240, ATAM, In=80A overload protection Ir=56A...80A short-circuit protection Ii=5...10 x In clamp connection shunt trip (STL) 12-30V DC, 24V AC 50/60Hz 2 auxiliary switches HQ 1 trip alarm switch HQ | - | 0 | 0
3VA1180-6EF36-0JA0 |  | 3VA1180-6EF36-0JA0 | 1 | UN | 1 | 10 | C | D | EAR99 | N | 85362090 | 1 | 4042949049142 | 0.9 | KG | 408.85 | 408.85 | LP17 | LP17 | circuit breaker 3VA1 IEC frame 160 breaking capacity class H Icu=70kA @ 415V 3-pole, line protection TM240, ATAM, In=80A overload protection Ir=56A...80A short-circuit protection Ii=5...10 x In clamp connection shunt trip (STL) 110-127V DC, AC 50/60Hz | - | 0 | 0
3VA1180-6EF36-0JC0 |  | 3VA1180-6EF36-0JC0 | 1 | UN | 1 | 10 | C | D | EAR99 | N | 85362090 | 1 | 4042949076674 | 1.05 | KG | 454.75 | 454.75 | LP17 | LP17 | circuit breaker 3VA1 IEC frame 160 breaking capacity class H Icu=70kA @ 415V 3-pole, line protection TM240, ATAM, In=80A overload protection Ir=56A...80A short-circuit protection Ii=5...10 x In clamp connection shunt trip (STL) 110-127V DC, AC 50/60Hz 2 auxiliary switches HQ | - | 0 | 0
3VA1180-6EF36-0JH0 |  | 3VA1180-6EF36-0JH0 | 1 | UN | 1 | 10 | C | D | EAR99 | N | 85362090 | 1 | 4042949089216 | 1.08 | KG | 477.7 | 477.7 | LP17 | LP17 | circuit breaker 3VA1 IEC frame 160 breaking capacity class H Icu=70kA @ 415V 3-pole, line protection TM240, ATAM, In=80A overload protection Ir=56A...80A short-circuit protection Ii=5...10 x In clamp connection shunt trip (STL) 110-127V DC, AC 50/60Hz 2 auxiliary switches HQ 1 trip alarm switch HQ | - | 0 | 0
3VA1180-6EF36-0KA0 |  | 3VA1180-6EF36-0KA0 | 1 | UN | 1 | 10 | C | D | EAR99 | N | 85362090 | 1 | 4042949051237 | 1.05 | KG | 408.85 | 408.85 | LP17 | LP17 | circuit breaker 3VA1 IEC frame 160 breaking capacity class H Icu=70kA @ 415V 3-pole, line protection TM240, ATAM, In=80A overload protection Ir=56A...80A short-circuit protection Ii=5...10 x In clamp connection shunt trip (STL) 220-250V DC, 208-277V AC | - | 0 | 0
3VA1180-6EF36-0KC0 |  | 3VA1180-6EF36-0KC0 | 1 | UN | 1 | 10 | C | D | EAR99 | N | 85362090 | 1 | 4042949078760 | 1.05 | KG | 454.75 | 454.75 | LP17 | LP17 | circuit breaker 3VA1 IEC frame 160 breaking capacity class H Icu=70kA @ 415V 3-pole, line protection TM240, ATAM, In=80A overload protection Ir=56A...80A short-circuit protection Ii=5...10 x In clamp connection shunt trip (STL) 220-250V DC, 208-277V AC 2 auxiliary switches HQ | - | 0 | 0
3VA1180-6EF36-0KH0 |  | 3VA1180-6EF36-0KH0 | 1 | UN | 1 | 10 | C | D | EAR99 | N | 85362090 | 1 | 4042949091301 | 1.08 | KG | 477.7 | 477.7 | LP17 | LP17 | circuit breaker 3VA1 IEC frame 160 breaking capacity class H Icu=70kA @ 415V 3-pole, line protection TM240, ATAM, In=80A overload protection Ir=56A...80A short-circuit protection Ii=5...10 x In clamp connection shunt trip (STL) 220-250V DC, 208-277V AC 2 auxiliary switches HQ 1 trip alarm switch HQ | - | 0 | 0
3VA1180-6EF42-0AA0 |  | 3VA1180-6EF42-0AA0 | 1 | UN | 1 | 5 | B | D | EAR99 | N | 85362090 | 1 | 4042948809259 | 1.19 | KG | 379.7 | 369 | LP17 | LP17 | circuit breaker 3VA1 IEC frame 160 breaking capacity class H Icu=70kA @ 415V 4-pole, line protection TM240, ATAM, In=80A overload protection Ir=56A...80A short-circuit protection Ii=5...10 x In N conductor unprotected nut keeper kit | Lista Papel 2020 SI | 0 | 0
3VA1180-6EF46-0AA0 |  | 3VA1180-6EF46-0AA0 | 1 | UN | 1 | 5 | B | D | EAR99 | N | 85362090 | 1 | 4042948821039 | 1.27 | KG | 407.5 | 396.1 | LP17 | LP17 | circuit breaker 3VA1 IEC frame 160 breaking capacity class H Icu=70kA @ 415V 4-pole, line protection TM240, ATAM, In=80A overload protection Ir=56A...80A short-circuit protection Ii=5...10 x In N conductor unprotected clamp connection | Lista Papel 2020 SI | 0 | 0